[79 empty] | WLDFR | HFTD - Distribution - Tier 2 - 3QU CoRE ¦ 3QU LoRE | Non-Red Flag Warning - Destructive Fires | 2024 | 1.4295e-09 | 1.4295e-09 | 9129.7461 | 233.2301 | 8896.516 | 0 | 0 | 0 | 1.7719e-06 | 1.3051e-05 | 0 | 1.3051e-05 | 1.3051e-05 | 0 | 1.3051e-05 | 0 | 4.6894e-07 | 1.0279e-06 | 0 | 1.0279e-06 | 0 | 1.6487e-07 | 3.2973e-07 | 0 | 3.2973e-07 | [12 empty] | 7.3.3.17.5 (Remote Grid) Updates to grid topology to minimize risk of ignition in HFTDs Remote GridWLDFRWire-to-wire contactAggregated | WLDFR | HFTD - Distribution - Tier 2 - 1QU CoRE ¦ 4QU LoRE | Non-Red Flag Warning - Catastrophic Fires | Wire-to-wire contact | Aggregated | 2024 | 1.554e-06 | 1483.0022 | 0.0023045 | 2024 | Mitigation | 0.95 | 45 | 0 | esc | 0.00097009 | 1.5075e-09 | 0.00097009 | 1.5075e-09
[79 empty] | WLDFR | HFTD - Distribution - Tier 2 - 3QU CoRE ¦ 3QU LoRE | Non-Red Flag Warning - Destructive Fires | 2025 | 1.4295e-09 | 1.4295e-09 | 9129.7461 | 233.2301 | 8896.516 | 0 | 0 | 0 | 1.7719e-06 | 1.3051e-05 | 0 | 1.3051e-05 | 1.3051e-05 | 0 | 1.3051e-05 | 0 | 4.6894e-07 | 1.0279e-06 | 0 | 1.0279e-06 | 0 | 1.6487e-07 | 3.2973e-07 | 0 | 3.2973e-07 | [12 empty] | 7.3.3.17.5 (Remote Grid) Updates to grid topology to minimize risk of ignition in HFTDs Remote GridWLDFRWire-to-wire contactAggregated | WLDFR | HFTD - Distribution - Tier 2 - 1QU CoRE ¦ 4QU LoRE | Non-Red Flag Warning - Catastrophic Fires | Wire-to-wire contact | Aggregated | 2025 | 1.554e-06 | 1483.0022 | 0.0023045 | 2025 | Mitigation | 0.95 | 45 | 0 | esc | 0.00097009 | 1.5075e-09 | 0.00097009 | 1.5075e-09
[79 empty] | WLDFR | HFTD - Distribution - Tier 2 - 3QU CoRE ¦ 3QU LoRE | Non-Red Flag Warning - Destructive Fires | 2026 | 1.4295e-09 | 1.4295e-09 | 9129.7461 | 233.2301 | 8896.516 | 0 | 0 | 0 | 1.7719e-06 | 1.3051e-05 | 0 | 1.3051e-05 | 1.3051e-05 | 0 | 1.3051e-05 | 0 | 4.6894e-07 | 1.0279e-06 | 0 | 1.0279e-06 | 0 | 1.6487e-07 | 3.2973e-07 | 0 | 3.2973e-07 | [12 empty] | 7.3.3.17.5 (Remote Grid) Updates to grid topology to minimize risk of ignition in HFTDs Remote GridWLDFRWire-to-wire contactAggregated | WLDFR | HFTD - Distribution - Tier 2 - 1QU CoRE ¦ 4QU LoRE | Non-Red Flag Warning - Catastrophic Fires | Wire-to-wire contact | Aggregated | 2026 | 1.554e-06 | 1483.0022 | 0.0023045 | 2026 | Mitigation | 0.95 | 45 | 0 | esc | 0.00097009 | 1.5075e-09 | 0.00097009 | 1.5075e-09
[79 empty] | WLDFR | HFTD - Distribution - Tier 2 - 3QU CoRE ¦ 3QU LoRE | Non-Red Flag Warning - Destructive Fires | 2027 | 1.4295e-09 | 1.4295e-09 | 9129.7461 | 233.2301 | 8896.516 | 0 | 0 | 0 | 1.7719e-06 | 1.3051e-05 | 0 | 1.3051e-05 | 1.3051e-05 | 0 | 1.3051e-05 | 0 | 4.6894e-07 | 1.0279e-06 | 0 | 1.0279e-06 | 0 | 1.6487e-07 | 3.2973e-07 | 0 | 3.2973e-07 | [12 empty] | 7.3.3.17.5 (Remote Grid) Updates to grid topology to minimize risk of ignition in HFTDs Remote GridWLDFRWire-to-wire contactAggregated | WLDFR | HFTD - Distribution - Tier 2 - 1QU CoRE ¦ 4QU LoRE | Non-Red Flag Warning - Catastrophic Fires | Wire-to-wire contact | Aggregated | 2027 | 1.554e-06 | 1483.0022 | 0.0023045 | 2027 | Mitigation | 0.95 | 45 | 0 | esc | 0.00097009 | 1.5075e-09 | 0.00097009 | 1.5075e-09
[79 empty] | WLDFR | HFTD - Distribution - Tier 2 - 3QU CoRE ¦ 3QU LoRE | Non-Red Flag Warning - Destructive Fires | 2028 | 1.4295e-09 | 1.4295e-09 | 9534.9221 | 247.273 | 9287.6491 | 0 | 0 | 0 | 1.7719e-06 | 1.363e-05 | 0 | 1.363e-05 | 1.363e-05 | 0 | 1.363e-05 | 0 | 4.6894e-07 | 1.0279e-06 | 0 | 1.0279e-06 | 0 | 1.7197e-07 | 3.4395e-07 | 0 | 3.4395e-07 | [12 empty] | 7.3.3.17.5 (Remote Grid) Updates to grid topology to minimize risk of ignition in HFTDs Remote GridWLDFRWire-to-wire contactAggregated | WLDFR | HFTD - Distribution - Tier 2 - 1QU CoRE ¦ 4QU LoRE | Non-Red Flag Warning - Catastrophic Fires | Wire-to-wire contact | Aggregated | 2028 | 1.554e-06 | 1483.0022 | 0.0023045 | 2028 | Mitigation | 0.95 | 45 | 0 | esc | 0.00097009 | 1.5075e-09 | 0.00097009 | 1.5075e-09
[79 empty] | WLDFR | HFTD - Distribution - Tier 2 - 3QU CoRE ¦ 3QU LoRE | Non-Red Flag Warning - Destructive Fires | 2029 | 1.4295e-09 | 1.4295e-09 | 9534.9221 | 247.273 | 9287.6491 | 0 | 0 | 0 | 1.7719e-06 | 1.363e-05 | 0 | 1.363e-05 | 1.363e-05 | 0 | 1.363e-05 | 0 | 4.9154e-07 | 1.0775e-06 | 0 | 1.0775e-06 | 0 | 1.7197e-07 | 3.4395e-07 | 0 | 3.4395e-07 | [12 empty] | 7.3.3.17.5 (Remote Grid) Updates to grid topology to minimize risk of ignition in HFTDs Remote GridWLDFRWire-to-wire contactAggregated | WLDFR | HFTD - Distribution - Tier 2 - 1QU CoRE ¦ 4QU LoRE | Non-Red Flag Warning - Catastrophic Fires | Wire-to-wire contact | Aggregated | 2029 | 1.554e-06 | 1483.0022 | 0.0023045 | 2029 | Mitigation | 0.95 | 45 | 0 | esc | 0.00097009 | 1.5075e-09 | 0.00097009 | 1.5075e-09
[79 empty] | WLDFR | HFTD - Distribution - Tier 2 - 3QU CoRE ¦ 3QU LoRE | Non-Red Flag Warning - Destructive Fires | 2030 | 1.4295e-09 | 1.4295e-09 | 9534.9221 | 247.273 | 9287.6491 | 0 | 0 | 0 | 1.7719e-06 | 1.363e-05 | 0 | 1.363e-05 | 1.363e-05 | 0 | 1.363e-05 | 0 | 4.9154e-07 | 1.0775e-06 | 0 | 1.0775e-06 | 0 | 1.7197e-07 | 3.4395e-07 | 0 | 3.4395e-07 | [12 empty] | 7.3.3.17.5 (Remote Grid) Updates to grid topology to minimize risk of ignition in HFTDs Remote GridWLDFRWire-to-wire contactAggregated | WLDFR | HFTD - Distribution - Tier 2 - 1QU CoRE ¦ 4QU LoRE | Non-Red Flag Warning - Catastrophic Fires | Wire-to-wire contact | Aggregated | 2030 | 1.554e-06 | 1483.0022 | 0.0023045 | 2030 | Mitigation | 0.95 | 45 | 0 | esc | 0.00097009 | 1.5075e-09 | 0.00097009 | 1.5075e-09
[79 empty] | WLDFR | HFTD - Distribution - Tier 2 - 3QU CoRE ¦ 3QU LoRE | Non-Red Flag Warning - Destructive Fires | 2031 | 1.4295e-09 | 1.4295e-09 | 9534.9221 | 247.273 | 9287.6491 | 0 | 0 | 0 | 1.7719e-06 | 1.363e-05 | 0 | 1.363e-05 | 1.363e-05 | 0 | 1.363e-05 | 0 | 4.9154e-07 | 1.0775e-06 | 0 | 1.0775e-06 | 0 | 1.7197e-07 | 3.4395e-07 | 0 | 3.4395e-07 | [12 empty] | 7.3.3.17.5 (Remote Grid) Updates to grid topology to minimize risk of ignition in HFTDs Remote GridWLDFRWire-to-wire contactAggregated | WLDFR | HFTD - Distribution - Tier 2 - 1QU CoRE ¦ 4QU LoRE | Non-Red Flag Warning - Catastrophic Fires | Wire-to-wire contact | Aggregated | 2031 | 1.554e-06 | 1483.0022 | 0.0023045 | 2031 | Mitigation | 0.95 | 45 | 0 | esc | 0.00097009 | 1.5075e-09 | 0.00097009 | 1.5075e-09
[79 empty] | WLDFR | HFTD - Distribution - Tier 2 - 3QU CoRE ¦ 3QU LoRE | Non-Red Flag Warning - Destructive Fires | 2032 | 1.4295e-09 | 1.4295e-09 | 9534.9221 | 247.273 | 9287.6491 | 0 | 0 | 0 | 1.7719e-06 | 1.363e-05 | 0 | 1.363e-05 | 1.363e-05 | 0 | 1.363e-05 | 0 | 4.9154e-07 | 1.0775e-06 | 0 | 1.0775e-06 | 0 | 1.7197e-07 | 3.4395e-07 | 0 | 3.4395e-07 | [12 empty] | 7.3.3.17.5 (Remote Grid) Updates to grid topology to minimize risk of ignition in HFTDs Remote GridWLDFRWire-to-wire contactAggregated | WLDFR | HFTD - Distribution - Tier 2 - 1QU CoRE ¦ 4QU LoRE | Non-Red Flag Warning - Catastrophic Fires | Wire-to-wire contact | Aggregated | 2032 | 1.554e-06 | 1483.0022 | 0.0023045 | 2032 | Mitigation | 0.95 | 45 | 0 | esc | 0.00097009 | 1.5075e-09 | 0.00097009 | 1.5075e-09
[79 empty] | WLDFR | HFTD - Distribution - Tier 2 - 3QU CoRE ¦ 3QU LoRE | Non-Red Flag Warning - Destructive Fires | 2033 | 1.4295e-09 | 1.4295e-09 | 9984.8474 | 263.1074 | 9721.74 | 0 | 0 | 0 | 1.7719e-06 | 1.4273e-05 | 0 | 1.4273e-05 | 1.4273e-05 | 0 | 1.4273e-05 | 0 | 4.9154e-07 | 1.0775e-06 | 0 | 1.0775e-06 | 0 | 1.7981e-07 | 3.5962e-07 | 0 | 3.5962e-07 | [12 empty] | 7.3.3.17.5 (Remote Grid) Updates to grid topology to minimize risk of ignition in HFTDs Remote GridWLDFRWire-to-wire contactAggregated | WLDFR | HFTD - Distribution - Tier 2 - 1QU CoRE ¦ 4QU LoRE | Non-Red Flag Warning - Catastrophic Fires | Wire-to-wire contact | Aggregated | 2033 | 1.554e-06 | 1483.0022 | 0.0023045 | 2033 | Mitigation | 0.95 | 45 | 0 | esc | 0.00097009 | 1.5075e-09 | 0.00097009 | 1.5075e-09
[79 empty] | WLDFR | HFTD - Distribution - Tier 2 - 3QU CoRE ¦ 3QU LoRE | Non-Red Flag Warning - Destructive Fires | 2034 | 1.4295e-09 | 1.4295e-09 | 9984.8474 | 263.1074 | 9721.74 | 0 | 0 | 0 | 1.7719e-06 | 1.4273e-05 | 0 | 1.4273e-05 | 1.4273e-05 | 0 | 1.4273e-05 | 0 | 5.1501e-07 | 1.1289e-06 | 0 | 1.1289e-06 | 0 | 1.7981e-07 | 3.5962e-07 | 0 | 3.5962e-07 | [12 empty] | 7.3.3.17.5 (Remote Grid) Updates to grid topology to minimize risk of ignition in HFTDs Remote GridWLDFRWire-to-wire contactAggregated | WLDFR | HFTD - Distribution - Tier 2 - 1QU CoRE ¦ 4QU LoRE | Non-Red Flag Warning - Catastrophic Fires | Wire-to-wire contact | Aggregated | 2034 | 1.554e-06 | 1483.0022 | 0.0023045 | 2034 | Mitigation | 0.95 | 45 | 0 | esc | 0.00097009 | 1.5075e-09 | 0.00097009 | 1.5075e-09
[79 empty] | WLDFR | HFTD - Distribution - Tier 2 - 3QU CoRE ¦ 3QU LoRE | Non-Red Flag Warning - Destructive Fires | 2035 | 1.4295e-09 | 1.4295e-09 | 9984.8474 | 263.1074 | 9721.74 | 0 | 0 | 0 | 1.7719e-06 | 1.4273e-05 | 0 | 1.4273e-05 | 1.4273e-05 | 0 | 1.4273e-05 | 0 | 5.1501e-07 | 1.1289e-06 | 0 | 1.1289e-06 | 0 | 1.7981e-07 | 3.5962e-07 | 0 | 3.5962e-07 | [12 empty] | 7.3.3.17.5 (Remote Grid) Updates to grid topology to minimize risk of ignition in HFTDs Remote GridWLDFRWire-to-wire contactAggregated | WLDFR | HFTD - Distribution - Tier 2 - 1QU CoRE ¦ 4QU LoRE | Non-Red Flag Warning - Catastrophic Fires | Wire-to-wire contact | Aggregated | 2035 | 1.554e-06 | 1483.0022 | 0.0023045 | 2035 | Mitigation | 0.95 | 45 | 0 | esc | 0.00097009 | 1.5075e-09 | 0.00097009 | 1.5075e-09
[79 empty] | WLDFR | HFTD - Distribution - Tier 2 - 3QU CoRE ¦ 3QU LoRE | Non-Red Flag Warning - Destructive Fires | 2036 | 1.4295e-09 | 1.4295e-09 | 9984.8474 | 263.1074 | 9721.74 | 0 | 0 | 0 | 1.7719e-06 | 1.4273e-05 | 0 | 1.4273e-05 | 1.4273e-05 | 0 | 1.4273e-05 | 0 | 5.1501e-07 | 1.1289e-06 | 0 | 1.1289e-06 | 0 | 1.7981e-07 | 3.5962e-07 | 0 | 3.5962e-07 | [12 empty] | 7.3.3.17.5 (Remote Grid) Updates to grid topology to minimize risk of ignition in HFTDs Remote GridWLDFRWire-to-wire contactAggregated | WLDFR | HFTD - Distribution - Tier 2 - 1QU CoRE ¦ 4QU LoRE | Non-Red Flag Warning - Catastrophic Fires | Wire-to-wire contact | Aggregated | 2036 | 1.554e-06 | 1483.0022 | 0.0023045 | 2036 | Mitigation | 0.95 | 45 | 0 | esc | 0.00097009 | 1.5075e-09 | 0.00097009 | 1.5075e-09
[79 empty] | WLDFR | HFTD - Distribution - Tier 2 - 3QU CoRE ¦ 3QU LoRE | Non-Red Flag Warning - Destructive Fires | 2037 | 1.4295e-09 | 1.4295e-09 | 9984.8474 | 263.1074 | 9721.74 | 0 | 0 | 0 | 1.7719e-06 | 1.4273e-05 | 0 | 1.4273e-05 | 1.4273e-05 | 0 | 1.4273e-05 | 0 | 5.1501e-07 | 1.1289e-06 | 0 | 1.1289e-06 | 0 | 1.7981e-07 | 3.5962e-07 | 0 | 3.5962e-07 | [12 empty] | 7.3.3.17.5 (Remote Grid) Updates to grid topology to minimize risk of ignition in HFTDs Remote GridWLDFRWire-to-wire contactAggregated | WLDFR | HFTD - Distribution - Tier 2 - 1QU CoRE ¦ 4QU LoRE | Non-Red Flag Warning - Catastrophic Fires | Wire-to-wire contact | Aggregated | 2037 | 1.554e-06 | 1483.0022 | 0.0023045 | 2037 | Mitigation | 0.95 | 45 | 0 | esc | 0.00097009 | 1.5075e-09 | 0.00097009 | 1.5075e-09
[79 empty] | WLDFR | HFTD - Distribution - Tier 2 - 3QU CoRE ¦ 3QU LoRE | Non-Red Flag Warning - Destructive Fires | 2038 | 1.4295e-09 | 1.4295e-09 | 10472.8261 | 280.5544 | 10192.2718 | 0 | 0 | 0 | 1.7719e-06 | 1.4971e-05 | 0 | 1.4971e-05 | 1.4971e-05 | 0 | 1.4971e-05 | 0 | 5.1501e-07 | 1.1289e-06 | 0 | 1.1289e-06 | 0 | 1.8829e-07 | 3.7658e-07 | 0 | 3.7658e-07 | [12 empty] | 7.3.3.17.5 (Remote Grid) Updates to grid topology to minimize risk of ignition in HFTDs Remote GridWLDFRWire-to-wire contactAggregated | WLDFR | HFTD - Distribution - Tier 2 - 1QU CoRE ¦ 4QU LoRE | Non-Red Flag Warning - Catastrophic Fires | Wire-to-wire contact | Aggregated | 2038 | 1.554e-06 | 1483.0022 | 0.0023045 | 2038 | Mitigation | 0.95 | 45 | 0 | esc | 0.00097009 | 1.5075e-09 | 0.00097009 | 1.5075e-09
[79 empty] | WLDFR | HFTD - Distribution - Tier 2 - 3QU CoRE ¦ 3QU LoRE | Non-Red Flag Warning - Destructive Fires | 2039 | 1.4295e-09 | 1.4295e-09 | 10472.8261 | 280.5544 | 10192.2718 | 0 | 0 | 0 | 1.7719e-06 | 1.4971e-05 | 0 | 1.4971e-05 | 1.4971e-05 | 0 | 1.4971e-05 | 0 | 5.3907e-07 | 1.1817e-06 | 0 | 1.1817e-06 | 0 | 1.8829e-07 | 3.7658e-07 | 0 | 3.7658e-07 | [12 empty] | 7.3.3.17.5 (Remote Grid) Updates to grid topology to minimize risk of ignition in HFTDs Remote GridWLDFRWire-to-wire contactAggregated | WLDFR | HFTD - Distribution - Tier 2 - 1QU CoRE ¦ 4QU LoRE | Non-Red Flag Warning - Catastrophic Fires | Wire-to-wire contact | Aggregated | 2039 | 1.554e-06 | 1483.0022 | 0.0023045 | 2039 | Mitigation | 0.95 | 45 | 0 | esc | 0.00097009 | 1.5075e-09 | 0.00097009 | 1.5075e-09
[79 empty] | WLDFR | HFTD - Distribution - Tier 2 - 3QU CoRE ¦ 3QU LoRE | Non-Red Flag Warning - Destructive Fires | 2040 | 1.4295e-09 | 1.4295e-09 | 10472.8261 | 280.5544 | 10192.2718 | 0 | 0 | 0 | 1.7719e-06 | 1.4971e-05 | 0 | 1.4971e-05 | 1.4971e-05 | 0 | 1.4971e-05 | 0 | 5.3907e-07 | 1.1817e-06 | 0 | 1.1817e-06 | 0 | 1.8829e-07 | 3.7658e-07 | 0 | 3.7658e-07 | [12 empty] | 7.3.3.17.5 (Remote Grid) Updates to grid topology to minimize risk of ignition in HFTDs Remote GridWLDFRWire-to-wire contactAggregated | WLDFR | HFTD - Distribution - Tier 2 - 1QU CoRE ¦ 4QU LoRE | Non-Red Flag Warning - Catastrophic Fires | Wire-to-wire contact | Aggregated | 2040 | 1.554e-06 | 1483.0022 | 0.0023045 | 2040 | Mitigation | 0.95 | 45 | 0 | esc | 0.00097009 | 1.5075e-09 | 0.00097009 | 1.5075e-09
[79 empty] | WLDFR | HFTD - Distribution - Tier 2 - 3QU CoRE ¦ 3QU LoRE | Non-Red Flag Warning - Destructive Fires | 2041 | 1.4295e-09 | 1.4295e-09 | 10472.8261 | 280.5544 | 10192.2718 | 0 | 0 | 0 | 1.7719e-06 | 1.4971e-05 | 0 | 1.4971e-05 | 1.4971e-05 | 0 | 1.4971e-05 | 0 | 5.3907e-07 | 1.1817e-06 | 0 | 1.1817e-06 | 0 | 1.8829e-07 | 3.7658e-07 | 0 | 3.7658e-07 | [12 empty] | 7.3.3.17.5 (Remote Grid) Updates to grid topology to minimize risk of ignition in HFTDs Remote GridWLDFRWire-to-wire contactAggregated | WLDFR | HFTD - Distribution - Tier 2 - 1QU CoRE ¦ 4QU LoRE | Non-Red Flag Warning - Catastrophic Fires | Wire-to-wire contact | Aggregated | 2041 | 1.554e-06 | 1483.0022 | 0.0023045 | 2041 | Mitigation | 0.95 | 45 | 0 | esc | 0.00097009 | 1.5075e-09 | 0.00097009 | 1.5075e-09
[79 empty] | WLDFR | HFTD - Distribution - Tier 2 - 3QU CoRE ¦ 3QU LoRE | Non-Red Flag Warning - Destructive Fires | 2042 | 1.4295e-09 | 1.4295e-09 | 10472.8261 | 280.5544 | 10192.2718 | 0 | 0 | 0 | 1.7719e-06 | 1.4971e-05 | 0 | 1.4971e-05 | 1.4971e-05 | 0 | 1.4971e-05 | 0 | 5.3907e-07 | 1.1817e-06 | 0 | 1.1817e-06 | 0 | 1.8829e-07 | 3.7658e-07 | 0 | 3.7658e-07 | [12 empty] | 7.3.3.17.5 (Remote Grid) Updates to grid topology to minimize risk of ignition in HFTDs Remote GridWLDFRWire-to-wire contactAggregated | WLDFR | HFTD - Distribution - Tier 2 - 1QU CoRE ¦ 4QU LoRE | Non-Red Flag Warning - Catastrophic Fires | Wire-to-wire contact | Aggregated | 2042 | 1.554e-06 | 1483.0022 | 0.0023045 | 2042 | Mitigation | 0.95 | 45 | 0 | esc | 0.00097009 | 1.5075e-09 | 0.00097009 | 1.5075e-09
[79 empty] | WLDFR | HFTD - Distribution - Tier 2 - 3QU CoRE ¦ 3QU LoRE | Non-Red Flag Warning - Destructive Fires | 2043 | 1.4295e-09 | 1.4295e-09 | 10992.1562 | 299.42 | 10692.7362 | 0 | 0 | 0 | 1.7719e-06 | 1.5713e-05 | 0 | 1.5713e-05 | 1.5713e-05 | 0 | 1.5713e-05 | 0 | 5.3907e-07 | 1.1817e-06 | 0 | 1.1817e-06 | 0 | 1.9733e-07 | 3.9467e-07 | 0 | 3.9467e-07 | [12 empty] | 7.3.3.17.5 (Remote Grid) Updates to grid topology to minimize risk of ignition in HFTDs Remote GridWLDFRWire-to-wire contactAggregated | WLDFR | HFTD - Distribution - Tier 2 - 1QU CoRE ¦ 4QU LoRE | Non-Red Flag Warning - Catastrophic Fires | Wire-to-wire contact | Aggregated | 2043 | 1.554e-06 | 1483.0022 | 0.0023045 | 2043 | Mitigation | 0.95 | 45 | 0 | esc | 0.00097009 | 1.5075e-09 | 0.00097009 | 1.5075e-09
[79 empty] | WLDFR | HFTD - Distribution - Tier 2 - 3QU CoRE ¦ 3QU LoRE | Non-Red Flag Warning - Destructive Fires | 2044 | 1.4295e-09 | 1.4295e-09 | 10992.1562 | 299.42 | 10692.7362 | 0 | 0 | 0 | 1.7719e-06 | 1.5713e-05 | 0 | 1.5713e-05 | 1.5713e-05 | 0 | 1.5713e-05 | 0 | 5.6345e-07 | 1.2351e-06 | 0 | 1.2351e-06 | 0 | 1.9733e-07 | 3.9467e-07 | 0 | 3.9467e-07 | [12 empty] | 7.3.3.17.5 (Remote Grid) Updates to grid topology to minimize risk of ignition in HFTDs Remote GridWLDFRWire-to-wire contactAggregated | WLDFR | HFTD - Distribution - Tier 2 - 1QU CoRE ¦ 4QU LoRE | Non-Red Flag Warning - Catastrophic Fires | Wire-to-wire contact | Aggregated | 2044 | 1.554e-06 | 1483.0022 | 0.0023045 | 2044 | Mitigation | 0.95 | 45 | 0 | esc | 0.00097009 | 1.5075e-09 | 0.00097009 | 1.5075e-09
[79 empty] | WLDFR | HFTD - Distribution - Tier 2 - 3QU CoRE ¦ 3QU LoRE | Non-Red Flag Warning - Destructive Fires | 2045 | 1.4295e-09 | 1.4295e-09 | 10992.1562 | 299.42 | 10692.7362 | 0 | 0 | 0 | 1.7719e-06 | 1.5713e-05 | 0 | 1.5713e-05 | 1.5713e-05 | 0 | 1.5713e-05 | 0 | 5.6345e-07 | 1.2351e-06 | 0 | 1.2351e-06 | 0 | 1.9733e-07 | 3.9467e-07 | 0 | 3.9467e-07 | [12 empty] | 7.3.3.17.5 (Remote Grid) Updates to grid topology to minimize risk of ignition in HFTDs Remote GridWLDFRWire-to-wire contactAggregated | WLDFR | HFTD - Distribution - Tier 2 - 1QU CoRE ¦ 4QU LoRE | Non-Red Flag Warning - Catastrophic Fires | Wire-to-wire contact | Aggregated | 2045 | 1.554e-06 | 1483.0022 | 0.0023045 | 2045 | Mitigation | 0.95 | 45 | 0 | esc | 0.00097009 | 1.5075e-09 | 0.00097009 | 1.5075e-09
[79 empty] | WLDFR | HFTD - Distribution - Tier 2 - 3QU CoRE ¦ 3QU LoRE | Non-Red Flag Warning - Destructive Fires | 2046 | 1.4295e-09 | 1.4295e-09 | 10992.1562 | 299.42 | 10692.7362 | 0 | 0 | 0 | 1.7719e-06 | 1.5713e-05 | 0 | 1.5713e-05 | 1.5713e-05 | 0 | 1.5713e-05 | 0 | 5.6345e-07 | 1.2351e-06 | 0 | 1.2351e-06 | 0 | 1.9733e-07 | 3.9467e-07 | 0 | 3.9467e-07 | [12 empty] | 7.3.3.17.5 (Remote Grid) Updates to grid topology to minimize risk of ignition in HFTDs Remote GridWLDFRWire-to-wire contactAggregated | WLDFR | HFTD - Distribution - Tier 2 - 1QU CoRE ¦ 4QU LoRE | Non-Red Flag Warning - Catastrophic Fires | Wire-to-wire contact | Aggregated | 2046 | 1.554e-06 | 1483.0022 | 0.0023045 | 2046 | Mitigation | 0.95 | 45 | 0 | esc | 0.00097009 | 1.5075e-09 | 0.00097009 | 1.5075e-09
[79 empty] | WLDFR | HFTD - Distribution - Tier 2 - 3QU CoRE ¦ 3QU LoRE | Non-Red Flag Warning - Destructive Fires | 2047 | 1.4295e-09 | 1.4295e-09 | 10992.1562 | 299.42 | 10692.7362 | 0 | 0 | 0 | 1.7719e-06 | 1.5713e-05 | 0 | 1.5713e-05 | 1.5713e-05 | 0 | 1.5713e-05 | 0 | 0 | 1.2351e-06 | 0 | 1.2351e-06 | 0 | 0 | 3.9467e-07 | 0 | 3.9467e-07 | [12 empty] | 7.3.3.17.5 (Remote Grid) Updates to grid topology to minimize risk of ignition in HFTDs Remote GridWLDFRWire-to-wire contactAggregated | WLDFR | HFTD - Distribution - Tier 2 - 1QU CoRE ¦ 4QU LoRE | Non-Red Flag Warning - Catastrophic Fires | Wire-to-wire contact | Aggregated | 2047 | 1.554e-06 | 1483.0022 | 0.0023045 | 2047 | Mitigation | 0.95 | 45 | 0 | esc | 0.00097009 | 1.5075e-09 | 0.00097009 | 1.5075e-09
[79 empty] | WLDFR | HFTD - Distribution - Tier 2 - 3QU CoRE ¦ 3QU LoRE | Non-Red Flag Warning - Destructive Fires | 2048 | 1.4295e-09 | 1.4295e-09 | 11536.0538 | 319.4911 | 11216.5626 | 0 | 0 | 0 | 1.7719e-06 | 1.6491e-05 | 0 | 1.6491e-05 | 1.6491e-05 | 0 | 1.6491e-05 | 0 | 0 | 0 | 0 | 0 | 0 | 0 | 0 | 0 | 0 | [12 empty] | 7.3.3.17.5 (Remote Grid) Updates to grid topology to minimize risk of ignition in HFTDs Remote GridWLDFRWire-to-wire contactAggregated | WLDFR | HFTD - Distribution - Tier 2 - 1QU CoRE ¦ 4QU LoRE | Non-Red Flag Warning - Catastrophic Fires | Wire-to-wire contact | Aggregated | 2048 | 1.554e-06 | 1483.0022 | 0.0023045 | 2048 | Mitigation | 0.95 | 45 | 0 | esc | 0.00097009 | 1.5075e-09 | 0.00097009 | 1.5075e-09
[79 empty] | WLDFR | HFTD - Distribution - Tier 2 - 3QU CoRE ¦ 3QU LoRE | Non-Red Flag Warning - Destructive Fires | 2049 | 1.4295e-09 | 1.4295e-09 | 11536.0538 | 319.4911 | 11216.5626 | 0 | 0 | 0 | 1.7719e-06 | 1.6491e-05 | 0 | 1.6491e-05 | 1.6491e-05 | 0 | 1.6491e-05 | 0 | 9.0643e-05 | 0 | 0 | 0 | 0 | 0 | 0 | 0 | 0 | [12 empty] | 7.3.3.17.5 (Remote Grid) Updates to grid topology to minimize risk of ignition in HFTDs Remote GridWLDFRWire-to-wire contactAggregated | WLDFR | HFTD - Distribution - Tier 2 - 1QU CoRE ¦ 4QU LoRE | Non-Red Flag Warning - Catastrophic Fires | Wire-to-wire contact | Aggregated | 2049 | 1.554e-06 | 1483.0022 | 0.0023045 | 2049 | Mitigation | 0.95 | 45 | 0 | esc | 0.00097009 | 1.5075e-09 | 0.00097009 | 1.5075e-09
[79 empty] | WLDFR | HFTD - Distribution - Tier 2 - 3QU CoRE ¦ 3QU LoRE | Non-Red Flag Warning - Destructive Fires | 2050 | 1.4295e-09 | 1.4295e-09 | 11536.0538 | 319.4911 | 11216.5626 | 0 | 0 | 0 | 1.7719e-06 | 1.6491e-05 | 0 | 1.6491e-05 | 1.6491e-05 | 0 | 1.6491e-05 | 0 | 9.3965e-05 | 0.00020597 | 0 | 0.00020597 | 0 | 8.8476e-06 | 0 | 0 | 0 | [12 empty] | 7.3.3.17.5 (Remote Grid) Updates to grid topology to minimize risk of ignition in HFTDs Remote GridWLDFRWire-to-wire contactAggregated | WLDFR | HFTD - Distribution - Tier 2 - 1QU CoRE ¦ 4QU LoRE | Non-Red Flag Warning - Catastrophic Fires | Wire-to-wire contact | Aggregated | 2050 | 1.554e-06 | 1483.0022 | 0.0023045 | 2050 | Mitigation | 0.95 | 45 | 0 | esc | 0.00097009 | 1.5075e-09 | 0.00097009 | 1.5075e-09
[79 empty] | WLDFR | HFTD - Distribution - Tier 2 - 3QU CoRE ¦ 3QU LoRE | Non-Red Flag Warning - Destructive Fires | 2051 | 1.4295e-09 | 1.4295e-09 | 11536.0538 | 319.4911 | 11216.5626 | 0 | 0 | 0 | 1.7719e-06 | 1.6491e-05 | 0 | 1.6491e-05 | 1.6491e-05 | 0 | 1.6491e-05 | 0 | 9.3965e-05 | 0.00020597 | 0 | 0.00020597 | 0 | 9.1719e-06 | 1.8344e-05 | 0 | 1.8344e-05 | [12 empty] | 7.3.3.17.5 (Remote Grid) Updates to grid topology to minimize risk of ignition in HFTDs Remote GridWLDFRWire-to-wire contactAggregated | WLDFR | HFTD - Distribution - Tier 2 - 1QU CoRE ¦ 4QU LoRE | Non-Red Flag Warning - Catastrophic Fires | Wire-to-wire contact | Aggregated | 2051 | 1.554e-06 | 1483.0022 | 0.0023045 | 2051 | Mitigation | 0.95 | 45 | 0 | esc | 0.00097009 | 1.5075e-09 | 0.00097009 | 1.5075e-09
[79 empty] | WLDFR | HFTD - Distribution - Tier 2 - 3QU CoRE ¦ 3QU LoRE | Non-Red Flag Warning - Destructive Fires | 2052 | 1.4295e-09 | 1.4295e-09 | 11536.0538 | 319.4911 | 11216.5626 | 0 | 0 | 0 | 1.7719e-06 | 1.6491e-05 | 0 | 1.6491e-05 | 1.6491e-05 | 0 | 1.6491e-05 | 0 | 9.3965e-05 | 0.00020597 | 0 | 0.00020597 | 0 | 9.1719e-06 | 1.8344e-05 | 0 | 1.8344e-05 | [12 empty] | 7.3.3.17.5 (Remote Grid) Updates to grid topology to minimize risk of ignition in HFTDs Remote GridWLDFRWire-to-wire contactAggregated | WLDFR | HFTD - Distribution - Tier 2 - 1QU CoRE ¦ 4QU LoRE | Non-Red Flag Warning - Catastrophic Fires | Wire-to-wire contact | Aggregated | 2052 | 1.554e-06 | 1483.0022 | 0.0023045 | 2052 | Mitigation | 0.95 | 45 | 0 | esc | 0.00097009 | 1.5075e-09 | 0.00097009 | 1.5075e-09
[79 empty] | WLDFR | HFTD - Distribution - Tier 2 - 3QU CoRE ¦ 3QU LoRE | Non-Red Flag Warning - Destructive Fires | 2053 | 1.4295e-09 | 1.4295e-09 | 12097.6769 | 340.5356 | 11757.1413 | 0 | 0 | 0 | 1.7719e-06 | 1.7294e-05 | 0 | 1.7294e-05 | 1.7294e-05 | 0 | 1.7294e-05 | 0 | 9.3965e-05 | 0.00020597 | 0 | 0.00020597 | 0 | 9.1719e-06 | 1.8344e-05 | 0 | 1.8344e-05 | [12 empty] | 7.3.3.17.5 (Remote Grid) Updates to grid topology to minimize risk of ignition in HFTDs Remote GridWLDFRWire-to-wire contactAggregated | WLDFR | HFTD - Distribution - Tier 2 - 1QU CoRE ¦ 4QU LoRE | Non-Red Flag Warning - Catastrophic Fires | Wire-to-wire contact | Aggregated | 2053 | 1.554e-06 | 1483.0022 | 0.0023045 | 2053 | Mitigation | 0.95 | 45 | 0 | esc | 0.00097009 | 1.5075e-09 | 0.00097009 | 1.5075e-09
[79 empty] | WLDFR | HFTD - Distribution - Tier 2 - 3QU CoRE ¦ 3QU LoRE | Non-Red Flag Warning - Destructive Fires | 2054 | 1.4295e-09 | 1.4295e-09 | 12097.6769 | 340.5356 | 11757.1413 | 0 | 0 | 0 | 1.7719e-06 | 1.7294e-05 | 0 | 1.7294e-05 | 1.7294e-05 | 0 | 1.7294e-05 | 0 | 9.3965e-05 | 0.00020597 | 0 | 0.00020597 | 0 | 9.1719e-06 | 1.8344e-05 | 0 | 1.8344e-05 | [12 empty] | 7.3.3.17.5 (Remote Grid) Updates to grid topology to minimize risk of ignition in HFTDs Remote GridWLDFRWire-to-wire contactAggregated | WLDFR | HFTD - Distribution - Tier 2 - 1QU CoRE ¦ 4QU LoRE | Non-Red Flag Warning - Catastrophic Fires | Wire-to-wire contact | Aggregated | 2054 | 1.554e-06 | 1483.0022 | 0.0023045 | 2054 | Mitigation | 0.95 | 45 | 0 | esc | 0.00097009 | 1.5075e-09 | 0.00097009 | 1.5075e-09
[79 empty] | WLDFR | HFTD - Distribution - Tier 2 - 3QU CoRE ¦ 3QU LoRE | Non-Red Flag Warning - Destructive Fires | 2055 | 1.4295e-09 | 1.4295e-09 | 12097.6769 | 340.5356 | 11757.1413 | 0 | 0 | 0 | 1.7719e-06 | 1.7294e-05 | 0 | 1.7294e-05 | 1.7294e-05 | 0 | 1.7294e-05 | 0 | 9.8151e-05 | 0.00021515 | 0 | 0.00021515 | 0 | 9.1719e-06 | 1.8344e-05 | 0 | 1.8344e-05 | [12 empty] | 7.3.3.17.5 (Remote Grid) Updates to grid topology to minimize risk of ignition in HFTDs Remote GridWLDFRWire-to-wire contactAggregated | WLDFR | HFTD - Distribution - Tier 2 - 1QU CoRE ¦ 4QU LoRE | Non-Red Flag Warning - Catastrophic Fires | Wire-to-wire contact | Aggregated | 2055 | 1.554e-06 | 1483.0022 | 0.0023045 | 2055 | Mitigation | 0.95 | 45 | 0 | esc | 0.00097009 | 1.5075e-09 | 0.00097009 | 1.5075e-09
[79 empty] | WLDFR | HFTD - Distribution - Tier 2 - 3QU CoRE ¦ 3QU LoRE | Non-Red Flag Warning - Destructive Fires | 2056 | 1.4295e-09 | 1.4295e-09 | 12097.6769 | 340.5356 | 11757.1413 | 0 | 0 | 0 | 1.7719e-06 | 1.7294e-05 | 0 | 1.7294e-05 | 1.7294e-05 | 0 | 1.7294e-05 | 0 | 9.8151e-05 | 0.00021515 | 0 | 0.00021515 | 0 | 9.5805e-06 | 1.9161e-05 | 0 | 1.9161e-05 | [12 empty] | 7.3.3.17.5 (Remote Grid) Updates to grid topology to minimize risk of ignition in HFTDs Remote GridWLDFRWire-to-wire contactAggregated | WLDFR | HFTD - Distribution - Tier 2 - 1QU CoRE ¦ 4QU LoRE | Non-Red Flag Warning - Catastrophic Fires | Wire-to-wire contact | Aggregated | 2056 | 1.554e-06 | 1483.0022 | 0.0023045 | 2056 | Mitigation | 0.95 | 45 | 0 | esc | 0.00097009 | 1.5075e-09 | 0.00097009 | 1.5075e-09
[79 empty] | WLDFR | HFTD - Distribution - Tier 2 - 3QU CoRE ¦ 3QU LoRE | Non-Red Flag Warning - Destructive Fires | 2057 | 1.4295e-09 | 1.4295e-09 | 12097.6769 | 340.5356 | 11757.1413 | 0 | 0 | 0 | 1.7719e-06 | 1.7294e-05 | 0 | 1.7294e-05 | 1.7294e-05 | 0 | 1.7294e-05 | 0 | 9.8151e-05 | 0.00021515 | 0 | 0.00021515 | 0 | 9.5805e-06 | 1.9161e-05 | 0 | 1.9161e-05 | [12 empty] | 7.3.3.17.5 (Remote Grid) Updates to grid topology to minimize risk of ignition in HFTDs Remote GridWLDFRWire-to-wire contactAggregated | WLDFR | HFTD - Distribution - Tier 2 - 1QU CoRE ¦ 4QU LoRE | Non-Red Flag Warning - Catastrophic Fires | Wire-to-wire contact | Aggregated | 2057 | 1.554e-06 | 1483.0022 | 0.0023045 | 2057 | Mitigation | 0.95 | 45 | 0 | esc | 0.00097009 | 1.5075e-09 | 0.00097009 | 1.5075e-09
[79 empty] | WLDFR | HFTD - Distribution - Tier 2 - 3QU CoRE ¦ 3QU LoRE | Non-Red Flag Warning - Destructive Fires | 2058 | 1.4295e-09 | 1.4295e-09 | 12670.1796 | 362.3049 | 12307.8747 | 0 | 0 | 0 | 1.7719e-06 | 1.8112e-05 | 0 | 1.8112e-05 | 1.8112e-05 | 0 | 1.8112e-05 | 0 | 9.8151e-05 | 0.00021515 | 0 | 0.00021515 | 0 | 9.5805e-06 | 1.9161e-05 | 0 | 1.9161e-05 | [12 empty] | 7.3.3.17.5 (Remote Grid) Updates to grid topology to minimize risk of ignition in HFTDs Remote GridWLDFRWire-to-wire contactAggregated | WLDFR | HFTD - Distribution - Tier 2 - 1QU CoRE ¦ 4QU LoRE | Non-Red Flag Warning - Catastrophic Fires | Wire-to-wire contact | Aggregated | 2058 | 1.554e-06 | 1483.0022 | 0.0023045 | 2058 | Mitigation | 0.95 | 45 | 0 | esc | 0.00097009 | 1.5075e-09 | 0.00097009 | 1.5075e-09
[79 empty] | WLDFR | HFTD - Distribution - Tier 2 - 3QU CoRE ¦ 3QU LoRE | Non-Red Flag Warning - Destructive Fires | 2059 | 1.4295e-09 | 1.4295e-09 | 12670.1796 | 362.3049 | 12307.8747 | 0 | 0 | 0 | 1.7719e-06 | 1.8112e-05 | 0 | 1.8112e-05 | 1.8112e-05 | 0 | 1.8112e-05 | 0 | 9.8151e-05 | 0.00021515 | 0 | 0.00021515 | 0 | 9.5805e-06 | 1.9161e-05 | 0 | 1.9161e-05 | [12 empty] | 7.3.3.17.5 (Remote Grid) Updates to grid topology to minimize risk of ignition in HFTDs Remote GridWLDFRWire-to-wire contactAggregated | WLDFR | HFTD - Distribution - Tier 2 - 1QU CoRE ¦ 4QU LoRE | Non-Red Flag Warning - Catastrophic Fires | Wire-to-wire contact | Aggregated | 2059 | 1.554e-06 | 1483.0022 | 0.0023045 | 2059 | Mitigation | 0.95 | 45 | 0 | esc | 0.00097009 | 1.5075e-09 | 0.00097009 | 1.5075e-09
[79 empty] | WLDFR | HFTD - Distribution - Tier 2 - 3QU CoRE ¦ 3QU LoRE | Non-Red Flag Warning - Destructive Fires | 2060 | 1.4295e-09 | 1.4295e-09 | 12670.1796 | 362.3049 | 12307.8747 | 0 | 0 | 0 | 1.7719e-06 | 1.8112e-05 | 0 | 1.8112e-05 | 1.8112e-05 | 0 | 1.8112e-05 | 0 | 0.0001028 | 0.00022535 | 0 | 0.00022535 | 0 | 9.5805e-06 | 1.9161e-05 | 0 | 1.9161e-05 | [12 empty] | 7.3.3.17.5 (Remote Grid) Updates to grid topology to minimize risk of ignition in HFTDs Remote GridWLDFRWire-to-wire contactAggregated | WLDFR | HFTD - Distribution - Tier 2 - 1QU CoRE ¦ 4QU LoRE | Non-Red Flag Warning - Catastrophic Fires | Wire-to-wire contact | Aggregated | 2060 | 1.554e-06 | 1483.0022 | 0.0023045 | 2060 | Mitigation | 0.95 | 45 | 0 | esc | 0.00097009 | 1.5075e-09 | 0.00097009 | 1.5075e-09
[79 empty] | WLDFR | HFTD - Distribution - Tier 2 - 3QU CoRE ¦ 3QU LoRE | Non-Red Flag Warning - Destructive Fires | 2061 | 1.4295e-09 | 1.4295e-09 | 12670.1796 | 362.3049 | 12307.8747 | 0 | 0 | 0 | 1.7719e-06 | 1.8112e-05 | 0 | 1.8112e-05 | 1.8112e-05 | 0 | 1.8112e-05 | 0 | 0.0001028 | 0.00022535 | 0 | 0.00022535 | 0 | 1.0035e-05 | 2.0069e-05 | 0 | 2.0069e-05 | [12 empty] | 7.3.3.17.5 (Remote Grid) Updates to grid topology to minimize risk of ignition in HFTDs Remote GridWLDFRWire-to-wire contactAggregated | WLDFR | HFTD - Distribution - Tier 2 - 1QU CoRE ¦ 4QU LoRE | Non-Red Flag Warning - Catastrophic Fires | Wire-to-wire contact | Aggregated | 2061 | 1.554e-06 | 1483.0022 | 0.0023045 | 2061 | Mitigation | 0.95 | 45 | 0 | esc | 0.00097009 | 1.5075e-09 | 0.00097009 | 1.5075e-09
[79 empty] | WLDFR | HFTD - Distribution - Tier 2 - 3QU CoRE ¦ 3QU LoRE | Non-Red Flag Warning - Destructive Fires | 2062 | 1.4295e-09 | 1.4295e-09 | 12670.1796 | 362.3049 | 12307.8747 | 0 | 0 | 0 | 1.7719e-06 | 1.8112e-05 | 0 | 1.8112e-05 | 1.8112e-05 | 0 | 1.8112e-05 | 0 | 0.0001028 | 0.00022535 | 0 | 0.00022535 | 0 | 1.0035e-05 | 2.0069e-05 | 0 | 2.0069e-05 | [12 empty] | 7.3.3.17.5 (Remote Grid) Updates to grid topology to minimize risk of ignition in HFTDs Remote GridWLDFRWire-to-wire contactAggregated | WLDFR | HFTD - Distribution - Tier 2 - 1QU CoRE ¦ 4QU LoRE | Non-Red Flag Warning - Catastrophic Fires | Wire-to-wire contact | Aggregated | 2062 | 1.554e-06 | 1483.0022 | 0.0023045 | 2062 | Mitigation | 0.95 | 45 | 0 | esc | 0.00097009 | 1.5075e-09 | 0.00097009 | 1.5075e-09
[79 empty] | WLDFR | HFTD - Distribution - Tier 2 - 3QU CoRE ¦ 3QU LoRE | Non-Red Flag Warning - Destructive Fires | 2063 | 1.4295e-09 | 1.4295e-09 | 13246.6313 | 384.5316 | 12862.0997 | 0 | 0 | 0 | 1.7719e-06 | 1.8936e-05 | 0 | 1.8936e-05 | 1.8936e-05 | 0 | 1.8936e-05 | 0 | 0.0001028 | 0.00022535 | 0 | 0.00022535 | 0 | 1.0035e-05 | 2.0069e-05 | 0 | 2.0069e-05 | [12 empty] | 7.3.3.17.5 (Remote Grid) Updates to grid topology to minimize risk of ignition in HFTDs Remote GridWLDFRWire-to-wire contactAggregated | WLDFR | HFTD - Distribution - Tier 2 - 1QU CoRE ¦ 4QU LoRE | Non-Red Flag Warning - Catastrophic Fires | Wire-to-wire contact | Aggregated | 2063 | 1.554e-06 | 1483.0022 | 0.0023045 | 2063 | Mitigation | 0.95 | 45 | 0 | esc | 0.00097009 | 1.5075e-09 | 0.00097009 | 1.5075e-09
[79 empty] | WLDFR | HFTD - Distribution - Tier 2 - 3QU CoRE ¦ 3QU LoRE | Non-Red Flag Warning - Destructive Fires | 2064 | 1.4295e-09 | 1.4295e-09 | 13246.6313 | 384.5316 | 12862.0997 | 0 | 0 | 0 | 1.7719e-06 | 1.8936e-05 | 0 | 1.8936e-05 | 1.8936e-05 | 0 | 1.8936e-05 | 0 | 0.0001028 | 0.00022535 | 0 | 0.00022535 | 0 | 1.0035e-05 | 2.0069e-05 | 0 | 2.0069e-05 | [12 empty] | 7.3.3.17.5 (Remote Grid) Updates to grid topology to minimize risk of ignition in HFTDs Remote GridWLDFRWire-to-wire contactAggregated | WLDFR | HFTD - Distribution - Tier 2 - 1QU CoRE ¦ 4QU LoRE | Non-Red Flag Warning - Catastrophic Fires | Wire-to-wire contact | Aggregated | 2064 | 1.554e-06 | 1483.0022 | 0.0023045 | 2064 | Mitigation | 0.95 | 45 | 0 | esc | 0.00097009 | 1.5075e-09 | 0.00097009 | 1.5075e-09
[79 empty] | WLDFR | HFTD - Distribution - Tier 2 - 3QU CoRE ¦ 3QU LoRE | Non-Red Flag Warning - Destructive Fires | 2065 | 1.4295e-09 | 1.4295e-09 | 13246.6313 | 384.5316 | 12862.0997 | 0 | 0 | 0 | 1.7719e-06 | 1.8936e-05 | 0 | 1.8936e-05 | 1.8936e-05 | 0 | 1.8936e-05 | 0 | 0.00010786 | 0.00023642 | 0 | 0.00023642 | 0 | 1.0035e-05 | 2.0069e-05 | 0 | 2.0069e-05 | [12 empty] | 7.3.3.17.5 (Remote Grid) Updates to grid topology to minimize risk of ignition in HFTDs Remote GridWLDFRWire-to-wire contactAggregated | WLDFR | HFTD - Distribution - Tier 2 - 1QU CoRE ¦ 4QU LoRE | Non-Red Flag Warning - Catastrophic Fires | Wire-to-wire contact | Aggregated | 2065 | 1.554e-06 | 1483.0022 | 0.0023045 | 2065 | Mitigation | 0.95 | 45 | 0 | esc | 0.00097009 | 1.5075e-09 | 0.00097009 | 1.5075e-09
[79 empty] | WLDFR | HFTD - Distribution - Tier 2 - 3QU CoRE ¦ 3QU LoRE | Non-Red Flag Warning - Destructive Fires | 2066 | 1.4295e-09 | 1.4295e-09 | 13246.6313 | 384.5316 | 12862.0997 | 0 | 0 | 0 | 1.7719e-06 | 1.8936e-05 | 0 | 1.8936e-05 | 1.8936e-05 | 0 | 1.8936e-05 | 0 | 0.00010786 | 0.00023642 | 0 | 0.00023642 | 0 | 1.0528e-05 | 2.1055e-05 | 0 | 2.1055e-05 | [12 empty] | 7.3.3.17.5 (Remote Grid) Updates to grid topology to minimize risk of ignition in HFTDs Remote GridWLDFRWire-to-wire contactAggregated | WLDFR | HFTD - Distribution - Tier 2 - 1QU CoRE ¦ 4QU LoRE | Non-Red Flag Warning - Catastrophic Fires | Wire-to-wire contact | Aggregated | 2066 | 1.554e-06 | 1483.0022 | 0.0023045 | 2066 | Mitigation | 0.95 | 45 | 0 | esc | 0.00097009 | 1.5075e-09 | 0.00097009 | 1.5075e-09
[79 empty] | WLDFR | HFTD - Distribution - Tier 2 - 3QU CoRE ¦ 3QU LoRE | Non-Red Flag Warning - Destructive Fires | 2067 | 0 | 1.4295e-09 | 13246.6313 | 384.5316 | 12862.0997 | 0 | 0 | 0 | 1.7719e-06 | 0 | 0 | 0 | 1.8936e-05 | 0 | 1.8936e-05 | 0 | 0.00010786 | 0.00023642 | 0 | 0.00023642 | 0 | 1.0528e-05 | 2.1055e-05 | 0 | 2.1055e-05 | [12 empty] | 7.3.3.17.5 (Remote Grid) Updates to grid topology to minimize risk of ignition in HFTDs Remote GridWLDFRWire-to-wire contactAggregated | WLDFR | HFTD - Distribution - Tier 2 - 1QU CoRE ¦ 4QU LoRE | Non-Red Flag Warning - Catastrophic Fires | Wire-to-wire contact | Aggregated | 2067 | 1.554e-06 | 1483.0022 | 0.0023045 | 2067 | Mitigation | 0.95 | 45 | 0 | esc | 0 | 0 | 0.00097009 | 1.5075e-09
[79 empty] | WLDFR | HFTD - Distribution - Tier 2 - 3QU CoRE ¦ 3QU LoRE | Non-Red Flag Warning - Large Fires | 2022 | 2.0349e-08 | 0 | 5.2406 | 0.69642 | 2.942 | 1.6022 | 0 | 0 | 2.4344e-05 | 1.0664e-07 | 0 | 1.0664e-07 | 0 | 0 | 0 | 0 | 0.00010786 | 0.00023642 | 0 | 0.00023642 | 0 | 1.0528e-05 | 2.1055e-05 | 0 | 2.1055e-05 | [12 empty] | 7.3.3.17.5 (Remote Grid) Updates to grid topology to minimize risk of ignition in HFTDs Remote GridWLDFRContact from objectAggregated | WLDFR | HFTD - Distribution - Tier 2 - 1QU CoRE ¦ 4QU LoRE | Non-Red Flag Warning - Destructive Fires | Contact from object | Aggregated | 2022 | 2.3005e-06 | 1483.0022 | 0.0034117 | 2022 | Mitigation | 0.95 | 45 | 0 | esc | 0.00097009 | 2.2317e-09 | 0 | 0
[79 empty] | WLDFR | HFTD - Distribution - Tier 2 - 3QU CoRE ¦ 3QU LoRE | Non-Red Flag Warning - Large Fires | 2023 | 2.0349e-08 | 2.0349e-08 | 5.475 | 0.71896 | 3.0715 | 1.6846 | 0 | 0 | 2.4344e-05 | 1.1141e-07 | 0 | 1.1141e-07 | 1.1141e-07 | 0 | 1.1141e-07 | 0 | 0.00010786 | 0.00023642 | 0 | 0.00023642 | 0 | 1.0528e-05 | 2.1055e-05 | 0 | 2.1055e-05 | [12 empty] | 7.3.3.17.5 (Remote Grid) Updates to grid topology to minimize risk of ignition in HFTDs Remote GridWLDFRContact from objectAggregated | WLDFR | HFTD - Distribution - Tier 2 - 1QU CoRE ¦ 4QU LoRE | Non-Red Flag Warning - Destructive Fires | Contact from object | Aggregated | 2023 | 2.3005e-06 | 1483.0022 | 0.0034117 | 2023 | Mitigation | 0.95 | 45 | 0 | esc | 0.00097009 | 2.2317e-09 | 0.00097009 | 2.2317e-09
[79 empty] | WLDFR | HFTD - Distribution - Tier 2 - 3QU CoRE ¦ 3QU LoRE | Non-Red Flag Warning - Large Fires | 2024 | 2.0349e-08 | 2.0349e-08 | 5.475 | 0.71896 | 3.0715 | 1.6846 | 0 | 0 | 2.4344e-05 | 1.1141e-07 | 0 | 1.1141e-07 | 1.1141e-07 | 0 | 1.1141e-07 | 0 | 0.00011324 | 0.00024821 | 0 | 0.00024821 | 0 | 1.0528e-05 | 2.1055e-05 | 0 | 2.1055e-05 | [12 empty] | 7.3.3.17.5 (Remote Grid) Updates to grid topology to minimize risk of ignition in HFTDs Remote GridWLDFRContact from objectAggregated | WLDFR | HFTD - Distribution - Tier 2 - 1QU CoRE ¦ 4QU LoRE | Non-Red Flag Warning - Destructive Fires | Contact from object | Aggregated | 2024 | 2.3005e-06 | 1483.0022 | 0.0034117 | 2024 | Mitigation | 0.95 | 45 | 0 | esc | 0.00097009 | 2.2317e-09 | 0.00097009 | 2.2317e-09
[79 empty] | WLDFR | HFTD - Distribution - Tier 2 - 3QU CoRE ¦ 3QU LoRE | Non-Red Flag Warning - Large Fires | 2025 | 2.0349e-08 | 2.0349e-08 | 5.475 | 0.71896 | 3.0715 | 1.6846 | 0 | 0 | 2.4344e-05 | 1.1141e-07 | 0 | 1.1141e-07 | 1.1141e-07 | 0 | 1.1141e-07 | 0 | 0.00011324 | 0.00024821 | 0 | 0.00024821 | 0 | 1.1053e-05 | 2.2106e-05 | 0 | 2.2106e-05 | [12 empty] | 7.3.3.17.5 (Remote Grid) Updates to grid topology to minimize risk of ignition in HFTDs Remote GridWLDFRContact from objectAggregated | WLDFR | HFTD - Distribution - Tier 2 - 1QU CoRE ¦ 4QU LoRE | Non-Red Flag Warning - Destructive Fires | Contact from object | Aggregated | 2025 | 2.3005e-06 | 1483.0022 | 0.0034117 | 2025 | Mitigation | 0.95 | 45 | 0 | esc | 0.00097009 | 2.2317e-09 | 0.00097009 | 2.2317e-09
[79 empty] | WLDFR | HFTD - Distribution - Tier 2 - 3QU CoRE ¦ 3QU LoRE | Non-Red Flag Warning - Large Fires | 2026 | 2.0349e-08 | 2.0349e-08 | 5.475 | 0.71896 | 3.0715 | 1.6846 | 0 | 0 | 2.4344e-05 | 1.1141e-07 | 0 | 1.1141e-07 | 1.1141e-07 | 0 | 1.1141e-07 | 0 | 0.00011324 | 0.00024821 | 0 | 0.00024821 | 0 | 1.1053e-05 | 2.2106e-05 | 0 | 2.2106e-05 | [12 empty] | 7.3.3.17.5 (Remote Grid) Updates to grid topology to minimize risk of ignition in HFTDs Remote GridWLDFRContact from objectAggregated | WLDFR | HFTD - Distribution - Tier 2 - 1QU CoRE ¦ 4QU LoRE | Non-Red Flag Warning - Destructive Fires | Contact from object | Aggregated | 2026 | 2.3005e-06 | 1483.0022 | 0.0034117 | 2026 | Mitigation | 0.95 | 45 | 0 | esc | 0.00097009 | 2.2317e-09 | 0.00097009 | 2.2317e-09
[79 empty] | WLDFR | HFTD - Distribution - Tier 2 - 3QU CoRE ¦ 3QU LoRE | Non-Red Flag Warning - Large Fires | 2027 | 2.0349e-08 | 2.0349e-08 | 5.475 | 0.71896 | 3.0715 | 1.6846 | 0 | 0 | 2.4344e-05 | 1.1141e-07 | 0 | 1.1141e-07 | 1.1141e-07 | 0 | 1.1141e-07 | 0 | 0.00011324 | 0.00024821 | 0 | 0.00024821 | 0 | 1.1053e-05 | 2.2106e-05 | 0 | 2.2106e-05 | [12 empty] | 7.3.3.17.5 (Remote Grid) Updates to grid topology to minimize risk of ignition in HFTDs Remote GridWLDFRContact from objectAggregated | WLDFR | HFTD - Distribution - Tier 2 - 1QU CoRE ¦ 4QU LoRE | Non-Red Flag Warning - Destructive Fires | Contact from object | Aggregated | 2027 | 2.3005e-06 | 1483.0022 | 0.0034117 | 2027 | Mitigation | 0.95 | 45 | 0 | esc | 0.00097009 | 2.2317e-09 | 0.00097009 | 2.2317e-09
[79 empty] | WLDFR | HFTD - Distribution - Tier 2 - 3QU CoRE ¦ 3QU LoRE | Non-Red Flag Warning - Large Fires | 2028 | 2.0349e-08 | 2.0349e-08 | 5.777 | 0.74734 | 3.238 | 1.7917 | 0 | 0 | 2.4344e-05 | 1.1756e-07 | 0 | 1.1756e-07 | 1.1756e-07 | 0 | 1.1756e-07 | 0 | 0.00011324 | 0.00024821 | 0 | 0.00024821 | 0 | 1.1053e-05 | 2.2106e-05 | 0 | 2.2106e-05 | [12 empty] | 7.3.3.17.5 (Remote Grid) Updates to grid topology to minimize risk of ignition in HFTDs Remote GridWLDFRContact from objectAggregated | WLDFR | HFTD - Distribution - Tier 2 - 1QU CoRE ¦ 4QU LoRE | Non-Red Flag Warning - Destructive Fires | Contact from object | Aggregated | 2028 | 2.3005e-06 | 1483.0022 | 0.0034117 | 2028 | Mitigation | 0.95 | 45 | 0 | esc | 0.00097009 | 2.2317e-09 | 0.00097009 | 2.2317e-09
[79 empty] | WLDFR | HFTD - Distribution - Tier 2 - 3QU CoRE ¦ 3QU LoRE | Non-Red Flag Warning - Large Fires | 2029 | 2.0349e-08 | 2.0349e-08 | 5.777 | 0.74734 | 3.238 | 1.7917 | 0 | 0 | 2.4344e-05 | 1.1756e-07 | 0 | 1.1756e-07 | 1.1756e-07 | 0 | 1.1756e-07 | 0 | 0.00011888 | 0.00026058 | 0 | 0.00026058 | 0 | 1.1053e-05 | 2.2106e-05 | 0 | 2.2106e-05 | [12 empty] | 7.3.3.17.5 (Remote Grid) Updates to grid topology to minimize risk of ignition in HFTDs Remote GridWLDFRContact from objectAggregated | WLDFR | HFTD - Distribution - Tier 2 - 1QU CoRE ¦ 4QU LoRE | Non-Red Flag Warning - Destructive Fires | Contact from object | Aggregated | 2029 | 2.3005e-06 | 1483.0022 | 0.0034117 | 2029 | Mitigation | 0.95 | 45 | 0 | esc | 0.00097009 | 2.2317e-09 | 0.00097009 | 2.2317e-09
[79 empty] | WLDFR | HFTD - Distribution - Tier 2 - 3QU CoRE ¦ 3QU LoRE | Non-Red Flag Warning - Large Fires | 2030 | 2.0349e-08 | 2.0349e-08 | 5.777 | 0.74734 | 3.238 | 1.7917 | 0 | 0 | 2.4344e-05 | 1.1756e-07 | 0 | 1.1756e-07 | 1.1756e-07 | 0 | 1.1756e-07 | 0 | 0.00011888 | 0.00026058 | 0 | 0.00026058 | 0 | 1.1603e-05 | 2.3207e-05 | 0 | 2.3207e-05 | [12 empty] | 7.3.3.17.5 (Remote Grid) Updates to grid topology to minimize risk of ignition in HFTDs Remote GridWLDFRContact from objectAggregated | WLDFR | HFTD - Distribution - Tier 2 - 1QU CoRE ¦ 4QU LoRE | Non-Red Flag Warning - Destructive Fires | Contact from object | Aggregated | 2030 | 2.3005e-06 | 1483.0022 | 0.0034117 | 2030 | Mitigation | 0.95 | 45 | 0 | esc | 0.00097009 | 2.2317e-09 | 0.00097009 | 2.2317e-09
[79 empty] | WLDFR | HFTD - Distribution - Tier 2 - 3QU CoRE ¦ 3QU LoRE | Non-Red Flag Warning - Large Fires | 2031 | 2.0349e-08 | 2.0349e-08 | 5.777 | 0.74734 | 3.238 | 1.7917 | 0 | 0 | 2.4344e-05 | 1.1756e-07 | 0 | 1.1756e-07 | 1.1756e-07 | 0 | 1.1756e-07 | 0 | 0.00011888 | 0.00026058 | 0 | 0.00026058 | 0 | 1.1603e-05 | 2.3207e-05 | 0 | 2.3207e-05 | [12 empty] | 7.3.3.17.5 (Remote Grid) Updates to grid topology to minimize risk of ignition in HFTDs Remote GridWLDFRContact from objectAggregated | WLDFR | HFTD - Distribution - Tier 2 - 1QU CoRE ¦ 4QU LoRE | Non-Red Flag Warning - Destructive Fires | Contact from object | Aggregated | 2031 | 2.3005e-06 | 1483.0022 | 0.0034117 | 2031 | Mitigation | 0.95 | 45 | 0 | esc | 0.00097009 | 2.2317e-09 | 0.00097009 | 2.2317e-09
[79 empty] | WLDFR | HFTD - Distribution - Tier 2 - 3QU CoRE ¦ 3QU LoRE | Non-Red Flag Warning - Large Fires | 2032 | 2.0349e-08 | 2.0349e-08 | 5.777 | 0.74734 | 3.238 | 1.7917 | 0 | 0 | 2.4344e-05 | 1.1756e-07 | 0 | 1.1756e-07 | 1.1756e-07 | 0 | 1.1756e-07 | 0 | 0.00011888 | 0.00026058 | 0 | 0.00026058 | 0 | 1.1603e-05 | 2.3207e-05 | 0 | 2.3207e-05 | [12 empty] | 7.3.3.17.5 (Remote Grid) Updates to grid topology to minimize risk of ignition in HFTDs Remote GridWLDFRContact from objectAggregated | WLDFR | HFTD - Distribution - Tier 2 - 1QU CoRE ¦ 4QU LoRE | Non-Red Flag Warning - Destructive Fires | Contact from object | Aggregated | 2032 | 2.3005e-06 | 1483.0022 | 0.0034117 | 2032 | Mitigation | 0.95 | 45 | 0 | esc | 0.00097009 | 2.2317e-09 | 0.00097009 | 2.2317e-09
[79 empty] | WLDFR | HFTD - Distribution - Tier 2 - 3QU CoRE ¦ 3QU LoRE | Non-Red Flag Warning - Large Fires | 2033 | 2.0349e-08 | 2.0349e-08 | 6.1205 | 0.77885 | 3.4265 | 1.9151 | 0 | 0 | 2.4344e-05 | 1.2455e-07 | 0 | 1.2455e-07 | 1.2455e-07 | 0 | 1.2455e-07 | 0 | 0.00011888 | 0.00026058 | 0 | 0.00026058 | 0 | 1.1603e-05 | 2.3207e-05 | 0 | 2.3207e-05 | [12 empty] | 7.3.3.17.5 (Remote Grid) Updates to grid topology to minimize risk of ignition in HFTDs Remote GridWLDFRContact from objectAggregated | WLDFR | HFTD - Distribution - Tier 2 - 1QU CoRE ¦ 4QU LoRE | Non-Red Flag Warning - Destructive Fires | Contact from object | Aggregated | 2033 | 2.3005e-06 | 1483.0022 | 0.0034117 | 2033 | Mitigation | 0.95 | 45 | 0 | esc | 0.00097009 | 2.2317e-09 | 0.00097009 | 2.2317e-09
[79 empty] | WLDFR | HFTD - Distribution - Tier 2 - 3QU CoRE ¦ 3QU LoRE | Non-Red Flag Warning - Large Fires | 2034 | 2.0349e-08 | 2.0349e-08 | 6.1205 | 0.77885 | 3.4265 | 1.9151 | 0 | 0 | 2.4344e-05 | 1.2455e-07 | 0 | 1.2455e-07 | 1.2455e-07 | 0 | 1.2455e-07 | 0 | 0.00012471 | 0.00027336 | 0 | 0.00027336 | 0 | 0 | 2.3207e-05 | 0 | 2.3207e-05 | [12 empty] | 7.3.3.17.5 (Remote Grid) Updates to grid topology to minimize risk of ignition in HFTDs Remote GridWLDFRContact from objectAggregated | WLDFR | HFTD - Distribution - Tier 2 - 1QU CoRE ¦ 4QU LoRE | Non-Red Flag Warning - Destructive Fires | Contact from object | Aggregated | 2034 | 2.3005e-06 | 1483.0022 | 0.0034117 | 2034 | Mitigation | 0.95 | 45 | 0 | esc | 0.00097009 | 2.2317e-09 | 0.00097009 | 2.2317e-09
[79 empty] | WLDFR | HFTD - Distribution - Tier 2 - 3QU CoRE ¦ 3QU LoRE | Non-Red Flag Warning - Large Fires | 2035 | 2.0349e-08 | 2.0349e-08 | 6.1205 | 0.77885 | 3.4265 | 1.9151 | 0 | 0 | 2.4344e-05 | 1.2455e-07 | 0 | 1.2455e-07 | 1.2455e-07 | 0 | 1.2455e-07 | 0 | 0.00012471 | 0.00027336 | 0 | 0.00027336 | 0 | 0 | 0 | 0 | 0 | [12 empty] | 7.3.3.17.5 (Remote Grid) Updates to grid topology to minimize risk of ignition in HFTDs Remote GridWLDFRContact from objectAggregated | WLDFR | HFTD - Distribution - Tier 2 - 1QU CoRE ¦ 4QU LoRE | Non-Red Flag Warning - Destructive Fires | Contact from object | Aggregated | 2035 | 2.3005e-06 | 1483.0022 | 0.0034117 | 2035 | Mitigation | 0.95 | 45 | 0 | esc | 0.00097009 | 2.2317e-09 | 0.00097009 | 2.2317e-09
[79 empty] | WLDFR | HFTD - Distribution - Tier 2 - 3QU CoRE ¦ 3QU LoRE | Non-Red Flag Warning - Large Fires | 2036 | 2.0349e-08 | 2.0349e-08 | 6.1205 | 0.77885 | 3.4265 | 1.9151 | 0 | 0 | 2.4344e-05 | 1.2455e-07 | 0 | 1.2455e-07 | 1.2455e-07 | 0 | 1.2455e-07 | 0 | 0.00012471 | 0.00027336 | 0 | 0.00027336 | 0 | 0 | 0 | 0 | 0 | [12 empty] | 7.3.3.17.5 (Remote Grid) Updates to grid topology to minimize risk of ignition in HFTDs Remote GridWLDFRContact from objectAggregated | WLDFR | HFTD - Distribution - Tier 2 - 1QU CoRE ¦ 4QU LoRE | Non-Red Flag Warning - Destructive Fires | Contact from object | Aggregated | 2036 | 2.3005e-06 | 1483.0022 | 0.0034117 | 2036 | Mitigation | 0.95 | 45 | 0 | esc | 0.00097009 | 2.2317e-09 | 0.00097009 | 2.2317e-09
[79 empty] | WLDFR | HFTD - Distribution - Tier 2 - 3QU CoRE ¦ 3QU LoRE | Non-Red Flag Warning - Large Fires | 2037 | 2.0349e-08 | 2.0349e-08 | 6.1205 | 0.77885 | 3.4265 | 1.9151 | 0 | 0 | 2.4344e-05 | 1.2455e-07 | 0 | 1.2455e-07 | 1.2455e-07 | 0 | 1.2455e-07 | 0 | 0.00012471 | 0.00027336 | 0 | 0.00027336 | 0 | 2.0898e-05 | 0 | 0 | 0 | [12 empty] | 7.3.3.17.5 (Remote Grid) Updates to grid topology to minimize risk of ignition in HFTDs Remote GridWLDFRContact from objectAggregated | WLDFR | HFTD - Distribution - Tier 2 - 1QU CoRE ¦ 4QU LoRE | Non-Red Flag Warning - Destructive Fires | Contact from object | Aggregated | 2037 | 2.3005e-06 | 1483.0022 | 0.0034117 | 2037 | Mitigation | 0.95 | 45 | 0 | esc | 0.00097009 | 2.2317e-09 | 0.00097009 | 2.2317e-09
[79 empty] | WLDFR | HFTD - Distribution - Tier 2 - 3QU CoRE ¦ 3QU LoRE | Non-Red Flag Warning - Large Fires | 2038 | 2.0349e-08 | 2.0349e-08 | 6.5028 | 0.81304 | 3.6355 | 2.0543 | 0 | 0 | 2.4344e-05 | 1.3233e-07 | 0 | 1.3233e-07 | 1.3233e-07 | 0 | 1.3233e-07 | 0 | 0.00012471 | 0.00027336 | 0 | 0.00027336 | 0 | 2.1661e-05 | 4.3322e-05 | 0 | 4.3322e-05 | [12 empty] | 7.3.3.17.5 (Remote Grid) Updates to grid topology to minimize risk of ignition in HFTDs Remote GridWLDFRContact from objectAggregated | WLDFR | HFTD - Distribution - Tier 2 - 1QU CoRE ¦ 4QU LoRE | Non-Red Flag Warning - Destructive Fires | Contact from object | Aggregated | 2038 | 2.3005e-06 | 1483.0022 | 0.0034117 | 2038 | Mitigation | 0.95 | 45 | 0 | esc | 0.00097009 | 2.2317e-09 | 0.00097009 | 2.2317e-09
[79 empty] | WLDFR | HFTD - Distribution - Tier 2 - 3QU CoRE ¦ 3QU LoRE | Non-Red Flag Warning - Large Fires | 2039 | 2.0349e-08 | 2.0349e-08 | 6.5028 | 0.81304 | 3.6355 | 2.0543 | 0 | 0 | 2.4344e-05 | 1.3233e-07 | 0 | 1.3233e-07 | 1.3233e-07 | 0 | 1.3233e-07 | 0 | 0.00013065 | 0.0002864 | 0 | 0.0002864 | 0 | 2.1661e-05 | 4.3322e-05 | 0 | 4.3322e-05 | [12 empty] | 7.3.3.17.5 (Remote Grid) Updates to grid topology to minimize risk of ignition in HFTDs Remote GridWLDFRContact from objectAggregated | WLDFR | HFTD - Distribution - Tier 2 - 1QU CoRE ¦ 4QU LoRE | Non-Red Flag Warning - Destructive Fires | Contact from object | Aggregated | 2039 | 2.3005e-06 | 1483.0022 | 0.0034117 | 2039 | Mitigation | 0.95 | 45 | 0 | esc | 0.00097009 | 2.2317e-09 | 0.00097009 | 2.2317e-09
[79 empty] | WLDFR | HFTD - Distribution - Tier 2 - 3QU CoRE ¦ 3QU LoRE | Non-Red Flag Warning - Large Fires | 2040 | 2.0349e-08 | 2.0349e-08 | 6.5028 | 0.81304 | 3.6355 | 2.0543 | 0 | 0 | 2.4344e-05 | 1.3233e-07 | 0 | 1.3233e-07 | 1.3233e-07 | 0 | 1.3233e-07 | 0 | 0.00013065 | 0.0002864 | 0 | 0.0002864 | 0 | 2.1661e-05 | 4.3322e-05 | 0 | 4.3322e-05 | [12 empty] | 7.3.3.17.5 (Remote Grid) Updates to grid topology to minimize risk of ignition in HFTDs Remote GridWLDFRContact from objectAggregated | WLDFR | HFTD - Distribution - Tier 2 - 1QU CoRE ¦ 4QU LoRE | Non-Red Flag Warning - Destructive Fires | Contact from object | Aggregated | 2040 | 2.3005e-06 | 1483.0022 | 0.0034117 | 2040 | Mitigation | 0.95 | 45 | 0 | esc | 0.00097009 | 2.2317e-09 | 0.00097009 | 2.2317e-09
[79 empty] | WLDFR | HFTD - Distribution - Tier 2 - 3QU CoRE ¦ 3QU LoRE | Non-Red Flag Warning - Large Fires | 2041 | 2.0349e-08 | 2.0349e-08 | 6.5028 | 0.81304 | 3.6355 | 2.0543 | 0 | 0 | 2.4344e-05 | 1.3233e-07 | 0 | 1.3233e-07 | 1.3233e-07 | 0 | 1.3233e-07 | 0 | 0.00013065 | 0.0002864 | 0 | 0.0002864 | 0 | 2.1661e-05 | 4.3322e-05 | 0 | 4.3322e-05 | [12 empty] | 7.3.3.17.5 (Remote Grid) Updates to grid topology to minimize risk of ignition in HFTDs Remote GridWLDFRContact from objectAggregated | WLDFR | HFTD - Distribution - Tier 2 - 1QU CoRE ¦ 4QU LoRE | Non-Red Flag Warning - Destructive Fires | Contact from object | Aggregated | 2041 | 2.3005e-06 | 1483.0022 | 0.0034117 | 2041 | Mitigation | 0.95 | 45 | 0 | esc | 0.00097009 | 2.2317e-09 | 0.00097009 | 2.2317e-09
[79 empty] | WLDFR | HFTD - Distribution - Tier 2 - 3QU CoRE ¦ 3QU LoRE | Non-Red Flag Warning - Large Fires | 2042 | 2.0349e-08 | 2.0349e-08 | 6.5028 | 0.81304 | 3.6355 | 2.0543 | 0 | 0 | 2.4344e-05 | 1.3233e-07 | 0 | 1.3233e-07 | 1.3233e-07 | 0 | 1.3233e-07 | 0 | 0.00013065 | 0.0002864 | 0 | 0.0002864 | 0 | 2.1661e-05 | 4.3322e-05 | 0 | 4.3322e-05 | [12 empty] | 7.3.3.17.5 (Remote Grid) Updates to grid topology to minimize risk of ignition in HFTDs Remote GridWLDFRContact from objectAggregated | WLDFR | HFTD - Distribution - Tier 2 - 1QU CoRE ¦ 4QU LoRE | Non-Red Flag Warning - Destructive Fires | Contact from object | Aggregated | 2042 | 2.3005e-06 | 1483.0022 | 0.0034117 | 2042 | Mitigation | 0.95 | 45 | 0 | esc | 0.00097009 | 2.2317e-09 | 0.00097009 | 2.2317e-09
[79 empty] | WLDFR | HFTD - Distribution - Tier 2 - 3QU CoRE ¦ 3QU LoRE | Non-Red Flag Warning - Large Fires | 2043 | 2.0349e-08 | 2.0349e-08 | 6.9209 | 0.84944 | 3.8632 | 2.2083 | 0 | 0 | 2.4344e-05 | 1.4084e-07 | 0 | 1.4084e-07 | 1.4084e-07 | 0 | 1.4084e-07 | 0 | 0.00013065 | 0.0002864 | 0 | 0.0002864 | 0 | 2.2623e-05 | 4.5245e-05 | 0 | 4.5245e-05 | [12 empty] | 7.3.3.17.5 (Remote Grid) Updates to grid topology to minimize risk of ignition in HFTDs Remote GridWLDFRContact from objectAggregated | WLDFR | HFTD - Distribution - Tier 2 - 1QU CoRE ¦ 4QU LoRE | Non-Red Flag Warning - Destructive Fires | Contact from object | Aggregated | 2043 | 2.3005e-06 | 1483.0022 | 0.0034117 | 2043 | Mitigation | 0.95 | 45 | 0 | esc | 0.00097009 | 2.2317e-09 | 0.00097009 | 2.2317e-09
[79 empty] | WLDFR | HFTD - Distribution - Tier 2 - 3QU CoRE ¦ 3QU LoRE | Non-Red Flag Warning - Large Fires | 2044 | 2.0349e-08 | 2.0349e-08 | 6.9209 | 0.84944 | 3.8632 | 2.2083 | 0 | 0 | 2.4344e-05 | 1.4084e-07 | 0 | 1.4084e-07 | 1.4084e-07 | 0 | 1.4084e-07 | 0 | 0.00013665 | 0.00029954 | 0 | 0.00029954 | 0 | 2.2623e-05 | 4.5245e-05 | 0 | 4.5245e-05 | [12 empty] | 7.3.3.17.5 (Remote Grid) Updates to grid topology to minimize risk of ignition in HFTDs Remote GridWLDFRContact from objectAggregated | WLDFR | HFTD - Distribution - Tier 2 - 1QU CoRE ¦ 4QU LoRE | Non-Red Flag Warning - Destructive Fires | Contact from object | Aggregated | 2044 | 2.3005e-06 | 1483.0022 | 0.0034117 | 2044 | Mitigation | 0.95 | 45 | 0 | esc | 0.00097009 | 2.2317e-09 | 0.00097009 | 2.2317e-09
[79 empty] | WLDFR | HFTD - Distribution - Tier 2 - 3QU CoRE ¦ 3QU LoRE | Non-Red Flag Warning - Large Fires | 2045 | 2.0349e-08 | 2.0349e-08 | 6.9209 | 0.84944 | 3.8632 | 2.2083 | 0 | 0 | 2.4344e-05 | 1.4084e-07 | 0 | 1.4084e-07 | 1.4084e-07 | 0 | 1.4084e-07 | 0 | 0.00013665 | 0.00029954 | 0 | 0.00029954 | 0 | 2.2623e-05 | 4.5245e-05 | 0 | 4.5245e-05 | [12 empty] | 7.3.3.17.5 (Remote Grid) Updates to grid topology to minimize risk of ignition in HFTDs Remote GridWLDFRContact from objectAggregated | WLDFR | HFTD - Distribution - Tier 2 - 1QU CoRE ¦ 4QU LoRE | Non-Red Flag Warning - Destructive Fires | Contact from object | Aggregated | 2045 | 2.3005e-06 | 1483.0022 | 0.0034117 | 2045 | Mitigation | 0.95 | 45 | 0 | esc | 0.00097009 | 2.2317e-09 | 0.00097009 | 2.2317e-09
[79 empty] | WLDFR | HFTD - Distribution - Tier 2 - 3QU CoRE ¦ 3QU LoRE | Non-Red Flag Warning - Large Fires | 2046 | 2.0349e-08 | 2.0349e-08 | 6.9209 | 0.84944 | 3.8632 | 2.2083 | 0 | 0 | 2.4344e-05 | 1.4084e-07 | 0 | 1.4084e-07 | 1.4084e-07 | 0 | 1.4084e-07 | 0 | 0.00013665 | 0.00029954 | 0 | 0.00029954 | 0 | 2.2623e-05 | 4.5245e-05 | 0 | 4.5245e-05 | [12 empty] | 7.3.3.17.5 (Remote Grid) Updates to grid topology to minimize risk of ignition in HFTDs Remote GridWLDFRContact from objectAggregated | WLDFR | HFTD - Distribution - Tier 2 - 1QU CoRE ¦ 4QU LoRE | Non-Red Flag Warning - Destructive Fires | Contact from object | Aggregated | 2046 | 2.3005e-06 | 1483.0022 | 0.0034117 | 2046 | Mitigation | 0.95 | 45 | 0 | esc | 0.00097009 | 2.2317e-09 | 0.00097009 | 2.2317e-09
[79 empty] | WLDFR | HFTD - Distribution - Tier 2 - 3QU CoRE ¦ 3QU LoRE | Non-Red Flag Warning - Large Fires | 2047 | 2.0349e-08 | 2.0349e-08 | 6.9209 | 0.84944 | 3.8632 | 2.2083 | 0 | 0 | 2.4344e-05 | 1.4084e-07 | 0 | 1.4084e-07 | 1.4084e-07 | 0 | 1.4084e-07 | 0 | 0.00013665 | 0.00029954 | 0 | 0.00029954 | 0 | 2.2623e-05 | 4.5245e-05 | 0 | 4.5245e-05 | [12 empty] | 7.3.3.17.5 (Remote Grid) Updates to grid topology to minimize risk of ignition in HFTDs Remote GridWLDFRContact from objectAggregated | WLDFR | HFTD - Distribution - Tier 2 - 1QU CoRE ¦ 4QU LoRE | Non-Red Flag Warning - Destructive Fires | Contact from object | Aggregated | 2047 | 2.3005e-06 | 1483.0022 | 0.0034117 | 2047 | Mitigation | 0.95 | 45 | 0 | esc | 0.00097009 | 2.2317e-09 | 0.00097009 | 2.2317e-09
[79 empty] | WLDFR | HFTD - Distribution - Tier 2 - 3QU CoRE ¦ 3QU LoRE | Non-Red Flag Warning - Large Fires | 2048 | 2.0349e-08 | 2.0349e-08 | 7.3713 | 0.88759 | 4.1075 | 2.3763 | 0 | 0 | 2.4344e-05 | 1.5e-07 | 0 | 1.5e-07 | 1.5e-07 | 0 | 1.5e-07 | 0 | 0.00013665 | 0.00029954 | 0 | 0.00029954 | 0 | 2.369e-05 | 4.738e-05 | 0 | 4.738e-05 | [12 empty] | 7.3.3.17.5 (Remote Grid) Updates to grid topology to minimize risk of ignition in HFTDs Remote GridWLDFRContact from objectAggregated | WLDFR | HFTD - Distribution - Tier 2 - 1QU CoRE ¦ 4QU LoRE | Non-Red Flag Warning - Destructive Fires | Contact from object | Aggregated | 2048 | 2.3005e-06 | 1483.0022 | 0.0034117 | 2048 | Mitigation | 0.95 | 45 | 0 | esc | 0.00097009 | 2.2317e-09 | 0.00097009 | 2.2317e-09
[79 empty] | WLDFR | HFTD - Distribution - Tier 2 - 3QU CoRE ¦ 3QU LoRE | Non-Red Flag Warning - Large Fires | 2049 | 2.0349e-08 | 2.0349e-08 | 7.3713 | 0.88759 | 4.1075 | 2.3763 | 0 | 0 | 2.4344e-05 | 1.5e-07 | 0 | 1.5e-07 | 1.5e-07 | 0 | 1.5e-07 | 0 | 0.00014262 | 0.00031262 | 0 | 0.00031262 | 0 | 2.369e-05 | 4.738e-05 | 0 | 4.738e-05 | [12 empty] | 7.3.3.17.5 (Remote Grid) Updates to grid topology to minimize risk of ignition in HFTDs Remote GridWLDFRContact from objectAggregated | WLDFR | HFTD - Distribution - Tier 2 - 1QU CoRE ¦ 4QU LoRE | Non-Red Flag Warning - Destructive Fires | Contact from object | Aggregated | 2049 | 2.3005e-06 | 1483.0022 | 0.0034117 | 2049 | Mitigation | 0.95 | 45 | 0 | esc | 0.00097009 | 2.2317e-09 | 0.00097009 | 2.2317e-09
[79 empty] | WLDFR | HFTD - Distribution - Tier 2 - 3QU CoRE ¦ 3QU LoRE | Non-Red Flag Warning - Large Fires | 2050 | 2.0349e-08 | 2.0349e-08 | 7.3713 | 0.88759 | 4.1075 | 2.3763 | 0 | 0 | 2.4344e-05 | 1.5e-07 | 0 | 1.5e-07 | 1.5e-07 | 0 | 1.5e-07 | 0 | 0.00014262 | 0.00031262 | 0 | 0.00031262 | 0 | 2.369e-05 | 4.738e-05 | 0 | 4.738e-05 | [12 empty] | 7.3.3.17.5 (Remote Grid) Updates to grid topology to minimize risk of ignition in HFTDs Remote GridWLDFRContact from objectAggregated | WLDFR | HFTD - Distribution - Tier 2 - 1QU CoRE ¦ 4QU LoRE | Non-Red Flag Warning - Destructive Fires | Contact from object | Aggregated | 2050 | 2.3005e-06 | 1483.0022 | 0.0034117 | 2050 | Mitigation | 0.95 | 45 | 0 | esc | 0.00097009 | 2.2317e-09 | 0.00097009 | 2.2317e-09
[79 empty] | WLDFR | HFTD - Distribution - Tier 2 - 3QU CoRE ¦ 3QU LoRE | Non-Red Flag Warning - Large Fires | 2051 | 2.0349e-08 | 2.0349e-08 | 7.3713 | 0.88759 | 4.1075 | 2.3763 | 0 | 0 | 2.4344e-05 | 1.5e-07 | 0 | 1.5e-07 | 1.5e-07 | 0 | 1.5e-07 | 0 | 0.00014262 | 0.00031262 | 0 | 0.00031262 | 0 | 2.369e-05 | 4.738e-05 | 0 | 4.738e-05 | [12 empty] | 7.3.3.17.5 (Remote Grid) Updates to grid topology to minimize risk of ignition in HFTDs Remote GridWLDFRContact from objectAggregated | WLDFR | HFTD - Distribution - Tier 2 - 1QU CoRE ¦ 4QU LoRE | Non-Red Flag Warning - Destructive Fires | Contact from object | Aggregated | 2051 | 2.3005e-06 | 1483.0022 | 0.0034117 | 2051 | Mitigation | 0.95 | 45 | 0 | esc | 0.00097009 | 2.2317e-09 | 0.00097009 | 2.2317e-09
[79 empty] | WLDFR | HFTD - Distribution - Tier 2 - 3QU CoRE ¦ 3QU LoRE | Non-Red Flag Warning - Large Fires | 2052 | 2.0349e-08 | 2.0349e-08 | 7.3713 | 0.88759 | 4.1075 | 2.3763 | 0 | 0 | 2.4344e-05 | 1.5e-07 | 0 | 1.5e-07 | 1.5e-07 | 0 | 1.5e-07 | 0 | 0 | 0.00031262 | 0 | 0.00031262 | 0 | 2.369e-05 | 4.738e-05 | 0 | 4.738e-05 | [12 empty] | 7.3.3.17.5 (Remote Grid) Updates to grid topology to minimize risk of ignition in HFTDs Remote GridWLDFRContact from objectAggregated | WLDFR | HFTD - Distribution - Tier 2 - 1QU CoRE ¦ 4QU LoRE | Non-Red Flag Warning - Destructive Fires | Contact from object | Aggregated | 2052 | 2.3005e-06 | 1483.0022 | 0.0034117 | 2052 | Mitigation | 0.95 | 45 | 0 | esc | 0.00097009 | 2.2317e-09 | 0.00097009 | 2.2317e-09
[79 empty] | WLDFR | HFTD - Distribution - Tier 2 - 3QU CoRE ¦ 3QU LoRE | Non-Red Flag Warning - Large Fires | 2053 | 2.0349e-08 | 2.0349e-08 | 7.8503 | 0.92702 | 4.3664 | 2.5569 | 0 | 0 | 2.4344e-05 | 1.5975e-07 | 0 | 1.5975e-07 | 1.5975e-07 | 0 | 1.5975e-07 | 0 | 0 | 0 | 0 | 0 | 0 | 2.4848e-05 | 4.9696e-05 | 0 | 4.9696e-05 | [12 empty] | 7.3.3.17.5 (Remote Grid) Updates to grid topology to minimize risk of ignition in HFTDs Remote GridWLDFRContact from objectAggregated | WLDFR | HFTD - Distribution - Tier 2 - 1QU CoRE ¦ 4QU LoRE | Non-Red Flag Warning - Destructive Fires | Contact from object | Aggregated | 2053 | 2.3005e-06 | 1483.0022 | 0.0034117 | 2053 | Mitigation | 0.95 | 45 | 0 | esc | 0.00097009 | 2.2317e-09 | 0.00097009 | 2.2317e-09
[79 empty] | WLDFR | HFTD - Distribution - Tier 2 - 3QU CoRE ¦ 3QU LoRE | Non-Red Flag Warning - Large Fires | 2054 | 2.0349e-08 | 2.0349e-08 | 7.8503 | 0.92702 | 4.3664 | 2.5569 | 0 | 0 | 2.4344e-05 | 1.5975e-07 | 0 | 1.5975e-07 | 1.5975e-07 | 0 | 1.5975e-07 | 0 | 5.8374e-05 | 0 | 0 | 0 | 0 | 2.4848e-05 | 4.9696e-05 | 0 | 4.9696e-05 | [12 empty] | 7.3.3.17.5 (Remote Grid) Updates to grid topology to minimize risk of ignition in HFTDs Remote GridWLDFRContact from objectAggregated | WLDFR | HFTD - Distribution - Tier 2 - 1QU CoRE ¦ 4QU LoRE | Non-Red Flag Warning - Destructive Fires | Contact from object | Aggregated | 2054 | 2.3005e-06 | 1483.0022 | 0.0034117 | 2054 | Mitigation | 0.95 | 45 | 0 | esc | 0.00097009 | 2.2317e-09 | 0.00097009 | 2.2317e-09
[79 empty] | WLDFR | HFTD - Distribution - Tier 2 - 3QU CoRE ¦ 3QU LoRE | Non-Red Flag Warning - Large Fires | 2055 | 2.0349e-08 | 2.0349e-08 | 7.8503 | 0.92702 | 4.3664 | 2.5569 | 0 | 0 | 2.4344e-05 | 1.5975e-07 | 0 | 1.5975e-07 | 1.5975e-07 | 0 | 1.5975e-07 | 0 | 6.0506e-05 | 0.00013263 | 0 | 0.00013263 | 0 | 2.4848e-05 | 4.9696e-05 | 0 | 4.9696e-05 | [12 empty] | 7.3.3.17.5 (Remote Grid) Updates to grid topology to minimize risk of ignition in HFTDs Remote GridWLDFRContact from objectAggregated | WLDFR | HFTD - Distribution - Tier 2 - 1QU CoRE ¦ 4QU LoRE | Non-Red Flag Warning - Destructive Fires | Contact from object | Aggregated | 2055 | 2.3005e-06 | 1483.0022 | 0.0034117 | 2055 | Mitigation | 0.95 | 45 | 0 | esc | 0.00097009 | 2.2317e-09 | 0.00097009 | 2.2317e-09
[79 empty] | WLDFR | HFTD - Distribution - Tier 2 - 3QU CoRE ¦ 3QU LoRE | Non-Red Flag Warning - Large Fires | 2056 | 2.0349e-08 | 2.0349e-08 | 7.8503 | 0.92702 | 4.3664 | 2.5569 | 0 | 0 | 2.4344e-05 | 1.5975e-07 | 0 | 1.5975e-07 | 1.5975e-07 | 0 | 1.5975e-07 | 0 | 6.0506e-05 | 0.00013263 | 0 | 0.00013263 | 0 | 2.4848e-05 | 4.9696e-05 | 0 | 4.9696e-05 | [12 empty] | 7.3.3.17.5 (Remote Grid) Updates to grid topology to minimize risk of ignition in HFTDs Remote GridWLDFRContact from objectAggregated | WLDFR | HFTD - Distribution - Tier 2 - 1QU CoRE ¦ 4QU LoRE | Non-Red Flag Warning - Destructive Fires | Contact from object | Aggregated | 2056 | 2.3005e-06 | 1483.0022 | 0.0034117 | 2056 | Mitigation | 0.95 | 45 | 0 | esc | 0.00097009 | 2.2317e-09 | 0.00097009 | 2.2317e-09
[79 empty] | WLDFR | HFTD - Distribution - Tier 2 - 3QU CoRE ¦ 3QU LoRE | Non-Red Flag Warning - Large Fires | 2057 | 2.0349e-08 | 2.0349e-08 | 7.8503 | 0.92702 | 4.3664 | 2.5569 | 0 | 0 | 2.4344e-05 | 1.5975e-07 | 0 | 1.5975e-07 | 1.5975e-07 | 0 | 1.5975e-07 | 0 | 6.0506e-05 | 0.00013263 | 0 | 0.00013263 | 0 | 2.4848e-05 | 4.9696e-05 | 0 | 4.9696e-05 | [12 empty] | 7.3.3.17.5 (Remote Grid) Updates to grid topology to minimize risk of ignition in HFTDs Remote GridWLDFRContact from objectAggregated | WLDFR | HFTD - Distribution - Tier 2 - 1QU CoRE ¦ 4QU LoRE | Non-Red Flag Warning - Destructive Fires | Contact from object | Aggregated | 2057 | 2.3005e-06 | 1483.0022 | 0.0034117 | 2057 | Mitigation | 0.95 | 45 | 0 | esc | 0.00097009 | 2.2317e-09 | 0.00097009 | 2.2317e-09
[79 empty] | WLDFR | HFTD - Distribution - Tier 2 - 3QU CoRE ¦ 3QU LoRE | Non-Red Flag Warning - Large Fires | 2058 | 2.0349e-08 | 2.0349e-08 | 8.3524 | 0.96727 | 4.6367 | 2.7484 | 0 | 0 | 2.4344e-05 | 1.6996e-07 | 0 | 1.6996e-07 | 1.6996e-07 | 0 | 1.6996e-07 | 0 | 6.0506e-05 | 0.00013263 | 0 | 0.00013263 | 0 | 2.608e-05 | 5.216e-05 | 0 | 5.216e-05 | [12 empty] | 7.3.3.17.5 (Remote Grid) Updates to grid topology to minimize risk of ignition in HFTDs Remote GridWLDFRContact from objectAggregated | WLDFR | HFTD - Distribution - Tier 2 - 1QU CoRE ¦ 4QU LoRE | Non-Red Flag Warning - Destructive Fires | Contact from object | Aggregated | 2058 | 2.3005e-06 | 1483.0022 | 0.0034117 | 2058 | Mitigation | 0.95 | 45 | 0 | esc | 0.00097009 | 2.2317e-09 | 0.00097009 | 2.2317e-09
[79 empty] | WLDFR | HFTD - Distribution - Tier 2 - 3QU CoRE ¦ 3QU LoRE | Non-Red Flag Warning - Large Fires | 2059 | 2.0349e-08 | 2.0349e-08 | 8.3524 | 0.96727 | 4.6367 | 2.7484 | 0 | 0 | 2.4344e-05 | 1.6996e-07 | 0 | 1.6996e-07 | 1.6996e-07 | 0 | 1.6996e-07 | 0 | 6.0506e-05 | 0.00013263 | 0 | 0.00013263 | 0 | 2.608e-05 | 5.216e-05 | 0 | 5.216e-05 | [12 empty] | 7.3.3.17.5 (Remote Grid) Updates to grid topology to minimize risk of ignition in HFTDs Remote GridWLDFRContact from objectAggregated | WLDFR | HFTD - Distribution - Tier 2 - 1QU CoRE ¦ 4QU LoRE | Non-Red Flag Warning - Destructive Fires | Contact from object | Aggregated | 2059 | 2.3005e-06 | 1483.0022 | 0.0034117 | 2059 | Mitigation | 0.95 | 45 | 0 | esc | 0.00097009 | 2.2317e-09 | 0.00097009 | 2.2317e-09
[79 empty] | WLDFR | HFTD - Distribution - Tier 2 - 3QU CoRE ¦ 3QU LoRE | Non-Red Flag Warning - Large Fires | 2060 | 2.0349e-08 | 2.0349e-08 | 8.3524 | 0.96727 | 4.6367 | 2.7484 | 0 | 0 | 2.4344e-05 | 1.6996e-07 | 0 | 1.6996e-07 | 1.6996e-07 | 0 | 1.6996e-07 | 0 | 6.3191e-05 | 0.00013852 | 0 | 0.00013852 | 0 | 2.608e-05 | 5.216e-05 | 0 | 5.216e-05 | [12 empty] | 7.3.3.17.5 (Remote Grid) Updates to grid topology to minimize risk of ignition in HFTDs Remote GridWLDFRContact from objectAggregated | WLDFR | HFTD - Distribution - Tier 2 - 1QU CoRE ¦ 4QU LoRE | Non-Red Flag Warning - Destructive Fires | Contact from object | Aggregated | 2060 | 2.3005e-06 | 1483.0022 | 0.0034117 | 2060 | Mitigation | 0.95 | 45 | 0 | esc | 0.00097009 | 2.2317e-09 | 0.00097009 | 2.2317e-09
[79 empty] | WLDFR | HFTD - Distribution - Tier 2 - 3QU CoRE ¦ 3QU LoRE | Non-Red Flag Warning - Large Fires | 2061 | 2.0349e-08 | 2.0349e-08 | 8.3524 | 0.96727 | 4.6367 | 2.7484 | 0 | 0 | 2.4344e-05 | 1.6996e-07 | 0 | 1.6996e-07 | 1.6996e-07 | 0 | 1.6996e-07 | 0 | 6.3191e-05 | 0.00013852 | 0 | 0.00013852 | 0 | 2.608e-05 | 5.216e-05 | 0 | 5.216e-05 | [12 empty] | 7.3.3.17.5 (Remote Grid) Updates to grid topology to minimize risk of ignition in HFTDs Remote GridWLDFRContact from objectAggregated | WLDFR | HFTD - Distribution - Tier 2 - 1QU CoRE ¦ 4QU LoRE | Non-Red Flag Warning - Destructive Fires | Contact from object | Aggregated | 2061 | 2.3005e-06 | 1483.0022 | 0.0034117 | 2061 | Mitigation | 0.95 | 45 | 0 | esc | 0.00097009 | 2.2317e-09 | 0.00097009 | 2.2317e-09
[79 empty] | WLDFR | HFTD - Distribution - Tier 2 - 3QU CoRE ¦ 3QU LoRE | Non-Red Flag Warning - Large Fires | 2062 | 2.0349e-08 | 2.0349e-08 | 8.3524 | 0.96727 | 4.6367 | 2.7484 | 0 | 0 | 2.4344e-05 | 1.6996e-07 | 0 | 1.6996e-07 | 1.6996e-07 | 0 | 1.6996e-07 | 0 | 6.3191e-05 | 0.00013852 | 0 | 0.00013852 | 0 | 2.608e-05 | 5.216e-05 | 0 | 5.216e-05 | [12 empty] | 7.3.3.17.5 (Remote Grid) Updates to grid topology to minimize risk of ignition in HFTDs Remote GridWLDFRContact from objectAggregated | WLDFR | HFTD - Distribution - Tier 2 - 1QU CoRE ¦ 4QU LoRE | Non-Red Flag Warning - Destructive Fires | Contact from object | Aggregated | 2062 | 2.3005e-06 | 1483.0022 | 0.0034117 | 2062 | Mitigation | 0.95 | 45 | 0 | esc | 0.00097009 | 2.2317e-09 | 0.00097009 | 2.2317e-09
[79 empty] | WLDFR | HFTD - Distribution - Tier 2 - 3QU CoRE ¦ 3QU LoRE | Non-Red Flag Warning - Large Fires | 2063 | 2.0349e-08 | 2.0349e-08 | 8.872 | 1.0079 | 4.9153 | 2.9488 | 0 | 0 | 2.4344e-05 | 1.8054e-07 | 0 | 1.8054e-07 | 1.8054e-07 | 0 | 1.8054e-07 | 0 | 6.3191e-05 | 0.00013852 | 0 | 0.00013852 | 0 | 2.737e-05 | 5.4741e-05 | 0 | 5.4741e-05 | [12 empty] | 7.3.3.17.5 (Remote Grid) Updates to grid topology to minimize risk of ignition in HFTDs Remote GridWLDFRContact from objectAggregated | WLDFR | HFTD - Distribution - Tier 2 - 1QU CoRE ¦ 4QU LoRE | Non-Red Flag Warning - Destructive Fires | Contact from object | Aggregated | 2063 | 2.3005e-06 | 1483.0022 | 0.0034117 | 2063 | Mitigation | 0.95 | 45 | 0 | esc | 0.00097009 | 2.2317e-09 | 0.00097009 | 2.2317e-09
[79 empty] | WLDFR | HFTD - Distribution - Tier 2 - 3QU CoRE ¦ 3QU LoRE | Non-Red Flag Warning - Large Fires | 2064 | 2.0349e-08 | 2.0349e-08 | 8.872 | 1.0079 | 4.9153 | 2.9488 | 0 | 0 | 2.4344e-05 | 1.8054e-07 | 0 | 1.8054e-07 | 1.8054e-07 | 0 | 1.8054e-07 | 0 | 6.3191e-05 | 0.00013852 | 0 | 0.00013852 | 0 | 2.737e-05 | 5.4741e-05 | 0 | 5.4741e-05 | [12 empty] | 7.3.3.17.5 (Remote Grid) Updates to grid topology to minimize risk of ignition in HFTDs Remote GridWLDFRContact from objectAggregated | WLDFR | HFTD - Distribution - Tier 2 - 1QU CoRE ¦ 4QU LoRE | Non-Red Flag Warning - Destructive Fires | Contact from object | Aggregated | 2064 | 2.3005e-06 | 1483.0022 | 0.0034117 | 2064 | Mitigation | 0.95 | 45 | 0 | esc | 0.00097009 | 2.2317e-09 | 0.00097009 | 2.2317e-09
[79 empty] | WLDFR | HFTD - Distribution - Tier 2 - 3QU CoRE ¦ 3QU LoRE | Non-Red Flag Warning - Large Fires | 2065 | 2.0349e-08 | 2.0349e-08 | 8.872 | 1.0079 | 4.9153 | 2.9488 | 0 | 0 | 2.4344e-05 | 1.8054e-07 | 0 | 1.8054e-07 | 1.8054e-07 | 0 | 1.8054e-07 | 0 | 6.6173e-05 | 0.00014505 | 0 | 0.00014505 | 0 | 2.737e-05 | 5.4741e-05 | 0 | 5.4741e-05 | [12 empty] | 7.3.3.17.5 (Remote Grid) Updates to grid topology to minimize risk of ignition in HFTDs Remote GridWLDFRContact from objectAggregated | WLDFR | HFTD - Distribution - Tier 2 - 1QU CoRE ¦ 4QU LoRE | Non-Red Flag Warning - Destructive Fires | Contact from object | Aggregated | 2065 | 2.3005e-06 | 1483.0022 | 0.0034117 | 2065 | Mitigation | 0.95 | 45 | 0 | esc | 0.00097009 | 2.2317e-09 | 0.00097009 | 2.2317e-09
[79 empty] | WLDFR | HFTD - Distribution - Tier 2 - 3QU CoRE ¦ 3QU LoRE | Non-Red Flag Warning - Large Fires | 2066 | 2.0349e-08 | 2.0349e-08 | 8.872 | 1.0079 | 4.9153 | 2.9488 | 0 | 0 | 2.4344e-05 | 1.8054e-07 | 0 | 1.8054e-07 | 1.8054e-07 | 0 | 1.8054e-07 | 0 | 6.6173e-05 | 0.00014505 | 0 | 0.00014505 | 0 | 2.737e-05 | 5.4741e-05 | 0 | 5.4741e-05 | [12 empty] | 7.3.3.17.5 (Remote Grid) Updates to grid topology to minimize risk of ignition in HFTDs Remote GridWLDFRContact from objectAggregated | WLDFR | HFTD - Distribution - Tier 2 - 1QU CoRE ¦ 4QU LoRE | Non-Red Flag Warning - Destructive Fires | Contact from object | Aggregated | 2066 | 2.3005e-06 | 1483.0022 | 0.0034117 | 2066 | Mitigation | 0.95 | 45 | 0 | esc | 0.00097009 | 2.2317e-09 | 0.00097009 | 2.2317e-09
[79 empty] | WLDFR | HFTD - Distribution - Tier 2 - 3QU CoRE ¦ 3QU LoRE | Non-Red Flag Warning - Large Fires | 2067 | 0 | 2.0349e-08 | 8.872 | 1.0079 | 4.9153 | 2.9488 | 0 | 0 | 2.4344e-05 | 0 | 0 | 0 | 1.8054e-07 | 0 | 1.8054e-07 | 0 | 6.6173e-05 | 0.00014505 | 0 | 0.00014505 | 0 | 0 | 5.4741e-05 | 0 | 5.4741e-05 | [12 empty] | 7.3.3.17.5 (Remote Grid) Updates to grid topology to minimize risk of ignition in HFTDs Remote GridWLDFRContact from objectAggregated | WLDFR | HFTD - Distribution - Tier 2 - 1QU CoRE ¦ 4QU LoRE | Non-Red Flag Warning - Destructive Fires | Contact from object | Aggregated | 2067 | 2.3005e-06 | 1483.0022 | 0.0034117 | 2067 | Mitigation | 0.95 | 45 | 0 | esc | 0 | 0 | 0.00097009 | 2.2317e-09
[79 empty] | WLDFR | HFTD - Distribution - Tier 2 - 3QU CoRE ¦ 3QU LoRE | Non-Red Flag Warning - Small Fires | 2022 | 3.8186e-06 | 0 | 0.077901 | 0.036425 | 0.0015809 | 0.039895 | 0 | 0 | 0.0042573 | 2.9747e-07 | 0 | 2.9747e-07 | 0 | 0 | 0 | 0 | 6.6173e-05 | 0.00014505 | 0 | 0.00014505 | 0 | 0 | 0 | 0 | 0 | [12 empty] | 7.3.3.17.5 (Remote Grid) Updates to grid topology to minimize risk of ignition in HFTDs Remote GridWLDFRContaminationAggregated | WLDFR | HFTD - Distribution - Tier 2 - 1QU CoRE ¦ 4QU LoRE | Non-Red Flag Warning - Destructive Fires | Contamination | Aggregated | 2022 | 4.5497e-08 | 1483.0022 | 6.7472e-05 | 2022 | Mitigation | 0.95 | 45 | 0 | esc | 0.00097009 | 4.4136e-11 | 0 | 0
[79 empty] | WLDFR | HFTD - Distribution - Tier 2 - 3QU CoRE ¦ 3QU LoRE | Non-Red Flag Warning - Small Fires | 2023 | 3.8186e-06 | 3.8186e-06 | 0.080408 | 0.03759 | 0.0016314 | 0.041187 | 0 | 0 | 0.0042573 | 3.0705e-07 | 0 | 3.0705e-07 | 3.0705e-07 | 0 | 3.0705e-07 | 0 | 6.6173e-05 | 0.00014505 | 0 | 0.00014505 | 0 | 0 | 0 | 0 | 0 | [12 empty] | 7.3.3.17.5 (Remote Grid) Updates to grid topology to minimize risk of ignition in HFTDs Remote GridWLDFRContaminationAggregated | WLDFR | HFTD - Distribution - Tier 2 - 1QU CoRE ¦ 4QU LoRE | Non-Red Flag Warning - Destructive Fires | Contamination | Aggregated | 2023 | 4.5497e-08 | 1483.0022 | 6.7472e-05 | 2023 | Mitigation | 0.95 | 45 | 0 | esc | 0.00097009 | 4.4136e-11 | 0.00097009 | 4.4136e-11
[79 empty] | WLDFR | HFTD - Distribution - Tier 2 - 3QU CoRE ¦ 3QU LoRE | Non-Red Flag Warning - Small Fires | 2024 | 3.8186e-06 | 3.8186e-06 | 0.080408 | 0.03759 | 0.0016314 | 0.041187 | 0 | 0 | 0.0042573 | 3.0705e-07 | 0 | 3.0705e-07 | 3.0705e-07 | 0 | 3.0705e-07 | 0 | 6.9407e-05 | 0.00015214 | 0 | 0.00015214 | 0 | 3.8242e-07 | 0 | 0 | 0 | [12 empty] | 7.3.3.17.5 (Remote Grid) Updates to grid topology to minimize risk of ignition in HFTDs Remote GridWLDFRContaminationAggregated | WLDFR | HFTD - Distribution - Tier 2 - 1QU CoRE ¦ 4QU LoRE | Non-Red Flag Warning - Destructive Fires | Contamination | Aggregated | 2024 | 4.5497e-08 | 1483.0022 | 6.7472e-05 | 2024 | Mitigation | 0.95 | 45 | 0 | esc | 0.00097009 | 4.4136e-11 | 0.00097009 | 4.4136e-11
[79 empty] | WLDFR | HFTD - Distribution - Tier 2 - 3QU CoRE ¦ 3QU LoRE | Non-Red Flag Warning - Small Fires | 2025 | 3.8186e-06 | 3.8186e-06 | 0.080408 | 0.03759 | 0.0016314 | 0.041187 | 0 | 0 | 0.0042573 | 3.0705e-07 | 0 | 3.0705e-07 | 3.0705e-07 | 0 | 3.0705e-07 | 0 | 6.9407e-05 | 0.00015214 | 0 | 0.00015214 | 0 | 3.9953e-07 | 7.9906e-07 | 0 | 7.9906e-07 | [12 empty] | 7.3.3.17.5 (Remote Grid) Updates to grid topology to minimize risk of ignition in HFTDs Remote GridWLDFRContaminationAggregated | WLDFR | HFTD - Distribution - Tier 2 - 1QU CoRE ¦ 4QU LoRE | Non-Red Flag Warning - Destructive Fires | Contamination | Aggregated | 2025 | 4.5497e-08 | 1483.0022 | 6.7472e-05 | 2025 | Mitigation | 0.95 | 45 | 0 | esc | 0.00097009 | 4.4136e-11 | 0.00097009 | 4.4136e-11
[79 empty] | WLDFR | HFTD - Distribution - Tier 2 - 3QU CoRE ¦ 3QU LoRE | Non-Red Flag Warning - Small Fires | 2026 | 3.8186e-06 | 3.8186e-06 | 0.080408 | 0.03759 | 0.0016314 | 0.041187 | 0 | 0 | 0.0042573 | 3.0705e-07 | 0 | 3.0705e-07 | 3.0705e-07 | 0 | 3.0705e-07 | 0 | 6.9407e-05 | 0.00015214 | 0 | 0.00015214 | 0 | 3.9953e-07 | 7.9906e-07 | 0 | 7.9906e-07 | [12 empty] | 7.3.3.17.5 (Remote Grid) Updates to grid topology to minimize risk of ignition in HFTDs Remote GridWLDFRContaminationAggregated | WLDFR | HFTD - Distribution - Tier 2 - 1QU CoRE ¦ 4QU LoRE | Non-Red Flag Warning - Destructive Fires | Contamination | Aggregated | 2026 | 4.5497e-08 | 1483.0022 | 6.7472e-05 | 2026 | Mitigation | 0.95 | 45 | 0 | esc | 0.00097009 | 4.4136e-11 | 0.00097009 | 4.4136e-11
[79 empty] | WLDFR | HFTD - Distribution - Tier 2 - 3QU CoRE ¦ 3QU LoRE | Non-Red Flag Warning - Small Fires | 2027 | 3.8186e-06 | 3.8186e-06 | 0.080408 | 0.03759 | 0.0016314 | 0.041187 | 0 | 0 | 0.0042573 | 3.0705e-07 | 0 | 3.0705e-07 | 3.0705e-07 | 0 | 3.0705e-07 | 0 | 6.9407e-05 | 0.00015214 | 0 | 0.00015214 | 0 | 3.9953e-07 | 7.9906e-07 | 0 | 7.9906e-07 | [12 empty] | 7.3.3.17.5 (Remote Grid) Updates to grid topology to minimize risk of ignition in HFTDs Remote GridWLDFRContaminationAggregated | WLDFR | HFTD - Distribution - Tier 2 - 1QU CoRE ¦ 4QU LoRE | Non-Red Flag Warning - Destructive Fires | Contamination | Aggregated | 2027 | 4.5497e-08 | 1483.0022 | 6.7472e-05 | 2027 | Mitigation | 0.95 | 45 | 0 | esc | 0.00097009 | 4.4136e-11 | 0.00097009 | 4.4136e-11
[79 empty] | WLDFR | HFTD - Distribution - Tier 2 - 3QU CoRE ¦ 3QU LoRE | Non-Red Flag Warning - Small Fires | 2028 | 3.8186e-06 | 3.8186e-06 | 0.083606 | 0.039055 | 0.001695 | 0.042856 | 0 | 0 | 0.0042573 | 3.1926e-07 | 0 | 3.1926e-07 | 3.1926e-07 | 0 | 3.1926e-07 | 0 | 6.9407e-05 | 0.00015214 | 0 | 0.00015214 | 0 | 3.9953e-07 | 7.9906e-07 | 0 | 7.9906e-07 | [12 empty] | 7.3.3.17.5 (Remote Grid) Updates to grid topology to minimize risk of ignition in HFTDs Remote GridWLDFRContaminationAggregated | WLDFR | HFTD - Distribution - Tier 2 - 1QU CoRE ¦ 4QU LoRE | Non-Red Flag Warning - Destructive Fires | Contamination | Aggregated | 2028 | 4.5497e-08 | 1483.0022 | 6.7472e-05 | 2028 | Mitigation | 0.95 | 45 | 0 | esc | 0.00097009 | 4.4136e-11 | 0.00097009 | 4.4136e-11
[79 empty] | WLDFR | HFTD - Distribution - Tier 2 - 3QU CoRE ¦ 3QU LoRE | Non-Red Flag Warning - Small Fires | 2029 | 3.8186e-06 | 3.8186e-06 | 0.083606 | 0.039055 | 0.001695 | 0.042856 | 0 | 0 | 0.0042573 | 3.1926e-07 | 0 | 3.1926e-07 | 3.1926e-07 | 0 | 3.1926e-07 | 0 | 7.2849e-05 | 0.00015969 | 0 | 0.00015969 | 0 | 3.9953e-07 | 7.9906e-07 | 0 | 7.9906e-07 | [12 empty] | 7.3.3.17.5 (Remote Grid) Updates to grid topology to minimize risk of ignition in HFTDs Remote GridWLDFRContaminationAggregated | WLDFR | HFTD - Distribution - Tier 2 - 1QU CoRE ¦ 4QU LoRE | Non-Red Flag Warning - Destructive Fires | Contamination | Aggregated | 2029 | 4.5497e-08 | 1483.0022 | 6.7472e-05 | 2029 | Mitigation | 0.95 | 45 | 0 | esc | 0.00097009 | 4.4136e-11 | 0.00097009 | 4.4136e-11
[79 empty] | WLDFR | HFTD - Distribution - Tier 2 - 3QU CoRE ¦ 3QU LoRE | Non-Red Flag Warning - Small Fires | 2030 | 3.8186e-06 | 3.8186e-06 | 0.083606 | 0.039055 | 0.001695 | 0.042856 | 0 | 0 | 0.0042573 | 3.1926e-07 | 0 | 3.1926e-07 | 3.1926e-07 | 0 | 3.1926e-07 | 0 | 7.2849e-05 | 0.00015969 | 0 | 0.00015969 | 0 | 4.2157e-07 | 8.4314e-07 | 0 | 8.4314e-07 | [12 empty] | 7.3.3.17.5 (Remote Grid) Updates to grid topology to minimize risk of ignition in HFTDs Remote GridWLDFRContaminationAggregated | WLDFR | HFTD - Distribution - Tier 2 - 1QU CoRE ¦ 4QU LoRE | Non-Red Flag Warning - Destructive Fires | Contamination | Aggregated | 2030 | 4.5497e-08 | 1483.0022 | 6.7472e-05 | 2030 | Mitigation | 0.95 | 45 | 0 | esc | 0.00097009 | 4.4136e-11 | 0.00097009 | 4.4136e-11
[79 empty] | WLDFR | HFTD - Distribution - Tier 2 - 3QU CoRE ¦ 3QU LoRE | Non-Red Flag Warning - Small Fires | 2031 | 3.8186e-06 | 3.8186e-06 | 0.083606 | 0.039055 | 0.001695 | 0.042856 | 0 | 0 | 0.0042573 | 3.1926e-07 | 0 | 3.1926e-07 | 3.1926e-07 | 0 | 3.1926e-07 | 0 | 7.2849e-05 | 0.00015969 | 0 | 0.00015969 | 0 | 4.2157e-07 | 8.4314e-07 | 0 | 8.4314e-07 | [12 empty] | 7.3.3.17.5 (Remote Grid) Updates to grid topology to minimize risk of ignition in HFTDs Remote GridWLDFRContaminationAggregated | WLDFR | HFTD - Distribution - Tier 2 - 1QU CoRE ¦ 4QU LoRE | Non-Red Flag Warning - Destructive Fires | Contamination | Aggregated | 2031 | 4.5497e-08 | 1483.0022 | 6.7472e-05 | 2031 | Mitigation | 0.95 | 45 | 0 | esc | 0.00097009 | 4.4136e-11 | 0.00097009 | 4.4136e-11
[79 empty] | WLDFR | HFTD - Distribution - Tier 2 - 3QU CoRE ¦ 3QU LoRE | Non-Red Flag Warning - Small Fires | 2032 | 3.8186e-06 | 3.8186e-06 | 0.083606 | 0.039055 | 0.001695 | 0.042856 | 0 | 0 | 0.0042573 | 3.1926e-07 | 0 | 3.1926e-07 | 3.1926e-07 | 0 | 3.1926e-07 | 0 | 7.2849e-05 | 0.00015969 | 0 | 0.00015969 | 0 | 4.2157e-07 | 8.4314e-07 | 0 | 8.4314e-07 | [12 empty] | 7.3.3.17.5 (Remote Grid) Updates to grid topology to minimize risk of ignition in HFTDs Remote GridWLDFRContaminationAggregated | WLDFR | HFTD - Distribution - Tier 2 - 1QU CoRE ¦ 4QU LoRE | Non-Red Flag Warning - Destructive Fires | Contamination | Aggregated | 2032 | 4.5497e-08 | 1483.0022 | 6.7472e-05 | 2032 | Mitigation | 0.95 | 45 | 0 | esc | 0.00097009 | 4.4136e-11 | 0.00097009 | 4.4136e-11
[79 empty] | WLDFR | HFTD - Distribution - Tier 2 - 3QU CoRE ¦ 3QU LoRE | Non-Red Flag Warning - Small Fires | 2033 | 3.8186e-06 | 3.8186e-06 | 0.087211 | 0.040679 | 0.0017655 | 0.044766 | 0 | 0 | 0.0042573 | 3.3303e-07 | 0 | 3.3303e-07 | 3.3303e-07 | 0 | 3.3303e-07 | 0 | 7.2849e-05 | 0.00015969 | 0 | 0.00015969 | 0 | 4.2157e-07 | 8.4314e-07 | 0 | 8.4314e-07 | [12 empty] | 7.3.3.17.5 (Remote Grid) Updates to grid topology to minimize risk of ignition in HFTDs Remote GridWLDFRContaminationAggregated | WLDFR | HFTD - Distribution - Tier 2 - 1QU CoRE ¦ 4QU LoRE | Non-Red Flag Warning - Destructive Fires | Contamination | Aggregated | 2033 | 4.5497e-08 | 1483.0022 | 6.7472e-05 | 2033 | Mitigation | 0.95 | 45 | 0 | esc | 0.00097009 | 4.4136e-11 | 0.00097009 | 4.4136e-11
[79 empty] | WLDFR | HFTD - Distribution - Tier 2 - 3QU CoRE ¦ 3QU LoRE | Non-Red Flag Warning - Small Fires | 2034 | 3.8186e-06 | 3.8186e-06 | 0.087211 | 0.040679 | 0.0017655 | 0.044766 | 0 | 0 | 0.0042573 | 3.3303e-07 | 0 | 3.3303e-07 | 3.3303e-07 | 0 | 3.3303e-07 | 0 | 7.6454e-05 | 0.00016759 | 0 | 0.00016759 | 0 | 4.2157e-07 | 8.4314e-07 | 0 | 8.4314e-07 | [12 empty] | 7.3.3.17.5 (Remote Grid) Updates to grid topology to minimize risk of ignition in HFTDs Remote GridWLDFRContaminationAggregated | WLDFR | HFTD - Distribution - Tier 2 - 1QU CoRE ¦ 4QU LoRE | Non-Red Flag Warning - Destructive Fires | Contamination | Aggregated | 2034 | 4.5497e-08 | 1483.0022 | 6.7472e-05 | 2034 | Mitigation | 0.95 | 45 | 0 | esc | 0.00097009 | 4.4136e-11 | 0.00097009 | 4.4136e-11
[79 empty] | WLDFR | HFTD - Distribution - Tier 2 - 3QU CoRE ¦ 3QU LoRE | Non-Red Flag Warning - Small Fires | 2035 | 3.8186e-06 | 3.8186e-06 | 0.087211 | 0.040679 | 0.0017655 | 0.044766 | 0 | 0 | 0.0042573 | 3.3303e-07 | 0 | 3.3303e-07 | 3.3303e-07 | 0 | 3.3303e-07 | 0 | 7.6454e-05 | 0.00016759 | 0 | 0.00016759 | 0 | 4.4663e-07 | 8.9327e-07 | 0 | 8.9327e-07 | [12 empty] | 7.3.3.17.5 (Remote Grid) Updates to grid topology to minimize risk of ignition in HFTDs Remote GridWLDFRContaminationAggregated | WLDFR | HFTD - Distribution - Tier 2 - 1QU CoRE ¦ 4QU LoRE | Non-Red Flag Warning - Destructive Fires | Contamination | Aggregated | 2035 | 4.5497e-08 | 1483.0022 | 6.7472e-05 | 2035 | Mitigation | 0.95 | 45 | 0 | esc | 0.00097009 | 4.4136e-11 | 0.00097009 | 4.4136e-11
[79 empty] | WLDFR | HFTD - Distribution - Tier 2 - 3QU CoRE ¦ 3QU LoRE | Non-Red Flag Warning - Small Fires | 2036 | 3.8186e-06 | 3.8186e-06 | 0.087211 | 0.040679 | 0.0017655 | 0.044766 | 0 | 0 | 0.0042573 | 3.3303e-07 | 0 | 3.3303e-07 | 3.3303e-07 | 0 | 3.3303e-07 | 0 | 7.6454e-05 | 0.00016759 | 0 | 0.00016759 | 0 | 4.4663e-07 | 8.9327e-07 | 0 | 8.9327e-07 | [12 empty] | 7.3.3.17.5 (Remote Grid) Updates to grid topology to minimize risk of ignition in HFTDs Remote GridWLDFRContaminationAggregated | WLDFR | HFTD - Distribution - Tier 2 - 1QU CoRE ¦ 4QU LoRE | Non-Red Flag Warning - Destructive Fires | Contamination | Aggregated | 2036 | 4.5497e-08 | 1483.0022 | 6.7472e-05 | 2036 | Mitigation | 0.95 | 45 | 0 | esc | 0.00097009 | 4.4136e-11 | 0.00097009 | 4.4136e-11
[79 empty] | WLDFR | HFTD - Distribution - Tier 2 - 3QU CoRE ¦ 3QU LoRE | Non-Red Flag Warning - Small Fires | 2037 | 3.8186e-06 | 3.8186e-06 | 0.087211 | 0.040679 | 0.0017655 | 0.044766 | 0 | 0 | 0.0042573 | 3.3303e-07 | 0 | 3.3303e-07 | 3.3303e-07 | 0 | 3.3303e-07 | 0 | 7.6454e-05 | 0.00016759 | 0 | 0.00016759 | 0 | 4.4663e-07 | 8.9327e-07 | 0 | 8.9327e-07 | [12 empty] | 7.3.3.17.5 (Remote Grid) Updates to grid topology to minimize risk of ignition in HFTDs Remote GridWLDFRContaminationAggregated | WLDFR | HFTD - Distribution - Tier 2 - 1QU CoRE ¦ 4QU LoRE | Non-Red Flag Warning - Destructive Fires | Contamination | Aggregated | 2037 | 4.5497e-08 | 1483.0022 | 6.7472e-05 | 2037 | Mitigation | 0.95 | 45 | 0 | esc | 0.00097009 | 4.4136e-11 | 0.00097009 | 4.4136e-11
[79 empty] | WLDFR | HFTD - Distribution - Tier 2 - 3QU CoRE ¦ 3QU LoRE | Non-Red Flag Warning - Small Fires | 2038 | 3.8186e-06 | 3.8186e-06 | 0.091184 | 0.042438 | 0.0018418 | 0.046905 | 0 | 0 | 0.0042573 | 3.482e-07 | 0 | 3.482e-07 | 3.482e-07 | 0 | 3.482e-07 | 0 | 7.6454e-05 | 0.00016759 | 0 | 0.00016759 | 0 | 4.4663e-07 | 8.9327e-07 | 0 | 8.9327e-07 | [12 empty] | 7.3.3.17.5 (Remote Grid) Updates to grid topology to minimize risk of ignition in HFTDs Remote GridWLDFRContaminationAggregated | WLDFR | HFTD - Distribution - Tier 2 - 1QU CoRE ¦ 4QU LoRE | Non-Red Flag Warning - Destructive Fires | Contamination | Aggregated | 2038 | 4.5497e-08 | 1483.0022 | 6.7472e-05 | 2038 | Mitigation | 0.95 | 45 | 0 | esc | 0.00097009 | 4.4136e-11 | 0.00097009 | 4.4136e-11
[79 empty] | WLDFR | HFTD - Distribution - Tier 2 - 3QU CoRE ¦ 3QU LoRE | Non-Red Flag Warning - Small Fires | 2039 | 3.8186e-06 | 3.8186e-06 | 0.091184 | 0.042438 | 0.0018418 | 0.046905 | 0 | 0 | 0.0042573 | 3.482e-07 | 0 | 3.482e-07 | 3.482e-07 | 0 | 3.482e-07 | 0 | 8.0176e-05 | 0.00017575 | 0 | 0.00017575 | 0 | 4.4663e-07 | 8.9327e-07 | 0 | 8.9327e-07 | [12 empty] | 7.3.3.17.5 (Remote Grid) Updates to grid topology to minimize risk of ignition in HFTDs Remote GridWLDFRContaminationAggregated | WLDFR | HFTD - Distribution - Tier 2 - 1QU CoRE ¦ 4QU LoRE | Non-Red Flag Warning - Destructive Fires | Contamination | Aggregated | 2039 | 4.5497e-08 | 1483.0022 | 6.7472e-05 | 2039 | Mitigation | 0.95 | 45 | 0 | esc | 0.00097009 | 4.4136e-11 | 0.00097009 | 4.4136e-11
[79 empty] | WLDFR | HFTD - Distribution - Tier 2 - 3QU CoRE ¦ 3QU LoRE | Non-Red Flag Warning - Small Fires | 2040 | 3.8186e-06 | 3.8186e-06 | 0.091184 | 0.042438 | 0.0018418 | 0.046905 | 0 | 0 | 0.0042573 | 3.482e-07 | 0 | 3.482e-07 | 3.482e-07 | 0 | 3.482e-07 | 0 | 8.0176e-05 | 0.00017575 | 0 | 0.00017575 | 0 | 4.7453e-07 | 9.4906e-07 | 0 | 9.4906e-07 | [12 empty] | 7.3.3.17.5 (Remote Grid) Updates to grid topology to minimize risk of ignition in HFTDs Remote GridWLDFRContaminationAggregated | WLDFR | HFTD - Distribution - Tier 2 - 1QU CoRE ¦ 4QU LoRE | Non-Red Flag Warning - Destructive Fires | Contamination | Aggregated | 2040 | 4.5497e-08 | 1483.0022 | 6.7472e-05 | 2040 | Mitigation | 0.95 | 45 | 0 | esc | 0.00097009 | 4.4136e-11 | 0.00097009 | 4.4136e-11
[79 empty] | WLDFR | HFTD - Distribution - Tier 2 - 3QU CoRE ¦ 3QU LoRE | Non-Red Flag Warning - Small Fires | 2041 | 3.8186e-06 | 3.8186e-06 | 0.091184 | 0.042438 | 0.0018418 | 0.046905 | 0 | 0 | 0.0042573 | 3.482e-07 | 0 | 3.482e-07 | 3.482e-07 | 0 | 3.482e-07 | 0 | 8.0176e-05 | 0.00017575 | 0 | 0.00017575 | 0 | 4.7453e-07 | 9.4906e-07 | 0 | 9.4906e-07 | [12 empty] | 7.3.3.17.5 (Remote Grid) Updates to grid topology to minimize risk of ignition in HFTDs Remote GridWLDFRContaminationAggregated | WLDFR | HFTD - Distribution - Tier 2 - 1QU CoRE ¦ 4QU LoRE | Non-Red Flag Warning - Destructive Fires | Contamination | Aggregated | 2041 | 4.5497e-08 | 1483.0022 | 6.7472e-05 | 2041 | Mitigation | 0.95 | 45 | 0 | esc | 0.00097009 | 4.4136e-11 | 0.00097009 | 4.4136e-11
[79 empty] | WLDFR | HFTD - Distribution - Tier 2 - 3QU CoRE ¦ 3QU LoRE | Non-Red Flag Warning - Small Fires | 2042 | 3.8186e-06 | 3.8186e-06 | 0.091184 | 0.042438 | 0.0018418 | 0.046905 | 0 | 0 | 0.0042573 | 3.482e-07 | 0 | 3.482e-07 | 3.482e-07 | 0 | 3.482e-07 | 0 | 8.0176e-05 | 0.00017575 | 0 | 0.00017575 | 0 | 4.7453e-07 | 9.4906e-07 | 0 | 9.4906e-07 | [12 empty] | 7.3.3.17.5 (Remote Grid) Updates to grid topology to minimize risk of ignition in HFTDs Remote GridWLDFRContaminationAggregated | WLDFR | HFTD - Distribution - Tier 2 - 1QU CoRE ¦ 4QU LoRE | Non-Red Flag Warning - Destructive Fires | Contamination | Aggregated | 2042 | 4.5497e-08 | 1483.0022 | 6.7472e-05 | 2042 | Mitigation | 0.95 | 45 | 0 | esc | 0.00097009 | 4.4136e-11 | 0.00097009 | 4.4136e-11
[79 empty] | WLDFR | HFTD - Distribution - Tier 2 - 3QU CoRE ¦ 3QU LoRE | Non-Red Flag Warning - Small Fires | 2043 | 3.8186e-06 | 3.8186e-06 | 0.095486 | 0.044306 | 0.0019228 | 0.049257 | 0 | 0 | 0.0042573 | 3.6462e-07 | 0 | 3.6462e-07 | 3.6462e-07 | 0 | 3.6462e-07 | 0 | 8.0176e-05 | 0.00017575 | 0 | 0.00017575 | 0 | 4.7453e-07 | 9.4906e-07 | 0 | 9.4906e-07 | [12 empty] | 7.3.3.17.5 (Remote Grid) Updates to grid topology to minimize risk of ignition in HFTDs Remote GridWLDFRContaminationAggregated | WLDFR | HFTD - Distribution - Tier 2 - 1QU CoRE ¦ 4QU LoRE | Non-Red Flag Warning - Destructive Fires | Contamination | Aggregated | 2043 | 4.5497e-08 | 1483.0022 | 6.7472e-05 | 2043 | Mitigation | 0.95 | 45 | 0 | esc | 0.00097009 | 4.4136e-11 | 0.00097009 | 4.4136e-11
[79 empty] | WLDFR | HFTD - Distribution - Tier 2 - 3QU CoRE ¦ 3QU LoRE | Non-Red Flag Warning - Small Fires | 2044 | 3.8186e-06 | 3.8186e-06 | 0.095486 | 0.044306 | 0.0019228 | 0.049257 | 0 | 0 | 0.0042573 | 3.6462e-07 | 0 | 3.6462e-07 | 3.6462e-07 | 0 | 3.6462e-07 | 0 | 8.397e-05 | 0.00018406 | 0 | 0.00018406 | 0 | 4.7453e-07 | 9.4906e-07 | 0 | 9.4906e-07 | [12 empty] | 7.3.3.17.5 (Remote Grid) Updates to grid topology to minimize risk of ignition in HFTDs Remote GridWLDFRContaminationAggregated | WLDFR | HFTD - Distribution - Tier 2 - 1QU CoRE ¦ 4QU LoRE | Non-Red Flag Warning - Destructive Fires | Contamination | Aggregated | 2044 | 4.5497e-08 | 1483.0022 | 6.7472e-05 | 2044 | Mitigation | 0.95 | 45 | 0 | esc | 0.00097009 | 4.4136e-11 | 0.00097009 | 4.4136e-11
[79 empty] | WLDFR | HFTD - Distribution - Tier 2 - 3QU CoRE ¦ 3QU LoRE | Non-Red Flag Warning - Small Fires | 2045 | 3.8186e-06 | 3.8186e-06 | 0.095486 | 0.044306 | 0.0019228 | 0.049257 | 0 | 0 | 0.0042573 | 3.6462e-07 | 0 | 3.6462e-07 | 3.6462e-07 | 0 | 3.6462e-07 | 0 | 8.397e-05 | 0.00018406 | 0 | 0.00018406 | 0 | 5.0504e-07 | 1.0101e-06 | 0 | 1.0101e-06 | [12 empty] | 7.3.3.17.5 (Remote Grid) Updates to grid topology to minimize risk of ignition in HFTDs Remote GridWLDFRContaminationAggregated | WLDFR | HFTD - Distribution - Tier 2 - 1QU CoRE ¦ 4QU LoRE | Non-Red Flag Warning - Destructive Fires | Contamination | Aggregated | 2045 | 4.5497e-08 | 1483.0022 | 6.7472e-05 | 2045 | Mitigation | 0.95 | 45 | 0 | esc | 0.00097009 | 4.4136e-11 | 0.00097009 | 4.4136e-11
[79 empty] | WLDFR | HFTD - Distribution - Tier 2 - 3QU CoRE ¦ 3QU LoRE | Non-Red Flag Warning - Small Fires | 2046 | 3.8186e-06 | 3.8186e-06 | 0.095486 | 0.044306 | 0.0019228 | 0.049257 | 0 | 0 | 0.0042573 | 3.6462e-07 | 0 | 3.6462e-07 | 3.6462e-07 | 0 | 3.6462e-07 | 0 | 8.397e-05 | 0.00018406 | 0 | 0.00018406 | 0 | 5.0504e-07 | 1.0101e-06 | 0 | 1.0101e-06 | [12 empty] | 7.3.3.17.5 (Remote Grid) Updates to grid topology to minimize risk of ignition in HFTDs Remote GridWLDFRContaminationAggregated | WLDFR | HFTD - Distribution - Tier 2 - 1QU CoRE ¦ 4QU LoRE | Non-Red Flag Warning - Destructive Fires | Contamination | Aggregated | 2046 | 4.5497e-08 | 1483.0022 | 6.7472e-05 | 2046 | Mitigation | 0.95 | 45 | 0 | esc | 0.00097009 | 4.4136e-11 | 0.00097009 | 4.4136e-11
[79 empty] | WLDFR | HFTD - Distribution - Tier 2 - 3QU CoRE ¦ 3QU LoRE | Non-Red Flag Warning - Small Fires | 2047 | 3.8186e-06 | 3.8186e-06 | 0.095486 | 0.044306 | 0.0019228 | 0.049257 | 0 | 0 | 0.0042573 | 3.6462e-07 | 0 | 3.6462e-07 | 3.6462e-07 | 0 | 3.6462e-07 | 0 | 8.397e-05 | 0.00018406 | 0 | 0.00018406 | 0 | 5.0504e-07 | 1.0101e-06 | 0 | 1.0101e-06 | [12 empty] | 7.3.3.17.5 (Remote Grid) Updates to grid topology to minimize risk of ignition in HFTDs Remote GridWLDFRContaminationAggregated | WLDFR | HFTD - Distribution - Tier 2 - 1QU CoRE ¦ 4QU LoRE | Non-Red Flag Warning - Destructive Fires | Contamination | Aggregated | 2047 | 4.5497e-08 | 1483.0022 | 6.7472e-05 | 2047 | Mitigation | 0.95 | 45 | 0 | esc | 0.00097009 | 4.4136e-11 | 0.00097009 | 4.4136e-11
[79 empty] | WLDFR | HFTD - Distribution - Tier 2 - 3QU CoRE ¦ 3QU LoRE | Non-Red Flag Warning - Small Fires | 2048 | 3.8186e-06 | 3.8186e-06 | 0.10007 | 0.04626 | 0.0020076 | 0.051804 | 0 | 0 | 0.0042573 | 3.8214e-07 | 0 | 3.8214e-07 | 3.8214e-07 | 0 | 3.8214e-07 | 0 | 8.397e-05 | 0.00018406 | 0 | 0.00018406 | 0 | 5.0504e-07 | 1.0101e-06 | 0 | 1.0101e-06 | [12 empty] | 7.3.3.17.5 (Remote Grid) Updates to grid topology to minimize risk of ignition in HFTDs Remote GridWLDFRContaminationAggregated | WLDFR | HFTD - Distribution - Tier 2 - 1QU CoRE ¦ 4QU LoRE | Non-Red Flag Warning - Destructive Fires | Contamination | Aggregated | 2048 | 4.5497e-08 | 1483.0022 | 6.7472e-05 | 2048 | Mitigation | 0.95 | 45 | 0 | esc | 0.00097009 | 4.4136e-11 | 0.00097009 | 4.4136e-11
[79 empty] | WLDFR | HFTD - Distribution - Tier 2 - 3QU CoRE ¦ 3QU LoRE | Non-Red Flag Warning - Small Fires | 2049 | 3.8186e-06 | 3.8186e-06 | 0.10007 | 0.04626 | 0.0020076 | 0.051804 | 0 | 0 | 0.0042573 | 3.8214e-07 | 0 | 3.8214e-07 | 3.8214e-07 | 0 | 3.8214e-07 | 0 | 8.779e-05 | 0.00019244 | 0 | 0.00019244 | 0 | 5.0504e-07 | 1.0101e-06 | 0 | 1.0101e-06 | [12 empty] | 7.3.3.17.5 (Remote Grid) Updates to grid topology to minimize risk of ignition in HFTDs Remote GridWLDFRContaminationAggregated | WLDFR | HFTD - Distribution - Tier 2 - 1QU CoRE ¦ 4QU LoRE | Non-Red Flag Warning - Destructive Fires | Contamination | Aggregated | 2049 | 4.5497e-08 | 1483.0022 | 6.7472e-05 | 2049 | Mitigation | 0.95 | 45 | 0 | esc | 0.00097009 | 4.4136e-11 | 0.00097009 | 4.4136e-11
[79 empty] | WLDFR | HFTD - Distribution - Tier 2 - 3QU CoRE ¦ 3QU LoRE | Non-Red Flag Warning - Small Fires | 2050 | 3.8186e-06 | 3.8186e-06 | 0.10007 | 0.04626 | 0.0020076 | 0.051804 | 0 | 0 | 0.0042573 | 3.8214e-07 | 0 | 3.8214e-07 | 3.8214e-07 | 0 | 3.8214e-07 | 0 | 8.779e-05 | 0.00019244 | 0 | 0.00019244 | 0 | 5.3791e-07 | 1.0758e-06 | 0 | 1.0758e-06 | [12 empty] | 7.3.3.17.5 (Remote Grid) Updates to grid topology to minimize risk of ignition in HFTDs Remote GridWLDFRContaminationAggregated | WLDFR | HFTD - Distribution - Tier 2 - 1QU CoRE ¦ 4QU LoRE | Non-Red Flag Warning - Destructive Fires | Contamination | Aggregated | 2050 | 4.5497e-08 | 1483.0022 | 6.7472e-05 | 2050 | Mitigation | 0.95 | 45 | 0 | esc | 0.00097009 | 4.4136e-11 | 0.00097009 | 4.4136e-11
[79 empty] | WLDFR | HFTD - Distribution - Tier 2 - 3QU CoRE ¦ 3QU LoRE | Non-Red Flag Warning - Small Fires | 2051 | 3.8186e-06 | 3.8186e-06 | 0.10007 | 0.04626 | 0.0020076 | 0.051804 | 0 | 0 | 0.0042573 | 3.8214e-07 | 0 | 3.8214e-07 | 3.8214e-07 | 0 | 3.8214e-07 | 0 | 8.779e-05 | 0.00019244 | 0 | 0.00019244 | 0 | 5.3791e-07 | 1.0758e-06 | 0 | 1.0758e-06 | [12 empty] | 7.3.3.17.5 (Remote Grid) Updates to grid topology to minimize risk of ignition in HFTDs Remote GridWLDFRContaminationAggregated | WLDFR | HFTD - Distribution - Tier 2 - 1QU CoRE ¦ 4QU LoRE | Non-Red Flag Warning - Destructive Fires | Contamination | Aggregated | 2051 | 4.5497e-08 | 1483.0022 | 6.7472e-05 | 2051 | Mitigation | 0.95 | 45 | 0 | esc | 0.00097009 | 4.4136e-11 | 0.00097009 | 4.4136e-11
[79 empty] | WLDFR | HFTD - Distribution - Tier 2 - 3QU CoRE ¦ 3QU LoRE | Non-Red Flag Warning - Small Fires | 2052 | 3.8186e-06 | 3.8186e-06 | 0.10007 | 0.04626 | 0.0020076 | 0.051804 | 0 | 0 | 0.0042573 | 3.8214e-07 | 0 | 3.8214e-07 | 3.8214e-07 | 0 | 3.8214e-07 | 0 | 8.779e-05 | 0.00019244 | 0 | 0.00019244 | 0 | 5.3791e-07 | 1.0758e-06 | 0 | 1.0758e-06 | [12 empty] | 7.3.3.17.5 (Remote Grid) Updates to grid topology to minimize risk of ignition in HFTDs Remote GridWLDFRContaminationAggregated | WLDFR | HFTD - Distribution - Tier 2 - 1QU CoRE ¦ 4QU LoRE | Non-Red Flag Warning - Destructive Fires | Contamination | Aggregated | 2052 | 4.5497e-08 | 1483.0022 | 6.7472e-05 | 2052 | Mitigation | 0.95 | 45 | 0 | esc | 0.00097009 | 4.4136e-11 | 0.00097009 | 4.4136e-11
[79 empty] | WLDFR | HFTD - Distribution - Tier 2 - 3QU CoRE ¦ 3QU LoRE | Non-Red Flag Warning - Small Fires | 2053 | 3.8186e-06 | 3.8186e-06 | 0.10489 | 0.048274 | 0.002095 | 0.054525 | 0 | 0 | 0.0042573 | 4.0055e-07 | 0 | 4.0055e-07 | 4.0055e-07 | 0 | 4.0055e-07 | 0 | 8.779e-05 | 0.00019244 | 0 | 0.00019244 | 0 | 5.3791e-07 | 1.0758e-06 | 0 | 1.0758e-06 | [12 empty] | 7.3.3.17.5 (Remote Grid) Updates to grid topology to minimize risk of ignition in HFTDs Remote GridWLDFRContaminationAggregated | WLDFR | HFTD - Distribution - Tier 2 - 1QU CoRE ¦ 4QU LoRE | Non-Red Flag Warning - Destructive Fires | Contamination | Aggregated | 2053 | 4.5497e-08 | 1483.0022 | 6.7472e-05 | 2053 | Mitigation | 0.95 | 45 | 0 | esc | 0.00097009 | 4.4136e-11 | 0.00097009 | 4.4136e-11
[79 empty] | WLDFR | HFTD - Distribution - Tier 2 - 3QU CoRE ¦ 3QU LoRE | Non-Red Flag Warning - Small Fires | 2054 | 3.8186e-06 | 3.8186e-06 | 0.10489 | 0.048274 | 0.002095 | 0.054525 | 0 | 0 | 0.0042573 | 4.0055e-07 | 0 | 4.0055e-07 | 4.0055e-07 | 0 | 4.0055e-07 | 0 | 9.1591e-05 | 0.00020077 | 0 | 0.00020077 | 0 | 0 | 1.0758e-06 | 0 | 1.0758e-06 | [12 empty] | 7.3.3.17.5 (Remote Grid) Updates to grid topology to minimize risk of ignition in HFTDs Remote GridWLDFRContaminationAggregated | WLDFR | HFTD - Distribution - Tier 2 - 1QU CoRE ¦ 4QU LoRE | Non-Red Flag Warning - Destructive Fires | Contamination | Aggregated | 2054 | 4.5497e-08 | 1483.0022 | 6.7472e-05 | 2054 | Mitigation | 0.95 | 45 | 0 | esc | 0.00097009 | 4.4136e-11 | 0.00097009 | 4.4136e-11
[79 empty] | WLDFR | HFTD - Distribution - Tier 2 - 3QU CoRE ¦ 3QU LoRE | Non-Red Flag Warning - Small Fires | 2055 | 3.8186e-06 | 3.8186e-06 | 0.10489 | 0.048274 | 0.002095 | 0.054525 | 0 | 0 | 0.0042573 | 4.0055e-07 | 0 | 4.0055e-07 | 4.0055e-07 | 0 | 4.0055e-07 | 0 | 9.1591e-05 | 0.00020077 | 0 | 0.00020077 | 0 | 0 | 0 | 0 | 0 | [12 empty] | 7.3.3.17.5 (Remote Grid) Updates to grid topology to minimize risk of ignition in HFTDs Remote GridWLDFRContaminationAggregated | WLDFR | HFTD - Distribution - Tier 2 - 1QU CoRE ¦ 4QU LoRE | Non-Red Flag Warning - Destructive Fires | Contamination | Aggregated | 2055 | 4.5497e-08 | 1483.0022 | 6.7472e-05 | 2055 | Mitigation | 0.95 | 45 | 0 | esc | 0.00097009 | 4.4136e-11 | 0.00097009 | 4.4136e-11
[79 empty] | WLDFR | HFTD - Distribution - Tier 2 - 3QU CoRE ¦ 3QU LoRE | Non-Red Flag Warning - Small Fires | 2056 | 3.8186e-06 | 3.8186e-06 | 0.10489 | 0.048274 | 0.002095 | 0.054525 | 0 | 0 | 0.0042573 | 4.0055e-07 | 0 | 4.0055e-07 | 4.0055e-07 | 0 | 4.0055e-07 | 0 | 9.1591e-05 | 0.00020077 | 0 | 0.00020077 | 0 | 0 | 0 | 0 | 0 | [12 empty] | 7.3.3.17.5 (Remote Grid) Updates to grid topology to minimize risk of ignition in HFTDs Remote GridWLDFRContaminationAggregated | WLDFR | HFTD - Distribution - Tier 2 - 1QU CoRE ¦ 4QU LoRE | Non-Red Flag Warning - Destructive Fires | Contamination | Aggregated | 2056 | 4.5497e-08 | 1483.0022 | 6.7472e-05 | 2056 | Mitigation | 0.95 | 45 | 0 | esc | 0.00097009 | 4.4136e-11 | 0.00097009 | 4.4136e-11
[79 empty] | WLDFR | HFTD - Distribution - Tier 2 - 3QU CoRE ¦ 3QU LoRE | Non-Red Flag Warning - Small Fires | 2057 | 3.8186e-06 | 3.8186e-06 | 0.10489 | 0.048274 | 0.002095 | 0.054525 | 0 | 0 | 0.0042573 | 4.0055e-07 | 0 | 4.0055e-07 | 4.0055e-07 | 0 | 4.0055e-07 | 0 | 0 | 0.00020077 | 0 | 0.00020077 | 0 | 3.9e-06 | 0 | 0 | 0 | [12 empty] | 7.3.3.17.5 (Remote Grid) Updates to grid topology to minimize risk of ignition in HFTDs Remote GridWLDFRContaminationAggregated | WLDFR | HFTD - Distribution - Tier 2 - 1QU CoRE ¦ 4QU LoRE | Non-Red Flag Warning - Destructive Fires | Contamination | Aggregated | 2057 | 4.5497e-08 | 1483.0022 | 6.7472e-05 | 2057 | Mitigation | 0.95 | 45 | 0 | esc | 0.00097009 | 4.4136e-11 | 0.00097009 | 4.4136e-11
[79 empty] | WLDFR | HFTD - Distribution - Tier 2 - 3QU CoRE ¦ 3QU LoRE | Non-Red Flag Warning - Small Fires | 2058 | 3.8186e-06 | 3.8186e-06 | 0.1099 | 0.050325 | 0.0021839 | 0.057393 | 0 | 0 | 0.0042573 | 4.1967e-07 | 0 | 4.1967e-07 | 4.1967e-07 | 0 | 4.1967e-07 | 0 | 0 | 0 | 0 | 0 | 0 | 4.0255e-06 | 8.051e-06 | 0 | 8.051e-06 | [12 empty] | 7.3.3.17.5 (Remote Grid) Updates to grid topology to minimize risk of ignition in HFTDs Remote GridWLDFRContaminationAggregated | WLDFR | HFTD - Distribution - Tier 2 - 1QU CoRE ¦ 4QU LoRE | Non-Red Flag Warning - Destructive Fires | Contamination | Aggregated | 2058 | 4.5497e-08 | 1483.0022 | 6.7472e-05 | 2058 | Mitigation | 0.95 | 45 | 0 | esc | 0.00097009 | 4.4136e-11 | 0.00097009 | 4.4136e-11
[79 empty] | WLDFR | HFTD - Distribution - Tier 2 - 3QU CoRE ¦ 3QU LoRE | Non-Red Flag Warning - Small Fires | 2059 | 3.8186e-06 | 3.8186e-06 | 0.1099 | 0.050325 | 0.0021839 | 0.057393 | 0 | 0 | 0.0042573 | 4.1967e-07 | 0 | 4.1967e-07 | 4.1967e-07 | 0 | 4.1967e-07 | 0 | 3.8334e-07 | 0 | 0 | 0 | 0 | 4.0255e-06 | 8.051e-06 | 0 | 8.051e-06 | [12 empty] | 7.3.3.17.5 (Remote Grid) Updates to grid topology to minimize risk of ignition in HFTDs Remote GridWLDFRContaminationAggregated | WLDFR | HFTD - Distribution - Tier 2 - 1QU CoRE ¦ 4QU LoRE | Non-Red Flag Warning - Destructive Fires | Contamination | Aggregated | 2059 | 4.5497e-08 | 1483.0022 | 6.7472e-05 | 2059 | Mitigation | 0.95 | 45 | 0 | esc | 0.00097009 | 4.4136e-11 | 0.00097009 | 4.4136e-11
[79 empty] | WLDFR | HFTD - Distribution - Tier 2 - 3QU CoRE ¦ 3QU LoRE | Non-Red Flag Warning - Small Fires | 2060 | 3.8186e-06 | 3.8186e-06 | 0.1099 | 0.050325 | 0.0021839 | 0.057393 | 0 | 0 | 0.0042573 | 4.1967e-07 | 0 | 4.1967e-07 | 4.1967e-07 | 0 | 4.1967e-07 | 0 | 4.0049e-07 | 8.7788e-07 | 0 | 8.7788e-07 | 0 | 4.0255e-06 | 8.051e-06 | 0 | 8.051e-06 | [12 empty] | 7.3.3.17.5 (Remote Grid) Updates to grid topology to minimize risk of ignition in HFTDs Remote GridWLDFRContaminationAggregated | WLDFR | HFTD - Distribution - Tier 2 - 1QU CoRE ¦ 4QU LoRE | Non-Red Flag Warning - Destructive Fires | Contamination | Aggregated | 2060 | 4.5497e-08 | 1483.0022 | 6.7472e-05 | 2060 | Mitigation | 0.95 | 45 | 0 | esc | 0.00097009 | 4.4136e-11 | 0.00097009 | 4.4136e-11
[79 empty] | WLDFR | HFTD - Distribution - Tier 2 - 3QU CoRE ¦ 3QU LoRE | Non-Red Flag Warning - Small Fires | 2061 | 3.8186e-06 | 3.8186e-06 | 0.1099 | 0.050325 | 0.0021839 | 0.057393 | 0 | 0 | 0.0042573 | 4.1967e-07 | 0 | 4.1967e-07 | 4.1967e-07 | 0 | 4.1967e-07 | 0 | 4.0049e-07 | 8.7788e-07 | 0 | 8.7788e-07 | 0 | 4.0255e-06 | 8.051e-06 | 0 | 8.051e-06 | [12 empty] | 7.3.3.17.5 (Remote Grid) Updates to grid topology to minimize risk of ignition in HFTDs Remote GridWLDFRContaminationAggregated | WLDFR | HFTD - Distribution - Tier 2 - 1QU CoRE ¦ 4QU LoRE | Non-Red Flag Warning - Destructive Fires | Contamination | Aggregated | 2061 | 4.5497e-08 | 1483.0022 | 6.7472e-05 | 2061 | Mitigation | 0.95 | 45 | 0 | esc | 0.00097009 | 4.4136e-11 | 0.00097009 | 4.4136e-11
[79 empty] | WLDFR | HFTD - Distribution - Tier 2 - 3QU CoRE ¦ 3QU LoRE | Non-Red Flag Warning - Small Fires | 2062 | 3.8186e-06 | 3.8186e-06 | 0.1099 | 0.050325 | 0.0021839 | 0.057393 | 0 | 0 | 0.0042573 | 4.1967e-07 | 0 | 4.1967e-07 | 4.1967e-07 | 0 | 4.1967e-07 | 0 | 4.0049e-07 | 8.7788e-07 | 0 | 8.7788e-07 | 0 | 4.0255e-06 | 8.051e-06 | 0 | 8.051e-06 | [12 empty] | 7.3.3.17.5 (Remote Grid) Updates to grid topology to minimize risk of ignition in HFTDs Remote GridWLDFRContaminationAggregated | WLDFR | HFTD - Distribution - Tier 2 - 1QU CoRE ¦ 4QU LoRE | Non-Red Flag Warning - Destructive Fires | Contamination | Aggregated | 2062 | 4.5497e-08 | 1483.0022 | 6.7472e-05 | 2062 | Mitigation | 0.95 | 45 | 0 | esc | 0.00097009 | 4.4136e-11 | 0.00097009 | 4.4136e-11
[79 empty] | WLDFR | HFTD - Distribution - Tier 2 - 3QU CoRE ¦ 3QU LoRE | Non-Red Flag Warning - Small Fires | 2063 | 3.8186e-06 | 3.8186e-06 | 0.11504 | 0.052388 | 0.0022734 | 0.060377 | 0 | 0 | 0.0042573 | 4.3929e-07 | 0 | 4.3929e-07 | 4.3929e-07 | 0 | 4.3929e-07 | 0 | 4.0049e-07 | 8.7788e-07 | 0 | 8.7788e-07 | 0 | 4.1856e-06 | 8.3712e-06 | 0 | 8.3712e-06 | [12 empty] | 7.3.3.17.5 (Remote Grid) Updates to grid topology to minimize risk of ignition in HFTDs Remote GridWLDFRContaminationAggregated | WLDFR | HFTD - Distribution - Tier 2 - 1QU CoRE ¦ 4QU LoRE | Non-Red Flag Warning - Destructive Fires | Contamination | Aggregated | 2063 | 4.5497e-08 | 1483.0022 | 6.7472e-05 | 2063 | Mitigation | 0.95 | 45 | 0 | esc | 0.00097009 | 4.4136e-11 | 0.00097009 | 4.4136e-11
[79 empty] | WLDFR | HFTD - Distribution - Tier 2 - 3QU CoRE ¦ 3QU LoRE | Non-Red Flag Warning - Small Fires | 2064 | 3.8186e-06 | 3.8186e-06 | 0.11504 | 0.052388 | 0.0022734 | 0.060377 | 0 | 0 | 0.0042573 | 4.3929e-07 | 0 | 4.3929e-07 | 4.3929e-07 | 0 | 4.3929e-07 | 0 | 4.0049e-07 | 8.7788e-07 | 0 | 8.7788e-07 | 0 | 4.1856e-06 | 8.3712e-06 | 0 | 8.3712e-06 | [12 empty] | 7.3.3.17.5 (Remote Grid) Updates to grid topology to minimize risk of ignition in HFTDs Remote GridWLDFRContaminationAggregated | WLDFR | HFTD - Distribution - Tier 2 - 1QU CoRE ¦ 4QU LoRE | Non-Red Flag Warning - Destructive Fires | Contamination | Aggregated | 2064 | 4.5497e-08 | 1483.0022 | 6.7472e-05 | 2064 | Mitigation | 0.95 | 45 | 0 | esc | 0.00097009 | 4.4136e-11 | 0.00097009 | 4.4136e-11
[79 empty] | WLDFR | HFTD - Distribution - Tier 2 - 3QU CoRE ¦ 3QU LoRE | Non-Red Flag Warning - Small Fires | 2065 | 3.8186e-06 | 3.8186e-06 | 0.11504 | 0.052388 | 0.0022734 | 0.060377 | 0 | 0 | 0.0042573 | 4.3929e-07 | 0 | 4.3929e-07 | 4.3929e-07 | 0 | 4.3929e-07 | 0 | 4.2258e-07 | 9.263e-07 | 0 | 9.263e-07 | 0 | 4.1856e-06 | 8.3712e-06 | 0 | 8.3712e-06 | [12 empty] | 7.3.3.17.5 (Remote Grid) Updates to grid topology to minimize risk of ignition in HFTDs Remote GridWLDFRContaminationAggregated | WLDFR | HFTD - Distribution - Tier 2 - 1QU CoRE ¦ 4QU LoRE | Non-Red Flag Warning - Destructive Fires | Contamination | Aggregated | 2065 | 4.5497e-08 | 1483.0022 | 6.7472e-05 | 2065 | Mitigation | 0.95 | 45 | 0 | esc | 0.00097009 | 4.4136e-11 | 0.00097009 | 4.4136e-11
[79 empty] | WLDFR | HFTD - Distribution - Tier 2 - 3QU CoRE ¦ 3QU LoRE | Non-Red Flag Warning - Small Fires | 2066 | 3.8186e-06 | 3.8186e-06 | 0.11504 | 0.052388 | 0.0022734 | 0.060377 | 0 | 0 | 0.0042573 | 4.3929e-07 | 0 | 4.3929e-07 | 4.3929e-07 | 0 | 4.3929e-07 | 0 | 4.2258e-07 | 9.263e-07 | 0 | 9.263e-07 | 0 | 4.1856e-06 | 8.3712e-06 | 0 | 8.3712e-06 | [12 empty] | 7.3.3.17.5 (Remote Grid) Updates to grid topology to minimize risk of ignition in HFTDs Remote GridWLDFRContaminationAggregated | WLDFR | HFTD - Distribution - Tier 2 - 1QU CoRE ¦ 4QU LoRE | Non-Red Flag Warning - Destructive Fires | Contamination | Aggregated | 2066 | 4.5497e-08 | 1483.0022 | 6.7472e-05 | 2066 | Mitigation | 0.95 | 45 | 0 | esc | 0.00097009 | 4.4136e-11 | 0.00097009 | 4.4136e-11
[79 empty] | WLDFR | HFTD - Distribution - Tier 2 - 3QU CoRE ¦ 3QU LoRE | Non-Red Flag Warning - Small Fires | 2067 | 0 | 3.8186e-06 | 0.11504 | 0.052388 | 0.0022734 | 0.060377 | 0 | 0 | 0.0042573 | 0 | 0 | 0 | 4.3929e-07 | 0 | 4.3929e-07 | 0 | 4.2258e-07 | 9.263e-07 | 0 | 9.263e-07 | 0 | 4.1856e-06 | 8.3712e-06 | 0 | 8.3712e-06 | [12 empty] | 7.3.3.17.5 (Remote Grid) Updates to grid topology to minimize risk of ignition in HFTDs Remote GridWLDFRContaminationAggregated | WLDFR | HFTD - Distribution - Tier 2 - 1QU CoRE ¦ 4QU LoRE | Non-Red Flag Warning - Destructive Fires | Contamination | Aggregated | 2067 | 4.5497e-08 | 1483.0022 | 6.7472e-05 | 2067 | Mitigation | 0.95 | 45 | 0 | esc | 0 | 0 | 0.00097009 | 4.4136e-11
[79 empty] | WLDFR | HFTD - Distribution - Tier 2 - 3QU CoRE ¦ 3QU LoRE | Red Flag Warning - Catastrophic Fires | 2022 | 2.8463e-08 | 0 | 14146.1306 | 222.2294 | 8585.7228 | 5338.1784 | 0 | 0 | 2.9341e-05 | 0.00040265 | 0 | 0.00040265 | 0 | 0 | 0 | 0 | 4.2258e-07 | 9.263e-07 | 0 | 9.263e-07 | 0 | 4.3661e-06 | 8.7322e-06 | 0 | 8.7322e-06 | [12 empty] | 7.3.3.17.5 (Remote Grid) Updates to grid topology to minimize risk of ignition in HFTDs Remote GridWLDFREquipment / facility failureAggregated | WLDFR | HFTD - Distribution - Tier 2 - 1QU CoRE ¦ 4QU LoRE | Non-Red Flag Warning - Destructive Fires | Equipment / facility failure | Aggregated | 2022 | 6.6947e-07 | 1483.0022 | 0.00099282 | 2022 | Mitigation | 0.95 | 45 | 0 | esc | 0.00097009 | 6.4944e-10 | 0 | 0
[79 empty] | WLDFR | HFTD - Distribution - Tier 2 - 3QU CoRE ¦ 3QU LoRE | Red Flag Warning - Catastrophic Fires | 2023 | 2.8463e-08 | 2.8463e-08 | 14664.6376 | 233.2301 | 8896.516 | 5534.8915 | 0 | 0 | 2.9341e-05 | 0.0004174 | 0 | 0.0004174 | 0.0004174 | 0 | 0.0004174 | 0 | 4.2258e-07 | 9.263e-07 | 0 | 9.263e-07 | 0 | 4.3661e-06 | 8.7322e-06 | 0 | 8.7322e-06 | [12 empty] | 7.3.3.17.5 (Remote Grid) Updates to grid topology to minimize risk of ignition in HFTDs Remote GridWLDFREquipment / facility failureAggregated | WLDFR | HFTD - Distribution - Tier 2 - 1QU CoRE ¦ 4QU LoRE | Non-Red Flag Warning - Destructive Fires | Equipment / facility failure | Aggregated | 2023 | 6.6947e-07 | 1483.0022 | 0.00099282 | 2023 | Mitigation | 0.95 | 45 | 0 | esc | 0.00097009 | 6.4944e-10 | 0.00097009 | 6.4944e-10
[79 empty] | WLDFR | HFTD - Distribution - Tier 2 - 3QU CoRE ¦ 3QU LoRE | Red Flag Warning - Catastrophic Fires | 2024 | 2.8463e-08 | 2.8463e-08 | 14664.6376 | 233.2301 | 8896.516 | 5534.8915 | 0 | 0 | 2.9341e-05 | 0.0004174 | 0 | 0.0004174 | 0.0004174 | 0 | 0.0004174 | 0 | 4.477e-07 | 9.8138e-07 | 0 | 9.8138e-07 | 0 | 4.3661e-06 | 8.7322e-06 | 0 | 8.7322e-06 | [12 empty] | 7.3.3.17.5 (Remote Grid) Updates to grid topology to minimize risk of ignition in HFTDs Remote GridWLDFREquipment / facility failureAggregated | WLDFR | HFTD - Distribution - Tier 2 - 1QU CoRE ¦ 4QU LoRE | Non-Red Flag Warning - Destructive Fires | Equipment / facility failure | Aggregated | 2024 | 6.6947e-07 | 1483.0022 | 0.00099282 | 2024 | Mitigation | 0.95 | 45 | 0 | esc | 0.00097009 | 6.4944e-10 | 0.00097009 | 6.4944e-10
[79 empty] | WLDFR | HFTD - Distribution - Tier 2 - 3QU CoRE ¦ 3QU LoRE | Red Flag Warning - Catastrophic Fires | 2025 | 2.8463e-08 | 2.8463e-08 | 14664.6376 | 233.2301 | 8896.516 | 5534.8915 | 0 | 0 | 2.9341e-05 | 0.0004174 | 0 | 0.0004174 | 0.0004174 | 0 | 0.0004174 | 0 | 4.477e-07 | 9.8138e-07 | 0 | 9.8138e-07 | 0 | 4.3661e-06 | 8.7322e-06 | 0 | 8.7322e-06 | [12 empty] | 7.3.3.17.5 (Remote Grid) Updates to grid topology to minimize risk of ignition in HFTDs Remote GridWLDFREquipment / facility failureAggregated | WLDFR | HFTD - Distribution - Tier 2 - 1QU CoRE ¦ 4QU LoRE | Non-Red Flag Warning - Destructive Fires | Equipment / facility failure | Aggregated | 2025 | 6.6947e-07 | 1483.0022 | 0.00099282 | 2025 | Mitigation | 0.95 | 45 | 0 | esc | 0.00097009 | 6.4944e-10 | 0.00097009 | 6.4944e-10
[79 empty] | WLDFR | HFTD - Distribution - Tier 2 - 3QU CoRE ¦ 3QU LoRE | Red Flag Warning - Catastrophic Fires | 2026 | 2.8463e-08 | 2.8463e-08 | 14664.6376 | 233.2301 | 8896.516 | 5534.8915 | 0 | 0 | 2.9341e-05 | 0.0004174 | 0 | 0.0004174 | 0.0004174 | 0 | 0.0004174 | 0 | 4.477e-07 | 9.8138e-07 | 0 | 9.8138e-07 | 0 | 4.3661e-06 | 8.7322e-06 | 0 | 8.7322e-06 | [12 empty] | 7.3.3.17.5 (Remote Grid) Updates to grid topology to minimize risk of ignition in HFTDs Remote GridWLDFREquipment / facility failureAggregated | WLDFR | HFTD - Distribution - Tier 2 - 1QU CoRE ¦ 4QU LoRE | Non-Red Flag Warning - Destructive Fires | Equipment / facility failure | Aggregated | 2026 | 6.6947e-07 | 1483.0022 | 0.00099282 | 2026 | Mitigation | 0.95 | 45 | 0 | esc | 0.00097009 | 6.4944e-10 | 0.00097009 | 6.4944e-10
[79 empty] | WLDFR | HFTD - Distribution - Tier 2 - 3QU CoRE ¦ 3QU LoRE | Red Flag Warning - Catastrophic Fires | 2027 | 2.8463e-08 | 2.8463e-08 | 14664.6376 | 233.2301 | 8896.516 | 5534.8915 | 0 | 0 | 2.9341e-05 | 0.0004174 | 0 | 0.0004174 | 0.0004174 | 0 | 0.0004174 | 0 | 4.477e-07 | 9.8138e-07 | 0 | 9.8138e-07 | 0 | 4.565e-06 | 9.13e-06 | 0 | 9.13e-06 | [12 empty] | 7.3.3.17.5 (Remote Grid) Updates to grid topology to minimize risk of ignition in HFTDs Remote GridWLDFREquipment / facility failureAggregated | WLDFR | HFTD - Distribution - Tier 2 - 1QU CoRE ¦ 4QU LoRE | Non-Red Flag Warning - Destructive Fires | Equipment / facility failure | Aggregated | 2027 | 6.6947e-07 | 1483.0022 | 0.00099282 | 2027 | Mitigation | 0.95 | 45 | 0 | esc | 0.00097009 | 6.4944e-10 | 0.00097009 | 6.4944e-10
[79 empty] | WLDFR | HFTD - Distribution - Tier 2 - 3QU CoRE ¦ 3QU LoRE | Red Flag Warning - Catastrophic Fires | 2028 | 2.8463e-08 | 2.8463e-08 | 15317.9909 | 247.273 | 9287.6491 | 5783.0689 | 0 | 0 | 2.9341e-05 | 0.000436 | 0 | 0.000436 | 0.000436 | 0 | 0.000436 | 0 | 4.477e-07 | 9.8138e-07 | 0 | 9.8138e-07 | 0 | 4.565e-06 | 9.13e-06 | 0 | 9.13e-06 | [12 empty] | 7.3.3.17.5 (Remote Grid) Updates to grid topology to minimize risk of ignition in HFTDs Remote GridWLDFREquipment / facility failureAggregated | WLDFR | HFTD - Distribution - Tier 2 - 1QU CoRE ¦ 4QU LoRE | Non-Red Flag Warning - Destructive Fires | Equipment / facility failure | Aggregated | 2028 | 6.6947e-07 | 1483.0022 | 0.00099282 | 2028 | Mitigation | 0.95 | 45 | 0 | esc | 0.00097009 | 6.4944e-10 | 0.00097009 | 6.4944e-10
[79 empty] | WLDFR | HFTD - Distribution - Tier 2 - 3QU CoRE ¦ 3QU LoRE | Red Flag Warning - Catastrophic Fires | 2029 | 2.8463e-08 | 2.8463e-08 | 15317.9909 | 247.273 | 9287.6491 | 5783.0689 | 0 | 0 | 2.9341e-05 | 0.000436 | 0 | 0.000436 | 0.000436 | 0 | 0.000436 | 0 | 4.7567e-07 | 1.0427e-06 | 0 | 1.0427e-06 | 0 | 4.565e-06 | 9.13e-06 | 0 | 9.13e-06 | [12 empty] | 7.3.3.17.5 (Remote Grid) Updates to grid topology to minimize risk of ignition in HFTDs Remote GridWLDFREquipment / facility failureAggregated | WLDFR | HFTD - Distribution - Tier 2 - 1QU CoRE ¦ 4QU LoRE | Non-Red Flag Warning - Destructive Fires | Equipment / facility failure | Aggregated | 2029 | 6.6947e-07 | 1483.0022 | 0.00099282 | 2029 | Mitigation | 0.95 | 45 | 0 | esc | 0.00097009 | 6.4944e-10 | 0.00097009 | 6.4944e-10
[79 empty] | WLDFR | HFTD - Distribution - Tier 2 - 3QU CoRE ¦ 3QU LoRE | Red Flag Warning - Catastrophic Fires | 2030 | 2.8463e-08 | 2.8463e-08 | 15317.9909 | 247.273 | 9287.6491 | 5783.0689 | 0 | 0 | 2.9341e-05 | 0.000436 | 0 | 0.000436 | 0.000436 | 0 | 0.000436 | 0 | 4.7567e-07 | 1.0427e-06 | 0 | 1.0427e-06 | 0 | 4.565e-06 | 9.13e-06 | 0 | 9.13e-06 | [12 empty] | 7.3.3.17.5 (Remote Grid) Updates to grid topology to minimize risk of ignition in HFTDs Remote GridWLDFREquipment / facility failureAggregated | WLDFR | HFTD - Distribution - Tier 2 - 1QU CoRE ¦ 4QU LoRE | Non-Red Flag Warning - Destructive Fires | Equipment / facility failure | Aggregated | 2030 | 6.6947e-07 | 1483.0022 | 0.00099282 | 2030 | Mitigation | 0.95 | 45 | 0 | esc | 0.00097009 | 6.4944e-10 | 0.00097009 | 6.4944e-10
[79 empty] | WLDFR | HFTD - Distribution - Tier 2 - 3QU CoRE ¦ 3QU LoRE | Red Flag Warning - Catastrophic Fires | 2031 | 2.8463e-08 | 2.8463e-08 | 15317.9909 | 247.273 | 9287.6491 | 5783.0689 | 0 | 0 | 2.9341e-05 | 0.000436 | 0 | 0.000436 | 0.000436 | 0 | 0.000436 | 0 | 4.7567e-07 | 1.0427e-06 | 0 | 1.0427e-06 | 0 | 4.565e-06 | 9.13e-06 | 0 | 9.13e-06 | [12 empty] | 7.3.3.17.5 (Remote Grid) Updates to grid topology to minimize risk of ignition in HFTDs Remote GridWLDFREquipment / facility failureAggregated | WLDFR | HFTD - Distribution - Tier 2 - 1QU CoRE ¦ 4QU LoRE | Non-Red Flag Warning - Destructive Fires | Equipment / facility failure | Aggregated | 2031 | 6.6947e-07 | 1483.0022 | 0.00099282 | 2031 | Mitigation | 0.95 | 45 | 0 | esc | 0.00097009 | 6.4944e-10 | 0.00097009 | 6.4944e-10
[79 empty] | WLDFR | HFTD - Distribution - Tier 2 - 3QU CoRE ¦ 3QU LoRE | Red Flag Warning - Catastrophic Fires | 2032 | 2.8463e-08 | 2.8463e-08 | 15317.9909 | 247.273 | 9287.6491 | 5783.0689 | 0 | 0 | 2.9341e-05 | 0.000436 | 0 | 0.000436 | 0.000436 | 0 | 0.000436 | 0 | 4.7567e-07 | 1.0427e-06 | 0 | 1.0427e-06 | 0 | 4.7803e-06 | 9.5607e-06 | 0 | 9.5607e-06 | [12 empty] | 7.3.3.17.5 (Remote Grid) Updates to grid topology to minimize risk of ignition in HFTDs Remote GridWLDFREquipment / facility failureAggregated | WLDFR | HFTD - Distribution - Tier 2 - 1QU CoRE ¦ 4QU LoRE | Non-Red Flag Warning - Destructive Fires | Equipment / facility failure | Aggregated | 2032 | 6.6947e-07 | 1483.0022 | 0.00099282 | 2032 | Mitigation | 0.95 | 45 | 0 | esc | 0.00097009 | 6.4944e-10 | 0.00097009 | 6.4944e-10
[79 empty] | WLDFR | HFTD - Distribution - Tier 2 - 3QU CoRE ¦ 3QU LoRE | Red Flag Warning - Catastrophic Fires | 2033 | 2.8463e-08 | 2.8463e-08 | 16044.1264 | 263.1074 | 9721.74 | 6059.2791 | 0 | 0 | 2.9341e-05 | 0.00045667 | 0 | 0.00045667 | 0.00045667 | 0 | 0.00045667 | 0 | 4.7567e-07 | 1.0427e-06 | 0 | 1.0427e-06 | 0 | 4.7803e-06 | 9.5607e-06 | 0 | 9.5607e-06 | [12 empty] | 7.3.3.17.5 (Remote Grid) Updates to grid topology to minimize risk of ignition in HFTDs Remote GridWLDFREquipment / facility failureAggregated | WLDFR | HFTD - Distribution - Tier 2 - 1QU CoRE ¦ 4QU LoRE | Non-Red Flag Warning - Destructive Fires | Equipment / facility failure | Aggregated | 2033 | 6.6947e-07 | 1483.0022 | 0.00099282 | 2033 | Mitigation | 0.95 | 45 | 0 | esc | 0.00097009 | 6.4944e-10 | 0.00097009 | 6.4944e-10
[79 empty] | WLDFR | HFTD - Distribution - Tier 2 - 3QU CoRE ¦ 3QU LoRE | Red Flag Warning - Catastrophic Fires | 2034 | 2.8463e-08 | 2.8463e-08 | 16044.1264 | 263.1074 | 9721.74 | 6059.2791 | 0 | 0 | 2.9341e-05 | 0.00045667 | 0 | 0.00045667 | 0.00045667 | 0 | 0.00045667 | 0 | 5.0625e-07 | 1.1097e-06 | 0 | 1.1097e-06 | 0 | 4.7803e-06 | 9.5607e-06 | 0 | 9.5607e-06 | [12 empty] | 7.3.3.17.5 (Remote Grid) Updates to grid topology to minimize risk of ignition in HFTDs Remote GridWLDFREquipment / facility failureAggregated | WLDFR | HFTD - Distribution - Tier 2 - 1QU CoRE ¦ 4QU LoRE | Non-Red Flag Warning - Destructive Fires | Equipment / facility failure | Aggregated | 2034 | 6.6947e-07 | 1483.0022 | 0.00099282 | 2034 | Mitigation | 0.95 | 45 | 0 | esc | 0.00097009 | 6.4944e-10 | 0.00097009 | 6.4944e-10
[79 empty] | WLDFR | HFTD - Distribution - Tier 2 - 3QU CoRE ¦ 3QU LoRE | Red Flag Warning - Catastrophic Fires | 2035 | 2.8463e-08 | 2.8463e-08 | 16044.1264 | 263.1074 | 9721.74 | 6059.2791 | 0 | 0 | 2.9341e-05 | 0.00045667 | 0 | 0.00045667 | 0.00045667 | 0 | 0.00045667 | 0 | 5.0625e-07 | 1.1097e-06 | 0 | 1.1097e-06 | 0 | 4.7803e-06 | 9.5607e-06 | 0 | 9.5607e-06 | [12 empty] | 7.3.3.17.5 (Remote Grid) Updates to grid topology to minimize risk of ignition in HFTDs Remote GridWLDFREquipment / facility failureAggregated | WLDFR | HFTD - Distribution - Tier 2 - 1QU CoRE ¦ 4QU LoRE | Non-Red Flag Warning - Destructive Fires | Equipment / facility failure | Aggregated | 2035 | 6.6947e-07 | 1483.0022 | 0.00099282 | 2035 | Mitigation | 0.95 | 45 | 0 | esc | 0.00097009 | 6.4944e-10 | 0.00097009 | 6.4944e-10
[79 empty] | WLDFR | HFTD - Distribution - Tier 2 - 3QU CoRE ¦ 3QU LoRE | Red Flag Warning - Catastrophic Fires | 2036 | 2.8463e-08 | 2.8463e-08 | 16044.1264 | 263.1074 | 9721.74 | 6059.2791 | 0 | 0 | 2.9341e-05 | 0.00045667 | 0 | 0.00045667 | 0.00045667 | 0 | 0.00045667 | 0 | 5.0625e-07 | 1.1097e-06 | 0 | 1.1097e-06 | 0 | 4.7803e-06 | 9.5607e-06 | 0 | 9.5607e-06 | [12 empty] | 7.3.3.17.5 (Remote Grid) Updates to grid topology to minimize risk of ignition in HFTDs Remote GridWLDFREquipment / facility failureAggregated | WLDFR | HFTD - Distribution - Tier 2 - 1QU CoRE ¦ 4QU LoRE | Non-Red Flag Warning - Destructive Fires | Equipment / facility failure | Aggregated | 2036 | 6.6947e-07 | 1483.0022 | 0.00099282 | 2036 | Mitigation | 0.95 | 45 | 0 | esc | 0.00097009 | 6.4944e-10 | 0.00097009 | 6.4944e-10
[79 empty] | WLDFR | HFTD - Distribution - Tier 2 - 3QU CoRE ¦ 3QU LoRE | Red Flag Warning - Catastrophic Fires | 2037 | 2.8463e-08 | 2.8463e-08 | 16044.1264 | 263.1074 | 9721.74 | 6059.2791 | 0 | 0 | 2.9341e-05 | 0.00045667 | 0 | 0.00045667 | 0.00045667 | 0 | 0.00045667 | 0 | 5.0625e-07 | 1.1097e-06 | 0 | 1.1097e-06 | 0 | 5.0099e-06 | 1.002e-05 | 0 | 1.002e-05 | [12 empty] | 7.3.3.17.5 (Remote Grid) Updates to grid topology to minimize risk of ignition in HFTDs Remote GridWLDFREquipment / facility failureAggregated | WLDFR | HFTD - Distribution - Tier 2 - 1QU CoRE ¦ 4QU LoRE | Non-Red Flag Warning - Destructive Fires | Equipment / facility failure | Aggregated | 2037 | 6.6947e-07 | 1483.0022 | 0.00099282 | 2037 | Mitigation | 0.95 | 45 | 0 | esc | 0.00097009 | 6.4944e-10 | 0.00097009 | 6.4944e-10
[79 empty] | WLDFR | HFTD - Distribution - Tier 2 - 3QU CoRE ¦ 3QU LoRE | Red Flag Warning - Catastrophic Fires | 2038 | 2.8463e-08 | 2.8463e-08 | 16832.3912 | 280.5544 | 10192.2718 | 6359.5651 | 0 | 0 | 2.9341e-05 | 0.0004791 | 0 | 0.0004791 | 0.0004791 | 0 | 0.0004791 | 0 | 5.0625e-07 | 1.1097e-06 | 0 | 1.1097e-06 | 0 | 5.0099e-06 | 1.002e-05 | 0 | 1.002e-05 | [12 empty] | 7.3.3.17.5 (Remote Grid) Updates to grid topology to minimize risk of ignition in HFTDs Remote GridWLDFREquipment / facility failureAggregated | WLDFR | HFTD - Distribution - Tier 2 - 1QU CoRE ¦ 4QU LoRE | Non-Red Flag Warning - Destructive Fires | Equipment / facility failure | Aggregated | 2038 | 6.6947e-07 | 1483.0022 | 0.00099282 | 2038 | Mitigation | 0.95 | 45 | 0 | esc | 0.00097009 | 6.4944e-10 | 0.00097009 | 6.4944e-10
[79 empty] | WLDFR | HFTD - Distribution - Tier 2 - 3QU CoRE ¦ 3QU LoRE | Red Flag Warning - Catastrophic Fires | 2039 | 2.8463e-08 | 2.8463e-08 | 16832.3912 | 280.5544 | 10192.2718 | 6359.5651 | 0 | 0 | 2.9341e-05 | 0.0004791 | 0 | 0.0004791 | 0.0004791 | 0 | 0.0004791 | 0 | 5.392e-07 | 1.1819e-06 | 0 | 1.1819e-06 | 0 | 5.0099e-06 | 1.002e-05 | 0 | 1.002e-05 | [12 empty] | 7.3.3.17.5 (Remote Grid) Updates to grid topology to minimize risk of ignition in HFTDs Remote GridWLDFREquipment / facility failureAggregated | WLDFR | HFTD - Distribution - Tier 2 - 1QU CoRE ¦ 4QU LoRE | Non-Red Flag Warning - Destructive Fires | Equipment / facility failure | Aggregated | 2039 | 6.6947e-07 | 1483.0022 | 0.00099282 | 2039 | Mitigation | 0.95 | 45 | 0 | esc | 0.00097009 | 6.4944e-10 | 0.00097009 | 6.4944e-10
[79 empty] | WLDFR | HFTD - Distribution - Tier 2 - 3QU CoRE ¦ 3QU LoRE | Red Flag Warning - Catastrophic Fires | 2040 | 2.8463e-08 | 2.8463e-08 | 16832.3912 | 280.5544 | 10192.2718 | 6359.5651 | 0 | 0 | 2.9341e-05 | 0.0004791 | 0 | 0.0004791 | 0.0004791 | 0 | 0.0004791 | 0 | 5.392e-07 | 1.1819e-06 | 0 | 1.1819e-06 | 0 | 5.0099e-06 | 1.002e-05 | 0 | 1.002e-05 | [12 empty] | 7.3.3.17.5 (Remote Grid) Updates to grid topology to minimize risk of ignition in HFTDs Remote GridWLDFREquipment / facility failureAggregated | WLDFR | HFTD - Distribution - Tier 2 - 1QU CoRE ¦ 4QU LoRE | Non-Red Flag Warning - Destructive Fires | Equipment / facility failure | Aggregated | 2040 | 6.6947e-07 | 1483.0022 | 0.00099282 | 2040 | Mitigation | 0.95 | 45 | 0 | esc | 0.00097009 | 6.4944e-10 | 0.00097009 | 6.4944e-10
[79 empty] | WLDFR | HFTD - Distribution - Tier 2 - 3QU CoRE ¦ 3QU LoRE | Red Flag Warning - Catastrophic Fires | 2041 | 2.8463e-08 | 2.8463e-08 | 16832.3912 | 280.5544 | 10192.2718 | 6359.5651 | 0 | 0 | 2.9341e-05 | 0.0004791 | 0 | 0.0004791 | 0.0004791 | 0 | 0.0004791 | 0 | 5.392e-07 | 1.1819e-06 | 0 | 1.1819e-06 | 0 | 0 | 1.002e-05 | 0 | 1.002e-05 | [12 empty] | 7.3.3.17.5 (Remote Grid) Updates to grid topology to minimize risk of ignition in HFTDs Remote GridWLDFREquipment / facility failureAggregated | WLDFR | HFTD - Distribution - Tier 2 - 1QU CoRE ¦ 4QU LoRE | Non-Red Flag Warning - Destructive Fires | Equipment / facility failure | Aggregated | 2041 | 6.6947e-07 | 1483.0022 | 0.00099282 | 2041 | Mitigation | 0.95 | 45 | 0 | esc | 0.00097009 | 6.4944e-10 | 0.00097009 | 6.4944e-10
[79 empty] | WLDFR | HFTD - Distribution - Tier 2 - 3QU CoRE ¦ 3QU LoRE | Red Flag Warning - Catastrophic Fires | 2042 | 2.8463e-08 | 2.8463e-08 | 16832.3912 | 280.5544 | 10192.2718 | 6359.5651 | 0 | 0 | 2.9341e-05 | 0.0004791 | 0 | 0.0004791 | 0.0004791 | 0 | 0.0004791 | 0 | 5.392e-07 | 1.1819e-06 | 0 | 1.1819e-06 | 0 | 0 | 0 | 0 | 0 | [12 empty] | 7.3.3.17.5 (Remote Grid) Updates to grid topology to minimize risk of ignition in HFTDs Remote GridWLDFREquipment / facility failureAggregated | WLDFR | HFTD - Distribution - Tier 2 - 1QU CoRE ¦ 4QU LoRE | Non-Red Flag Warning - Destructive Fires | Equipment / facility failure | Aggregated | 2042 | 6.6947e-07 | 1483.0022 | 0.00099282 | 2042 | Mitigation | 0.95 | 45 | 0 | esc | 0.00097009 | 6.4944e-10 | 0.00097009 | 6.4944e-10
[79 empty] | WLDFR | HFTD - Distribution - Tier 2 - 3QU CoRE ¦ 3QU LoRE | Red Flag Warning - Catastrophic Fires | 2043 | 2.8463e-08 | 2.8463e-08 | 17672.0852 | 299.42 | 10692.7362 | 6679.929 | 0 | 0 | 2.9341e-05 | 0.00050301 | 0 | 0.00050301 | 0.00050301 | 0 | 0.00050301 | 0 | 5.392e-07 | 1.1819e-06 | 0 | 1.1819e-06 | 0 | 0 | 0 | 0 | 0 | [12 empty] | 7.3.3.17.5 (Remote Grid) Updates to grid topology to minimize risk of ignition in HFTDs Remote GridWLDFREquipment / facility failureAggregated | WLDFR | HFTD - Distribution - Tier 2 - 1QU CoRE ¦ 4QU LoRE | Non-Red Flag Warning - Destructive Fires | Equipment / facility failure | Aggregated | 2043 | 6.6947e-07 | 1483.0022 | 0.00099282 | 2043 | Mitigation | 0.95 | 45 | 0 | esc | 0.00097009 | 6.4944e-10 | 0.00097009 | 6.4944e-10
[79 empty] | WLDFR | HFTD - Distribution - Tier 2 - 3QU CoRE ¦ 3QU LoRE | Red Flag Warning - Catastrophic Fires | 2044 | 2.8463e-08 | 2.8463e-08 | 17672.0852 | 299.42 | 10692.7362 | 6679.929 | 0 | 0 | 2.9341e-05 | 0.00050301 | 0 | 0.00050301 | 0.00050301 | 0 | 0.00050301 | 0 | 5.7424e-07 | 1.2587e-06 | 0 | 1.2587e-06 | 0 | 0.00080027 | 0 | 0 | 0 | [12 empty] | 7.3.3.17.5 (Remote Grid) Updates to grid topology to minimize risk of ignition in HFTDs Remote GridWLDFREquipment / facility failureAggregated | WLDFR | HFTD - Distribution - Tier 2 - 1QU CoRE ¦ 4QU LoRE | Non-Red Flag Warning - Destructive Fires | Equipment / facility failure | Aggregated | 2044 | 6.6947e-07 | 1483.0022 | 0.00099282 | 2044 | Mitigation | 0.95 | 45 | 0 | esc | 0.00097009 | 6.4944e-10 | 0.00097009 | 6.4944e-10
[79 empty] | WLDFR | HFTD - Distribution - Tier 2 - 3QU CoRE ¦ 3QU LoRE | Red Flag Warning - Catastrophic Fires | 2045 | 2.8463e-08 | 2.8463e-08 | 17672.0852 | 299.42 | 10692.7362 | 6679.929 | 0 | 0 | 2.9341e-05 | 0.00050301 | 0 | 0.00050301 | 0.00050301 | 0 | 0.00050301 | 0 | 5.7424e-07 | 1.2587e-06 | 0 | 1.2587e-06 | 0 | 0.00082961 | 0.0016592 | 0 | 0.0016592 | [12 empty] | 7.3.3.17.5 (Remote Grid) Updates to grid topology to minimize risk of ignition in HFTDs Remote GridWLDFREquipment / facility failureAggregated | WLDFR | HFTD - Distribution - Tier 2 - 1QU CoRE ¦ 4QU LoRE | Non-Red Flag Warning - Destructive Fires | Equipment / facility failure | Aggregated | 2045 | 6.6947e-07 | 1483.0022 | 0.00099282 | 2045 | Mitigation | 0.95 | 45 | 0 | esc | 0.00097009 | 6.4944e-10 | 0.00097009 | 6.4944e-10
[79 empty] | WLDFR | HFTD - Distribution - Tier 2 - 3QU CoRE ¦ 3QU LoRE | Red Flag Warning - Catastrophic Fires | 2046 | 2.8463e-08 | 2.8463e-08 | 17672.0852 | 299.42 | 10692.7362 | 6679.929 | 0 | 0 | 2.9341e-05 | 0.00050301 | 0 | 0.00050301 | 0.00050301 | 0 | 0.00050301 | 0 | 5.7424e-07 | 1.2587e-06 | 0 | 1.2587e-06 | 0 | 0.00082961 | 0.0016592 | 0 | 0.0016592 | [12 empty] | 7.3.3.17.5 (Remote Grid) Updates to grid topology to minimize risk of ignition in HFTDs Remote GridWLDFREquipment / facility failureAggregated | WLDFR | HFTD - Distribution - Tier 2 - 1QU CoRE ¦ 4QU LoRE | Non-Red Flag Warning - Destructive Fires | Equipment / facility failure | Aggregated | 2046 | 6.6947e-07 | 1483.0022 | 0.00099282 | 2046 | Mitigation | 0.95 | 45 | 0 | esc | 0.00097009 | 6.4944e-10 | 0.00097009 | 6.4944e-10
[79 empty] | WLDFR | HFTD - Distribution - Tier 2 - 3QU CoRE ¦ 3QU LoRE | Red Flag Warning - Catastrophic Fires | 2047 | 2.8463e-08 | 2.8463e-08 | 17672.0852 | 299.42 | 10692.7362 | 6679.929 | 0 | 0 | 2.9341e-05 | 0.00050301 | 0 | 0.00050301 | 0.00050301 | 0 | 0.00050301 | 0 | 5.7424e-07 | 1.2587e-06 | 0 | 1.2587e-06 | 0 | 0.00082961 | 0.0016592 | 0 | 0.0016592 | [12 empty] | 7.3.3.17.5 (Remote Grid) Updates to grid topology to minimize risk of ignition in HFTDs Remote GridWLDFREquipment / facility failureAggregated | WLDFR | HFTD - Distribution - Tier 2 - 1QU CoRE ¦ 4QU LoRE | Non-Red Flag Warning - Destructive Fires | Equipment / facility failure | Aggregated | 2047 | 6.6947e-07 | 1483.0022 | 0.00099282 | 2047 | Mitigation | 0.95 | 45 | 0 | esc | 0.00097009 | 6.4944e-10 | 0.00097009 | 6.4944e-10
[79 empty] | WLDFR | HFTD - Distribution - Tier 2 - 3QU CoRE ¦ 3QU LoRE | Red Flag Warning - Catastrophic Fires | 2048 | 2.8463e-08 | 2.8463e-08 | 18552.3348 | 319.4911 | 11216.5626 | 7016.281 | 0 | 0 | 2.9341e-05 | 0.00052806 | 0 | 0.00052806 | 0.00052806 | 0 | 0.00052806 | 0 | 5.7424e-07 | 1.2587e-06 | 0 | 1.2587e-06 | 0 | 0.00082961 | 0.0016592 | 0 | 0.0016592 | [12 empty] | 7.3.3.17.5 (Remote Grid) Updates to grid topology to minimize risk of ignition in HFTDs Remote GridWLDFREquipment / facility failureAggregated | WLDFR | HFTD - Distribution - Tier 2 - 1QU CoRE ¦ 4QU LoRE | Non-Red Flag Warning - Destructive Fires | Equipment / facility failure | Aggregated | 2048 | 6.6947e-07 | 1483.0022 | 0.00099282 | 2048 | Mitigation | 0.95 | 45 | 0 | esc | 0.00097009 | 6.4944e-10 | 0.00097009 | 6.4944e-10
[79 empty] | WLDFR | HFTD - Distribution - Tier 2 - 3QU CoRE ¦ 3QU LoRE | Red Flag Warning - Catastrophic Fires | 2049 | 2.8463e-08 | 2.8463e-08 | 18552.3348 | 319.4911 | 11216.5626 | 7016.281 | 0 | 0 | 2.9341e-05 | 0.00052806 | 0 | 0.00052806 | 0.00052806 | 0 | 0.00052806 | 0 | 6.1096e-07 | 1.3392e-06 | 0 | 1.3392e-06 | 0 | 0.00082961 | 0.0016592 | 0 | 0.0016592 | [12 empty] | 7.3.3.17.5 (Remote Grid) Updates to grid topology to minimize risk of ignition in HFTDs Remote GridWLDFREquipment / facility failureAggregated | WLDFR | HFTD - Distribution - Tier 2 - 1QU CoRE ¦ 4QU LoRE | Non-Red Flag Warning - Destructive Fires | Equipment / facility failure | Aggregated | 2049 | 6.6947e-07 | 1483.0022 | 0.00099282 | 2049 | Mitigation | 0.95 | 45 | 0 | esc | 0.00097009 | 6.4944e-10 | 0.00097009 | 6.4944e-10
[79 empty] | WLDFR | HFTD - Distribution - Tier 2 - 3QU CoRE ¦ 3QU LoRE | Red Flag Warning - Catastrophic Fires | 2050 | 2.8463e-08 | 2.8463e-08 | 18552.3348 | 319.4911 | 11216.5626 | 7016.281 | 0 | 0 | 2.9341e-05 | 0.00052806 | 0 | 0.00052806 | 0.00052806 | 0 | 0.00052806 | 0 | 6.1096e-07 | 1.3392e-06 | 0 | 1.3392e-06 | 0 | 0.00086657 | 0.0017331 | 0 | 0.0017331 | [12 empty] | 7.3.3.17.5 (Remote Grid) Updates to grid topology to minimize risk of ignition in HFTDs Remote GridWLDFREquipment / facility failureAggregated | WLDFR | HFTD - Distribution - Tier 2 - 1QU CoRE ¦ 4QU LoRE | Non-Red Flag Warning - Destructive Fires | Equipment / facility failure | Aggregated | 2050 | 6.6947e-07 | 1483.0022 | 0.00099282 | 2050 | Mitigation | 0.95 | 45 | 0 | esc | 0.00097009 | 6.4944e-10 | 0.00097009 | 6.4944e-10
[79 empty] | WLDFR | HFTD - Distribution - Tier 2 - 3QU CoRE ¦ 3QU LoRE | Red Flag Warning - Catastrophic Fires | 2051 | 2.8463e-08 | 2.8463e-08 | 18552.3348 | 319.4911 | 11216.5626 | 7016.281 | 0 | 0 | 2.9341e-05 | 0.00052806 | 0 | 0.00052806 | 0.00052806 | 0 | 0.00052806 | 0 | 6.1096e-07 | 1.3392e-06 | 0 | 1.3392e-06 | 0 | 0.00086657 | 0.0017331 | 0 | 0.0017331 | [12 empty] | 7.3.3.17.5 (Remote Grid) Updates to grid topology to minimize risk of ignition in HFTDs Remote GridWLDFREquipment / facility failureAggregated | WLDFR | HFTD - Distribution - Tier 2 - 1QU CoRE ¦ 4QU LoRE | Non-Red Flag Warning - Destructive Fires | Equipment / facility failure | Aggregated | 2051 | 6.6947e-07 | 1483.0022 | 0.00099282 | 2051 | Mitigation | 0.95 | 45 | 0 | esc | 0.00097009 | 6.4944e-10 | 0.00097009 | 6.4944e-10
[79 empty] | WLDFR | HFTD - Distribution - Tier 2 - 3QU CoRE ¦ 3QU LoRE | Red Flag Warning - Catastrophic Fires | 2052 | 2.8463e-08 | 2.8463e-08 | 18552.3348 | 319.4911 | 11216.5626 | 7016.281 | 0 | 0 | 2.9341e-05 | 0.00052806 | 0 | 0.00052806 | 0.00052806 | 0 | 0.00052806 | 0 | 6.1096e-07 | 1.3392e-06 | 0 | 1.3392e-06 | 0 | 0.00086657 | 0.0017331 | 0 | 0.0017331 | [12 empty] | 7.3.3.17.5 (Remote Grid) Updates to grid topology to minimize risk of ignition in HFTDs Remote GridWLDFREquipment / facility failureAggregated | WLDFR | HFTD - Distribution - Tier 2 - 1QU CoRE ¦ 4QU LoRE | Non-Red Flag Warning - Destructive Fires | Equipment / facility failure | Aggregated | 2052 | 6.6947e-07 | 1483.0022 | 0.00099282 | 2052 | Mitigation | 0.95 | 45 | 0 | esc | 0.00097009 | 6.4944e-10 | 0.00097009 | 6.4944e-10
[79 empty] | WLDFR | HFTD - Distribution - Tier 2 - 3QU CoRE ¦ 3QU LoRE | Red Flag Warning - Catastrophic Fires | 2053 | 2.8463e-08 | 2.8463e-08 | 19462.1283 | 340.5356 | 11757.1413 | 7364.4514 | 0 | 0 | 2.9341e-05 | 0.00055396 | 0 | 0.00055396 | 0.00055396 | 0 | 0.00055396 | 0 | 6.1096e-07 | 1.3392e-06 | 0 | 1.3392e-06 | 0 | 0.00086657 | 0.0017331 | 0 | 0.0017331 | [12 empty] | 7.3.3.17.5 (Remote Grid) Updates to grid topology to minimize risk of ignition in HFTDs Remote GridWLDFREquipment / facility failureAggregated | WLDFR | HFTD - Distribution - Tier 2 - 1QU CoRE ¦ 4QU LoRE | Non-Red Flag Warning - Destructive Fires | Equipment / facility failure | Aggregated | 2053 | 6.6947e-07 | 1483.0022 | 0.00099282 | 2053 | Mitigation | 0.95 | 45 | 0 | esc | 0.00097009 | 6.4944e-10 | 0.00097009 | 6.4944e-10
[79 empty] | WLDFR | HFTD - Distribution - Tier 2 - 3QU CoRE ¦ 3QU LoRE | Red Flag Warning - Catastrophic Fires | 2054 | 2.8463e-08 | 2.8463e-08 | 19462.1283 | 340.5356 | 11757.1413 | 7364.4514 | 0 | 0 | 2.9341e-05 | 0.00055396 | 0 | 0.00055396 | 0.00055396 | 0 | 0.00055396 | 0 | 6.4897e-07 | 1.4226e-06 | 0 | 1.4226e-06 | 0 | 0.00086657 | 0.0017331 | 0 | 0.0017331 | [12 empty] | 7.3.3.17.5 (Remote Grid) Updates to grid topology to minimize risk of ignition in HFTDs Remote GridWLDFREquipment / facility failureAggregated | WLDFR | HFTD - Distribution - Tier 2 - 1QU CoRE ¦ 4QU LoRE | Non-Red Flag Warning - Destructive Fires | Equipment / facility failure | Aggregated | 2054 | 6.6947e-07 | 1483.0022 | 0.00099282 | 2054 | Mitigation | 0.95 | 45 | 0 | esc | 0.00097009 | 6.4944e-10 | 0.00097009 | 6.4944e-10
[79 empty] | WLDFR | HFTD - Distribution - Tier 2 - 3QU CoRE ¦ 3QU LoRE | Red Flag Warning - Catastrophic Fires | 2055 | 2.8463e-08 | 2.8463e-08 | 19462.1283 | 340.5356 | 11757.1413 | 7364.4514 | 0 | 0 | 2.9341e-05 | 0.00055396 | 0 | 0.00055396 | 0.00055396 | 0 | 0.00055396 | 0 | 6.4897e-07 | 1.4226e-06 | 0 | 1.4226e-06 | 0 | 0.00090765 | 0.0018153 | 0 | 0.0018153 | [12 empty] | 7.3.3.17.5 (Remote Grid) Updates to grid topology to minimize risk of ignition in HFTDs Remote GridWLDFREquipment / facility failureAggregated | WLDFR | HFTD - Distribution - Tier 2 - 1QU CoRE ¦ 4QU LoRE | Non-Red Flag Warning - Destructive Fires | Equipment / facility failure | Aggregated | 2055 | 6.6947e-07 | 1483.0022 | 0.00099282 | 2055 | Mitigation | 0.95 | 45 | 0 | esc | 0.00097009 | 6.4944e-10 | 0.00097009 | 6.4944e-10
[79 empty] | WLDFR | HFTD - Distribution - Tier 2 - 3QU CoRE ¦ 3QU LoRE | Red Flag Warning - Catastrophic Fires | 2056 | 2.8463e-08 | 2.8463e-08 | 19462.1283 | 340.5356 | 11757.1413 | 7364.4514 | 0 | 0 | 2.9341e-05 | 0.00055396 | 0 | 0.00055396 | 0.00055396 | 0 | 0.00055396 | 0 | 6.4897e-07 | 1.4226e-06 | 0 | 1.4226e-06 | 0 | 0.00090765 | 0.0018153 | 0 | 0.0018153 | [12 empty] | 7.3.3.17.5 (Remote Grid) Updates to grid topology to minimize risk of ignition in HFTDs Remote GridWLDFREquipment / facility failureAggregated | WLDFR | HFTD - Distribution - Tier 2 - 1QU CoRE ¦ 4QU LoRE | Non-Red Flag Warning - Destructive Fires | Equipment / facility failure | Aggregated | 2056 | 6.6947e-07 | 1483.0022 | 0.00099282 | 2056 | Mitigation | 0.95 | 45 | 0 | esc | 0.00097009 | 6.4944e-10 | 0.00097009 | 6.4944e-10
[79 empty] | WLDFR | HFTD - Distribution - Tier 2 - 3QU CoRE ¦ 3QU LoRE | Red Flag Warning - Catastrophic Fires | 2057 | 2.8463e-08 | 2.8463e-08 | 19462.1283 | 340.5356 | 11757.1413 | 7364.4514 | 0 | 0 | 2.9341e-05 | 0.00055396 | 0 | 0.00055396 | 0.00055396 | 0 | 0.00055396 | 0 | 6.4897e-07 | 1.4226e-06 | 0 | 1.4226e-06 | 0 | 0.00090765 | 0.0018153 | 0 | 0.0018153 | [12 empty] | 7.3.3.17.5 (Remote Grid) Updates to grid topology to minimize risk of ignition in HFTDs Remote GridWLDFREquipment / facility failureAggregated | WLDFR | HFTD - Distribution - Tier 2 - 1QU CoRE ¦ 4QU LoRE | Non-Red Flag Warning - Destructive Fires | Equipment / facility failure | Aggregated | 2057 | 6.6947e-07 | 1483.0022 | 0.00099282 | 2057 | Mitigation | 0.95 | 45 | 0 | esc | 0.00097009 | 6.4944e-10 | 0.00097009 | 6.4944e-10
[79 empty] | WLDFR | HFTD - Distribution - Tier 2 - 3QU CoRE ¦ 3QU LoRE | Red Flag Warning - Catastrophic Fires | 2058 | 2.8463e-08 | 2.8463e-08 | 20390.4035 | 362.3049 | 12307.8747 | 7720.2238 | 0 | 0 | 2.9341e-05 | 0.00058038 | 0 | 0.00058038 | 0.00058038 | 0 | 0.00058038 | 0 | 6.4897e-07 | 1.4226e-06 | 0 | 1.4226e-06 | 0 | 0.00090765 | 0.0018153 | 0 | 0.0018153 | [12 empty] | 7.3.3.17.5 (Remote Grid) Updates to grid topology to minimize risk of ignition in HFTDs Remote GridWLDFREquipment / facility failureAggregated | WLDFR | HFTD - Distribution - Tier 2 - 1QU CoRE ¦ 4QU LoRE | Non-Red Flag Warning - Destructive Fires | Equipment / facility failure | Aggregated | 2058 | 6.6947e-07 | 1483.0022 | 0.00099282 | 2058 | Mitigation | 0.95 | 45 | 0 | esc | 0.00097009 | 6.4944e-10 | 0.00097009 | 6.4944e-10
[79 empty] | WLDFR | HFTD - Distribution - Tier 2 - 3QU CoRE ¦ 3QU LoRE | Red Flag Warning - Catastrophic Fires | 2059 | 2.8463e-08 | 2.8463e-08 | 20390.4035 | 362.3049 | 12307.8747 | 7720.2238 | 0 | 0 | 2.9341e-05 | 0.00058038 | 0 | 0.00058038 | 0.00058038 | 0 | 0.00058038 | 0 | 6.8783e-07 | 1.5077e-06 | 0 | 1.5077e-06 | 0 | 0.00090765 | 0.0018153 | 0 | 0.0018153 | [12 empty] | 7.3.3.17.5 (Remote Grid) Updates to grid topology to minimize risk of ignition in HFTDs Remote GridWLDFREquipment / facility failureAggregated | WLDFR | HFTD - Distribution - Tier 2 - 1QU CoRE ¦ 4QU LoRE | Non-Red Flag Warning - Destructive Fires | Equipment / facility failure | Aggregated | 2059 | 6.6947e-07 | 1483.0022 | 0.00099282 | 2059 | Mitigation | 0.95 | 45 | 0 | esc | 0.00097009 | 6.4944e-10 | 0.00097009 | 6.4944e-10
[79 empty] | WLDFR | HFTD - Distribution - Tier 2 - 3QU CoRE ¦ 3QU LoRE | Red Flag Warning - Catastrophic Fires | 2060 | 2.8463e-08 | 2.8463e-08 | 20390.4035 | 362.3049 | 12307.8747 | 7720.2238 | 0 | 0 | 2.9341e-05 | 0.00058038 | 0 | 0.00058038 | 0.00058038 | 0 | 0.00058038 | 0 | 6.8783e-07 | 1.5077e-06 | 0 | 1.5077e-06 | 0 | 0.00095224 | 0.0019045 | 0 | 0.0019045 | [12 empty] | 7.3.3.17.5 (Remote Grid) Updates to grid topology to minimize risk of ignition in HFTDs Remote GridWLDFREquipment / facility failureAggregated | WLDFR | HFTD - Distribution - Tier 2 - 1QU CoRE ¦ 4QU LoRE | Non-Red Flag Warning - Destructive Fires | Equipment / facility failure | Aggregated | 2060 | 6.6947e-07 | 1483.0022 | 0.00099282 | 2060 | Mitigation | 0.95 | 45 | 0 | esc | 0.00097009 | 6.4944e-10 | 0.00097009 | 6.4944e-10
[79 empty] | WLDFR | HFTD - Distribution - Tier 2 - 3QU CoRE ¦ 3QU LoRE | Red Flag Warning - Catastrophic Fires | 2061 | 2.8463e-08 | 2.8463e-08 | 20390.4035 | 362.3049 | 12307.8747 | 7720.2238 | 0 | 0 | 2.9341e-05 | 0.00058038 | 0 | 0.00058038 | 0.00058038 | 0 | 0.00058038 | 0 | 6.8783e-07 | 1.5077e-06 | 0 | 1.5077e-06 | 0 | 0.00095224 | 0.0019045 | 0 | 0.0019045 | [12 empty] | 7.3.3.17.5 (Remote Grid) Updates to grid topology to minimize risk of ignition in HFTDs Remote GridWLDFREquipment / facility failureAggregated | WLDFR | HFTD - Distribution - Tier 2 - 1QU CoRE ¦ 4QU LoRE | Non-Red Flag Warning - Destructive Fires | Equipment / facility failure | Aggregated | 2061 | 6.6947e-07 | 1483.0022 | 0.00099282 | 2061 | Mitigation | 0.95 | 45 | 0 | esc | 0.00097009 | 6.4944e-10 | 0.00097009 | 6.4944e-10
[79 empty] | WLDFR | HFTD - Distribution - Tier 2 - 3QU CoRE ¦ 3QU LoRE | Red Flag Warning - Catastrophic Fires | 2062 | 2.8463e-08 | 2.8463e-08 | 20390.4035 | 362.3049 | 12307.8747 | 7720.2238 | 0 | 0 | 2.9341e-05 | 0.00058038 | 0 | 0.00058038 | 0.00058038 | 0 | 0.00058038 | 0 | 0 | 1.5077e-06 | 0 | 1.5077e-06 | 0 | 0.00095224 | 0.0019045 | 0 | 0.0019045 | [12 empty] | 7.3.3.17.5 (Remote Grid) Updates to grid topology to minimize risk of ignition in HFTDs Remote GridWLDFREquipment / facility failureAggregated | WLDFR | HFTD - Distribution - Tier 2 - 1QU CoRE ¦ 4QU LoRE | Non-Red Flag Warning - Destructive Fires | Equipment / facility failure | Aggregated | 2062 | 6.6947e-07 | 1483.0022 | 0.00099282 | 2062 | Mitigation | 0.95 | 45 | 0 | esc | 0.00097009 | 6.4944e-10 | 0.00097009 | 6.4944e-10
[79 empty] | WLDFR | HFTD - Distribution - Tier 2 - 3QU CoRE ¦ 3QU LoRE | Red Flag Warning - Catastrophic Fires | 2063 | 2.8463e-08 | 2.8463e-08 | 21325.9188 | 384.5316 | 12862.0997 | 8079.2876 | 0 | 0 | 2.9341e-05 | 0.00060701 | 0 | 0.00060701 | 0.00060701 | 0 | 0.00060701 | 0 | 0 | 0 | 0 | 0 | 0 | 0.00095224 | 0.0019045 | 0 | 0.0019045 | [12 empty] | 7.3.3.17.5 (Remote Grid) Updates to grid topology to minimize risk of ignition in HFTDs Remote GridWLDFREquipment / facility failureAggregated | WLDFR | HFTD - Distribution - Tier 2 - 1QU CoRE ¦ 4QU LoRE | Non-Red Flag Warning - Destructive Fires | Equipment / facility failure | Aggregated | 2063 | 6.6947e-07 | 1483.0022 | 0.00099282 | 2063 | Mitigation | 0.95 | 45 | 0 | esc | 0.00097009 | 6.4944e-10 | 0.00097009 | 6.4944e-10
[79 empty] | WLDFR | HFTD - Distribution - Tier 2 - 3QU CoRE ¦ 3QU LoRE | Red Flag Warning - Catastrophic Fires | 2064 | 2.8463e-08 | 2.8463e-08 | 21325.9188 | 384.5316 | 12862.0997 | 8079.2876 | 0 | 0 | 2.9341e-05 | 0.00060701 | 0 | 0.00060701 | 0.00060701 | 0 | 0.00060701 | 0 | 1.2643e-06 | 0 | 0 | 0 | 0 | 0.00095224 | 0.0019045 | 0 | 0.0019045 | [12 empty] | 7.3.3.17.5 (Remote Grid) Updates to grid topology to minimize risk of ignition in HFTDs Remote GridWLDFREquipment / facility failureAggregated | WLDFR | HFTD - Distribution - Tier 2 - 1QU CoRE ¦ 4QU LoRE | Non-Red Flag Warning - Destructive Fires | Equipment / facility failure | Aggregated | 2064 | 6.6947e-07 | 1483.0022 | 0.00099282 | 2064 | Mitigation | 0.95 | 45 | 0 | esc | 0.00097009 | 6.4944e-10 | 0.00097009 | 6.4944e-10
[79 empty] | WLDFR | HFTD - Distribution - Tier 2 - 3QU CoRE ¦ 3QU LoRE | Red Flag Warning - Catastrophic Fires | 2065 | 2.8463e-08 | 2.8463e-08 | 21325.9188 | 384.5316 | 12862.0997 | 8079.2876 | 0 | 0 | 2.9341e-05 | 0.00060701 | 0 | 0.00060701 | 0.00060701 | 0 | 0.00060701 | 0 | 1.305e-06 | 2.8605e-06 | 0 | 2.8605e-06 | 0 | 0.00099974 | 0.0019995 | 0 | 0.0019995 | [12 empty] | 7.3.3.17.5 (Remote Grid) Updates to grid topology to minimize risk of ignition in HFTDs Remote GridWLDFREquipment / facility failureAggregated | WLDFR | HFTD - Distribution - Tier 2 - 1QU CoRE ¦ 4QU LoRE | Non-Red Flag Warning - Destructive Fires | Equipment / facility failure | Aggregated | 2065 | 6.6947e-07 | 1483.0022 | 0.00099282 | 2065 | Mitigation | 0.95 | 45 | 0 | esc | 0.00097009 | 6.4944e-10 | 0.00097009 | 6.4944e-10
[79 empty] | WLDFR | HFTD - Distribution - Tier 2 - 3QU CoRE ¦ 3QU LoRE | Red Flag Warning - Catastrophic Fires | 2066 | 2.8463e-08 | 2.8463e-08 | 21325.9188 | 384.5316 | 12862.0997 | 8079.2876 | 0 | 0 | 2.9341e-05 | 0.00060701 | 0 | 0.00060701 | 0.00060701 | 0 | 0.00060701 | 0 | 1.305e-06 | 2.8605e-06 | 0 | 2.8605e-06 | 0 | 0.00099974 | 0.0019995 | 0 | 0.0019995 | [12 empty] | 7.3.3.17.5 (Remote Grid) Updates to grid topology to minimize risk of ignition in HFTDs Remote GridWLDFREquipment / facility failureAggregated | WLDFR | HFTD - Distribution - Tier 2 - 1QU CoRE ¦ 4QU LoRE | Non-Red Flag Warning - Destructive Fires | Equipment / facility failure | Aggregated | 2066 | 6.6947e-07 | 1483.0022 | 0.00099282 | 2066 | Mitigation | 0.95 | 45 | 0 | esc | 0.00097009 | 6.4944e-10 | 0.00097009 | 6.4944e-10
[79 empty] | WLDFR | HFTD - Distribution - Tier 2 - 3QU CoRE ¦ 3QU LoRE | Red Flag Warning - Catastrophic Fires | 2067 | 0 | 2.8463e-08 | 21325.9188 | 384.5316 | 12862.0997 | 8079.2876 | 0 | 0 | 2.9341e-05 | 0 | 0 | 0 | 0.00060701 | 0 | 0.00060701 | 0 | 1.305e-06 | 2.8605e-06 | 0 | 2.8605e-06 | 0 | 0.00099974 | 0.0019995 | 0 | 0.0019995 | [12 empty] | 7.3.3.17.5 (Remote Grid) Updates to grid topology to minimize risk of ignition in HFTDs Remote GridWLDFREquipment / facility failureAggregated | WLDFR | HFTD - Distribution - Tier 2 - 1QU CoRE ¦ 4QU LoRE | Non-Red Flag Warning - Destructive Fires | Equipment / facility failure | Aggregated | 2067 | 6.6947e-07 | 1483.0022 | 0.00099282 | 2067 | Mitigation | 0.95 | 45 | 0 | esc | 0 | 0 | 0.00097009 | 6.4944e-10
[79 empty] | WLDFR | HFTD - Distribution - Tier 2 - 3QU CoRE ¦ 3QU LoRE | Red Flag Warning - Destructive Fires | 2022 | 4.1193e-09 | 0 | 8807.9522 | 222.2294 | 8585.7228 | 0 | 0 | 0 | 4.2463e-06 | 3.6282e-05 | 0 | 3.6282e-05 | 0 | 0 | 0 | 0 | 1.305e-06 | 2.8605e-06 | 0 | 2.8605e-06 | 0 | 0.00099974 | 0.0019995 | 0 | 0.0019995 | [12 empty] | 7.3.3.17.5 (Remote Grid) Updates to grid topology to minimize risk of ignition in HFTDs Remote GridWLDFRVegetation ContactAggregated | WLDFR | HFTD - Distribution - Tier 2 - 1QU CoRE ¦ 4QU LoRE | Non-Red Flag Warning - Destructive Fires | Vegetation Contact | Aggregated | 2022 | 3.0423e-06 | 1483.0022 | 0.0045117 | 2022 | Mitigation | 0.95 | 45 | 0 | esc | 0.00097009 | 2.9512e-09 | 0 | 0
[79 empty] | WLDFR | HFTD - Distribution - Tier 2 - 3QU CoRE ¦ 3QU LoRE | Red Flag Warning - Destructive Fires | 2023 | 4.1193e-09 | 4.1193e-09 | 9129.7461 | 233.2301 | 8896.516 | 0 | 0 | 0 | 4.2463e-06 | 3.7608e-05 | 0 | 3.7608e-05 | 3.7608e-05 | 0 | 3.7608e-05 | 0 | 1.305e-06 | 2.8605e-06 | 0 | 2.8605e-06 | 0 | 0.00099974 | 0.0019995 | 0 | 0.0019995 | [12 empty] | 7.3.3.17.5 (Remote Grid) Updates to grid topology to minimize risk of ignition in HFTDs Remote GridWLDFRVegetation ContactAggregated | WLDFR | HFTD - Distribution - Tier 2 - 1QU CoRE ¦ 4QU LoRE | Non-Red Flag Warning - Destructive Fires | Vegetation Contact | Aggregated | 2023 | 3.0423e-06 | 1483.0022 | 0.0045117 | 2023 | Mitigation | 0.95 | 45 | 0 | esc | 0.00097009 | 2.9512e-09 | 0.00097009 | 2.9512e-09
[79 empty] | WLDFR | HFTD - Distribution - Tier 2 - 3QU CoRE ¦ 3QU LoRE | Red Flag Warning - Destructive Fires | 2024 | 4.1193e-09 | 4.1193e-09 | 9129.7461 | 233.2301 | 8896.516 | 0 | 0 | 0 | 4.2463e-06 | 3.7608e-05 | 0 | 3.7608e-05 | 3.7608e-05 | 0 | 3.7608e-05 | 0 | 1.3569e-06 | 2.9743e-06 | 0 | 2.9743e-06 | 0 | 0.0010495 | 0.0020991 | 0 | 0.0020991 | [12 empty] | 7.3.3.17.5 (Remote Grid) Updates to grid topology to minimize risk of ignition in HFTDs Remote GridWLDFRVegetation ContactAggregated | WLDFR | HFTD - Distribution - Tier 2 - 1QU CoRE ¦ 4QU LoRE | Non-Red Flag Warning - Destructive Fires | Vegetation Contact | Aggregated | 2024 | 3.0423e-06 | 1483.0022 | 0.0045117 | 2024 | Mitigation | 0.95 | 45 | 0 | esc | 0.00097009 | 2.9512e-09 | 0.00097009 | 2.9512e-09
[79 empty] | WLDFR | HFTD - Distribution - Tier 2 - 3QU CoRE ¦ 3QU LoRE | Red Flag Warning - Destructive Fires | 2025 | 4.1193e-09 | 4.1193e-09 | 9129.7461 | 233.2301 | 8896.516 | 0 | 0 | 0 | 4.2463e-06 | 3.7608e-05 | 0 | 3.7608e-05 | 3.7608e-05 | 0 | 3.7608e-05 | 0 | 1.3569e-06 | 2.9743e-06 | 0 | 2.9743e-06 | 0 | 0.0010495 | 0.0020991 | 0 | 0.0020991 | [12 empty] | 7.3.3.17.5 (Remote Grid) Updates to grid topology to minimize risk of ignition in HFTDs Remote GridWLDFRVegetation ContactAggregated | WLDFR | HFTD - Distribution - Tier 2 - 1QU CoRE ¦ 4QU LoRE | Non-Red Flag Warning - Destructive Fires | Vegetation Contact | Aggregated | 2025 | 3.0423e-06 | 1483.0022 | 0.0045117 | 2025 | Mitigation | 0.95 | 45 | 0 | esc | 0.00097009 | 2.9512e-09 | 0.00097009 | 2.9512e-09
[79 empty] | WLDFR | HFTD - Distribution - Tier 2 - 3QU CoRE ¦ 3QU LoRE | Red Flag Warning - Destructive Fires | 2026 | 4.1193e-09 | 4.1193e-09 | 9129.7461 | 233.2301 | 8896.516 | 0 | 0 | 0 | 4.2463e-06 | 3.7608e-05 | 0 | 3.7608e-05 | 3.7608e-05 | 0 | 3.7608e-05 | 0 | 1.3569e-06 | 2.9743e-06 | 0 | 2.9743e-06 | 0 | 0.0010495 | 0.0020991 | 0 | 0.0020991 | [12 empty] | 7.3.3.17.5 (Remote Grid) Updates to grid topology to minimize risk of ignition in HFTDs Remote GridWLDFRVegetation ContactAggregated | WLDFR | HFTD - Distribution - Tier 2 - 1QU CoRE ¦ 4QU LoRE | Non-Red Flag Warning - Destructive Fires | Vegetation Contact | Aggregated | 2026 | 3.0423e-06 | 1483.0022 | 0.0045117 | 2026 | Mitigation | 0.95 | 45 | 0 | esc | 0.00097009 | 2.9512e-09 | 0.00097009 | 2.9512e-09
[79 empty] | WLDFR | HFTD - Distribution - Tier 2 - 3QU CoRE ¦ 3QU LoRE | Red Flag Warning - Destructive Fires | 2027 | 4.1193e-09 | 4.1193e-09 | 9129.7461 | 233.2301 | 8896.516 | 0 | 0 | 0 | 4.2463e-06 | 3.7608e-05 | 0 | 3.7608e-05 | 3.7608e-05 | 0 | 3.7608e-05 | 0 | 1.3569e-06 | 2.9743e-06 | 0 | 2.9743e-06 | 0 | 0.0010495 | 0.0020991 | 0 | 0.0020991 | [12 empty] | 7.3.3.17.5 (Remote Grid) Updates to grid topology to minimize risk of ignition in HFTDs Remote GridWLDFRVegetation ContactAggregated | WLDFR | HFTD - Distribution - Tier 2 - 1QU CoRE ¦ 4QU LoRE | Non-Red Flag Warning - Destructive Fires | Vegetation Contact | Aggregated | 2027 | 3.0423e-06 | 1483.0022 | 0.0045117 | 2027 | Mitigation | 0.95 | 45 | 0 | esc | 0.00097009 | 2.9512e-09 | 0.00097009 | 2.9512e-09
[79 empty] | WLDFR | HFTD - Distribution - Tier 2 - 3QU CoRE ¦ 3QU LoRE | Red Flag Warning - Destructive Fires | 2028 | 4.1193e-09 | 4.1193e-09 | 9534.9221 | 247.273 | 9287.6491 | 0 | 0 | 0 | 4.2463e-06 | 3.9277e-05 | 0 | 3.9277e-05 | 3.9277e-05 | 0 | 3.9277e-05 | 0 | 1.3569e-06 | 2.9743e-06 | 0 | 2.9743e-06 | 0 | 0 | 0.0020991 | 0 | 0.0020991 | [12 empty] | 7.3.3.17.5 (Remote Grid) Updates to grid topology to minimize risk of ignition in HFTDs Remote GridWLDFRVegetation ContactAggregated | WLDFR | HFTD - Distribution - Tier 2 - 1QU CoRE ¦ 4QU LoRE | Non-Red Flag Warning - Destructive Fires | Vegetation Contact | Aggregated | 2028 | 3.0423e-06 | 1483.0022 | 0.0045117 | 2028 | Mitigation | 0.95 | 45 | 0 | esc | 0.00097009 | 2.9512e-09 | 0.00097009 | 2.9512e-09
[79 empty] | WLDFR | HFTD - Distribution - Tier 2 - 3QU CoRE ¦ 3QU LoRE | Red Flag Warning - Destructive Fires | 2029 | 4.1193e-09 | 4.1193e-09 | 9534.9221 | 247.273 | 9287.6491 | 0 | 0 | 0 | 4.2463e-06 | 3.9277e-05 | 0 | 3.9277e-05 | 3.9277e-05 | 0 | 3.9277e-05 | 0 | 1.4154e-06 | 3.1025e-06 | 0 | 3.1025e-06 | 0 | 0 | 0 | 0 | 0 | [12 empty] | 7.3.3.17.5 (Remote Grid) Updates to grid topology to minimize risk of ignition in HFTDs Remote GridWLDFRVegetation ContactAggregated | WLDFR | HFTD - Distribution - Tier 2 - 1QU CoRE ¦ 4QU LoRE | Non-Red Flag Warning - Destructive Fires | Vegetation Contact | Aggregated | 2029 | 3.0423e-06 | 1483.0022 | 0.0045117 | 2029 | Mitigation | 0.95 | 45 | 0 | esc | 0.00097009 | 2.9512e-09 | 0.00097009 | 2.9512e-09
[79 empty] | WLDFR | HFTD - Distribution - Tier 2 - 3QU CoRE ¦ 3QU LoRE | Red Flag Warning - Destructive Fires | 2030 | 4.1193e-09 | 4.1193e-09 | 9534.9221 | 247.273 | 9287.6491 | 0 | 0 | 0 | 4.2463e-06 | 3.9277e-05 | 0 | 3.9277e-05 | 3.9277e-05 | 0 | 3.9277e-05 | 0 | 1.4154e-06 | 3.1025e-06 | 0 | 3.1025e-06 | 0 | 0 | 0 | 0 | 0 | [12 empty] | 7.3.3.17.5 (Remote Grid) Updates to grid topology to minimize risk of ignition in HFTDs Remote GridWLDFRVegetation ContactAggregated | WLDFR | HFTD - Distribution - Tier 2 - 1QU CoRE ¦ 4QU LoRE | Non-Red Flag Warning - Destructive Fires | Vegetation Contact | Aggregated | 2030 | 3.0423e-06 | 1483.0022 | 0.0045117 | 2030 | Mitigation | 0.95 | 45 | 0 | esc | 0.00097009 | 2.9512e-09 | 0.00097009 | 2.9512e-09
[79 empty] | WLDFR | HFTD - Distribution - Tier 2 - 3QU CoRE ¦ 3QU LoRE | Red Flag Warning - Destructive Fires | 2031 | 4.1193e-09 | 4.1193e-09 | 9534.9221 | 247.273 | 9287.6491 | 0 | 0 | 0 | 4.2463e-06 | 3.9277e-05 | 0 | 3.9277e-05 | 3.9277e-05 | 0 | 3.9277e-05 | 0 | 1.4154e-06 | 3.1025e-06 | 0 | 3.1025e-06 | 0 | 9.5129e-05 | 0 | 0 | 0 | [12 empty] | 7.3.3.17.5 (Remote Grid) Updates to grid topology to minimize risk of ignition in HFTDs Remote GridWLDFRVegetation ContactAggregated | WLDFR | HFTD - Distribution - Tier 2 - 1QU CoRE ¦ 4QU LoRE | Non-Red Flag Warning - Destructive Fires | Vegetation Contact | Aggregated | 2031 | 3.0423e-06 | 1483.0022 | 0.0045117 | 2031 | Mitigation | 0.95 | 45 | 0 | esc | 0.00097009 | 2.9512e-09 | 0.00097009 | 2.9512e-09
[79 empty] | WLDFR | HFTD - Distribution - Tier 2 - 3QU CoRE ¦ 3QU LoRE | Red Flag Warning - Destructive Fires | 2032 | 4.1193e-09 | 4.1193e-09 | 9534.9221 | 247.273 | 9287.6491 | 0 | 0 | 0 | 4.2463e-06 | 3.9277e-05 | 0 | 3.9277e-05 | 3.9277e-05 | 0 | 3.9277e-05 | 0 | 1.4154e-06 | 3.1025e-06 | 0 | 3.1025e-06 | 0 | 9.8604e-05 | 0.00019721 | 0 | 0.00019721 | [12 empty] | 7.3.3.17.5 (Remote Grid) Updates to grid topology to minimize risk of ignition in HFTDs Remote GridWLDFRVegetation ContactAggregated | WLDFR | HFTD - Distribution - Tier 2 - 1QU CoRE ¦ 4QU LoRE | Non-Red Flag Warning - Destructive Fires | Vegetation Contact | Aggregated | 2032 | 3.0423e-06 | 1483.0022 | 0.0045117 | 2032 | Mitigation | 0.95 | 45 | 0 | esc | 0.00097009 | 2.9512e-09 | 0.00097009 | 2.9512e-09
[79 empty] | WLDFR | HFTD - Distribution - Tier 2 - 3QU CoRE ¦ 3QU LoRE | Red Flag Warning - Destructive Fires | 2033 | 4.1193e-09 | 4.1193e-09 | 9984.8474 | 263.1074 | 9721.74 | 0 | 0 | 0 | 4.2463e-06 | 4.113e-05 | 0 | 4.113e-05 | 4.113e-05 | 0 | 4.113e-05 | 0 | 1.4154e-06 | 3.1025e-06 | 0 | 3.1025e-06 | 0 | 9.8604e-05 | 0.00019721 | 0 | 0.00019721 | [12 empty] | 7.3.3.17.5 (Remote Grid) Updates to grid topology to minimize risk of ignition in HFTDs Remote GridWLDFRVegetation ContactAggregated | WLDFR | HFTD - Distribution - Tier 2 - 1QU CoRE ¦ 4QU LoRE | Non-Red Flag Warning - Destructive Fires | Vegetation Contact | Aggregated | 2033 | 3.0423e-06 | 1483.0022 | 0.0045117 | 2033 | Mitigation | 0.95 | 45 | 0 | esc | 0.00097009 | 2.9512e-09 | 0.00097009 | 2.9512e-09
[79 empty] | WLDFR | HFTD - Distribution - Tier 2 - 3QU CoRE ¦ 3QU LoRE | Red Flag Warning - Destructive Fires | 2034 | 4.1193e-09 | 4.1193e-09 | 9984.8474 | 263.1074 | 9721.74 | 0 | 0 | 0 | 4.2463e-06 | 4.113e-05 | 0 | 4.113e-05 | 4.113e-05 | 0 | 4.113e-05 | 0 | 1.4799e-06 | 3.2439e-06 | 0 | 3.2439e-06 | 0 | 9.8604e-05 | 0.00019721 | 0 | 0.00019721 | [12 empty] | 7.3.3.17.5 (Remote Grid) Updates to grid topology to minimize risk of ignition in HFTDs Remote GridWLDFRVegetation ContactAggregated | WLDFR | HFTD - Distribution - Tier 2 - 1QU CoRE ¦ 4QU LoRE | Non-Red Flag Warning - Destructive Fires | Vegetation Contact | Aggregated | 2034 | 3.0423e-06 | 1483.0022 | 0.0045117 | 2034 | Mitigation | 0.95 | 45 | 0 | esc | 0.00097009 | 2.9512e-09 | 0.00097009 | 2.9512e-09
[79 empty] | WLDFR | HFTD - Distribution - Tier 2 - 3QU CoRE ¦ 3QU LoRE | Red Flag Warning - Destructive Fires | 2035 | 4.1193e-09 | 4.1193e-09 | 9984.8474 | 263.1074 | 9721.74 | 0 | 0 | 0 | 4.2463e-06 | 4.113e-05 | 0 | 4.113e-05 | 4.113e-05 | 0 | 4.113e-05 | 0 | 1.4799e-06 | 3.2439e-06 | 0 | 3.2439e-06 | 0 | 9.8604e-05 | 0.00019721 | 0 | 0.00019721 | [12 empty] | 7.3.3.17.5 (Remote Grid) Updates to grid topology to minimize risk of ignition in HFTDs Remote GridWLDFRVegetation ContactAggregated | WLDFR | HFTD - Distribution - Tier 2 - 1QU CoRE ¦ 4QU LoRE | Non-Red Flag Warning - Destructive Fires | Vegetation Contact | Aggregated | 2035 | 3.0423e-06 | 1483.0022 | 0.0045117 | 2035 | Mitigation | 0.95 | 45 | 0 | esc | 0.00097009 | 2.9512e-09 | 0.00097009 | 2.9512e-09
[79 empty] | WLDFR | HFTD - Distribution - Tier 2 - 3QU CoRE ¦ 3QU LoRE | Red Flag Warning - Destructive Fires | 2036 | 4.1193e-09 | 4.1193e-09 | 9984.8474 | 263.1074 | 9721.74 | 0 | 0 | 0 | 4.2463e-06 | 4.113e-05 | 0 | 4.113e-05 | 4.113e-05 | 0 | 4.113e-05 | 0 | 1.4799e-06 | 3.2439e-06 | 0 | 3.2439e-06 | 0 | 9.8604e-05 | 0.00019721 | 0 | 0.00019721 | [12 empty] | 7.3.3.17.5 (Remote Grid) Updates to grid topology to minimize risk of ignition in HFTDs Remote GridWLDFRVegetation ContactAggregated | WLDFR | HFTD - Distribution - Tier 2 - 1QU CoRE ¦ 4QU LoRE | Non-Red Flag Warning - Destructive Fires | Vegetation Contact | Aggregated | 2036 | 3.0423e-06 | 1483.0022 | 0.0045117 | 2036 | Mitigation | 0.95 | 45 | 0 | esc | 0.00097009 | 2.9512e-09 | 0.00097009 | 2.9512e-09
[79 empty] | WLDFR | HFTD - Distribution - Tier 2 - 3QU CoRE ¦ 3QU LoRE | Red Flag Warning - Destructive Fires | 2037 | 4.1193e-09 | 4.1193e-09 | 9984.8474 | 263.1074 | 9721.74 | 0 | 0 | 0 | 4.2463e-06 | 4.113e-05 | 0 | 4.113e-05 | 4.113e-05 | 0 | 4.113e-05 | 0 | 1.4799e-06 | 3.2439e-06 | 0 | 3.2439e-06 | 0 | 0.00010298 | 0.00020596 | 0 | 0.00020596 | [12 empty] | 7.3.3.17.5 (Remote Grid) Updates to grid topology to minimize risk of ignition in HFTDs Remote GridWLDFRVegetation ContactAggregated | WLDFR | HFTD - Distribution - Tier 2 - 1QU CoRE ¦ 4QU LoRE | Non-Red Flag Warning - Destructive Fires | Vegetation Contact | Aggregated | 2037 | 3.0423e-06 | 1483.0022 | 0.0045117 | 2037 | Mitigation | 0.95 | 45 | 0 | esc | 0.00097009 | 2.9512e-09 | 0.00097009 | 2.9512e-09
[79 empty] | WLDFR | HFTD - Distribution - Tier 2 - 3QU CoRE ¦ 3QU LoRE | Red Flag Warning - Destructive Fires | 2038 | 4.1193e-09 | 4.1193e-09 | 10472.8261 | 280.5544 | 10192.2718 | 0 | 0 | 0 | 4.2463e-06 | 4.314e-05 | 0 | 4.314e-05 | 4.314e-05 | 0 | 4.314e-05 | 0 | 1.4799e-06 | 3.2439e-06 | 0 | 3.2439e-06 | 0 | 0.00010298 | 0.00020596 | 0 | 0.00020596 | [12 empty] | 7.3.3.17.5 (Remote Grid) Updates to grid topology to minimize risk of ignition in HFTDs Remote GridWLDFRVegetation ContactAggregated | WLDFR | HFTD - Distribution - Tier 2 - 1QU CoRE ¦ 4QU LoRE | Non-Red Flag Warning - Destructive Fires | Vegetation Contact | Aggregated | 2038 | 3.0423e-06 | 1483.0022 | 0.0045117 | 2038 | Mitigation | 0.95 | 45 | 0 | esc | 0.00097009 | 2.9512e-09 | 0.00097009 | 2.9512e-09
[79 empty] | WLDFR | HFTD - Distribution - Tier 2 - 3QU CoRE ¦ 3QU LoRE | Red Flag Warning - Destructive Fires | 2039 | 4.1193e-09 | 4.1193e-09 | 10472.8261 | 280.5544 | 10192.2718 | 0 | 0 | 0 | 4.2463e-06 | 4.314e-05 | 0 | 4.314e-05 | 4.314e-05 | 0 | 4.314e-05 | 0 | 1.5497e-06 | 3.3969e-06 | 0 | 3.3969e-06 | 0 | 0.00010298 | 0.00020596 | 0 | 0.00020596 | [12 empty] | 7.3.3.17.5 (Remote Grid) Updates to grid topology to minimize risk of ignition in HFTDs Remote GridWLDFRVegetation ContactAggregated | WLDFR | HFTD - Distribution - Tier 2 - 1QU CoRE ¦ 4QU LoRE | Non-Red Flag Warning - Destructive Fires | Vegetation Contact | Aggregated | 2039 | 3.0423e-06 | 1483.0022 | 0.0045117 | 2039 | Mitigation | 0.95 | 45 | 0 | esc | 0.00097009 | 2.9512e-09 | 0.00097009 | 2.9512e-09
[79 empty] | WLDFR | HFTD - Distribution - Tier 2 - 3QU CoRE ¦ 3QU LoRE | Red Flag Warning - Destructive Fires | 2040 | 4.1193e-09 | 4.1193e-09 | 10472.8261 | 280.5544 | 10192.2718 | 0 | 0 | 0 | 4.2463e-06 | 4.314e-05 | 0 | 4.314e-05 | 4.314e-05 | 0 | 4.314e-05 | 0 | 1.5497e-06 | 3.3969e-06 | 0 | 3.3969e-06 | 0 | 0.00010298 | 0.00020596 | 0 | 0.00020596 | [12 empty] | 7.3.3.17.5 (Remote Grid) Updates to grid topology to minimize risk of ignition in HFTDs Remote GridWLDFRVegetation ContactAggregated | WLDFR | HFTD - Distribution - Tier 2 - 1QU CoRE ¦ 4QU LoRE | Non-Red Flag Warning - Destructive Fires | Vegetation Contact | Aggregated | 2040 | 3.0423e-06 | 1483.0022 | 0.0045117 | 2040 | Mitigation | 0.95 | 45 | 0 | esc | 0.00097009 | 2.9512e-09 | 0.00097009 | 2.9512e-09
[79 empty] | WLDFR | HFTD - Distribution - Tier 2 - 3QU CoRE ¦ 3QU LoRE | Red Flag Warning - Destructive Fires | 2041 | 4.1193e-09 | 4.1193e-09 | 10472.8261 | 280.5544 | 10192.2718 | 0 | 0 | 0 | 4.2463e-06 | 4.314e-05 | 0 | 4.314e-05 | 4.314e-05 | 0 | 4.314e-05 | 0 | 1.5497e-06 | 3.3969e-06 | 0 | 3.3969e-06 | 0 | 0.00010298 | 0.00020596 | 0 | 0.00020596 | [12 empty] | 7.3.3.17.5 (Remote Grid) Updates to grid topology to minimize risk of ignition in HFTDs Remote GridWLDFRVegetation ContactAggregated | WLDFR | HFTD - Distribution - Tier 2 - 1QU CoRE ¦ 4QU LoRE | Non-Red Flag Warning - Destructive Fires | Vegetation Contact | Aggregated | 2041 | 3.0423e-06 | 1483.0022 | 0.0045117 | 2041 | Mitigation | 0.95 | 45 | 0 | esc | 0.00097009 | 2.9512e-09 | 0.00097009 | 2.9512e-09
[79 empty] | WLDFR | HFTD - Distribution - Tier 2 - 3QU CoRE ¦ 3QU LoRE | Red Flag Warning - Destructive Fires | 2042 | 4.1193e-09 | 4.1193e-09 | 10472.8261 | 280.5544 | 10192.2718 | 0 | 0 | 0 | 4.2463e-06 | 4.314e-05 | 0 | 4.314e-05 | 4.314e-05 | 0 | 4.314e-05 | 0 | 1.5497e-06 | 3.3969e-06 | 0 | 3.3969e-06 | 0 | 0.00010784 | 0.00021568 | 0 | 0.00021568 | [12 empty] | 7.3.3.17.5 (Remote Grid) Updates to grid topology to minimize risk of ignition in HFTDs Remote GridWLDFRVegetation ContactAggregated | WLDFR | HFTD - Distribution - Tier 2 - 1QU CoRE ¦ 4QU LoRE | Non-Red Flag Warning - Destructive Fires | Vegetation Contact | Aggregated | 2042 | 3.0423e-06 | 1483.0022 | 0.0045117 | 2042 | Mitigation | 0.95 | 45 | 0 | esc | 0.00097009 | 2.9512e-09 | 0.00097009 | 2.9512e-09
[79 empty] | WLDFR | HFTD - Distribution - Tier 2 - 3QU CoRE ¦ 3QU LoRE | Red Flag Warning - Destructive Fires | 2043 | 4.1193e-09 | 4.1193e-09 | 10992.1562 | 299.42 | 10692.7362 | 0 | 0 | 0 | 4.2463e-06 | 4.528e-05 | 0 | 4.528e-05 | 4.528e-05 | 0 | 4.528e-05 | 0 | 1.5497e-06 | 3.3969e-06 | 0 | 3.3969e-06 | 0 | 0.00010784 | 0.00021568 | 0 | 0.00021568 | [12 empty] | 7.3.3.17.5 (Remote Grid) Updates to grid topology to minimize risk of ignition in HFTDs Remote GridWLDFRVegetation ContactAggregated | WLDFR | HFTD - Distribution - Tier 2 - 1QU CoRE ¦ 4QU LoRE | Non-Red Flag Warning - Destructive Fires | Vegetation Contact | Aggregated | 2043 | 3.0423e-06 | 1483.0022 | 0.0045117 | 2043 | Mitigation | 0.95 | 45 | 0 | esc | 0.00097009 | 2.9512e-09 | 0.00097009 | 2.9512e-09
[79 empty] | WLDFR | HFTD - Distribution - Tier 2 - 3QU CoRE ¦ 3QU LoRE | Red Flag Warning - Destructive Fires | 2044 | 4.1193e-09 | 4.1193e-09 | 10992.1562 | 299.42 | 10692.7362 | 0 | 0 | 0 | 4.2463e-06 | 4.528e-05 | 0 | 4.528e-05 | 4.528e-05 | 0 | 4.528e-05 | 0 | 1.6241e-06 | 3.5601e-06 | 0 | 3.5601e-06 | 0 | 0.00010784 | 0.00021568 | 0 | 0.00021568 | [12 empty] | 7.3.3.17.5 (Remote Grid) Updates to grid topology to minimize risk of ignition in HFTDs Remote GridWLDFRVegetation ContactAggregated | WLDFR | HFTD - Distribution - Tier 2 - 1QU CoRE ¦ 4QU LoRE | Non-Red Flag Warning - Destructive Fires | Vegetation Contact | Aggregated | 2044 | 3.0423e-06 | 1483.0022 | 0.0045117 | 2044 | Mitigation | 0.95 | 45 | 0 | esc | 0.00097009 | 2.9512e-09 | 0.00097009 | 2.9512e-09
[79 empty] | WLDFR | HFTD - Distribution - Tier 2 - 3QU CoRE ¦ 3QU LoRE | Red Flag Warning - Destructive Fires | 2045 | 4.1193e-09 | 4.1193e-09 | 10992.1562 | 299.42 | 10692.7362 | 0 | 0 | 0 | 4.2463e-06 | 4.528e-05 | 0 | 4.528e-05 | 4.528e-05 | 0 | 4.528e-05 | 0 | 1.6241e-06 | 3.5601e-06 | 0 | 3.5601e-06 | 0 | 0.00010784 | 0.00021568 | 0 | 0.00021568 | [12 empty] | 7.3.3.17.5 (Remote Grid) Updates to grid topology to minimize risk of ignition in HFTDs Remote GridWLDFRVegetation ContactAggregated | WLDFR | HFTD - Distribution - Tier 2 - 1QU CoRE ¦ 4QU LoRE | Non-Red Flag Warning - Destructive Fires | Vegetation Contact | Aggregated | 2045 | 3.0423e-06 | 1483.0022 | 0.0045117 | 2045 | Mitigation | 0.95 | 45 | 0 | esc | 0.00097009 | 2.9512e-09 | 0.00097009 | 2.9512e-09
[79 empty] | WLDFR | HFTD - Distribution - Tier 2 - 3QU CoRE ¦ 3QU LoRE | Red Flag Warning - Destructive Fires | 2046 | 4.1193e-09 | 4.1193e-09 | 10992.1562 | 299.42 | 10692.7362 | 0 | 0 | 0 | 4.2463e-06 | 4.528e-05 | 0 | 4.528e-05 | 4.528e-05 | 0 | 4.528e-05 | 0 | 1.6241e-06 | 3.5601e-06 | 0 | 3.5601e-06 | 0 | 0.00010784 | 0.00021568 | 0 | 0.00021568 | [12 empty] | 7.3.3.17.5 (Remote Grid) Updates to grid topology to minimize risk of ignition in HFTDs Remote GridWLDFRVegetation ContactAggregated | WLDFR | HFTD - Distribution - Tier 2 - 1QU CoRE ¦ 4QU LoRE | Non-Red Flag Warning - Destructive Fires | Vegetation Contact | Aggregated | 2046 | 3.0423e-06 | 1483.0022 | 0.0045117 | 2046 | Mitigation | 0.95 | 45 | 0 | esc | 0.00097009 | 2.9512e-09 | 0.00097009 | 2.9512e-09
[79 empty] | WLDFR | HFTD - Distribution - Tier 2 - 3QU CoRE ¦ 3QU LoRE | Red Flag Warning - Destructive Fires | 2047 | 4.1193e-09 | 4.1193e-09 | 10992.1562 | 299.42 | 10692.7362 | 0 | 0 | 0 | 4.2463e-06 | 4.528e-05 | 0 | 4.528e-05 | 4.528e-05 | 0 | 4.528e-05 | 0 | 1.6241e-06 | 3.5601e-06 | 0 | 3.5601e-06 | 0 | 0.00011311 | 0.00022622 | 0 | 0.00022622 | [12 empty] | 7.3.3.17.5 (Remote Grid) Updates to grid topology to minimize risk of ignition in HFTDs Remote GridWLDFRVegetation ContactAggregated | WLDFR | HFTD - Distribution - Tier 2 - 1QU CoRE ¦ 4QU LoRE | Non-Red Flag Warning - Destructive Fires | Vegetation Contact | Aggregated | 2047 | 3.0423e-06 | 1483.0022 | 0.0045117 | 2047 | Mitigation | 0.95 | 45 | 0 | esc | 0.00097009 | 2.9512e-09 | 0.00097009 | 2.9512e-09
[79 empty] | WLDFR | HFTD - Distribution - Tier 2 - 3QU CoRE ¦ 3QU LoRE | Red Flag Warning - Destructive Fires | 2048 | 4.1193e-09 | 4.1193e-09 | 11536.0538 | 319.4911 | 11216.5626 | 0 | 0 | 0 | 4.2463e-06 | 4.752e-05 | 0 | 4.752e-05 | 4.752e-05 | 0 | 4.752e-05 | 0 | 1.6241e-06 | 3.5601e-06 | 0 | 3.5601e-06 | 0 | 0.00011311 | 0.00022622 | 0 | 0.00022622 | [12 empty] | 7.3.3.17.5 (Remote Grid) Updates to grid topology to minimize risk of ignition in HFTDs Remote GridWLDFRVegetation ContactAggregated | WLDFR | HFTD - Distribution - Tier 2 - 1QU CoRE ¦ 4QU LoRE | Non-Red Flag Warning - Destructive Fires | Vegetation Contact | Aggregated | 2048 | 3.0423e-06 | 1483.0022 | 0.0045117 | 2048 | Mitigation | 0.95 | 45 | 0 | esc | 0.00097009 | 2.9512e-09 | 0.00097009 | 2.9512e-09
[79 empty] | WLDFR | HFTD - Distribution - Tier 2 - 3QU CoRE ¦ 3QU LoRE | Red Flag Warning - Destructive Fires | 2049 | 4.1193e-09 | 4.1193e-09 | 11536.0538 | 319.4911 | 11216.5626 | 0 | 0 | 0 | 4.2463e-06 | 4.752e-05 | 0 | 4.752e-05 | 4.752e-05 | 0 | 4.752e-05 | 0 | 1.7024e-06 | 3.7316e-06 | 0 | 3.7316e-06 | 0 | 0.00011311 | 0.00022622 | 0 | 0.00022622 | [12 empty] | 7.3.3.17.5 (Remote Grid) Updates to grid topology to minimize risk of ignition in HFTDs Remote GridWLDFRVegetation ContactAggregated | WLDFR | HFTD - Distribution - Tier 2 - 1QU CoRE ¦ 4QU LoRE | Non-Red Flag Warning - Destructive Fires | Vegetation Contact | Aggregated | 2049 | 3.0423e-06 | 1483.0022 | 0.0045117 | 2049 | Mitigation | 0.95 | 45 | 0 | esc | 0.00097009 | 2.9512e-09 | 0.00097009 | 2.9512e-09
[79 empty] | WLDFR | HFTD - Distribution - Tier 2 - 3QU CoRE ¦ 3QU LoRE | Red Flag Warning - Destructive Fires | 2050 | 4.1193e-09 | 4.1193e-09 | 11536.0538 | 319.4911 | 11216.5626 | 0 | 0 | 0 | 4.2463e-06 | 4.752e-05 | 0 | 4.752e-05 | 4.752e-05 | 0 | 4.752e-05 | 0 | 1.7024e-06 | 3.7316e-06 | 0 | 3.7316e-06 | 0 | 0.00011311 | 0.00022622 | 0 | 0.00022622 | [12 empty] | 7.3.3.17.5 (Remote Grid) Updates to grid topology to minimize risk of ignition in HFTDs Remote GridWLDFRVegetation ContactAggregated | WLDFR | HFTD - Distribution - Tier 2 - 1QU CoRE ¦ 4QU LoRE | Non-Red Flag Warning - Destructive Fires | Vegetation Contact | Aggregated | 2050 | 3.0423e-06 | 1483.0022 | 0.0045117 | 2050 | Mitigation | 0.95 | 45 | 0 | esc | 0.00097009 | 2.9512e-09 | 0.00097009 | 2.9512e-09
[79 empty] | WLDFR | HFTD - Distribution - Tier 2 - 3QU CoRE ¦ 3QU LoRE | Red Flag Warning - Destructive Fires | 2051 | 4.1193e-09 | 4.1193e-09 | 11536.0538 | 319.4911 | 11216.5626 | 0 | 0 | 0 | 4.2463e-06 | 4.752e-05 | 0 | 4.752e-05 | 4.752e-05 | 0 | 4.752e-05 | 0 | 1.7024e-06 | 3.7316e-06 | 0 | 3.7316e-06 | 0 | 0.00011311 | 0.00022622 | 0 | 0.00022622 | [12 empty] | 7.3.3.17.5 (Remote Grid) Updates to grid topology to minimize risk of ignition in HFTDs Remote GridWLDFRVegetation ContactAggregated | WLDFR | HFTD - Distribution - Tier 2 - 1QU CoRE ¦ 4QU LoRE | Non-Red Flag Warning - Destructive Fires | Vegetation Contact | Aggregated | 2051 | 3.0423e-06 | 1483.0022 | 0.0045117 | 2051 | Mitigation | 0.95 | 45 | 0 | esc | 0.00097009 | 2.9512e-09 | 0.00097009 | 2.9512e-09
[79 empty] | WLDFR | HFTD - Distribution - Tier 2 - 3QU CoRE ¦ 3QU LoRE | Red Flag Warning - Destructive Fires | 2052 | 4.1193e-09 | 4.1193e-09 | 11536.0538 | 319.4911 | 11216.5626 | 0 | 0 | 0 | 4.2463e-06 | 4.752e-05 | 0 | 4.752e-05 | 4.752e-05 | 0 | 4.752e-05 | 0 | 1.7024e-06 | 3.7316e-06 | 0 | 3.7316e-06 | 0 | 0.00011872 | 0.00023744 | 0 | 0.00023744 | [12 empty] | 7.3.3.17.5 (Remote Grid) Updates to grid topology to minimize risk of ignition in HFTDs Remote GridWLDFRVegetation ContactAggregated | WLDFR | HFTD - Distribution - Tier 2 - 1QU CoRE ¦ 4QU LoRE | Non-Red Flag Warning - Destructive Fires | Vegetation Contact | Aggregated | 2052 | 3.0423e-06 | 1483.0022 | 0.0045117 | 2052 | Mitigation | 0.95 | 45 | 0 | esc | 0.00097009 | 2.9512e-09 | 0.00097009 | 2.9512e-09
[79 empty] | WLDFR | HFTD - Distribution - Tier 2 - 3QU CoRE ¦ 3QU LoRE | Red Flag Warning - Destructive Fires | 2053 | 4.1193e-09 | 4.1193e-09 | 12097.6769 | 340.5356 | 11757.1413 | 0 | 0 | 0 | 4.2463e-06 | 4.9833e-05 | 0 | 4.9833e-05 | 4.9833e-05 | 0 | 4.9833e-05 | 0 | 1.7024e-06 | 3.7316e-06 | 0 | 3.7316e-06 | 0 | 0.00011872 | 0.00023744 | 0 | 0.00023744 | [12 empty] | 7.3.3.17.5 (Remote Grid) Updates to grid topology to minimize risk of ignition in HFTDs Remote GridWLDFRVegetation ContactAggregated | WLDFR | HFTD - Distribution - Tier 2 - 1QU CoRE ¦ 4QU LoRE | Non-Red Flag Warning - Destructive Fires | Vegetation Contact | Aggregated | 2053 | 3.0423e-06 | 1483.0022 | 0.0045117 | 2053 | Mitigation | 0.95 | 45 | 0 | esc | 0.00097009 | 2.9512e-09 | 0.00097009 | 2.9512e-09
[79 empty] | WLDFR | HFTD - Distribution - Tier 2 - 3QU CoRE ¦ 3QU LoRE | Red Flag Warning - Destructive Fires | 2054 | 4.1193e-09 | 4.1193e-09 | 12097.6769 | 340.5356 | 11757.1413 | 0 | 0 | 0 | 4.2463e-06 | 4.9833e-05 | 0 | 4.9833e-05 | 4.9833e-05 | 0 | 4.9833e-05 | 0 | 1.7836e-06 | 3.9098e-06 | 0 | 3.9098e-06 | 0 | 0.00011872 | 0.00023744 | 0 | 0.00023744 | [12 empty] | 7.3.3.17.5 (Remote Grid) Updates to grid topology to minimize risk of ignition in HFTDs Remote GridWLDFRVegetation ContactAggregated | WLDFR | HFTD - Distribution - Tier 2 - 1QU CoRE ¦ 4QU LoRE | Non-Red Flag Warning - Destructive Fires | Vegetation Contact | Aggregated | 2054 | 3.0423e-06 | 1483.0022 | 0.0045117 | 2054 | Mitigation | 0.95 | 45 | 0 | esc | 0.00097009 | 2.9512e-09 | 0.00097009 | 2.9512e-09
[79 empty] | WLDFR | HFTD - Distribution - Tier 2 - 3QU CoRE ¦ 3QU LoRE | Red Flag Warning - Destructive Fires | 2055 | 4.1193e-09 | 4.1193e-09 | 12097.6769 | 340.5356 | 11757.1413 | 0 | 0 | 0 | 4.2463e-06 | 4.9833e-05 | 0 | 4.9833e-05 | 4.9833e-05 | 0 | 4.9833e-05 | 0 | 1.7836e-06 | 3.9098e-06 | 0 | 3.9098e-06 | 0 | 0.00011872 | 0.00023744 | 0 | 0.00023744 | [12 empty] | 7.3.3.17.5 (Remote Grid) Updates to grid topology to minimize risk of ignition in HFTDs Remote GridWLDFRVegetation ContactAggregated | WLDFR | HFTD - Distribution - Tier 2 - 1QU CoRE ¦ 4QU LoRE | Non-Red Flag Warning - Destructive Fires | Vegetation Contact | Aggregated | 2055 | 3.0423e-06 | 1483.0022 | 0.0045117 | 2055 | Mitigation | 0.95 | 45 | 0 | esc | 0.00097009 | 2.9512e-09 | 0.00097009 | 2.9512e-09
[79 empty] | WLDFR | HFTD - Distribution - Tier 2 - 3QU CoRE ¦ 3QU LoRE | Red Flag Warning - Destructive Fires | 2056 | 4.1193e-09 | 4.1193e-09 | 12097.6769 | 340.5356 | 11757.1413 | 0 | 0 | 0 | 4.2463e-06 | 4.9833e-05 | 0 | 4.9833e-05 | 4.9833e-05 | 0 | 4.9833e-05 | 0 | 1.7836e-06 | 3.9098e-06 | 0 | 3.9098e-06 | 0 | 0.00011872 | 0.00023744 | 0 | 0.00023744 | [12 empty] | 7.3.3.17.5 (Remote Grid) Updates to grid topology to minimize risk of ignition in HFTDs Remote GridWLDFRVegetation ContactAggregated | WLDFR | HFTD - Distribution - Tier 2 - 1QU CoRE ¦ 4QU LoRE | Non-Red Flag Warning - Destructive Fires | Vegetation Contact | Aggregated | 2056 | 3.0423e-06 | 1483.0022 | 0.0045117 | 2056 | Mitigation | 0.95 | 45 | 0 | esc | 0.00097009 | 2.9512e-09 | 0.00097009 | 2.9512e-09
[79 empty] | WLDFR | HFTD - Distribution - Tier 2 - 3QU CoRE ¦ 3QU LoRE | Red Flag Warning - Destructive Fires | 2057 | 4.1193e-09 | 4.1193e-09 | 12097.6769 | 340.5356 | 11757.1413 | 0 | 0 | 0 | 4.2463e-06 | 4.9833e-05 | 0 | 4.9833e-05 | 4.9833e-05 | 0 | 4.9833e-05 | 0 | 1.7836e-06 | 3.9098e-06 | 0 | 3.9098e-06 | 0 | 0.00012459 | 0.00024919 | 0 | 0.00024919 | [12 empty] | 7.3.3.17.5 (Remote Grid) Updates to grid topology to minimize risk of ignition in HFTDs Remote GridWLDFRVegetation ContactAggregated | WLDFR | HFTD - Distribution - Tier 2 - 1QU CoRE ¦ 4QU LoRE | Non-Red Flag Warning - Destructive Fires | Vegetation Contact | Aggregated | 2057 | 3.0423e-06 | 1483.0022 | 0.0045117 | 2057 | Mitigation | 0.95 | 45 | 0 | esc | 0.00097009 | 2.9512e-09 | 0.00097009 | 2.9512e-09
[79 empty] | WLDFR | HFTD - Distribution - Tier 2 - 3QU CoRE ¦ 3QU LoRE | Red Flag Warning - Destructive Fires | 2058 | 4.1193e-09 | 4.1193e-09 | 12670.1796 | 362.3049 | 12307.8747 | 0 | 0 | 0 | 4.2463e-06 | 5.2192e-05 | 0 | 5.2192e-05 | 5.2192e-05 | 0 | 5.2192e-05 | 0 | 1.7836e-06 | 3.9098e-06 | 0 | 3.9098e-06 | 0 | 0.00012459 | 0.00024919 | 0 | 0.00024919 | [12 empty] | 7.3.3.17.5 (Remote Grid) Updates to grid topology to minimize risk of ignition in HFTDs Remote GridWLDFRVegetation ContactAggregated | WLDFR | HFTD - Distribution - Tier 2 - 1QU CoRE ¦ 4QU LoRE | Non-Red Flag Warning - Destructive Fires | Vegetation Contact | Aggregated | 2058 | 3.0423e-06 | 1483.0022 | 0.0045117 | 2058 | Mitigation | 0.95 | 45 | 0 | esc | 0.00097009 | 2.9512e-09 | 0.00097009 | 2.9512e-09
[79 empty] | WLDFR | HFTD - Distribution - Tier 2 - 3QU CoRE ¦ 3QU LoRE | Red Flag Warning - Destructive Fires | 2059 | 4.1193e-09 | 4.1193e-09 | 12670.1796 | 362.3049 | 12307.8747 | 0 | 0 | 0 | 4.2463e-06 | 5.2192e-05 | 0 | 5.2192e-05 | 5.2192e-05 | 0 | 5.2192e-05 | 0 | 1.867e-06 | 4.0925e-06 | 0 | 4.0925e-06 | 0 | 0.00012459 | 0.00024919 | 0 | 0.00024919 | [12 empty] | 7.3.3.17.5 (Remote Grid) Updates to grid topology to minimize risk of ignition in HFTDs Remote GridWLDFRVegetation ContactAggregated | WLDFR | HFTD - Distribution - Tier 2 - 1QU CoRE ¦ 4QU LoRE | Non-Red Flag Warning - Destructive Fires | Vegetation Contact | Aggregated | 2059 | 3.0423e-06 | 1483.0022 | 0.0045117 | 2059 | Mitigation | 0.95 | 45 | 0 | esc | 0.00097009 | 2.9512e-09 | 0.00097009 | 2.9512e-09
[79 empty] | WLDFR | HFTD - Distribution - Tier 2 - 3QU CoRE ¦ 3QU LoRE | Red Flag Warning - Destructive Fires | 2060 | 4.1193e-09 | 4.1193e-09 | 12670.1796 | 362.3049 | 12307.8747 | 0 | 0 | 0 | 4.2463e-06 | 5.2192e-05 | 0 | 5.2192e-05 | 5.2192e-05 | 0 | 5.2192e-05 | 0 | 1.867e-06 | 4.0925e-06 | 0 | 4.0925e-06 | 0 | 0.00012459 | 0.00024919 | 0 | 0.00024919 | [12 empty] | 7.3.3.17.5 (Remote Grid) Updates to grid topology to minimize risk of ignition in HFTDs Remote GridWLDFRVegetation ContactAggregated | WLDFR | HFTD - Distribution - Tier 2 - 1QU CoRE ¦ 4QU LoRE | Non-Red Flag Warning - Destructive Fires | Vegetation Contact | Aggregated | 2060 | 3.0423e-06 | 1483.0022 | 0.0045117 | 2060 | Mitigation | 0.95 | 45 | 0 | esc | 0.00097009 | 2.9512e-09 | 0.00097009 | 2.9512e-09
[79 empty] | WLDFR | HFTD - Distribution - Tier 2 - 3QU CoRE ¦ 3QU LoRE | Red Flag Warning - Destructive Fires | 2061 | 4.1193e-09 | 4.1193e-09 | 12670.1796 | 362.3049 | 12307.8747 | 0 | 0 | 0 | 4.2463e-06 | 5.2192e-05 | 0 | 5.2192e-05 | 5.2192e-05 | 0 | 5.2192e-05 | 0 | 1.867e-06 | 4.0925e-06 | 0 | 4.0925e-06 | 0 | 0 | 0.00024919 | 0 | 0.00024919 | [12 empty] | 7.3.3.17.5 (Remote Grid) Updates to grid topology to minimize risk of ignition in HFTDs Remote GridWLDFRVegetation ContactAggregated | WLDFR | HFTD - Distribution - Tier 2 - 1QU CoRE ¦ 4QU LoRE | Non-Red Flag Warning - Destructive Fires | Vegetation Contact | Aggregated | 2061 | 3.0423e-06 | 1483.0022 | 0.0045117 | 2061 | Mitigation | 0.95 | 45 | 0 | esc | 0.00097009 | 2.9512e-09 | 0.00097009 | 2.9512e-09
[79 empty] | WLDFR | HFTD - Distribution - Tier 2 - 3QU CoRE ¦ 3QU LoRE | Red Flag Warning - Destructive Fires | 2062 | 4.1193e-09 | 4.1193e-09 | 12670.1796 | 362.3049 | 12307.8747 | 0 | 0 | 0 | 4.2463e-06 | 5.2192e-05 | 0 | 5.2192e-05 | 5.2192e-05 | 0 | 5.2192e-05 | 0 | 1.867e-06 | 4.0925e-06 | 0 | 4.0925e-06 | 0 | 0 | 0 | 0 | 0 | [12 empty] | 7.3.3.17.5 (Remote Grid) Updates to grid topology to minimize risk of ignition in HFTDs Remote GridWLDFRVegetation ContactAggregated | WLDFR | HFTD - Distribution - Tier 2 - 1QU CoRE ¦ 4QU LoRE | Non-Red Flag Warning - Destructive Fires | Vegetation Contact | Aggregated | 2062 | 3.0423e-06 | 1483.0022 | 0.0045117 | 2062 | Mitigation | 0.95 | 45 | 0 | esc | 0.00097009 | 2.9512e-09 | 0.00097009 | 2.9512e-09
[79 empty] | WLDFR | HFTD - Distribution - Tier 2 - 3QU CoRE ¦ 3QU LoRE | Red Flag Warning - Destructive Fires | 2063 | 4.1193e-09 | 4.1193e-09 | 13246.6313 | 384.5316 | 12862.0997 | 0 | 0 | 0 | 4.2463e-06 | 5.4566e-05 | 0 | 5.4566e-05 | 5.4566e-05 | 0 | 5.4566e-05 | 0 | 1.867e-06 | 4.0925e-06 | 0 | 4.0925e-06 | 0 | 0 | 0 | 0 | 0 | [12 empty] | 7.3.3.17.5 (Remote Grid) Updates to grid topology to minimize risk of ignition in HFTDs Remote GridWLDFRVegetation ContactAggregated | WLDFR | HFTD - Distribution - Tier 2 - 1QU CoRE ¦ 4QU LoRE | Non-Red Flag Warning - Destructive Fires | Vegetation Contact | Aggregated | 2063 | 3.0423e-06 | 1483.0022 | 0.0045117 | 2063 | Mitigation | 0.95 | 45 | 0 | esc | 0.00097009 | 2.9512e-09 | 0.00097009 | 2.9512e-09
[79 empty] | WLDFR | HFTD - Distribution - Tier 2 - 3QU CoRE ¦ 3QU LoRE | Red Flag Warning - Destructive Fires | 2064 | 4.1193e-09 | 4.1193e-09 | 13246.6313 | 384.5316 | 12862.0997 | 0 | 0 | 0 | 4.2463e-06 | 5.4566e-05 | 0 | 5.4566e-05 | 5.4566e-05 | 0 | 5.4566e-05 | 0 | 1.9514e-06 | 4.2776e-06 | 0 | 4.2776e-06 | 0 | 9.5315e-07 | 0 | 0 | 0 | [12 empty] | 7.3.3.17.5 (Remote Grid) Updates to grid topology to minimize risk of ignition in HFTDs Remote GridWLDFRVegetation ContactAggregated | WLDFR | HFTD - Distribution - Tier 2 - 1QU CoRE ¦ 4QU LoRE | Non-Red Flag Warning - Destructive Fires | Vegetation Contact | Aggregated | 2064 | 3.0423e-06 | 1483.0022 | 0.0045117 | 2064 | Mitigation | 0.95 | 45 | 0 | esc | 0.00097009 | 2.9512e-09 | 0.00097009 | 2.9512e-09
[79 empty] | WLDFR | HFTD - Distribution - Tier 2 - 3QU CoRE ¦ 3QU LoRE | Red Flag Warning - Destructive Fires | 2065 | 4.1193e-09 | 4.1193e-09 | 13246.6313 | 384.5316 | 12862.0997 | 0 | 0 | 0 | 4.2463e-06 | 5.4566e-05 | 0 | 5.4566e-05 | 5.4566e-05 | 0 | 5.4566e-05 | 0 | 1.9514e-06 | 4.2776e-06 | 0 | 4.2776e-06 | 0 | 9.958e-07 | 1.9916e-06 | 0 | 1.9916e-06 | [12 empty] | 7.3.3.17.5 (Remote Grid) Updates to grid topology to minimize risk of ignition in HFTDs Remote GridWLDFRVegetation ContactAggregated | WLDFR | HFTD - Distribution - Tier 2 - 1QU CoRE ¦ 4QU LoRE | Non-Red Flag Warning - Destructive Fires | Vegetation Contact | Aggregated | 2065 | 3.0423e-06 | 1483.0022 | 0.0045117 | 2065 | Mitigation | 0.95 | 45 | 0 | esc | 0.00097009 | 2.9512e-09 | 0.00097009 | 2.9512e-09
[79 empty] | WLDFR | HFTD - Distribution - Tier 2 - 3QU CoRE ¦ 3QU LoRE | Red Flag Warning - Destructive Fires | 2066 | 4.1193e-09 | 4.1193e-09 | 13246.6313 | 384.5316 | 12862.0997 | 0 | 0 | 0 | 4.2463e-06 | 5.4566e-05 | 0 | 5.4566e-05 | 5.4566e-05 | 0 | 5.4566e-05 | 0 | 1.9514e-06 | 4.2776e-06 | 0 | 4.2776e-06 | 0 | 9.958e-07 | 1.9916e-06 | 0 | 1.9916e-06 | [12 empty] | 7.3.3.17.5 (Remote Grid) Updates to grid topology to minimize risk of ignition in HFTDs Remote GridWLDFRVegetation ContactAggregated | WLDFR | HFTD - Distribution - Tier 2 - 1QU CoRE ¦ 4QU LoRE | Non-Red Flag Warning - Destructive Fires | Vegetation Contact | Aggregated | 2066 | 3.0423e-06 | 1483.0022 | 0.0045117 | 2066 | Mitigation | 0.95 | 45 | 0 | esc | 0.00097009 | 2.9512e-09 | 0.00097009 | 2.9512e-09
[79 empty] | WLDFR | HFTD - Distribution - Tier 2 - 3QU CoRE ¦ 3QU LoRE | Red Flag Warning - Destructive Fires | 2067 | 0 | 4.1193e-09 | 13246.6313 | 384.5316 | 12862.0997 | 0 | 0 | 0 | 4.2463e-06 | 0 | 0 | 0 | 5.4566e-05 | 0 | 5.4566e-05 | 0 | 0 | 4.2776e-06 | 0 | 4.2776e-06 | 0 | 9.958e-07 | 1.9916e-06 | 0 | 1.9916e-06 | [12 empty] | 7.3.3.17.5 (Remote Grid) Updates to grid topology to minimize risk of ignition in HFTDs Remote GridWLDFRVegetation ContactAggregated | WLDFR | HFTD - Distribution - Tier 2 - 1QU CoRE ¦ 4QU LoRE | Non-Red Flag Warning - Destructive Fires | Vegetation Contact | Aggregated | 2067 | 3.0423e-06 | 1483.0022 | 0.0045117 | 2067 | Mitigation | 0.95 | 45 | 0 | esc | 0 | 0 | 0.00097009 | 2.9512e-09
[79 empty] | WLDFR | HFTD - Distribution - Tier 2 - 3QU CoRE ¦ 3QU LoRE | Red Flag Warning - Large Fires | 2022 | 3.5587e-08 | 0 | 5.2406 | 0.69642 | 2.942 | 1.6022 | 0 | 0 | 3.6684e-05 | 1.8649e-07 | 0 | 1.8649e-07 | 0 | 0 | 0 | 0 | 0 | 0 | 0 | 0 | 0 | 9.958e-07 | 1.9916e-06 | 0 | 1.9916e-06 | [12 empty] | 7.3.3.17.5 (Remote Grid) Updates to grid topology to minimize risk of ignition in HFTDs Remote GridWLDFRWire-to-wire contactAggregated | WLDFR | HFTD - Distribution - Tier 2 - 1QU CoRE ¦ 4QU LoRE | Non-Red Flag Warning - Destructive Fires | Wire-to-wire contact | Aggregated | 2022 | 1.0286e-06 | 1483.0022 | 0.0015254 | 2022 | Mitigation | 0.95 | 45 | 0 | esc | 0.00097009 | 9.978e-10 | 0 | 0
[79 empty] | WLDFR | HFTD - Distribution - Tier 2 - 3QU CoRE ¦ 3QU LoRE | Red Flag Warning - Large Fires | 2023 | 3.5587e-08 | 3.5587e-08 | 5.475 | 0.71896 | 3.0715 | 1.6846 | 0 | 0 | 3.6684e-05 | 1.9484e-07 | 0 | 1.9484e-07 | 1.9484e-07 | 0 | 1.9484e-07 | 0 | 0.0016177 | 0 | 0 | 0 | 0 | 9.958e-07 | 1.9916e-06 | 0 | 1.9916e-06 | [12 empty] | 7.3.3.17.5 (Remote Grid) Updates to grid topology to minimize risk of ignition in HFTDs Remote GridWLDFRWire-to-wire contactAggregated | WLDFR | HFTD - Distribution - Tier 2 - 1QU CoRE ¦ 4QU LoRE | Non-Red Flag Warning - Destructive Fires | Wire-to-wire contact | Aggregated | 2023 | 1.0286e-06 | 1483.0022 | 0.0015254 | 2023 | Mitigation | 0.95 | 45 | 0 | esc | 0.00097009 | 9.978e-10 | 0.00097009 | 9.978e-10
[79 empty] | WLDFR | HFTD - Distribution - Tier 2 - 3QU CoRE ¦ 3QU LoRE | Red Flag Warning - Large Fires | 2024 | 3.5587e-08 | 3.5587e-08 | 5.475 | 0.71896 | 3.0715 | 1.6846 | 0 | 0 | 3.6684e-05 | 1.9484e-07 | 0 | 1.9484e-07 | 1.9484e-07 | 0 | 1.9484e-07 | 0 | 0.001677 | 0.0036761 | 0 | 0.0036761 | 0 | 1.0507e-06 | 2.1015e-06 | 0 | 2.1015e-06 | [12 empty] | 7.3.3.17.5 (Remote Grid) Updates to grid topology to minimize risk of ignition in HFTDs Remote GridWLDFRWire-to-wire contactAggregated | WLDFR | HFTD - Distribution - Tier 2 - 1QU CoRE ¦ 4QU LoRE | Non-Red Flag Warning - Destructive Fires | Wire-to-wire contact | Aggregated | 2024 | 1.0286e-06 | 1483.0022 | 0.0015254 | 2024 | Mitigation | 0.95 | 45 | 0 | esc | 0.00097009 | 9.978e-10 | 0.00097009 | 9.978e-10
[79 empty] | WLDFR | HFTD - Distribution - Tier 2 - 3QU CoRE ¦ 3QU LoRE | Red Flag Warning - Large Fires | 2025 | 3.5587e-08 | 3.5587e-08 | 5.475 | 0.71896 | 3.0715 | 1.6846 | 0 | 0 | 3.6684e-05 | 1.9484e-07 | 0 | 1.9484e-07 | 1.9484e-07 | 0 | 1.9484e-07 | 0 | 0.001677 | 0.0036761 | 0 | 0.0036761 | 0 | 1.0507e-06 | 2.1015e-06 | 0 | 2.1015e-06 | [12 empty] | 7.3.3.17.5 (Remote Grid) Updates to grid topology to minimize risk of ignition in HFTDs Remote GridWLDFRWire-to-wire contactAggregated | WLDFR | HFTD - Distribution - Tier 2 - 1QU CoRE ¦ 4QU LoRE | Non-Red Flag Warning - Destructive Fires | Wire-to-wire contact | Aggregated | 2025 | 1.0286e-06 | 1483.0022 | 0.0015254 | 2025 | Mitigation | 0.95 | 45 | 0 | esc | 0.00097009 | 9.978e-10 | 0.00097009 | 9.978e-10
[79 empty] | WLDFR | HFTD - Distribution - Tier 2 - 3QU CoRE ¦ 3QU LoRE | Red Flag Warning - Large Fires | 2026 | 3.5587e-08 | 3.5587e-08 | 5.475 | 0.71896 | 3.0715 | 1.6846 | 0 | 0 | 3.6684e-05 | 1.9484e-07 | 0 | 1.9484e-07 | 1.9484e-07 | 0 | 1.9484e-07 | 0 | 0.001677 | 0.0036761 | 0 | 0.0036761 | 0 | 1.0507e-06 | 2.1015e-06 | 0 | 2.1015e-06 | [12 empty] | 7.3.3.17.5 (Remote Grid) Updates to grid topology to minimize risk of ignition in HFTDs Remote GridWLDFRWire-to-wire contactAggregated | WLDFR | HFTD - Distribution - Tier 2 - 1QU CoRE ¦ 4QU LoRE | Non-Red Flag Warning - Destructive Fires | Wire-to-wire contact | Aggregated | 2026 | 1.0286e-06 | 1483.0022 | 0.0015254 | 2026 | Mitigation | 0.95 | 45 | 0 | esc | 0.00097009 | 9.978e-10 | 0.00097009 | 9.978e-10
[79 empty] | WLDFR | HFTD - Distribution - Tier 2 - 3QU CoRE ¦ 3QU LoRE | Red Flag Warning - Large Fires | 2027 | 3.5587e-08 | 3.5587e-08 | 5.475 | 0.71896 | 3.0715 | 1.6846 | 0 | 0 | 3.6684e-05 | 1.9484e-07 | 0 | 1.9484e-07 | 1.9484e-07 | 0 | 1.9484e-07 | 0 | 0.001677 | 0.0036761 | 0 | 0.0036761 | 0 | 1.0507e-06 | 2.1015e-06 | 0 | 2.1015e-06 | [12 empty] | 7.3.3.17.5 (Remote Grid) Updates to grid topology to minimize risk of ignition in HFTDs Remote GridWLDFRWire-to-wire contactAggregated | WLDFR | HFTD - Distribution - Tier 2 - 1QU CoRE ¦ 4QU LoRE | Non-Red Flag Warning - Destructive Fires | Wire-to-wire contact | Aggregated | 2027 | 1.0286e-06 | 1483.0022 | 0.0015254 | 2027 | Mitigation | 0.95 | 45 | 0 | esc | 0.00097009 | 9.978e-10 | 0.00097009 | 9.978e-10
[79 empty] | WLDFR | HFTD - Distribution - Tier 2 - 3QU CoRE ¦ 3QU LoRE | Red Flag Warning - Large Fires | 2028 | 3.5587e-08 | 3.5587e-08 | 5.777 | 0.74734 | 3.238 | 1.7917 | 0 | 0 | 3.6684e-05 | 2.0558e-07 | 0 | 2.0558e-07 | 2.0558e-07 | 0 | 2.0558e-07 | 0 | 0.001677 | 0.0036761 | 0 | 0.0036761 | 0 | 1.0507e-06 | 2.1015e-06 | 0 | 2.1015e-06 | [12 empty] | 7.3.3.17.5 (Remote Grid) Updates to grid topology to minimize risk of ignition in HFTDs Remote GridWLDFRWire-to-wire contactAggregated | WLDFR | HFTD - Distribution - Tier 2 - 1QU CoRE ¦ 4QU LoRE | Non-Red Flag Warning - Destructive Fires | Wire-to-wire contact | Aggregated | 2028 | 1.0286e-06 | 1483.0022 | 0.0015254 | 2028 | Mitigation | 0.95 | 45 | 0 | esc | 0.00097009 | 9.978e-10 | 0.00097009 | 9.978e-10
[79 empty] | WLDFR | HFTD - Distribution - Tier 2 - 3QU CoRE ¦ 3QU LoRE | Red Flag Warning - Large Fires | 2029 | 3.5587e-08 | 3.5587e-08 | 5.777 | 0.74734 | 3.238 | 1.7917 | 0 | 0 | 3.6684e-05 | 2.0558e-07 | 0 | 2.0558e-07 | 2.0558e-07 | 0 | 2.0558e-07 | 0 | 0.0017517 | 0.0038398 | 0 | 0.0038398 | 0 | 1.1132e-06 | 2.2264e-06 | 0 | 2.2264e-06 | [12 empty] | 7.3.3.17.5 (Remote Grid) Updates to grid topology to minimize risk of ignition in HFTDs Remote GridWLDFRWire-to-wire contactAggregated | WLDFR | HFTD - Distribution - Tier 2 - 1QU CoRE ¦ 4QU LoRE | Non-Red Flag Warning - Destructive Fires | Wire-to-wire contact | Aggregated | 2029 | 1.0286e-06 | 1483.0022 | 0.0015254 | 2029 | Mitigation | 0.95 | 45 | 0 | esc | 0.00097009 | 9.978e-10 | 0.00097009 | 9.978e-10
[79 empty] | WLDFR | HFTD - Distribution - Tier 2 - 3QU CoRE ¦ 3QU LoRE | Red Flag Warning - Large Fires | 2030 | 3.5587e-08 | 3.5587e-08 | 5.777 | 0.74734 | 3.238 | 1.7917 | 0 | 0 | 3.6684e-05 | 2.0558e-07 | 0 | 2.0558e-07 | 2.0558e-07 | 0 | 2.0558e-07 | 0 | 0.0017517 | 0.0038398 | 0 | 0.0038398 | 0 | 1.1132e-06 | 2.2264e-06 | 0 | 2.2264e-06 | [12 empty] | 7.3.3.17.5 (Remote Grid) Updates to grid topology to minimize risk of ignition in HFTDs Remote GridWLDFRWire-to-wire contactAggregated | WLDFR | HFTD - Distribution - Tier 2 - 1QU CoRE ¦ 4QU LoRE | Non-Red Flag Warning - Destructive Fires | Wire-to-wire contact | Aggregated | 2030 | 1.0286e-06 | 1483.0022 | 0.0015254 | 2030 | Mitigation | 0.95 | 45 | 0 | esc | 0.00097009 | 9.978e-10 | 0.00097009 | 9.978e-10
[79 empty] | WLDFR | HFTD - Distribution - Tier 2 - 3QU CoRE ¦ 3QU LoRE | Red Flag Warning - Large Fires | 2031 | 3.5587e-08 | 3.5587e-08 | 5.777 | 0.74734 | 3.238 | 1.7917 | 0 | 0 | 3.6684e-05 | 2.0558e-07 | 0 | 2.0558e-07 | 2.0558e-07 | 0 | 2.0558e-07 | 0 | 0.0017517 | 0.0038398 | 0 | 0.0038398 | 0 | 1.1132e-06 | 2.2264e-06 | 0 | 2.2264e-06 | [12 empty] | 7.3.3.17.5 (Remote Grid) Updates to grid topology to minimize risk of ignition in HFTDs Remote GridWLDFRWire-to-wire contactAggregated | WLDFR | HFTD - Distribution - Tier 2 - 1QU CoRE ¦ 4QU LoRE | Non-Red Flag Warning - Destructive Fires | Wire-to-wire contact | Aggregated | 2031 | 1.0286e-06 | 1483.0022 | 0.0015254 | 2031 | Mitigation | 0.95 | 45 | 0 | esc | 0.00097009 | 9.978e-10 | 0.00097009 | 9.978e-10
[79 empty] | WLDFR | HFTD - Distribution - Tier 2 - 3QU CoRE ¦ 3QU LoRE | Red Flag Warning - Large Fires | 2032 | 3.5587e-08 | 3.5587e-08 | 5.777 | 0.74734 | 3.238 | 1.7917 | 0 | 0 | 3.6684e-05 | 2.0558e-07 | 0 | 2.0558e-07 | 2.0558e-07 | 0 | 2.0558e-07 | 0 | 0.0017517 | 0.0038398 | 0 | 0.0038398 | 0 | 1.1132e-06 | 2.2264e-06 | 0 | 2.2264e-06 | [12 empty] | 7.3.3.17.5 (Remote Grid) Updates to grid topology to minimize risk of ignition in HFTDs Remote GridWLDFRWire-to-wire contactAggregated | WLDFR | HFTD - Distribution - Tier 2 - 1QU CoRE ¦ 4QU LoRE | Non-Red Flag Warning - Destructive Fires | Wire-to-wire contact | Aggregated | 2032 | 1.0286e-06 | 1483.0022 | 0.0015254 | 2032 | Mitigation | 0.95 | 45 | 0 | esc | 0.00097009 | 9.978e-10 | 0.00097009 | 9.978e-10
[79 empty] | WLDFR | HFTD - Distribution - Tier 2 - 3QU CoRE ¦ 3QU LoRE | Red Flag Warning - Large Fires | 2033 | 3.5587e-08 | 3.5587e-08 | 6.1205 | 0.77885 | 3.4265 | 1.9151 | 0 | 0 | 3.6684e-05 | 2.1781e-07 | 0 | 2.1781e-07 | 2.1781e-07 | 0 | 2.1781e-07 | 0 | 0.0017517 | 0.0038398 | 0 | 0.0038398 | 0 | 1.1132e-06 | 2.2264e-06 | 0 | 2.2264e-06 | [12 empty] | 7.3.3.17.5 (Remote Grid) Updates to grid topology to minimize risk of ignition in HFTDs Remote GridWLDFRWire-to-wire contactAggregated | WLDFR | HFTD - Distribution - Tier 2 - 1QU CoRE ¦ 4QU LoRE | Non-Red Flag Warning - Destructive Fires | Wire-to-wire contact | Aggregated | 2033 | 1.0286e-06 | 1483.0022 | 0.0015254 | 2033 | Mitigation | 0.95 | 45 | 0 | esc | 0.00097009 | 9.978e-10 | 0.00097009 | 9.978e-10
[79 empty] | WLDFR | HFTD - Distribution - Tier 2 - 3QU CoRE ¦ 3QU LoRE | Red Flag Warning - Large Fires | 2034 | 3.5587e-08 | 3.5587e-08 | 6.1205 | 0.77885 | 3.4265 | 1.9151 | 0 | 0 | 3.6684e-05 | 2.1781e-07 | 0 | 2.1781e-07 | 2.1781e-07 | 0 | 2.1781e-07 | 0 | 0.0018348 | 0.0040219 | 0 | 0.0040219 | 0 | 1.1827e-06 | 2.3655e-06 | 0 | 2.3655e-06 | [12 empty] | 7.3.3.17.5 (Remote Grid) Updates to grid topology to minimize risk of ignition in HFTDs Remote GridWLDFRWire-to-wire contactAggregated | WLDFR | HFTD - Distribution - Tier 2 - 1QU CoRE ¦ 4QU LoRE | Non-Red Flag Warning - Destructive Fires | Wire-to-wire contact | Aggregated | 2034 | 1.0286e-06 | 1483.0022 | 0.0015254 | 2034 | Mitigation | 0.95 | 45 | 0 | esc | 0.00097009 | 9.978e-10 | 0.00097009 | 9.978e-10
[79 empty] | WLDFR | HFTD - Distribution - Tier 2 - 3QU CoRE ¦ 3QU LoRE | Red Flag Warning - Large Fires | 2035 | 3.5587e-08 | 3.5587e-08 | 6.1205 | 0.77885 | 3.4265 | 1.9151 | 0 | 0 | 3.6684e-05 | 2.1781e-07 | 0 | 2.1781e-07 | 2.1781e-07 | 0 | 2.1781e-07 | 0 | 0.0018348 | 0.0040219 | 0 | 0.0040219 | 0 | 1.1827e-06 | 2.3655e-06 | 0 | 2.3655e-06 | [12 empty] | 7.3.3.17.5 (Remote Grid) Updates to grid topology to minimize risk of ignition in HFTDs Remote GridWLDFRWire-to-wire contactAggregated | WLDFR | HFTD - Distribution - Tier 2 - 1QU CoRE ¦ 4QU LoRE | Non-Red Flag Warning - Destructive Fires | Wire-to-wire contact | Aggregated | 2035 | 1.0286e-06 | 1483.0022 | 0.0015254 | 2035 | Mitigation | 0.95 | 45 | 0 | esc | 0.00097009 | 9.978e-10 | 0.00097009 | 9.978e-10
[79 empty] | WLDFR | HFTD - Distribution - Tier 2 - 3QU CoRE ¦ 3QU LoRE | Red Flag Warning - Large Fires | 2036 | 3.5587e-08 | 3.5587e-08 | 6.1205 | 0.77885 | 3.4265 | 1.9151 | 0 | 0 | 3.6684e-05 | 2.1781e-07 | 0 | 2.1781e-07 | 2.1781e-07 | 0 | 2.1781e-07 | 0 | 0.0018348 | 0.0040219 | 0 | 0.0040219 | 0 | 1.1827e-06 | 2.3655e-06 | 0 | 2.3655e-06 | [12 empty] | 7.3.3.17.5 (Remote Grid) Updates to grid topology to minimize risk of ignition in HFTDs Remote GridWLDFRWire-to-wire contactAggregated | WLDFR | HFTD - Distribution - Tier 2 - 1QU CoRE ¦ 4QU LoRE | Non-Red Flag Warning - Destructive Fires | Wire-to-wire contact | Aggregated | 2036 | 1.0286e-06 | 1483.0022 | 0.0015254 | 2036 | Mitigation | 0.95 | 45 | 0 | esc | 0.00097009 | 9.978e-10 | 0.00097009 | 9.978e-10
[79 empty] | WLDFR | HFTD - Distribution - Tier 2 - 3QU CoRE ¦ 3QU LoRE | Red Flag Warning - Large Fires | 2037 | 3.5587e-08 | 3.5587e-08 | 6.1205 | 0.77885 | 3.4265 | 1.9151 | 0 | 0 | 3.6684e-05 | 2.1781e-07 | 0 | 2.1781e-07 | 2.1781e-07 | 0 | 2.1781e-07 | 0 | 0.0018348 | 0.0040219 | 0 | 0.0040219 | 0 | 1.1827e-06 | 2.3655e-06 | 0 | 2.3655e-06 | [12 empty] | 7.3.3.17.5 (Remote Grid) Updates to grid topology to minimize risk of ignition in HFTDs Remote GridWLDFRWire-to-wire contactAggregated | WLDFR | HFTD - Distribution - Tier 2 - 1QU CoRE ¦ 4QU LoRE | Non-Red Flag Warning - Destructive Fires | Wire-to-wire contact | Aggregated | 2037 | 1.0286e-06 | 1483.0022 | 0.0015254 | 2037 | Mitigation | 0.95 | 45 | 0 | esc | 0.00097009 | 9.978e-10 | 0.00097009 | 9.978e-10
[79 empty] | WLDFR | HFTD - Distribution - Tier 2 - 3QU CoRE ¦ 3QU LoRE | Red Flag Warning - Large Fires | 2038 | 3.5587e-08 | 3.5587e-08 | 6.5028 | 0.81304 | 3.6355 | 2.0543 | 0 | 0 | 3.6684e-05 | 2.3141e-07 | 0 | 2.3141e-07 | 2.3141e-07 | 0 | 2.3141e-07 | 0 | 0.0018348 | 0.0040219 | 0 | 0.0040219 | 0 | 1.1827e-06 | 2.3655e-06 | 0 | 2.3655e-06 | [12 empty] | 7.3.3.17.5 (Remote Grid) Updates to grid topology to minimize risk of ignition in HFTDs Remote GridWLDFRWire-to-wire contactAggregated | WLDFR | HFTD - Distribution - Tier 2 - 1QU CoRE ¦ 4QU LoRE | Non-Red Flag Warning - Destructive Fires | Wire-to-wire contact | Aggregated | 2038 | 1.0286e-06 | 1483.0022 | 0.0015254 | 2038 | Mitigation | 0.95 | 45 | 0 | esc | 0.00097009 | 9.978e-10 | 0.00097009 | 9.978e-10
[79 empty] | WLDFR | HFTD - Distribution - Tier 2 - 3QU CoRE ¦ 3QU LoRE | Red Flag Warning - Large Fires | 2039 | 3.5587e-08 | 3.5587e-08 | 6.5028 | 0.81304 | 3.6355 | 2.0543 | 0 | 0 | 3.6684e-05 | 2.3141e-07 | 0 | 2.3141e-07 | 2.3141e-07 | 0 | 2.3141e-07 | 0 | 0.0019249 | 0.0042195 | 0 | 0.0042195 | 0 | 1.2588e-06 | 2.5176e-06 | 0 | 2.5176e-06 | [12 empty] | 7.3.3.17.5 (Remote Grid) Updates to grid topology to minimize risk of ignition in HFTDs Remote GridWLDFRWire-to-wire contactAggregated | WLDFR | HFTD - Distribution - Tier 2 - 1QU CoRE ¦ 4QU LoRE | Non-Red Flag Warning - Destructive Fires | Wire-to-wire contact | Aggregated | 2039 | 1.0286e-06 | 1483.0022 | 0.0015254 | 2039 | Mitigation | 0.95 | 45 | 0 | esc | 0.00097009 | 9.978e-10 | 0.00097009 | 9.978e-10
[79 empty] | WLDFR | HFTD - Distribution - Tier 2 - 3QU CoRE ¦ 3QU LoRE | Red Flag Warning - Large Fires | 2040 | 3.5587e-08 | 3.5587e-08 | 6.5028 | 0.81304 | 3.6355 | 2.0543 | 0 | 0 | 3.6684e-05 | 2.3141e-07 | 0 | 2.3141e-07 | 2.3141e-07 | 0 | 2.3141e-07 | 0 | 0.0019249 | 0.0042195 | 0 | 0.0042195 | 0 | 1.2588e-06 | 2.5176e-06 | 0 | 2.5176e-06 | [12 empty] | 7.3.3.17.5 (Remote Grid) Updates to grid topology to minimize risk of ignition in HFTDs Remote GridWLDFRWire-to-wire contactAggregated | WLDFR | HFTD - Distribution - Tier 2 - 1QU CoRE ¦ 4QU LoRE | Non-Red Flag Warning - Destructive Fires | Wire-to-wire contact | Aggregated | 2040 | 1.0286e-06 | 1483.0022 | 0.0015254 | 2040 | Mitigation | 0.95 | 45 | 0 | esc | 0.00097009 | 9.978e-10 | 0.00097009 | 9.978e-10
[79 empty] | WLDFR | HFTD - Distribution - Tier 2 - 3QU CoRE ¦ 3QU LoRE | Red Flag Warning - Large Fires | 2041 | 3.5587e-08 | 3.5587e-08 | 6.5028 | 0.81304 | 3.6355 | 2.0543 | 0 | 0 | 3.6684e-05 | 2.3141e-07 | 0 | 2.3141e-07 | 2.3141e-07 | 0 | 2.3141e-07 | 0 | 0.0019249 | 0.0042195 | 0 | 0.0042195 | 0 | 1.2588e-06 | 2.5176e-06 | 0 | 2.5176e-06 | [12 empty] | 7.3.3.17.5 (Remote Grid) Updates to grid topology to minimize risk of ignition in HFTDs Remote GridWLDFRWire-to-wire contactAggregated | WLDFR | HFTD - Distribution - Tier 2 - 1QU CoRE ¦ 4QU LoRE | Non-Red Flag Warning - Destructive Fires | Wire-to-wire contact | Aggregated | 2041 | 1.0286e-06 | 1483.0022 | 0.0015254 | 2041 | Mitigation | 0.95 | 45 | 0 | esc | 0.00097009 | 9.978e-10 | 0.00097009 | 9.978e-10
[79 empty] | WLDFR | HFTD - Distribution - Tier 2 - 3QU CoRE ¦ 3QU LoRE | Red Flag Warning - Large Fires | 2042 | 3.5587e-08 | 3.5587e-08 | 6.5028 | 0.81304 | 3.6355 | 2.0543 | 0 | 0 | 3.6684e-05 | 2.3141e-07 | 0 | 2.3141e-07 | 2.3141e-07 | 0 | 2.3141e-07 | 0 | 0.0019249 | 0.0042195 | 0 | 0.0042195 | 0 | 1.2588e-06 | 2.5176e-06 | 0 | 2.5176e-06 | [12 empty] | 7.3.3.17.5 (Remote Grid) Updates to grid topology to minimize risk of ignition in HFTDs Remote GridWLDFRWire-to-wire contactAggregated | WLDFR | HFTD - Distribution - Tier 2 - 1QU CoRE ¦ 4QU LoRE | Non-Red Flag Warning - Destructive Fires | Wire-to-wire contact | Aggregated | 2042 | 1.0286e-06 | 1483.0022 | 0.0015254 | 2042 | Mitigation | 0.95 | 45 | 0 | esc | 0.00097009 | 9.978e-10 | 0.00097009 | 9.978e-10
[79 empty] | WLDFR | HFTD - Distribution - Tier 2 - 3QU CoRE ¦ 3QU LoRE | Red Flag Warning - Large Fires | 2043 | 3.5587e-08 | 3.5587e-08 | 6.9209 | 0.84944 | 3.8632 | 2.2083 | 0 | 0 | 3.6684e-05 | 2.4629e-07 | 0 | 2.4629e-07 | 2.4629e-07 | 0 | 2.4629e-07 | 0 | 0.0019249 | 0.0042195 | 0 | 0.0042195 | 0 | 1.2588e-06 | 2.5176e-06 | 0 | 2.5176e-06 | [12 empty] | 7.3.3.17.5 (Remote Grid) Updates to grid topology to minimize risk of ignition in HFTDs Remote GridWLDFRWire-to-wire contactAggregated | WLDFR | HFTD - Distribution - Tier 2 - 1QU CoRE ¦ 4QU LoRE | Non-Red Flag Warning - Destructive Fires | Wire-to-wire contact | Aggregated | 2043 | 1.0286e-06 | 1483.0022 | 0.0015254 | 2043 | Mitigation | 0.95 | 45 | 0 | esc | 0.00097009 | 9.978e-10 | 0.00097009 | 9.978e-10
[79 empty] | WLDFR | HFTD - Distribution - Tier 2 - 3QU CoRE ¦ 3QU LoRE | Red Flag Warning - Large Fires | 2044 | 3.5587e-08 | 3.5587e-08 | 6.9209 | 0.84944 | 3.8632 | 2.2083 | 0 | 0 | 3.6684e-05 | 2.4629e-07 | 0 | 2.4629e-07 | 2.4629e-07 | 0 | 2.4629e-07 | 0 | 0.0020209 | 0.0044299 | 0 | 0.0044299 | 0 | 1.3407e-06 | 2.6814e-06 | 0 | 2.6814e-06 | [12 empty] | 7.3.3.17.5 (Remote Grid) Updates to grid topology to minimize risk of ignition in HFTDs Remote GridWLDFRWire-to-wire contactAggregated | WLDFR | HFTD - Distribution - Tier 2 - 1QU CoRE ¦ 4QU LoRE | Non-Red Flag Warning - Destructive Fires | Wire-to-wire contact | Aggregated | 2044 | 1.0286e-06 | 1483.0022 | 0.0015254 | 2044 | Mitigation | 0.95 | 45 | 0 | esc | 0.00097009 | 9.978e-10 | 0.00097009 | 9.978e-10
[79 empty] | WLDFR | HFTD - Distribution - Tier 2 - 3QU CoRE ¦ 3QU LoRE | Red Flag Warning - Large Fires | 2045 | 3.5587e-08 | 3.5587e-08 | 6.9209 | 0.84944 | 3.8632 | 2.2083 | 0 | 0 | 3.6684e-05 | 2.4629e-07 | 0 | 2.4629e-07 | 2.4629e-07 | 0 | 2.4629e-07 | 0 | 0.0020209 | 0.0044299 | 0 | 0.0044299 | 0 | 1.3407e-06 | 2.6814e-06 | 0 | 2.6814e-06 | [12 empty] | 7.3.3.17.5 (Remote Grid) Updates to grid topology to minimize risk of ignition in HFTDs Remote GridWLDFRWire-to-wire contactAggregated | WLDFR | HFTD - Distribution - Tier 2 - 1QU CoRE ¦ 4QU LoRE | Non-Red Flag Warning - Destructive Fires | Wire-to-wire contact | Aggregated | 2045 | 1.0286e-06 | 1483.0022 | 0.0015254 | 2045 | Mitigation | 0.95 | 45 | 0 | esc | 0.00097009 | 9.978e-10 | 0.00097009 | 9.978e-10
[79 empty] | WLDFR | HFTD - Distribution - Tier 2 - 3QU CoRE ¦ 3QU LoRE | Red Flag Warning - Large Fires | 2046 | 3.5587e-08 | 3.5587e-08 | 6.9209 | 0.84944 | 3.8632 | 2.2083 | 0 | 0 | 3.6684e-05 | 2.4629e-07 | 0 | 2.4629e-07 | 2.4629e-07 | 0 | 2.4629e-07 | 0 | 0.0020209 | 0.0044299 | 0 | 0.0044299 | 0 | 1.3407e-06 | 2.6814e-06 | 0 | 2.6814e-06 | [12 empty] | 7.3.3.17.5 (Remote Grid) Updates to grid topology to minimize risk of ignition in HFTDs Remote GridWLDFRWire-to-wire contactAggregated | WLDFR | HFTD - Distribution - Tier 2 - 1QU CoRE ¦ 4QU LoRE | Non-Red Flag Warning - Destructive Fires | Wire-to-wire contact | Aggregated | 2046 | 1.0286e-06 | 1483.0022 | 0.0015254 | 2046 | Mitigation | 0.95 | 45 | 0 | esc | 0.00097009 | 9.978e-10 | 0.00097009 | 9.978e-10
[79 empty] | WLDFR | HFTD - Distribution - Tier 2 - 3QU CoRE ¦ 3QU LoRE | Red Flag Warning - Large Fires | 2047 | 3.5587e-08 | 3.5587e-08 | 6.9209 | 0.84944 | 3.8632 | 2.2083 | 0 | 0 | 3.6684e-05 | 2.4629e-07 | 0 | 2.4629e-07 | 2.4629e-07 | 0 | 2.4629e-07 | 0 | 0.0020209 | 0.0044299 | 0 | 0.0044299 | 0 | 1.3407e-06 | 2.6814e-06 | 0 | 2.6814e-06 | [12 empty] | 7.3.3.17.5 (Remote Grid) Updates to grid topology to minimize risk of ignition in HFTDs Remote GridWLDFRWire-to-wire contactAggregated | WLDFR | HFTD - Distribution - Tier 2 - 1QU CoRE ¦ 4QU LoRE | Non-Red Flag Warning - Destructive Fires | Wire-to-wire contact | Aggregated | 2047 | 1.0286e-06 | 1483.0022 | 0.0015254 | 2047 | Mitigation | 0.95 | 45 | 0 | esc | 0.00097009 | 9.978e-10 | 0.00097009 | 9.978e-10
[79 empty] | WLDFR | HFTD - Distribution - Tier 2 - 3QU CoRE ¦ 3QU LoRE | Red Flag Warning - Large Fires | 2048 | 3.5587e-08 | 3.5587e-08 | 7.3713 | 0.88759 | 4.1075 | 2.3763 | 0 | 0 | 3.6684e-05 | 2.6232e-07 | 0 | 2.6232e-07 | 2.6232e-07 | 0 | 2.6232e-07 | 0 | 0.0020209 | 0.0044299 | 0 | 0.0044299 | 0 | 0 | 2.6814e-06 | 0 | 2.6814e-06 | [12 empty] | 7.3.3.17.5 (Remote Grid) Updates to grid topology to minimize risk of ignition in HFTDs Remote GridWLDFRWire-to-wire contactAggregated | WLDFR | HFTD - Distribution - Tier 2 - 1QU CoRE ¦ 4QU LoRE | Non-Red Flag Warning - Destructive Fires | Wire-to-wire contact | Aggregated | 2048 | 1.0286e-06 | 1483.0022 | 0.0015254 | 2048 | Mitigation | 0.95 | 45 | 0 | esc | 0.00097009 | 9.978e-10 | 0.00097009 | 9.978e-10
[79 empty] | WLDFR | HFTD - Distribution - Tier 2 - 3QU CoRE ¦ 3QU LoRE | Red Flag Warning - Large Fires | 2049 | 3.5587e-08 | 3.5587e-08 | 7.3713 | 0.88759 | 4.1075 | 2.3763 | 0 | 0 | 3.6684e-05 | 2.6232e-07 | 0 | 2.6232e-07 | 2.6232e-07 | 0 | 2.6232e-07 | 0 | 0.0021216 | 0.0046506 | 0 | 0.0046506 | 0 | 0 | 0 | 0 | 0 | [12 empty] | 7.3.3.17.5 (Remote Grid) Updates to grid topology to minimize risk of ignition in HFTDs Remote GridWLDFRWire-to-wire contactAggregated | WLDFR | HFTD - Distribution - Tier 2 - 1QU CoRE ¦ 4QU LoRE | Non-Red Flag Warning - Destructive Fires | Wire-to-wire contact | Aggregated | 2049 | 1.0286e-06 | 1483.0022 | 0.0015254 | 2049 | Mitigation | 0.95 | 45 | 0 | esc | 0.00097009 | 9.978e-10 | 0.00097009 | 9.978e-10
[79 empty] | WLDFR | HFTD - Distribution - Tier 2 - 3QU CoRE ¦ 3QU LoRE | Red Flag Warning - Large Fires | 2050 | 3.5587e-08 | 3.5587e-08 | 7.3713 | 0.88759 | 4.1075 | 2.3763 | 0 | 0 | 3.6684e-05 | 2.6232e-07 | 0 | 2.6232e-07 | 2.6232e-07 | 0 | 2.6232e-07 | 0 | 0.0021216 | 0.0046506 | 0 | 0.0046506 | 0 | 0 | 0 | 0 | 0 | [12 empty] | 7.3.3.17.5 (Remote Grid) Updates to grid topology to minimize risk of ignition in HFTDs Remote GridWLDFRWire-to-wire contactAggregated | WLDFR | HFTD - Distribution - Tier 2 - 1QU CoRE ¦ 4QU LoRE | Non-Red Flag Warning - Destructive Fires | Wire-to-wire contact | Aggregated | 2050 | 1.0286e-06 | 1483.0022 | 0.0015254 | 2050 | Mitigation | 0.95 | 45 | 0 | esc | 0.00097009 | 9.978e-10 | 0.00097009 | 9.978e-10
[79 empty] | WLDFR | HFTD - Distribution - Tier 2 - 3QU CoRE ¦ 3QU LoRE | Red Flag Warning - Large Fires | 2051 | 3.5587e-08 | 3.5587e-08 | 7.3713 | 0.88759 | 4.1075 | 2.3763 | 0 | 0 | 3.6684e-05 | 2.6232e-07 | 0 | 2.6232e-07 | 2.6232e-07 | 0 | 2.6232e-07 | 0 | 0.0021216 | 0.0046506 | 0 | 0.0046506 | 0 | 1.521e-07 | 0 | 0 | 0 | [12 empty] | 7.3.3.17.5 (Remote Grid) Updates to grid topology to minimize risk of ignition in HFTDs Remote GridWLDFRWire-to-wire contactAggregated | WLDFR | HFTD - Distribution - Tier 2 - 1QU CoRE ¦ 4QU LoRE | Non-Red Flag Warning - Destructive Fires | Wire-to-wire contact | Aggregated | 2051 | 1.0286e-06 | 1483.0022 | 0.0015254 | 2051 | Mitigation | 0.95 | 45 | 0 | esc | 0.00097009 | 9.978e-10 | 0.00097009 | 9.978e-10
[79 empty] | WLDFR | HFTD - Distribution - Tier 2 - 3QU CoRE ¦ 3QU LoRE | Red Flag Warning - Large Fires | 2052 | 3.5587e-08 | 3.5587e-08 | 7.3713 | 0.88759 | 4.1075 | 2.3763 | 0 | 0 | 3.6684e-05 | 2.6232e-07 | 0 | 2.6232e-07 | 2.6232e-07 | 0 | 2.6232e-07 | 0 | 0.0021216 | 0.0046506 | 0 | 0.0046506 | 0 | 1.5699e-07 | 3.1398e-07 | 0 | 3.1398e-07 | [12 empty] | 7.3.3.17.5 (Remote Grid) Updates to grid topology to minimize risk of ignition in HFTDs Remote GridWLDFRWire-to-wire contactAggregated | WLDFR | HFTD - Distribution - Tier 2 - 1QU CoRE ¦ 4QU LoRE | Non-Red Flag Warning - Destructive Fires | Wire-to-wire contact | Aggregated | 2052 | 1.0286e-06 | 1483.0022 | 0.0015254 | 2052 | Mitigation | 0.95 | 45 | 0 | esc | 0.00097009 | 9.978e-10 | 0.00097009 | 9.978e-10
[79 empty] | WLDFR | HFTD - Distribution - Tier 2 - 3QU CoRE ¦ 3QU LoRE | Red Flag Warning - Large Fires | 2053 | 3.5587e-08 | 3.5587e-08 | 7.8503 | 0.92702 | 4.3664 | 2.5569 | 0 | 0 | 3.6684e-05 | 2.7937e-07 | 0 | 2.7937e-07 | 2.7937e-07 | 0 | 2.7937e-07 | 0 | 0.0021216 | 0.0046506 | 0 | 0.0046506 | 0 | 1.5699e-07 | 3.1398e-07 | 0 | 3.1398e-07 | [12 empty] | 7.3.3.17.5 (Remote Grid) Updates to grid topology to minimize risk of ignition in HFTDs Remote GridWLDFRWire-to-wire contactAggregated | WLDFR | HFTD - Distribution - Tier 2 - 1QU CoRE ¦ 4QU LoRE | Non-Red Flag Warning - Destructive Fires | Wire-to-wire contact | Aggregated | 2053 | 1.0286e-06 | 1483.0022 | 0.0015254 | 2053 | Mitigation | 0.95 | 45 | 0 | esc | 0.00097009 | 9.978e-10 | 0.00097009 | 9.978e-10
[79 empty] | WLDFR | HFTD - Distribution - Tier 2 - 3QU CoRE ¦ 3QU LoRE | Red Flag Warning - Large Fires | 2054 | 3.5587e-08 | 3.5587e-08 | 7.8503 | 0.92702 | 4.3664 | 2.5569 | 0 | 0 | 3.6684e-05 | 2.7937e-07 | 0 | 2.7937e-07 | 2.7937e-07 | 0 | 2.7937e-07 | 0 | 0.0022256 | 0.0048787 | 0 | 0.0048787 | 0 | 1.5699e-07 | 3.1398e-07 | 0 | 3.1398e-07 | [12 empty] | 7.3.3.17.5 (Remote Grid) Updates to grid topology to minimize risk of ignition in HFTDs Remote GridWLDFRWire-to-wire contactAggregated | WLDFR | HFTD - Distribution - Tier 2 - 1QU CoRE ¦ 4QU LoRE | Non-Red Flag Warning - Destructive Fires | Wire-to-wire contact | Aggregated | 2054 | 1.0286e-06 | 1483.0022 | 0.0015254 | 2054 | Mitigation | 0.95 | 45 | 0 | esc | 0.00097009 | 9.978e-10 | 0.00097009 | 9.978e-10
[79 empty] | WLDFR | HFTD - Distribution - Tier 2 - 3QU CoRE ¦ 3QU LoRE | Red Flag Warning - Large Fires | 2055 | 3.5587e-08 | 3.5587e-08 | 7.8503 | 0.92702 | 4.3664 | 2.5569 | 0 | 0 | 3.6684e-05 | 2.7937e-07 | 0 | 2.7937e-07 | 2.7937e-07 | 0 | 2.7937e-07 | 0 | 0.0022256 | 0.0048787 | 0 | 0.0048787 | 0 | 1.5699e-07 | 3.1398e-07 | 0 | 3.1398e-07 | [12 empty] | 7.3.3.17.5 (Remote Grid) Updates to grid topology to minimize risk of ignition in HFTDs Remote GridWLDFRWire-to-wire contactAggregated | WLDFR | HFTD - Distribution - Tier 2 - 1QU CoRE ¦ 4QU LoRE | Non-Red Flag Warning - Destructive Fires | Wire-to-wire contact | Aggregated | 2055 | 1.0286e-06 | 1483.0022 | 0.0015254 | 2055 | Mitigation | 0.95 | 45 | 0 | esc | 0.00097009 | 9.978e-10 | 0.00097009 | 9.978e-10
[79 empty] | WLDFR | HFTD - Distribution - Tier 2 - 3QU CoRE ¦ 3QU LoRE | Red Flag Warning - Large Fires | 2056 | 3.5587e-08 | 3.5587e-08 | 7.8503 | 0.92702 | 4.3664 | 2.5569 | 0 | 0 | 3.6684e-05 | 2.7937e-07 | 0 | 2.7937e-07 | 2.7937e-07 | 0 | 2.7937e-07 | 0 | 0.0022256 | 0.0048787 | 0 | 0.0048787 | 0 | 1.5699e-07 | 3.1398e-07 | 0 | 3.1398e-07 | [12 empty] | 7.3.3.17.5 (Remote Grid) Updates to grid topology to minimize risk of ignition in HFTDs Remote GridWLDFRWire-to-wire contactAggregated | WLDFR | HFTD - Distribution - Tier 2 - 1QU CoRE ¦ 4QU LoRE | Non-Red Flag Warning - Destructive Fires | Wire-to-wire contact | Aggregated | 2056 | 1.0286e-06 | 1483.0022 | 0.0015254 | 2056 | Mitigation | 0.95 | 45 | 0 | esc | 0.00097009 | 9.978e-10 | 0.00097009 | 9.978e-10
[79 empty] | WLDFR | HFTD - Distribution - Tier 2 - 3QU CoRE ¦ 3QU LoRE | Red Flag Warning - Large Fires | 2057 | 3.5587e-08 | 3.5587e-08 | 7.8503 | 0.92702 | 4.3664 | 2.5569 | 0 | 0 | 3.6684e-05 | 2.7937e-07 | 0 | 2.7937e-07 | 2.7937e-07 | 0 | 2.7937e-07 | 0 | 0.0022256 | 0.0048787 | 0 | 0.0048787 | 0 | 1.6324e-07 | 3.2647e-07 | 0 | 3.2647e-07 | [12 empty] | 7.3.3.17.5 (Remote Grid) Updates to grid topology to minimize risk of ignition in HFTDs Remote GridWLDFRWire-to-wire contactAggregated | WLDFR | HFTD - Distribution - Tier 2 - 1QU CoRE ¦ 4QU LoRE | Non-Red Flag Warning - Destructive Fires | Wire-to-wire contact | Aggregated | 2057 | 1.0286e-06 | 1483.0022 | 0.0015254 | 2057 | Mitigation | 0.95 | 45 | 0 | esc | 0.00097009 | 9.978e-10 | 0.00097009 | 9.978e-10
[79 empty] | WLDFR | HFTD - Distribution - Tier 2 - 3QU CoRE ¦ 3QU LoRE | Red Flag Warning - Large Fires | 2058 | 3.5587e-08 | 3.5587e-08 | 8.3524 | 0.96727 | 4.6367 | 2.7484 | 0 | 0 | 3.6684e-05 | 2.9723e-07 | 0 | 2.9723e-07 | 2.9723e-07 | 0 | 2.9723e-07 | 0 | 0.0022256 | 0.0048787 | 0 | 0.0048787 | 0 | 1.6324e-07 | 3.2647e-07 | 0 | 3.2647e-07 | [12 empty] | 7.3.3.17.5 (Remote Grid) Updates to grid topology to minimize risk of ignition in HFTDs Remote GridWLDFRWire-to-wire contactAggregated | WLDFR | HFTD - Distribution - Tier 2 - 1QU CoRE ¦ 4QU LoRE | Non-Red Flag Warning - Destructive Fires | Wire-to-wire contact | Aggregated | 2058 | 1.0286e-06 | 1483.0022 | 0.0015254 | 2058 | Mitigation | 0.95 | 45 | 0 | esc | 0.00097009 | 9.978e-10 | 0.00097009 | 9.978e-10
[79 empty] | WLDFR | HFTD - Distribution - Tier 2 - 3QU CoRE ¦ 3QU LoRE | Red Flag Warning - Large Fires | 2059 | 3.5587e-08 | 3.5587e-08 | 8.3524 | 0.96727 | 4.6367 | 2.7484 | 0 | 0 | 3.6684e-05 | 2.9723e-07 | 0 | 2.9723e-07 | 2.9723e-07 | 0 | 2.9723e-07 | 0 | 0.0023318 | 0.0051114 | 0 | 0.0051114 | 0 | 1.6324e-07 | 3.2647e-07 | 0 | 3.2647e-07 | [12 empty] | 7.3.3.17.5 (Remote Grid) Updates to grid topology to minimize risk of ignition in HFTDs Remote GridWLDFRWire-to-wire contactAggregated | WLDFR | HFTD - Distribution - Tier 2 - 1QU CoRE ¦ 4QU LoRE | Non-Red Flag Warning - Destructive Fires | Wire-to-wire contact | Aggregated | 2059 | 1.0286e-06 | 1483.0022 | 0.0015254 | 2059 | Mitigation | 0.95 | 45 | 0 | esc | 0.00097009 | 9.978e-10 | 0.00097009 | 9.978e-10
[79 empty] | WLDFR | HFTD - Distribution - Tier 2 - 3QU CoRE ¦ 3QU LoRE | Red Flag Warning - Large Fires | 2060 | 3.5587e-08 | 3.5587e-08 | 8.3524 | 0.96727 | 4.6367 | 2.7484 | 0 | 0 | 3.6684e-05 | 2.9723e-07 | 0 | 2.9723e-07 | 2.9723e-07 | 0 | 2.9723e-07 | 0 | 0.0023318 | 0.0051114 | 0 | 0.0051114 | 0 | 1.6324e-07 | 3.2647e-07 | 0 | 3.2647e-07 | [12 empty] | 7.3.3.17.5 (Remote Grid) Updates to grid topology to minimize risk of ignition in HFTDs Remote GridWLDFRWire-to-wire contactAggregated | WLDFR | HFTD - Distribution - Tier 2 - 1QU CoRE ¦ 4QU LoRE | Non-Red Flag Warning - Destructive Fires | Wire-to-wire contact | Aggregated | 2060 | 1.0286e-06 | 1483.0022 | 0.0015254 | 2060 | Mitigation | 0.95 | 45 | 0 | esc | 0.00097009 | 9.978e-10 | 0.00097009 | 9.978e-10
[79 empty] | WLDFR | HFTD - Distribution - Tier 2 - 3QU CoRE ¦ 3QU LoRE | Red Flag Warning - Large Fires | 2061 | 3.5587e-08 | 3.5587e-08 | 8.3524 | 0.96727 | 4.6367 | 2.7484 | 0 | 0 | 3.6684e-05 | 2.9723e-07 | 0 | 2.9723e-07 | 2.9723e-07 | 0 | 2.9723e-07 | 0 | 0.0023318 | 0.0051114 | 0 | 0.0051114 | 0 | 1.6324e-07 | 3.2647e-07 | 0 | 3.2647e-07 | [12 empty] | 7.3.3.17.5 (Remote Grid) Updates to grid topology to minimize risk of ignition in HFTDs Remote GridWLDFRWire-to-wire contactAggregated | WLDFR | HFTD - Distribution - Tier 2 - 1QU CoRE ¦ 4QU LoRE | Non-Red Flag Warning - Destructive Fires | Wire-to-wire contact | Aggregated | 2061 | 1.0286e-06 | 1483.0022 | 0.0015254 | 2061 | Mitigation | 0.95 | 45 | 0 | esc | 0.00097009 | 9.978e-10 | 0.00097009 | 9.978e-10
[79 empty] | WLDFR | HFTD - Distribution - Tier 2 - 3QU CoRE ¦ 3QU LoRE | Red Flag Warning - Large Fires | 2062 | 3.5587e-08 | 3.5587e-08 | 8.3524 | 0.96727 | 4.6367 | 2.7484 | 0 | 0 | 3.6684e-05 | 2.9723e-07 | 0 | 2.9723e-07 | 2.9723e-07 | 0 | 2.9723e-07 | 0 | 0.0023318 | 0.0051114 | 0 | 0.0051114 | 0 | 1.7027e-07 | 3.4055e-07 | 0 | 3.4055e-07 | [12 empty] | 7.3.3.17.5 (Remote Grid) Updates to grid topology to minimize risk of ignition in HFTDs Remote GridWLDFRWire-to-wire contactAggregated | WLDFR | HFTD - Distribution - Tier 2 - 1QU CoRE ¦ 4QU LoRE | Non-Red Flag Warning - Destructive Fires | Wire-to-wire contact | Aggregated | 2062 | 1.0286e-06 | 1483.0022 | 0.0015254 | 2062 | Mitigation | 0.95 | 45 | 0 | esc | 0.00097009 | 9.978e-10 | 0.00097009 | 9.978e-10
[79 empty] | WLDFR | HFTD - Distribution - Tier 2 - 3QU CoRE ¦ 3QU LoRE | Red Flag Warning - Large Fires | 2063 | 3.5587e-08 | 3.5587e-08 | 8.872 | 1.0079 | 4.9153 | 2.9488 | 0 | 0 | 3.6684e-05 | 3.1572e-07 | 0 | 3.1572e-07 | 3.1572e-07 | 0 | 3.1572e-07 | 0 | 0.0023318 | 0.0051114 | 0 | 0.0051114 | 0 | 1.7027e-07 | 3.4055e-07 | 0 | 3.4055e-07 | [12 empty] | 7.3.3.17.5 (Remote Grid) Updates to grid topology to minimize risk of ignition in HFTDs Remote GridWLDFRWire-to-wire contactAggregated | WLDFR | HFTD - Distribution - Tier 2 - 1QU CoRE ¦ 4QU LoRE | Non-Red Flag Warning - Destructive Fires | Wire-to-wire contact | Aggregated | 2063 | 1.0286e-06 | 1483.0022 | 0.0015254 | 2063 | Mitigation | 0.95 | 45 | 0 | esc | 0.00097009 | 9.978e-10 | 0.00097009 | 9.978e-10
[79 empty] | WLDFR | HFTD - Distribution - Tier 2 - 3QU CoRE ¦ 3QU LoRE | Red Flag Warning - Large Fires | 2064 | 3.5587e-08 | 3.5587e-08 | 8.872 | 1.0079 | 4.9153 | 2.9488 | 0 | 0 | 3.6684e-05 | 3.1572e-07 | 0 | 3.1572e-07 | 3.1572e-07 | 0 | 3.1572e-07 | 0 | 0.0024388 | 0.0053459 | 0 | 0.0053459 | 0 | 1.7027e-07 | 3.4055e-07 | 0 | 3.4055e-07 | [12 empty] | 7.3.3.17.5 (Remote Grid) Updates to grid topology to minimize risk of ignition in HFTDs Remote GridWLDFRWire-to-wire contactAggregated | WLDFR | HFTD - Distribution - Tier 2 - 1QU CoRE ¦ 4QU LoRE | Non-Red Flag Warning - Destructive Fires | Wire-to-wire contact | Aggregated | 2064 | 1.0286e-06 | 1483.0022 | 0.0015254 | 2064 | Mitigation | 0.95 | 45 | 0 | esc | 0.00097009 | 9.978e-10 | 0.00097009 | 9.978e-10
[79 empty] | WLDFR | HFTD - Distribution - Tier 2 - 3QU CoRE ¦ 3QU LoRE | Red Flag Warning - Large Fires | 2065 | 3.5587e-08 | 3.5587e-08 | 8.872 | 1.0079 | 4.9153 | 2.9488 | 0 | 0 | 3.6684e-05 | 3.1572e-07 | 0 | 3.1572e-07 | 3.1572e-07 | 0 | 3.1572e-07 | 0 | 0.0024388 | 0.0053459 | 0 | 0.0053459 | 0 | 1.7027e-07 | 3.4055e-07 | 0 | 3.4055e-07 | [12 empty] | 7.3.3.17.5 (Remote Grid) Updates to grid topology to minimize risk of ignition in HFTDs Remote GridWLDFRWire-to-wire contactAggregated | WLDFR | HFTD - Distribution - Tier 2 - 1QU CoRE ¦ 4QU LoRE | Non-Red Flag Warning - Destructive Fires | Wire-to-wire contact | Aggregated | 2065 | 1.0286e-06 | 1483.0022 | 0.0015254 | 2065 | Mitigation | 0.95 | 45 | 0 | esc | 0.00097009 | 9.978e-10 | 0.00097009 | 9.978e-10
[79 empty] | WLDFR | HFTD - Distribution - Tier 2 - 3QU CoRE ¦ 3QU LoRE | Red Flag Warning - Large Fires | 2066 | 3.5587e-08 | 3.5587e-08 | 8.872 | 1.0079 | 4.9153 | 2.9488 | 0 | 0 | 3.6684e-05 | 3.1572e-07 | 0 | 3.1572e-07 | 3.1572e-07 | 0 | 3.1572e-07 | 0 | 0.0024388 | 0.0053459 | 0 | 0.0053459 | 0 | 1.7027e-07 | 3.4055e-07 | 0 | 3.4055e-07 | [12 empty] | 7.3.3.17.5 (Remote Grid) Updates to grid topology to minimize risk of ignition in HFTDs Remote GridWLDFRWire-to-wire contactAggregated | WLDFR | HFTD - Distribution - Tier 2 - 1QU CoRE ¦ 4QU LoRE | Non-Red Flag Warning - Destructive Fires | Wire-to-wire contact | Aggregated | 2066 | 1.0286e-06 | 1483.0022 | 0.0015254 | 2066 | Mitigation | 0.95 | 45 | 0 | esc | 0.00097009 | 9.978e-10 | 0.00097009 | 9.978e-10
[79 empty] | WLDFR | HFTD - Distribution - Tier 2 - 3QU CoRE ¦ 3QU LoRE | Red Flag Warning - Large Fires | 2067 | 0 | 3.5587e-08 | 8.872 | 1.0079 | 4.9153 | 2.9488 | 0 | 0 | 3.6684e-05 | 0 | 0 | 0 | 3.1572e-07 | 0 | 3.1572e-07 | 0 | 0.0024388 | 0.0053459 | 0 | 0.0053459 | 0 | 1.7803e-07 | 3.5606e-07 | 0 | 3.5606e-07 | [12 empty] | 7.3.3.17.5 (Remote Grid) Updates to grid topology to minimize risk of ignition in HFTDs Remote GridWLDFRWire-to-wire contactAggregated | WLDFR | HFTD - Distribution - Tier 2 - 1QU CoRE ¦ 4QU LoRE | Non-Red Flag Warning - Destructive Fires | Wire-to-wire contact | Aggregated | 2067 | 1.0286e-06 | 1483.0022 | 0.0015254 | 2067 | Mitigation | 0.95 | 45 | 0 | esc | 0 | 0 | 0.00097009 | 9.978e-10
[79 empty] | WLDFR | HFTD - Distribution - Tier 2 - 3QU CoRE ¦ 3QU LoRE | Red Flag Warning - Small Fires | 2022 | 5.4466e-07 | 0 | 0.077901 | 0.036425 | 0.0015809 | 0.039895 | 0 | 0 | 0.0005732 | 4.243e-08 | 0 | 4.243e-08 | 0 | 0 | 0 | 0 | 0.0024388 | 0.0053459 | 0 | 0.0053459 | 0 | 1.7803e-07 | 3.5606e-07 | 0 | 3.5606e-07 | [12 empty] | 7.3.3.17.5 (Remote Grid) Updates to grid topology to minimize risk of ignition in HFTDs Remote GridWLDFRContact from objectAggregated | WLDFR | HFTD - Distribution - Tier 2 - 1QU CoRE ¦ 4QU LoRE | Non-Red Flag Warning - Large Fires | Contact from object | Aggregated | 2022 | 1.4503e-05 | 1483.0022 | 0.021508 | 2022 | Mitigation | 0.95 | 45 | 0 | esc | 0.00097009 | 1.4069e-08 | 0 | 0
[79 empty] | WLDFR | HFTD - Distribution - Tier 2 - 3QU CoRE ¦ 3QU LoRE | Red Flag Warning - Small Fires | 2023 | 5.4466e-07 | 5.4466e-07 | 0.080408 | 0.03759 | 0.0016314 | 0.041187 | 0 | 0 | 0.0005732 | 4.3796e-08 | 0 | 4.3796e-08 | 4.3796e-08 | 0 | 4.3796e-08 | 0 | 0.0025453 | 0.0055794 | 0 | 0.0055794 | 0 | 1.7803e-07 | 3.5606e-07 | 0 | 3.5606e-07 | [12 empty] | 7.3.3.17.5 (Remote Grid) Updates to grid topology to minimize risk of ignition in HFTDs Remote GridWLDFRContact from objectAggregated | WLDFR | HFTD - Distribution - Tier 2 - 1QU CoRE ¦ 4QU LoRE | Non-Red Flag Warning - Large Fires | Contact from object | Aggregated | 2023 | 1.4503e-05 | 1483.0022 | 0.021508 | 2023 | Mitigation | 0.95 | 45 | 0 | esc | 0.00097009 | 1.4069e-08 | 0.00097009 | 1.4069e-08
[79 empty] | WLDFR | HFTD - Distribution - Tier 2 - 3QU CoRE ¦ 3QU LoRE | Red Flag Warning - Small Fires | 2024 | 5.4466e-07 | 5.4466e-07 | 0.080408 | 0.03759 | 0.0016314 | 0.041187 | 0 | 0 | 0.0005732 | 4.3796e-08 | 0 | 4.3796e-08 | 4.3796e-08 | 0 | 4.3796e-08 | 0 | 0.0025453 | 0.0055794 | 0 | 0.0055794 | 0 | 1.7803e-07 | 3.5606e-07 | 0 | 3.5606e-07 | [12 empty] | 7.3.3.17.5 (Remote Grid) Updates to grid topology to minimize risk of ignition in HFTDs Remote GridWLDFRContact from objectAggregated | WLDFR | HFTD - Distribution - Tier 2 - 1QU CoRE ¦ 4QU LoRE | Non-Red Flag Warning - Large Fires | Contact from object | Aggregated | 2024 | 1.4503e-05 | 1483.0022 | 0.021508 | 2024 | Mitigation | 0.95 | 45 | 0 | esc | 0.00097009 | 1.4069e-08 | 0.00097009 | 1.4069e-08
[79 empty] | WLDFR | HFTD - Distribution - Tier 2 - 3QU CoRE ¦ 3QU LoRE | Red Flag Warning - Small Fires | 2025 | 5.4466e-07 | 5.4466e-07 | 0.080408 | 0.03759 | 0.0016314 | 0.041187 | 0 | 0 | 0.0005732 | 4.3796e-08 | 0 | 4.3796e-08 | 4.3796e-08 | 0 | 4.3796e-08 | 0 | 0.0025453 | 0.0055794 | 0 | 0.0055794 | 0 | 1.7803e-07 | 3.5606e-07 | 0 | 3.5606e-07 | [12 empty] | 7.3.3.17.5 (Remote Grid) Updates to grid topology to minimize risk of ignition in HFTDs Remote GridWLDFRContact from objectAggregated | WLDFR | HFTD - Distribution - Tier 2 - 1QU CoRE ¦ 4QU LoRE | Non-Red Flag Warning - Large Fires | Contact from object | Aggregated | 2025 | 1.4503e-05 | 1483.0022 | 0.021508 | 2025 | Mitigation | 0.95 | 45 | 0 | esc | 0.00097009 | 1.4069e-08 | 0.00097009 | 1.4069e-08
[79 empty] | WLDFR | HFTD - Distribution - Tier 2 - 3QU CoRE ¦ 3QU LoRE | Red Flag Warning - Small Fires | 2026 | 5.4466e-07 | 5.4466e-07 | 0.080408 | 0.03759 | 0.0016314 | 0.041187 | 0 | 0 | 0.0005732 | 4.3796e-08 | 0 | 4.3796e-08 | 4.3796e-08 | 0 | 4.3796e-08 | 0 | 0 | 0.0055794 | 0 | 0.0055794 | 0 | 1.8643e-07 | 3.7286e-07 | 0 | 3.7286e-07 | [12 empty] | 7.3.3.17.5 (Remote Grid) Updates to grid topology to minimize risk of ignition in HFTDs Remote GridWLDFRContact from objectAggregated | WLDFR | HFTD - Distribution - Tier 2 - 1QU CoRE ¦ 4QU LoRE | Non-Red Flag Warning - Large Fires | Contact from object | Aggregated | 2026 | 1.4503e-05 | 1483.0022 | 0.021508 | 2026 | Mitigation | 0.95 | 45 | 0 | esc | 0.00097009 | 1.4069e-08 | 0.00097009 | 1.4069e-08
[79 empty] | WLDFR | HFTD - Distribution - Tier 2 - 3QU CoRE ¦ 3QU LoRE | Red Flag Warning - Small Fires | 2027 | 5.4466e-07 | 5.4466e-07 | 0.080408 | 0.03759 | 0.0016314 | 0.041187 | 0 | 0 | 0.0005732 | 4.3796e-08 | 0 | 4.3796e-08 | 4.3796e-08 | 0 | 4.3796e-08 | 0 | 0 | 0 | 0 | 0 | 0 | 1.8643e-07 | 3.7286e-07 | 0 | 3.7286e-07 | [12 empty] | 7.3.3.17.5 (Remote Grid) Updates to grid topology to minimize risk of ignition in HFTDs Remote GridWLDFRContact from objectAggregated | WLDFR | HFTD - Distribution - Tier 2 - 1QU CoRE ¦ 4QU LoRE | Non-Red Flag Warning - Large Fires | Contact from object | Aggregated | 2027 | 1.4503e-05 | 1483.0022 | 0.021508 | 2027 | Mitigation | 0.95 | 45 | 0 | esc | 0.00097009 | 1.4069e-08 | 0.00097009 | 1.4069e-08
[79 empty] | WLDFR | HFTD - Distribution - Tier 2 - 3QU CoRE ¦ 3QU LoRE | Red Flag Warning - Small Fires | 2028 | 5.4466e-07 | 5.4466e-07 | 0.083606 | 0.039055 | 0.001695 | 0.042856 | 0 | 0 | 0.0005732 | 4.5537e-08 | 0 | 4.5537e-08 | 4.5537e-08 | 0 | 4.5537e-08 | 0 | 0.0001474 | 0 | 0 | 0 | 0 | 1.8643e-07 | 3.7286e-07 | 0 | 3.7286e-07 | [12 empty] | 7.3.3.17.5 (Remote Grid) Updates to grid topology to minimize risk of ignition in HFTDs Remote GridWLDFRContact from objectAggregated | WLDFR | HFTD - Distribution - Tier 2 - 1QU CoRE ¦ 4QU LoRE | Non-Red Flag Warning - Large Fires | Contact from object | Aggregated | 2028 | 1.4503e-05 | 1483.0022 | 0.021508 | 2028 | Mitigation | 0.95 | 45 | 0 | esc | 0.00097009 | 1.4069e-08 | 0.00097009 | 1.4069e-08
[79 empty] | WLDFR | HFTD - Distribution - Tier 2 - 3QU CoRE ¦ 3QU LoRE | Red Flag Warning - Small Fires | 2029 | 5.4466e-07 | 5.4466e-07 | 0.083606 | 0.039055 | 0.001695 | 0.042856 | 0 | 0 | 0.0005732 | 4.5537e-08 | 0 | 4.5537e-08 | 4.5537e-08 | 0 | 4.5537e-08 | 0 | 0.00015278 | 0.0003349 | 0 | 0.0003349 | 0 | 1.8643e-07 | 3.7286e-07 | 0 | 3.7286e-07 | [12 empty] | 7.3.3.17.5 (Remote Grid) Updates to grid topology to minimize risk of ignition in HFTDs Remote GridWLDFRContact from objectAggregated | WLDFR | HFTD - Distribution - Tier 2 - 1QU CoRE ¦ 4QU LoRE | Non-Red Flag Warning - Large Fires | Contact from object | Aggregated | 2029 | 1.4503e-05 | 1483.0022 | 0.021508 | 2029 | Mitigation | 0.95 | 45 | 0 | esc | 0.00097009 | 1.4069e-08 | 0.00097009 | 1.4069e-08
[79 empty] | WLDFR | HFTD - Distribution - Tier 2 - 3QU CoRE ¦ 3QU LoRE | Red Flag Warning - Small Fires | 2030 | 5.4466e-07 | 5.4466e-07 | 0.083606 | 0.039055 | 0.001695 | 0.042856 | 0 | 0 | 0.0005732 | 4.5537e-08 | 0 | 4.5537e-08 | 4.5537e-08 | 0 | 4.5537e-08 | 0 | 0.00015278 | 0.0003349 | 0 | 0.0003349 | 0 | 1.8643e-07 | 3.7286e-07 | 0 | 3.7286e-07 | [12 empty] | 7.3.3.17.5 (Remote Grid) Updates to grid topology to minimize risk of ignition in HFTDs Remote GridWLDFRContact from objectAggregated | WLDFR | HFTD - Distribution - Tier 2 - 1QU CoRE ¦ 4QU LoRE | Non-Red Flag Warning - Large Fires | Contact from object | Aggregated | 2030 | 1.4503e-05 | 1483.0022 | 0.021508 | 2030 | Mitigation | 0.95 | 45 | 0 | esc | 0.00097009 | 1.4069e-08 | 0.00097009 | 1.4069e-08
[79 empty] | WLDFR | HFTD - Distribution - Tier 2 - 3QU CoRE ¦ 3QU LoRE | Red Flag Warning - Small Fires | 2031 | 5.4466e-07 | 5.4466e-07 | 0.083606 | 0.039055 | 0.001695 | 0.042856 | 0 | 0 | 0.0005732 | 4.5537e-08 | 0 | 4.5537e-08 | 4.5537e-08 | 0 | 4.5537e-08 | 0 | 0.00015278 | 0.0003349 | 0 | 0.0003349 | 0 | 1.9538e-07 | 3.9077e-07 | 0 | 3.9077e-07 | [12 empty] | 7.3.3.17.5 (Remote Grid) Updates to grid topology to minimize risk of ignition in HFTDs Remote GridWLDFRContact from objectAggregated | WLDFR | HFTD - Distribution - Tier 2 - 1QU CoRE ¦ 4QU LoRE | Non-Red Flag Warning - Large Fires | Contact from object | Aggregated | 2031 | 1.4503e-05 | 1483.0022 | 0.021508 | 2031 | Mitigation | 0.95 | 45 | 0 | esc | 0.00097009 | 1.4069e-08 | 0.00097009 | 1.4069e-08
[79 empty] | WLDFR | HFTD - Distribution - Tier 2 - 3QU CoRE ¦ 3QU LoRE | Red Flag Warning - Small Fires | 2032 | 5.4466e-07 | 5.4466e-07 | 0.083606 | 0.039055 | 0.001695 | 0.042856 | 0 | 0 | 0.0005732 | 4.5537e-08 | 0 | 4.5537e-08 | 4.5537e-08 | 0 | 4.5537e-08 | 0 | 0.00015278 | 0.0003349 | 0 | 0.0003349 | 0 | 1.9538e-07 | 3.9077e-07 | 0 | 3.9077e-07 | [12 empty] | 7.3.3.17.5 (Remote Grid) Updates to grid topology to minimize risk of ignition in HFTDs Remote GridWLDFRContact from objectAggregated | WLDFR | HFTD - Distribution - Tier 2 - 1QU CoRE ¦ 4QU LoRE | Non-Red Flag Warning - Large Fires | Contact from object | Aggregated | 2032 | 1.4503e-05 | 1483.0022 | 0.021508 | 2032 | Mitigation | 0.95 | 45 | 0 | esc | 0.00097009 | 1.4069e-08 | 0.00097009 | 1.4069e-08
[79 empty] | WLDFR | HFTD - Distribution - Tier 2 - 3QU CoRE ¦ 3QU LoRE | Red Flag Warning - Small Fires | 2033 | 5.4466e-07 | 5.4466e-07 | 0.087211 | 0.040679 | 0.0017655 | 0.044766 | 0 | 0 | 0.0005732 | 4.7501e-08 | 0 | 4.7501e-08 | 4.7501e-08 | 0 | 4.7501e-08 | 0 | 0.00015278 | 0.0003349 | 0 | 0.0003349 | 0 | 1.9538e-07 | 3.9077e-07 | 0 | 3.9077e-07 | [12 empty] | 7.3.3.17.5 (Remote Grid) Updates to grid topology to minimize risk of ignition in HFTDs Remote GridWLDFRContact from objectAggregated | WLDFR | HFTD - Distribution - Tier 2 - 1QU CoRE ¦ 4QU LoRE | Non-Red Flag Warning - Large Fires | Contact from object | Aggregated | 2033 | 1.4503e-05 | 1483.0022 | 0.021508 | 2033 | Mitigation | 0.95 | 45 | 0 | esc | 0.00097009 | 1.4069e-08 | 0.00097009 | 1.4069e-08
[79 empty] | WLDFR | HFTD - Distribution - Tier 2 - 3QU CoRE ¦ 3QU LoRE | Red Flag Warning - Small Fires | 2034 | 5.4466e-07 | 5.4466e-07 | 0.087211 | 0.040679 | 0.0017655 | 0.044766 | 0 | 0 | 0.0005732 | 4.7501e-08 | 0 | 4.7501e-08 | 4.7501e-08 | 0 | 4.7501e-08 | 0 | 0.00015956 | 0.00034977 | 0 | 0.00034977 | 0 | 1.9538e-07 | 3.9077e-07 | 0 | 3.9077e-07 | [12 empty] | 7.3.3.17.5 (Remote Grid) Updates to grid topology to minimize risk of ignition in HFTDs Remote GridWLDFRContact from objectAggregated | WLDFR | HFTD - Distribution - Tier 2 - 1QU CoRE ¦ 4QU LoRE | Non-Red Flag Warning - Large Fires | Contact from object | Aggregated | 2034 | 1.4503e-05 | 1483.0022 | 0.021508 | 2034 | Mitigation | 0.95 | 45 | 0 | esc | 0.00097009 | 1.4069e-08 | 0.00097009 | 1.4069e-08
[79 empty] | WLDFR | HFTD - Distribution - Tier 2 - 3QU CoRE ¦ 3QU LoRE | Red Flag Warning - Small Fires | 2035 | 5.4466e-07 | 5.4466e-07 | 0.087211 | 0.040679 | 0.0017655 | 0.044766 | 0 | 0 | 0.0005732 | 4.7501e-08 | 0 | 4.7501e-08 | 4.7501e-08 | 0 | 4.7501e-08 | 0 | 0.00015956 | 0.00034977 | 0 | 0.00034977 | 0 | 0 | 3.9077e-07 | 0 | 3.9077e-07 | [12 empty] | 7.3.3.17.5 (Remote Grid) Updates to grid topology to minimize risk of ignition in HFTDs Remote GridWLDFRContact from objectAggregated | WLDFR | HFTD - Distribution - Tier 2 - 1QU CoRE ¦ 4QU LoRE | Non-Red Flag Warning - Large Fires | Contact from object | Aggregated | 2035 | 1.4503e-05 | 1483.0022 | 0.021508 | 2035 | Mitigation | 0.95 | 45 | 0 | esc | 0.00097009 | 1.4069e-08 | 0.00097009 | 1.4069e-08
[79 empty] | WLDFR | HFTD - Distribution - Tier 2 - 3QU CoRE ¦ 3QU LoRE | Red Flag Warning - Small Fires | 2036 | 5.4466e-07 | 5.4466e-07 | 0.087211 | 0.040679 | 0.0017655 | 0.044766 | 0 | 0 | 0.0005732 | 4.7501e-08 | 0 | 4.7501e-08 | 4.7501e-08 | 0 | 4.7501e-08 | 0 | 0.00015956 | 0.00034977 | 0 | 0.00034977 | 0 | 0 | 0 | 0 | 0 | [12 empty] | 7.3.3.17.5 (Remote Grid) Updates to grid topology to minimize risk of ignition in HFTDs Remote GridWLDFRContact from objectAggregated | WLDFR | HFTD - Distribution - Tier 2 - 1QU CoRE ¦ 4QU LoRE | Non-Red Flag Warning - Large Fires | Contact from object | Aggregated | 2036 | 1.4503e-05 | 1483.0022 | 0.021508 | 2036 | Mitigation | 0.95 | 45 | 0 | esc | 0.00097009 | 1.4069e-08 | 0.00097009 | 1.4069e-08
[79 empty] | WLDFR | HFTD - Distribution - Tier 2 - 3QU CoRE ¦ 3QU LoRE | Red Flag Warning - Small Fires | 2037 | 5.4466e-07 | 5.4466e-07 | 0.087211 | 0.040679 | 0.0017655 | 0.044766 | 0 | 0 | 0.0005732 | 4.7501e-08 | 0 | 4.7501e-08 | 4.7501e-08 | 0 | 4.7501e-08 | 0 | 0.00015956 | 0.00034977 | 0 | 0.00034977 | 0 | 0 | 0 | 0 | 0 | [12 empty] | 7.3.3.17.5 (Remote Grid) Updates to grid topology to minimize risk of ignition in HFTDs Remote GridWLDFRContact from objectAggregated | WLDFR | HFTD - Distribution - Tier 2 - 1QU CoRE ¦ 4QU LoRE | Non-Red Flag Warning - Large Fires | Contact from object | Aggregated | 2037 | 1.4503e-05 | 1483.0022 | 0.021508 | 2037 | Mitigation | 0.95 | 45 | 0 | esc | 0.00097009 | 1.4069e-08 | 0.00097009 | 1.4069e-08
[79 empty] | WLDFR | HFTD - Distribution - Tier 2 - 3QU CoRE ¦ 3QU LoRE | Red Flag Warning - Small Fires | 2038 | 5.4466e-07 | 5.4466e-07 | 0.091184 | 0.042438 | 0.0018418 | 0.046905 | 0 | 0 | 0.0005732 | 4.9665e-08 | 0 | 4.9665e-08 | 4.9665e-08 | 0 | 4.9665e-08 | 0 | 0.00015956 | 0.00034977 | 0 | 0.00034977 | 0 | 6.8089e-06 | 0 | 0 | 0 | [12 empty] | 7.3.3.17.5 (Remote Grid) Updates to grid topology to minimize risk of ignition in HFTDs Remote GridWLDFRContact from objectAggregated | WLDFR | HFTD - Distribution - Tier 2 - 1QU CoRE ¦ 4QU LoRE | Non-Red Flag Warning - Large Fires | Contact from object | Aggregated | 2038 | 1.4503e-05 | 1483.0022 | 0.021508 | 2038 | Mitigation | 0.95 | 45 | 0 | esc | 0.00097009 | 1.4069e-08 | 0.00097009 | 1.4069e-08
[79 empty] | WLDFR | HFTD - Distribution - Tier 2 - 3QU CoRE ¦ 3QU LoRE | Red Flag Warning - Small Fires | 2039 | 5.4466e-07 | 5.4466e-07 | 0.091184 | 0.042438 | 0.0018418 | 0.046905 | 0 | 0 | 0.0005732 | 4.9665e-08 | 0 | 4.9665e-08 | 4.9665e-08 | 0 | 4.9665e-08 | 0 | 0.00016709 | 0.00036627 | 0 | 0.00036627 | 0 | 7.0584e-06 | 1.4117e-05 | 0 | 1.4117e-05 | [12 empty] | 7.3.3.17.5 (Remote Grid) Updates to grid topology to minimize risk of ignition in HFTDs Remote GridWLDFRContact from objectAggregated | WLDFR | HFTD - Distribution - Tier 2 - 1QU CoRE ¦ 4QU LoRE | Non-Red Flag Warning - Large Fires | Contact from object | Aggregated | 2039 | 1.4503e-05 | 1483.0022 | 0.021508 | 2039 | Mitigation | 0.95 | 45 | 0 | esc | 0.00097009 | 1.4069e-08 | 0.00097009 | 1.4069e-08
[79 empty] | WLDFR | HFTD - Distribution - Tier 2 - 3QU CoRE ¦ 3QU LoRE | Red Flag Warning - Small Fires | 2040 | 5.4466e-07 | 5.4466e-07 | 0.091184 | 0.042438 | 0.0018418 | 0.046905 | 0 | 0 | 0.0005732 | 4.9665e-08 | 0 | 4.9665e-08 | 4.9665e-08 | 0 | 4.9665e-08 | 0 | 0.00016709 | 0.00036627 | 0 | 0.00036627 | 0 | 7.0584e-06 | 1.4117e-05 | 0 | 1.4117e-05 | [12 empty] | 7.3.3.17.5 (Remote Grid) Updates to grid topology to minimize risk of ignition in HFTDs Remote GridWLDFRContact from objectAggregated | WLDFR | HFTD - Distribution - Tier 2 - 1QU CoRE ¦ 4QU LoRE | Non-Red Flag Warning - Large Fires | Contact from object | Aggregated | 2040 | 1.4503e-05 | 1483.0022 | 0.021508 | 2040 | Mitigation | 0.95 | 45 | 0 | esc | 0.00097009 | 1.4069e-08 | 0.00097009 | 1.4069e-08
[79 empty] | WLDFR | HFTD - Distribution - Tier 2 - 3QU CoRE ¦ 3QU LoRE | Red Flag Warning - Small Fires | 2041 | 5.4466e-07 | 5.4466e-07 | 0.091184 | 0.042438 | 0.0018418 | 0.046905 | 0 | 0 | 0.0005732 | 4.9665e-08 | 0 | 4.9665e-08 | 4.9665e-08 | 0 | 4.9665e-08 | 0 | 0.00016709 | 0.00036627 | 0 | 0.00036627 | 0 | 7.0584e-06 | 1.4117e-05 | 0 | 1.4117e-05 | [12 empty] | 7.3.3.17.5 (Remote Grid) Updates to grid topology to minimize risk of ignition in HFTDs Remote GridWLDFRContact from objectAggregated | WLDFR | HFTD - Distribution - Tier 2 - 1QU CoRE ¦ 4QU LoRE | Non-Red Flag Warning - Large Fires | Contact from object | Aggregated | 2041 | 1.4503e-05 | 1483.0022 | 0.021508 | 2041 | Mitigation | 0.95 | 45 | 0 | esc | 0.00097009 | 1.4069e-08 | 0.00097009 | 1.4069e-08
[79 empty] | WLDFR | HFTD - Distribution - Tier 2 - 3QU CoRE ¦ 3QU LoRE | Red Flag Warning - Small Fires | 2042 | 5.4466e-07 | 5.4466e-07 | 0.091184 | 0.042438 | 0.0018418 | 0.046905 | 0 | 0 | 0.0005732 | 4.9665e-08 | 0 | 4.9665e-08 | 4.9665e-08 | 0 | 4.9665e-08 | 0 | 0.00016709 | 0.00036627 | 0 | 0.00036627 | 0 | 7.0584e-06 | 1.4117e-05 | 0 | 1.4117e-05 | [12 empty] | 7.3.3.17.5 (Remote Grid) Updates to grid topology to minimize risk of ignition in HFTDs Remote GridWLDFRContact from objectAggregated | WLDFR | HFTD - Distribution - Tier 2 - 1QU CoRE ¦ 4QU LoRE | Non-Red Flag Warning - Large Fires | Contact from object | Aggregated | 2042 | 1.4503e-05 | 1483.0022 | 0.021508 | 2042 | Mitigation | 0.95 | 45 | 0 | esc | 0.00097009 | 1.4069e-08 | 0.00097009 | 1.4069e-08
[79 empty] | WLDFR | HFTD - Distribution - Tier 2 - 3QU CoRE ¦ 3QU LoRE | Red Flag Warning - Small Fires | 2043 | 5.4466e-07 | 5.4466e-07 | 0.095486 | 0.044306 | 0.0019228 | 0.049257 | 0 | 0 | 0.0005732 | 5.2008e-08 | 0 | 5.2008e-08 | 5.2008e-08 | 0 | 5.2008e-08 | 0 | 0.00016709 | 0.00036627 | 0 | 0.00036627 | 0 | 7.0584e-06 | 1.4117e-05 | 0 | 1.4117e-05 | [12 empty] | 7.3.3.17.5 (Remote Grid) Updates to grid topology to minimize risk of ignition in HFTDs Remote GridWLDFRContact from objectAggregated | WLDFR | HFTD - Distribution - Tier 2 - 1QU CoRE ¦ 4QU LoRE | Non-Red Flag Warning - Large Fires | Contact from object | Aggregated | 2043 | 1.4503e-05 | 1483.0022 | 0.021508 | 2043 | Mitigation | 0.95 | 45 | 0 | esc | 0.00097009 | 1.4069e-08 | 0.00097009 | 1.4069e-08
[79 empty] | WLDFR | HFTD - Distribution - Tier 2 - 3QU CoRE ¦ 3QU LoRE | Red Flag Warning - Small Fires | 2044 | 5.4466e-07 | 5.4466e-07 | 0.095486 | 0.044306 | 0.0019228 | 0.049257 | 0 | 0 | 0.0005732 | 5.2008e-08 | 0 | 5.2008e-08 | 5.2008e-08 | 0 | 5.2008e-08 | 0 | 0.00017526 | 0.00038417 | 0 | 0.00038417 | 0 | 7.3729e-06 | 1.4746e-05 | 0 | 1.4746e-05 | [12 empty] | 7.3.3.17.5 (Remote Grid) Updates to grid topology to minimize risk of ignition in HFTDs Remote GridWLDFRContact from objectAggregated | WLDFR | HFTD - Distribution - Tier 2 - 1QU CoRE ¦ 4QU LoRE | Non-Red Flag Warning - Large Fires | Contact from object | Aggregated | 2044 | 1.4503e-05 | 1483.0022 | 0.021508 | 2044 | Mitigation | 0.95 | 45 | 0 | esc | 0.00097009 | 1.4069e-08 | 0.00097009 | 1.4069e-08
[79 empty] | WLDFR | HFTD - Distribution - Tier 2 - 3QU CoRE ¦ 3QU LoRE | Red Flag Warning - Small Fires | 2045 | 5.4466e-07 | 5.4466e-07 | 0.095486 | 0.044306 | 0.0019228 | 0.049257 | 0 | 0 | 0.0005732 | 5.2008e-08 | 0 | 5.2008e-08 | 5.2008e-08 | 0 | 5.2008e-08 | 0 | 0.00017526 | 0.00038417 | 0 | 0.00038417 | 0 | 7.3729e-06 | 1.4746e-05 | 0 | 1.4746e-05 | [12 empty] | 7.3.3.17.5 (Remote Grid) Updates to grid topology to minimize risk of ignition in HFTDs Remote GridWLDFRContact from objectAggregated | WLDFR | HFTD - Distribution - Tier 2 - 1QU CoRE ¦ 4QU LoRE | Non-Red Flag Warning - Large Fires | Contact from object | Aggregated | 2045 | 1.4503e-05 | 1483.0022 | 0.021508 | 2045 | Mitigation | 0.95 | 45 | 0 | esc | 0.00097009 | 1.4069e-08 | 0.00097009 | 1.4069e-08
[79 empty] | WLDFR | HFTD - Distribution - Tier 2 - 3QU CoRE ¦ 3QU LoRE | Red Flag Warning - Small Fires | 2046 | 5.4466e-07 | 5.4466e-07 | 0.095486 | 0.044306 | 0.0019228 | 0.049257 | 0 | 0 | 0.0005732 | 5.2008e-08 | 0 | 5.2008e-08 | 5.2008e-08 | 0 | 5.2008e-08 | 0 | 0.00017526 | 0.00038417 | 0 | 0.00038417 | 0 | 7.3729e-06 | 1.4746e-05 | 0 | 1.4746e-05 | [12 empty] | 7.3.3.17.5 (Remote Grid) Updates to grid topology to minimize risk of ignition in HFTDs Remote GridWLDFRContact from objectAggregated | WLDFR | HFTD - Distribution - Tier 2 - 1QU CoRE ¦ 4QU LoRE | Non-Red Flag Warning - Large Fires | Contact from object | Aggregated | 2046 | 1.4503e-05 | 1483.0022 | 0.021508 | 2046 | Mitigation | 0.95 | 45 | 0 | esc | 0.00097009 | 1.4069e-08 | 0.00097009 | 1.4069e-08
[79 empty] | WLDFR | HFTD - Distribution - Tier 2 - 3QU CoRE ¦ 3QU LoRE | Red Flag Warning - Small Fires | 2047 | 5.4466e-07 | 5.4466e-07 | 0.095486 | 0.044306 | 0.0019228 | 0.049257 | 0 | 0 | 0.0005732 | 5.2008e-08 | 0 | 5.2008e-08 | 5.2008e-08 | 0 | 5.2008e-08 | 0 | 0.00017526 | 0.00038417 | 0 | 0.00038417 | 0 | 7.3729e-06 | 1.4746e-05 | 0 | 1.4746e-05 | [12 empty] | 7.3.3.17.5 (Remote Grid) Updates to grid topology to minimize risk of ignition in HFTDs Remote GridWLDFRContact from objectAggregated | WLDFR | HFTD - Distribution - Tier 2 - 1QU CoRE ¦ 4QU LoRE | Non-Red Flag Warning - Large Fires | Contact from object | Aggregated | 2047 | 1.4503e-05 | 1483.0022 | 0.021508 | 2047 | Mitigation | 0.95 | 45 | 0 | esc | 0.00097009 | 1.4069e-08 | 0.00097009 | 1.4069e-08
[79 empty] | WLDFR | HFTD - Distribution - Tier 2 - 3QU CoRE ¦ 3QU LoRE | Red Flag Warning - Small Fires | 2048 | 5.4466e-07 | 5.4466e-07 | 0.10007 | 0.04626 | 0.0020076 | 0.051804 | 0 | 0 | 0.0005732 | 5.4505e-08 | 0 | 5.4505e-08 | 5.4505e-08 | 0 | 5.4505e-08 | 0 | 0.00017526 | 0.00038417 | 0 | 0.00038417 | 0 | 7.3729e-06 | 1.4746e-05 | 0 | 1.4746e-05 | [12 empty] | 7.3.3.17.5 (Remote Grid) Updates to grid topology to minimize risk of ignition in HFTDs Remote GridWLDFRContact from objectAggregated | WLDFR | HFTD - Distribution - Tier 2 - 1QU CoRE ¦ 4QU LoRE | Non-Red Flag Warning - Large Fires | Contact from object | Aggregated | 2048 | 1.4503e-05 | 1483.0022 | 0.021508 | 2048 | Mitigation | 0.95 | 45 | 0 | esc | 0.00097009 | 1.4069e-08 | 0.00097009 | 1.4069e-08
[79 empty] | WLDFR | HFTD - Distribution - Tier 2 - 3QU CoRE ¦ 3QU LoRE | Red Flag Warning - Small Fires | 2049 | 5.4466e-07 | 5.4466e-07 | 0.10007 | 0.04626 | 0.0020076 | 0.051804 | 0 | 0 | 0.0005732 | 5.4505e-08 | 0 | 5.4505e-08 | 5.4505e-08 | 0 | 5.4505e-08 | 0 | 0.00018395 | 0.00040322 | 0 | 0.00040322 | 0 | 7.7224e-06 | 1.5445e-05 | 0 | 1.5445e-05 | [12 empty] | 7.3.3.17.5 (Remote Grid) Updates to grid topology to minimize risk of ignition in HFTDs Remote GridWLDFRContact from objectAggregated | WLDFR | HFTD - Distribution - Tier 2 - 1QU CoRE ¦ 4QU LoRE | Non-Red Flag Warning - Large Fires | Contact from object | Aggregated | 2049 | 1.4503e-05 | 1483.0022 | 0.021508 | 2049 | Mitigation | 0.95 | 45 | 0 | esc | 0.00097009 | 1.4069e-08 | 0.00097009 | 1.4069e-08
[79 empty] | WLDFR | HFTD - Distribution - Tier 2 - 3QU CoRE ¦ 3QU LoRE | Red Flag Warning - Small Fires | 2050 | 5.4466e-07 | 5.4466e-07 | 0.10007 | 0.04626 | 0.0020076 | 0.051804 | 0 | 0 | 0.0005732 | 5.4505e-08 | 0 | 5.4505e-08 | 5.4505e-08 | 0 | 5.4505e-08 | 0 | 0.00018395 | 0.00040322 | 0 | 0.00040322 | 0 | 7.7224e-06 | 1.5445e-05 | 0 | 1.5445e-05 | [12 empty] | 7.3.3.17.5 (Remote Grid) Updates to grid topology to minimize risk of ignition in HFTDs Remote GridWLDFRContact from objectAggregated | WLDFR | HFTD - Distribution - Tier 2 - 1QU CoRE ¦ 4QU LoRE | Non-Red Flag Warning - Large Fires | Contact from object | Aggregated | 2050 | 1.4503e-05 | 1483.0022 | 0.021508 | 2050 | Mitigation | 0.95 | 45 | 0 | esc | 0.00097009 | 1.4069e-08 | 0.00097009 | 1.4069e-08
[79 empty] | WLDFR | HFTD - Distribution - Tier 2 - 3QU CoRE ¦ 3QU LoRE | Red Flag Warning - Small Fires | 2051 | 5.4466e-07 | 5.4466e-07 | 0.10007 | 0.04626 | 0.0020076 | 0.051804 | 0 | 0 | 0.0005732 | 5.4505e-08 | 0 | 5.4505e-08 | 5.4505e-08 | 0 | 5.4505e-08 | 0 | 0.00018395 | 0.00040322 | 0 | 0.00040322 | 0 | 7.7224e-06 | 1.5445e-05 | 0 | 1.5445e-05 | [12 empty] | 7.3.3.17.5 (Remote Grid) Updates to grid topology to minimize risk of ignition in HFTDs Remote GridWLDFRContact from objectAggregated | WLDFR | HFTD - Distribution - Tier 2 - 1QU CoRE ¦ 4QU LoRE | Non-Red Flag Warning - Large Fires | Contact from object | Aggregated | 2051 | 1.4503e-05 | 1483.0022 | 0.021508 | 2051 | Mitigation | 0.95 | 45 | 0 | esc | 0.00097009 | 1.4069e-08 | 0.00097009 | 1.4069e-08
[79 empty] | WLDFR | HFTD - Distribution - Tier 2 - 3QU CoRE ¦ 3QU LoRE | Red Flag Warning - Small Fires | 2052 | 5.4466e-07 | 5.4466e-07 | 0.10007 | 0.04626 | 0.0020076 | 0.051804 | 0 | 0 | 0.0005732 | 5.4505e-08 | 0 | 5.4505e-08 | 5.4505e-08 | 0 | 5.4505e-08 | 0 | 0.00018395 | 0.00040322 | 0 | 0.00040322 | 0 | 7.7224e-06 | 1.5445e-05 | 0 | 1.5445e-05 | [12 empty] | 7.3.3.17.5 (Remote Grid) Updates to grid topology to minimize risk of ignition in HFTDs Remote GridWLDFRContact from objectAggregated | WLDFR | HFTD - Distribution - Tier 2 - 1QU CoRE ¦ 4QU LoRE | Non-Red Flag Warning - Large Fires | Contact from object | Aggregated | 2052 | 1.4503e-05 | 1483.0022 | 0.021508 | 2052 | Mitigation | 0.95 | 45 | 0 | esc | 0.00097009 | 1.4069e-08 | 0.00097009 | 1.4069e-08
[79 empty] | WLDFR | HFTD - Distribution - Tier 2 - 3QU CoRE ¦ 3QU LoRE | Red Flag Warning - Small Fires | 2053 | 5.4466e-07 | 5.4466e-07 | 0.10489 | 0.048274 | 0.002095 | 0.054525 | 0 | 0 | 0.0005732 | 5.7132e-08 | 0 | 5.7132e-08 | 5.7132e-08 | 0 | 5.7132e-08 | 0 | 0.00018395 | 0.00040322 | 0 | 0.00040322 | 0 | 7.7224e-06 | 1.5445e-05 | 0 | 1.5445e-05 | [12 empty] | 7.3.3.17.5 (Remote Grid) Updates to grid topology to minimize risk of ignition in HFTDs Remote GridWLDFRContact from objectAggregated | WLDFR | HFTD - Distribution - Tier 2 - 1QU CoRE ¦ 4QU LoRE | Non-Red Flag Warning - Large Fires | Contact from object | Aggregated | 2053 | 1.4503e-05 | 1483.0022 | 0.021508 | 2053 | Mitigation | 0.95 | 45 | 0 | esc | 0.00097009 | 1.4069e-08 | 0.00097009 | 1.4069e-08
[79 empty] | WLDFR | HFTD - Distribution - Tier 2 - 3QU CoRE ¦ 3QU LoRE | Red Flag Warning - Small Fires | 2054 | 5.4466e-07 | 5.4466e-07 | 0.10489 | 0.048274 | 0.002095 | 0.054525 | 0 | 0 | 0.0005732 | 5.7132e-08 | 0 | 5.7132e-08 | 5.7132e-08 | 0 | 5.7132e-08 | 0 | 0.00019305 | 0.00042317 | 0 | 0.00042317 | 0 | 8.1018e-06 | 1.6204e-05 | 0 | 1.6204e-05 | [12 empty] | 7.3.3.17.5 (Remote Grid) Updates to grid topology to minimize risk of ignition in HFTDs Remote GridWLDFRContact from objectAggregated | WLDFR | HFTD - Distribution - Tier 2 - 1QU CoRE ¦ 4QU LoRE | Non-Red Flag Warning - Large Fires | Contact from object | Aggregated | 2054 | 1.4503e-05 | 1483.0022 | 0.021508 | 2054 | Mitigation | 0.95 | 45 | 0 | esc | 0.00097009 | 1.4069e-08 | 0.00097009 | 1.4069e-08
[79 empty] | WLDFR | HFTD - Distribution - Tier 2 - 3QU CoRE ¦ 3QU LoRE | Red Flag Warning - Small Fires | 2055 | 5.4466e-07 | 5.4466e-07 | 0.10489 | 0.048274 | 0.002095 | 0.054525 | 0 | 0 | 0.0005732 | 5.7132e-08 | 0 | 5.7132e-08 | 5.7132e-08 | 0 | 5.7132e-08 | 0 | 0.00019305 | 0.00042317 | 0 | 0.00042317 | 0 | 8.1018e-06 | 1.6204e-05 | 0 | 1.6204e-05 | [12 empty] | 7.3.3.17.5 (Remote Grid) Updates to grid topology to minimize risk of ignition in HFTDs Remote GridWLDFRContact from objectAggregated | WLDFR | HFTD - Distribution - Tier 2 - 1QU CoRE ¦ 4QU LoRE | Non-Red Flag Warning - Large Fires | Contact from object | Aggregated | 2055 | 1.4503e-05 | 1483.0022 | 0.021508 | 2055 | Mitigation | 0.95 | 45 | 0 | esc | 0.00097009 | 1.4069e-08 | 0.00097009 | 1.4069e-08
[79 empty] | WLDFR | HFTD - Distribution - Tier 2 - 3QU CoRE ¦ 3QU LoRE | Red Flag Warning - Small Fires | 2056 | 5.4466e-07 | 5.4466e-07 | 0.10489 | 0.048274 | 0.002095 | 0.054525 | 0 | 0 | 0.0005732 | 5.7132e-08 | 0 | 5.7132e-08 | 5.7132e-08 | 0 | 5.7132e-08 | 0 | 0.00019305 | 0.00042317 | 0 | 0.00042317 | 0 | 8.1018e-06 | 1.6204e-05 | 0 | 1.6204e-05 | [12 empty] | 7.3.3.17.5 (Remote Grid) Updates to grid topology to minimize risk of ignition in HFTDs Remote GridWLDFRContact from objectAggregated | WLDFR | HFTD - Distribution - Tier 2 - 1QU CoRE ¦ 4QU LoRE | Non-Red Flag Warning - Large Fires | Contact from object | Aggregated | 2056 | 1.4503e-05 | 1483.0022 | 0.021508 | 2056 | Mitigation | 0.95 | 45 | 0 | esc | 0.00097009 | 1.4069e-08 | 0.00097009 | 1.4069e-08
[79 empty] | WLDFR | HFTD - Distribution - Tier 2 - 3QU CoRE ¦ 3QU LoRE | Red Flag Warning - Small Fires | 2057 | 5.4466e-07 | 5.4466e-07 | 0.10489 | 0.048274 | 0.002095 | 0.054525 | 0 | 0 | 0.0005732 | 5.7132e-08 | 0 | 5.7132e-08 | 5.7132e-08 | 0 | 5.7132e-08 | 0 | 0.00019305 | 0.00042317 | 0 | 0.00042317 | 0 | 8.1018e-06 | 1.6204e-05 | 0 | 1.6204e-05 | [12 empty] | 7.3.3.17.5 (Remote Grid) Updates to grid topology to minimize risk of ignition in HFTDs Remote GridWLDFRContact from objectAggregated | WLDFR | HFTD - Distribution - Tier 2 - 1QU CoRE ¦ 4QU LoRE | Non-Red Flag Warning - Large Fires | Contact from object | Aggregated | 2057 | 1.4503e-05 | 1483.0022 | 0.021508 | 2057 | Mitigation | 0.95 | 45 | 0 | esc | 0.00097009 | 1.4069e-08 | 0.00097009 | 1.4069e-08
[79 empty] | WLDFR | HFTD - Distribution - Tier 2 - 3QU CoRE ¦ 3QU LoRE | Red Flag Warning - Small Fires | 2058 | 5.4466e-07 | 5.4466e-07 | 0.1099 | 0.050325 | 0.0021839 | 0.057393 | 0 | 0 | 0.0005732 | 5.986e-08 | 0 | 5.986e-08 | 5.986e-08 | 0 | 5.986e-08 | 0 | 0.00019305 | 0.00042317 | 0 | 0.00042317 | 0 | 8.1018e-06 | 1.6204e-05 | 0 | 1.6204e-05 | [12 empty] | 7.3.3.17.5 (Remote Grid) Updates to grid topology to minimize risk of ignition in HFTDs Remote GridWLDFRContact from objectAggregated | WLDFR | HFTD - Distribution - Tier 2 - 1QU CoRE ¦ 4QU LoRE | Non-Red Flag Warning - Large Fires | Contact from object | Aggregated | 2058 | 1.4503e-05 | 1483.0022 | 0.021508 | 2058 | Mitigation | 0.95 | 45 | 0 | esc | 0.00097009 | 1.4069e-08 | 0.00097009 | 1.4069e-08
[79 empty] | WLDFR | HFTD - Distribution - Tier 2 - 3QU CoRE ¦ 3QU LoRE | Red Flag Warning - Small Fires | 2059 | 5.4466e-07 | 5.4466e-07 | 0.1099 | 0.050325 | 0.0021839 | 0.057393 | 0 | 0 | 0.0005732 | 5.986e-08 | 0 | 5.986e-08 | 5.986e-08 | 0 | 5.986e-08 | 0 | 0.00020245 | 0.00044378 | 0 | 0.00044378 | 0 | 8.506e-06 | 1.7012e-05 | 0 | 1.7012e-05 | [12 empty] | 7.3.3.17.5 (Remote Grid) Updates to grid topology to minimize risk of ignition in HFTDs Remote GridWLDFRContact from objectAggregated | WLDFR | HFTD - Distribution - Tier 2 - 1QU CoRE ¦ 4QU LoRE | Non-Red Flag Warning - Large Fires | Contact from object | Aggregated | 2059 | 1.4503e-05 | 1483.0022 | 0.021508 | 2059 | Mitigation | 0.95 | 45 | 0 | esc | 0.00097009 | 1.4069e-08 | 0.00097009 | 1.4069e-08
[79 empty] | WLDFR | HFTD - Distribution - Tier 2 - 3QU CoRE ¦ 3QU LoRE | Red Flag Warning - Small Fires | 2060 | 5.4466e-07 | 5.4466e-07 | 0.1099 | 0.050325 | 0.0021839 | 0.057393 | 0 | 0 | 0.0005732 | 5.986e-08 | 0 | 5.986e-08 | 5.986e-08 | 0 | 5.986e-08 | 0 | 0.00020245 | 0.00044378 | 0 | 0.00044378 | 0 | 8.506e-06 | 1.7012e-05 | 0 | 1.7012e-05 | [12 empty] | 7.3.3.17.5 (Remote Grid) Updates to grid topology to minimize risk of ignition in HFTDs Remote GridWLDFRContact from objectAggregated | WLDFR | HFTD - Distribution - Tier 2 - 1QU CoRE ¦ 4QU LoRE | Non-Red Flag Warning - Large Fires | Contact from object | Aggregated | 2060 | 1.4503e-05 | 1483.0022 | 0.021508 | 2060 | Mitigation | 0.95 | 45 | 0 | esc | 0.00097009 | 1.4069e-08 | 0.00097009 | 1.4069e-08
[79 empty] | WLDFR | HFTD - Distribution - Tier 2 - 3QU CoRE ¦ 3QU LoRE | Red Flag Warning - Small Fires | 2061 | 5.4466e-07 | 5.4466e-07 | 0.1099 | 0.050325 | 0.0021839 | 0.057393 | 0 | 0 | 0.0005732 | 5.986e-08 | 0 | 5.986e-08 | 5.986e-08 | 0 | 5.986e-08 | 0 | 0.00020245 | 0.00044378 | 0 | 0.00044378 | 0 | 8.506e-06 | 1.7012e-05 | 0 | 1.7012e-05 | [12 empty] | 7.3.3.17.5 (Remote Grid) Updates to grid topology to minimize risk of ignition in HFTDs Remote GridWLDFRContact from objectAggregated | WLDFR | HFTD - Distribution - Tier 2 - 1QU CoRE ¦ 4QU LoRE | Non-Red Flag Warning - Large Fires | Contact from object | Aggregated | 2061 | 1.4503e-05 | 1483.0022 | 0.021508 | 2061 | Mitigation | 0.95 | 45 | 0 | esc | 0.00097009 | 1.4069e-08 | 0.00097009 | 1.4069e-08
[79 empty] | WLDFR | HFTD - Distribution - Tier 2 - 3QU CoRE ¦ 3QU LoRE | Red Flag Warning - Small Fires | 2062 | 5.4466e-07 | 5.4466e-07 | 0.1099 | 0.050325 | 0.0021839 | 0.057393 | 0 | 0 | 0.0005732 | 5.986e-08 | 0 | 5.986e-08 | 5.986e-08 | 0 | 5.986e-08 | 0 | 0.00020245 | 0.00044378 | 0 | 0.00044378 | 0 | 8.506e-06 | 1.7012e-05 | 0 | 1.7012e-05 | [12 empty] | 7.3.3.17.5 (Remote Grid) Updates to grid topology to minimize risk of ignition in HFTDs Remote GridWLDFRContact from objectAggregated | WLDFR | HFTD - Distribution - Tier 2 - 1QU CoRE ¦ 4QU LoRE | Non-Red Flag Warning - Large Fires | Contact from object | Aggregated | 2062 | 1.4503e-05 | 1483.0022 | 0.021508 | 2062 | Mitigation | 0.95 | 45 | 0 | esc | 0.00097009 | 1.4069e-08 | 0.00097009 | 1.4069e-08
[79 empty] | WLDFR | HFTD - Distribution - Tier 2 - 3QU CoRE ¦ 3QU LoRE | Red Flag Warning - Small Fires | 2063 | 5.4466e-07 | 5.4466e-07 | 0.11504 | 0.052388 | 0.0022734 | 0.060377 | 0 | 0 | 0.0005732 | 6.2657e-08 | 0 | 6.2657e-08 | 6.2657e-08 | 0 | 6.2657e-08 | 0 | 0.00020245 | 0.00044378 | 0 | 0.00044378 | 0 | 8.506e-06 | 1.7012e-05 | 0 | 1.7012e-05 | [12 empty] | 7.3.3.17.5 (Remote Grid) Updates to grid topology to minimize risk of ignition in HFTDs Remote GridWLDFRContact from objectAggregated | WLDFR | HFTD - Distribution - Tier 2 - 1QU CoRE ¦ 4QU LoRE | Non-Red Flag Warning - Large Fires | Contact from object | Aggregated | 2063 | 1.4503e-05 | 1483.0022 | 0.021508 | 2063 | Mitigation | 0.95 | 45 | 0 | esc | 0.00097009 | 1.4069e-08 | 0.00097009 | 1.4069e-08
[79 empty] | WLDFR | HFTD - Distribution - Tier 2 - 3QU CoRE ¦ 3QU LoRE | Red Flag Warning - Small Fires | 2064 | 5.4466e-07 | 5.4466e-07 | 0.11504 | 0.052388 | 0.0022734 | 0.060377 | 0 | 0 | 0.0005732 | 6.2657e-08 | 0 | 6.2657e-08 | 6.2657e-08 | 0 | 6.2657e-08 | 0 | 0.00021203 | 0.00046478 | 0 | 0.00046478 | 0 | 8.9297e-06 | 1.7859e-05 | 0 | 1.7859e-05 | [12 empty] | 7.3.3.17.5 (Remote Grid) Updates to grid topology to minimize risk of ignition in HFTDs Remote GridWLDFRContact from objectAggregated | WLDFR | HFTD - Distribution - Tier 2 - 1QU CoRE ¦ 4QU LoRE | Non-Red Flag Warning - Large Fires | Contact from object | Aggregated | 2064 | 1.4503e-05 | 1483.0022 | 0.021508 | 2064 | Mitigation | 0.95 | 45 | 0 | esc | 0.00097009 | 1.4069e-08 | 0.00097009 | 1.4069e-08
[79 empty] | WLDFR | HFTD - Distribution - Tier 2 - 3QU CoRE ¦ 3QU LoRE | Red Flag Warning - Small Fires | 2065 | 5.4466e-07 | 5.4466e-07 | 0.11504 | 0.052388 | 0.0022734 | 0.060377 | 0 | 0 | 0.0005732 | 6.2657e-08 | 0 | 6.2657e-08 | 6.2657e-08 | 0 | 6.2657e-08 | 0 | 0.00021203 | 0.00046478 | 0 | 0.00046478 | 0 | 8.9297e-06 | 1.7859e-05 | 0 | 1.7859e-05 | [12 empty] | 7.3.3.17.5 (Remote Grid) Updates to grid topology to minimize risk of ignition in HFTDs Remote GridWLDFRContact from objectAggregated | WLDFR | HFTD - Distribution - Tier 2 - 1QU CoRE ¦ 4QU LoRE | Non-Red Flag Warning - Large Fires | Contact from object | Aggregated | 2065 | 1.4503e-05 | 1483.0022 | 0.021508 | 2065 | Mitigation | 0.95 | 45 | 0 | esc | 0.00097009 | 1.4069e-08 | 0.00097009 | 1.4069e-08
[79 empty] | WLDFR | HFTD - Distribution - Tier 2 - 3QU CoRE ¦ 3QU LoRE | Red Flag Warning - Small Fires | 2066 | 5.4466e-07 | 5.4466e-07 | 0.11504 | 0.052388 | 0.0022734 | 0.060377 | 0 | 0 | 0.0005732 | 6.2657e-08 | 0 | 6.2657e-08 | 6.2657e-08 | 0 | 6.2657e-08 | 0 | 0.00021203 | 0.00046478 | 0 | 0.00046478 | 0 | 8.9297e-06 | 1.7859e-05 | 0 | 1.7859e-05 | [12 empty] | 7.3.3.17.5 (Remote Grid) Updates to grid topology to minimize risk of ignition in HFTDs Remote GridWLDFRContact from objectAggregated | WLDFR | HFTD - Distribution - Tier 2 - 1QU CoRE ¦ 4QU LoRE | Non-Red Flag Warning - Large Fires | Contact from object | Aggregated | 2066 | 1.4503e-05 | 1483.0022 | 0.021508 | 2066 | Mitigation | 0.95 | 45 | 0 | esc | 0.00097009 | 1.4069e-08 | 0.00097009 | 1.4069e-08
[79 empty] | WLDFR | HFTD - Distribution - Tier 2 - 3QU CoRE ¦ 3QU LoRE | Red Flag Warning - Small Fires | 2067 | 0 | 5.4466e-07 | 0.11504 | 0.052388 | 0.0022734 | 0.060377 | 0 | 0 | 0.0005732 | 0 | 0 | 0 | 6.2657e-08 | 0 | 6.2657e-08 | 0 | 0.00021203 | 0.00046478 | 0 | 0.00046478 | 0 | 8.9297e-06 | 1.7859e-05 | 0 | 1.7859e-05 | [12 empty] | 7.3.3.17.5 (Remote Grid) Updates to grid topology to minimize risk of ignition in HFTDs Remote GridWLDFRContact from objectAggregated | WLDFR | HFTD - Distribution - Tier 2 - 1QU CoRE ¦ 4QU LoRE | Non-Red Flag Warning - Large Fires | Contact from object | Aggregated | 2067 | 1.4503e-05 | 1483.0022 | 0.021508 | 2067 | Mitigation | 0.95 | 45 | 0 | esc | 0 | 0 | 0.00097009 | 1.4069e-08
[79 empty] | WLDFR | HFTD - Distribution - Tier 2 - 3QU CoRE ¦ 4QU LoRE | Non-Red Flag Warning - Catastrophic Fires | 2022 | 1.0979e-09 | 0 | 14146.1306 | 222.2294 | 8585.7228 | 5338.1784 | 0 | 0 | 1.4023e-06 | 1.5531e-05 | 0 | 1.5531e-05 | 0 | 0 | 0 | 0 | 0.00021203 | 0.00046478 | 0 | 0.00046478 | 0 | 0 | 1.7859e-05 | 0 | 1.7859e-05 | [12 empty] | 7.3.3.17.5 (Remote Grid) Updates to grid topology to minimize risk of ignition in HFTDs Remote GridWLDFRContaminationAggregated | WLDFR | HFTD - Distribution - Tier 2 - 1QU CoRE ¦ 4QU LoRE | Non-Red Flag Warning - Large Fires | Contamination | Aggregated | 2022 | 2.9827e-07 | 1483.0022 | 0.00044233 | 2022 | Mitigation | 0.95 | 45 | 0 | esc | 0.00097009 | 2.8934e-10 | 0 | 0
[79 empty] | WLDFR | HFTD - Distribution - Tier 2 - 3QU CoRE ¦ 4QU LoRE | Non-Red Flag Warning - Catastrophic Fires | 2023 | 1.0979e-09 | 1.0979e-09 | 14664.6376 | 233.2301 | 8896.516 | 5534.8915 | 0 | 0 | 1.4023e-06 | 1.61e-05 | 0 | 1.61e-05 | 1.61e-05 | 0 | 1.61e-05 | 0 | 0.00022168 | 0.00048592 | 0 | 0.00048592 | 0 | 0 | 0 | 0 | 0 | [12 empty] | 7.3.3.17.5 (Remote Grid) Updates to grid topology to minimize risk of ignition in HFTDs Remote GridWLDFRContaminationAggregated | WLDFR | HFTD - Distribution - Tier 2 - 1QU CoRE ¦ 4QU LoRE | Non-Red Flag Warning - Large Fires | Contamination | Aggregated | 2023 | 2.9827e-07 | 1483.0022 | 0.00044233 | 2023 | Mitigation | 0.95 | 45 | 0 | esc | 0.00097009 | 2.8934e-10 | 0.00097009 | 2.8934e-10
[79 empty] | WLDFR | HFTD - Distribution - Tier 2 - 3QU CoRE ¦ 4QU LoRE | Non-Red Flag Warning - Catastrophic Fires | 2024 | 1.0979e-09 | 1.0979e-09 | 14664.6376 | 233.2301 | 8896.516 | 5534.8915 | 0 | 0 | 1.4023e-06 | 1.61e-05 | 0 | 1.61e-05 | 1.61e-05 | 0 | 1.61e-05 | 0 | 0.00022168 | 0.00048592 | 0 | 0.00048592 | 0 | 0 | 0 | 0 | 0 | [12 empty] | 7.3.3.17.5 (Remote Grid) Updates to grid topology to minimize risk of ignition in HFTDs Remote GridWLDFRContaminationAggregated | WLDFR | HFTD - Distribution - Tier 2 - 1QU CoRE ¦ 4QU LoRE | Non-Red Flag Warning - Large Fires | Contamination | Aggregated | 2024 | 2.9827e-07 | 1483.0022 | 0.00044233 | 2024 | Mitigation | 0.95 | 45 | 0 | esc | 0.00097009 | 2.8934e-10 | 0.00097009 | 2.8934e-10
[79 empty] | WLDFR | HFTD - Distribution - Tier 2 - 3QU CoRE ¦ 4QU LoRE | Non-Red Flag Warning - Catastrophic Fires | 2025 | 1.0979e-09 | 1.0979e-09 | 14664.6376 | 233.2301 | 8896.516 | 5534.8915 | 0 | 0 | 1.4023e-06 | 1.61e-05 | 0 | 1.61e-05 | 1.61e-05 | 0 | 1.61e-05 | 0 | 0.00022168 | 0.00048592 | 0 | 0.00048592 | 0 | 1.6488e-05 | 0 | 0 | 0 | [12 empty] | 7.3.3.17.5 (Remote Grid) Updates to grid topology to minimize risk of ignition in HFTDs Remote GridWLDFRContaminationAggregated | WLDFR | HFTD - Distribution - Tier 2 - 1QU CoRE ¦ 4QU LoRE | Non-Red Flag Warning - Large Fires | Contamination | Aggregated | 2025 | 2.9827e-07 | 1483.0022 | 0.00044233 | 2025 | Mitigation | 0.95 | 45 | 0 | esc | 0.00097009 | 2.8934e-10 | 0.00097009 | 2.8934e-10
[79 empty] | WLDFR | HFTD - Distribution - Tier 2 - 3QU CoRE ¦ 4QU LoRE | Non-Red Flag Warning - Catastrophic Fires | 2026 | 1.0979e-09 | 1.0979e-09 | 14664.6376 | 233.2301 | 8896.516 | 5534.8915 | 0 | 0 | 1.4023e-06 | 1.61e-05 | 0 | 1.61e-05 | 1.61e-05 | 0 | 1.61e-05 | 0 | 0.00022168 | 0.00048592 | 0 | 0.00048592 | 0 | 1.709e-05 | 3.418e-05 | 0 | 3.418e-05 | [12 empty] | 7.3.3.17.5 (Remote Grid) Updates to grid topology to minimize risk of ignition in HFTDs Remote GridWLDFRContaminationAggregated | WLDFR | HFTD - Distribution - Tier 2 - 1QU CoRE ¦ 4QU LoRE | Non-Red Flag Warning - Large Fires | Contamination | Aggregated | 2026 | 2.9827e-07 | 1483.0022 | 0.00044233 | 2026 | Mitigation | 0.95 | 45 | 0 | esc | 0.00097009 | 2.8934e-10 | 0.00097009 | 2.8934e-10
[79 empty] | WLDFR | HFTD - Distribution - Tier 2 - 3QU CoRE ¦ 4QU LoRE | Non-Red Flag Warning - Catastrophic Fires | 2027 | 1.0979e-09 | 1.0979e-09 | 14664.6376 | 233.2301 | 8896.516 | 5534.8915 | 0 | 0 | 1.4023e-06 | 1.61e-05 | 0 | 1.61e-05 | 1.61e-05 | 0 | 1.61e-05 | 0 | 0.00022168 | 0.00048592 | 0 | 0.00048592 | 0 | 1.709e-05 | 3.418e-05 | 0 | 3.418e-05 | [12 empty] | 7.3.3.17.5 (Remote Grid) Updates to grid topology to minimize risk of ignition in HFTDs Remote GridWLDFRContaminationAggregated | WLDFR | HFTD - Distribution - Tier 2 - 1QU CoRE ¦ 4QU LoRE | Non-Red Flag Warning - Large Fires | Contamination | Aggregated | 2027 | 2.9827e-07 | 1483.0022 | 0.00044233 | 2027 | Mitigation | 0.95 | 45 | 0 | esc | 0.00097009 | 2.8934e-10 | 0.00097009 | 2.8934e-10
[79 empty] | WLDFR | HFTD - Distribution - Tier 2 - 3QU CoRE ¦ 4QU LoRE | Non-Red Flag Warning - Catastrophic Fires | 2028 | 1.0979e-09 | 1.0979e-09 | 15317.9909 | 247.273 | 9287.6491 | 5783.0689 | 0 | 0 | 1.4023e-06 | 1.6817e-05 | 0 | 1.6817e-05 | 1.6817e-05 | 0 | 1.6817e-05 | 0 | 0.00023128 | 0.00050696 | 0 | 0.00050696 | 0 | 1.709e-05 | 3.418e-05 | 0 | 3.418e-05 | [12 empty] | 7.3.3.17.5 (Remote Grid) Updates to grid topology to minimize risk of ignition in HFTDs Remote GridWLDFRContaminationAggregated | WLDFR | HFTD - Distribution - Tier 2 - 1QU CoRE ¦ 4QU LoRE | Non-Red Flag Warning - Large Fires | Contamination | Aggregated | 2028 | 2.9827e-07 | 1483.0022 | 0.00044233 | 2028 | Mitigation | 0.95 | 45 | 0 | esc | 0.00097009 | 2.8934e-10 | 0.00097009 | 2.8934e-10
[79 empty] | WLDFR | HFTD - Distribution - Tier 2 - 3QU CoRE ¦ 4QU LoRE | Non-Red Flag Warning - Catastrophic Fires | 2029 | 1.0979e-09 | 1.0979e-09 | 15317.9909 | 247.273 | 9287.6491 | 5783.0689 | 0 | 0 | 1.4023e-06 | 1.6817e-05 | 0 | 1.6817e-05 | 1.6817e-05 | 0 | 1.6817e-05 | 0 | 0.00023128 | 0.00050696 | 0 | 0.00050696 | 0 | 1.709e-05 | 3.418e-05 | 0 | 3.418e-05 | [12 empty] | 7.3.3.17.5 (Remote Grid) Updates to grid topology to minimize risk of ignition in HFTDs Remote GridWLDFRContaminationAggregated | WLDFR | HFTD - Distribution - Tier 2 - 1QU CoRE ¦ 4QU LoRE | Non-Red Flag Warning - Large Fires | Contamination | Aggregated | 2029 | 2.9827e-07 | 1483.0022 | 0.00044233 | 2029 | Mitigation | 0.95 | 45 | 0 | esc | 0.00097009 | 2.8934e-10 | 0.00097009 | 2.8934e-10
[79 empty] | WLDFR | HFTD - Distribution - Tier 2 - 3QU CoRE ¦ 4QU LoRE | Non-Red Flag Warning - Catastrophic Fires | 2030 | 1.0979e-09 | 1.0979e-09 | 15317.9909 | 247.273 | 9287.6491 | 5783.0689 | 0 | 0 | 1.4023e-06 | 1.6817e-05 | 0 | 1.6817e-05 | 1.6817e-05 | 0 | 1.6817e-05 | 0 | 0.00023128 | 0.00050696 | 0 | 0.00050696 | 0 | 1.709e-05 | 3.418e-05 | 0 | 3.418e-05 | [12 empty] | 7.3.3.17.5 (Remote Grid) Updates to grid topology to minimize risk of ignition in HFTDs Remote GridWLDFRContaminationAggregated | WLDFR | HFTD - Distribution - Tier 2 - 1QU CoRE ¦ 4QU LoRE | Non-Red Flag Warning - Large Fires | Contamination | Aggregated | 2030 | 2.9827e-07 | 1483.0022 | 0.00044233 | 2030 | Mitigation | 0.95 | 45 | 0 | esc | 0.00097009 | 2.8934e-10 | 0.00097009 | 2.8934e-10
[79 empty] | WLDFR | HFTD - Distribution - Tier 2 - 3QU CoRE ¦ 4QU LoRE | Non-Red Flag Warning - Catastrophic Fires | 2031 | 1.0979e-09 | 1.0979e-09 | 15317.9909 | 247.273 | 9287.6491 | 5783.0689 | 0 | 0 | 1.4023e-06 | 1.6817e-05 | 0 | 1.6817e-05 | 1.6817e-05 | 0 | 1.6817e-05 | 0 | 0 | 0.00050696 | 0 | 0.00050696 | 0 | 1.7848e-05 | 3.5697e-05 | 0 | 3.5697e-05 | [12 empty] | 7.3.3.17.5 (Remote Grid) Updates to grid topology to minimize risk of ignition in HFTDs Remote GridWLDFRContaminationAggregated | WLDFR | HFTD - Distribution - Tier 2 - 1QU CoRE ¦ 4QU LoRE | Non-Red Flag Warning - Large Fires | Contamination | Aggregated | 2031 | 2.9827e-07 | 1483.0022 | 0.00044233 | 2031 | Mitigation | 0.95 | 45 | 0 | esc | 0.00097009 | 2.8934e-10 | 0.00097009 | 2.8934e-10
[79 empty] | WLDFR | HFTD - Distribution - Tier 2 - 3QU CoRE ¦ 4QU LoRE | Non-Red Flag Warning - Catastrophic Fires | 2032 | 1.0979e-09 | 1.0979e-09 | 15317.9909 | 247.273 | 9287.6491 | 5783.0689 | 0 | 0 | 1.4023e-06 | 1.6817e-05 | 0 | 1.6817e-05 | 1.6817e-05 | 0 | 1.6817e-05 | 0 | 0 | 0 | 0 | 0 | 0 | 1.7848e-05 | 3.5697e-05 | 0 | 3.5697e-05 | [12 empty] | 7.3.3.17.5 (Remote Grid) Updates to grid topology to minimize risk of ignition in HFTDs Remote GridWLDFRContaminationAggregated | WLDFR | HFTD - Distribution - Tier 2 - 1QU CoRE ¦ 4QU LoRE | Non-Red Flag Warning - Large Fires | Contamination | Aggregated | 2032 | 2.9827e-07 | 1483.0022 | 0.00044233 | 2032 | Mitigation | 0.95 | 45 | 0 | esc | 0.00097009 | 2.8934e-10 | 0.00097009 | 2.8934e-10
[79 empty] | WLDFR | HFTD - Distribution - Tier 2 - 3QU CoRE ¦ 4QU LoRE | Non-Red Flag Warning - Catastrophic Fires | 2033 | 1.0979e-09 | 1.0979e-09 | 16044.1264 | 263.1074 | 9721.74 | 6059.2791 | 0 | 0 | 1.4023e-06 | 1.7615e-05 | 0 | 1.7615e-05 | 1.7615e-05 | 0 | 1.7615e-05 | 0 | 6.4164e-07 | 0 | 0 | 0 | 0 | 1.7848e-05 | 3.5697e-05 | 0 | 3.5697e-05 | [12 empty] | 7.3.3.17.5 (Remote Grid) Updates to grid topology to minimize risk of ignition in HFTDs Remote GridWLDFRContaminationAggregated | WLDFR | HFTD - Distribution - Tier 2 - 1QU CoRE ¦ 4QU LoRE | Non-Red Flag Warning - Large Fires | Contamination | Aggregated | 2033 | 2.9827e-07 | 1483.0022 | 0.00044233 | 2033 | Mitigation | 0.95 | 45 | 0 | esc | 0.00097009 | 2.8934e-10 | 0.00097009 | 2.8934e-10
[79 empty] | WLDFR | HFTD - Distribution - Tier 2 - 3QU CoRE ¦ 4QU LoRE | Non-Red Flag Warning - Catastrophic Fires | 2034 | 1.0979e-09 | 1.0979e-09 | 16044.1264 | 263.1074 | 9721.74 | 6059.2791 | 0 | 0 | 1.4023e-06 | 1.7615e-05 | 0 | 1.7615e-05 | 1.7615e-05 | 0 | 1.7615e-05 | 0 | 6.7035e-07 | 1.4694e-06 | 0 | 1.4694e-06 | 0 | 1.7848e-05 | 3.5697e-05 | 0 | 3.5697e-05 | [12 empty] | 7.3.3.17.5 (Remote Grid) Updates to grid topology to minimize risk of ignition in HFTDs Remote GridWLDFRContaminationAggregated | WLDFR | HFTD - Distribution - Tier 2 - 1QU CoRE ¦ 4QU LoRE | Non-Red Flag Warning - Large Fires | Contamination | Aggregated | 2034 | 2.9827e-07 | 1483.0022 | 0.00044233 | 2034 | Mitigation | 0.95 | 45 | 0 | esc | 0.00097009 | 2.8934e-10 | 0.00097009 | 2.8934e-10
[79 empty] | WLDFR | HFTD - Distribution - Tier 2 - 3QU CoRE ¦ 4QU LoRE | Non-Red Flag Warning - Catastrophic Fires | 2035 | 1.0979e-09 | 1.0979e-09 | 16044.1264 | 263.1074 | 9721.74 | 6059.2791 | 0 | 0 | 1.4023e-06 | 1.7615e-05 | 0 | 1.7615e-05 | 1.7615e-05 | 0 | 1.7615e-05 | 0 | 6.7035e-07 | 1.4694e-06 | 0 | 1.4694e-06 | 0 | 1.7848e-05 | 3.5697e-05 | 0 | 3.5697e-05 | [12 empty] | 7.3.3.17.5 (Remote Grid) Updates to grid topology to minimize risk of ignition in HFTDs Remote GridWLDFRContaminationAggregated | WLDFR | HFTD - Distribution - Tier 2 - 1QU CoRE ¦ 4QU LoRE | Non-Red Flag Warning - Large Fires | Contamination | Aggregated | 2035 | 2.9827e-07 | 1483.0022 | 0.00044233 | 2035 | Mitigation | 0.95 | 45 | 0 | esc | 0.00097009 | 2.8934e-10 | 0.00097009 | 2.8934e-10
[79 empty] | WLDFR | HFTD - Distribution - Tier 2 - 3QU CoRE ¦ 4QU LoRE | Non-Red Flag Warning - Catastrophic Fires | 2036 | 1.0979e-09 | 1.0979e-09 | 16044.1264 | 263.1074 | 9721.74 | 6059.2791 | 0 | 0 | 1.4023e-06 | 1.7615e-05 | 0 | 1.7615e-05 | 1.7615e-05 | 0 | 1.7615e-05 | 0 | 6.7035e-07 | 1.4694e-06 | 0 | 1.4694e-06 | 0 | 1.8691e-05 | 3.7381e-05 | 0 | 3.7381e-05 | [12 empty] | 7.3.3.17.5 (Remote Grid) Updates to grid topology to minimize risk of ignition in HFTDs Remote GridWLDFRContaminationAggregated | WLDFR | HFTD - Distribution - Tier 2 - 1QU CoRE ¦ 4QU LoRE | Non-Red Flag Warning - Large Fires | Contamination | Aggregated | 2036 | 2.9827e-07 | 1483.0022 | 0.00044233 | 2036 | Mitigation | 0.95 | 45 | 0 | esc | 0.00097009 | 2.8934e-10 | 0.00097009 | 2.8934e-10
[79 empty] | WLDFR | HFTD - Distribution - Tier 2 - 3QU CoRE ¦ 4QU LoRE | Non-Red Flag Warning - Catastrophic Fires | 2037 | 1.0979e-09 | 1.0979e-09 | 16044.1264 | 263.1074 | 9721.74 | 6059.2791 | 0 | 0 | 1.4023e-06 | 1.7615e-05 | 0 | 1.7615e-05 | 1.7615e-05 | 0 | 1.7615e-05 | 0 | 6.7035e-07 | 1.4694e-06 | 0 | 1.4694e-06 | 0 | 1.8691e-05 | 3.7381e-05 | 0 | 3.7381e-05 | [12 empty] | 7.3.3.17.5 (Remote Grid) Updates to grid topology to minimize risk of ignition in HFTDs Remote GridWLDFRContaminationAggregated | WLDFR | HFTD - Distribution - Tier 2 - 1QU CoRE ¦ 4QU LoRE | Non-Red Flag Warning - Large Fires | Contamination | Aggregated | 2037 | 2.9827e-07 | 1483.0022 | 0.00044233 | 2037 | Mitigation | 0.95 | 45 | 0 | esc | 0.00097009 | 2.8934e-10 | 0.00097009 | 2.8934e-10
[79 empty] | WLDFR | HFTD - Distribution - Tier 2 - 3QU CoRE ¦ 4QU LoRE | Non-Red Flag Warning - Catastrophic Fires | 2038 | 1.0979e-09 | 1.0979e-09 | 16832.3912 | 280.5544 | 10192.2718 | 6359.5651 | 0 | 0 | 1.4023e-06 | 1.848e-05 | 0 | 1.848e-05 | 1.848e-05 | 0 | 1.848e-05 | 0 | 6.7035e-07 | 1.4694e-06 | 0 | 1.4694e-06 | 0 | 1.8691e-05 | 3.7381e-05 | 0 | 3.7381e-05 | [12 empty] | 7.3.3.17.5 (Remote Grid) Updates to grid topology to minimize risk of ignition in HFTDs Remote GridWLDFRContaminationAggregated | WLDFR | HFTD - Distribution - Tier 2 - 1QU CoRE ¦ 4QU LoRE | Non-Red Flag Warning - Large Fires | Contamination | Aggregated | 2038 | 2.9827e-07 | 1483.0022 | 0.00044233 | 2038 | Mitigation | 0.95 | 45 | 0 | esc | 0.00097009 | 2.8934e-10 | 0.00097009 | 2.8934e-10
[79 empty] | WLDFR | HFTD - Distribution - Tier 2 - 3QU CoRE ¦ 4QU LoRE | Non-Red Flag Warning - Catastrophic Fires | 2039 | 1.0979e-09 | 1.0979e-09 | 16832.3912 | 280.5544 | 10192.2718 | 6359.5651 | 0 | 0 | 1.4023e-06 | 1.848e-05 | 0 | 1.848e-05 | 1.848e-05 | 0 | 1.848e-05 | 0 | 7.0732e-07 | 1.5505e-06 | 0 | 1.5505e-06 | 0 | 1.8691e-05 | 3.7381e-05 | 0 | 3.7381e-05 | [12 empty] | 7.3.3.17.5 (Remote Grid) Updates to grid topology to minimize risk of ignition in HFTDs Remote GridWLDFRContaminationAggregated | WLDFR | HFTD - Distribution - Tier 2 - 1QU CoRE ¦ 4QU LoRE | Non-Red Flag Warning - Large Fires | Contamination | Aggregated | 2039 | 2.9827e-07 | 1483.0022 | 0.00044233 | 2039 | Mitigation | 0.95 | 45 | 0 | esc | 0.00097009 | 2.8934e-10 | 0.00097009 | 2.8934e-10
[79 empty] | WLDFR | HFTD - Distribution - Tier 2 - 3QU CoRE ¦ 4QU LoRE | Non-Red Flag Warning - Catastrophic Fires | 2040 | 1.0979e-09 | 1.0979e-09 | 16832.3912 | 280.5544 | 10192.2718 | 6359.5651 | 0 | 0 | 1.4023e-06 | 1.848e-05 | 0 | 1.848e-05 | 1.848e-05 | 0 | 1.848e-05 | 0 | 7.0732e-07 | 1.5505e-06 | 0 | 1.5505e-06 | 0 | 1.8691e-05 | 3.7381e-05 | 0 | 3.7381e-05 | [12 empty] | 7.3.3.17.5 (Remote Grid) Updates to grid topology to minimize risk of ignition in HFTDs Remote GridWLDFRContaminationAggregated | WLDFR | HFTD - Distribution - Tier 2 - 1QU CoRE ¦ 4QU LoRE | Non-Red Flag Warning - Large Fires | Contamination | Aggregated | 2040 | 2.9827e-07 | 1483.0022 | 0.00044233 | 2040 | Mitigation | 0.95 | 45 | 0 | esc | 0.00097009 | 2.8934e-10 | 0.00097009 | 2.8934e-10
[79 empty] | WLDFR | HFTD - Distribution - Tier 2 - 3QU CoRE ¦ 4QU LoRE | Non-Red Flag Warning - Catastrophic Fires | 2041 | 1.0979e-09 | 1.0979e-09 | 16832.3912 | 280.5544 | 10192.2718 | 6359.5651 | 0 | 0 | 1.4023e-06 | 1.848e-05 | 0 | 1.848e-05 | 1.848e-05 | 0 | 1.848e-05 | 0 | 7.0732e-07 | 1.5505e-06 | 0 | 1.5505e-06 | 0 | 1.9604e-05 | 3.9208e-05 | 0 | 3.9208e-05 | [12 empty] | 7.3.3.17.5 (Remote Grid) Updates to grid topology to minimize risk of ignition in HFTDs Remote GridWLDFRContaminationAggregated | WLDFR | HFTD - Distribution - Tier 2 - 1QU CoRE ¦ 4QU LoRE | Non-Red Flag Warning - Large Fires | Contamination | Aggregated | 2041 | 2.9827e-07 | 1483.0022 | 0.00044233 | 2041 | Mitigation | 0.95 | 45 | 0 | esc | 0.00097009 | 2.8934e-10 | 0.00097009 | 2.8934e-10
[79 empty] | WLDFR | HFTD - Distribution - Tier 2 - 3QU CoRE ¦ 4QU LoRE | Non-Red Flag Warning - Catastrophic Fires | 2042 | 1.0979e-09 | 1.0979e-09 | 16832.3912 | 280.5544 | 10192.2718 | 6359.5651 | 0 | 0 | 1.4023e-06 | 1.848e-05 | 0 | 1.848e-05 | 1.848e-05 | 0 | 1.848e-05 | 0 | 7.0732e-07 | 1.5505e-06 | 0 | 1.5505e-06 | 0 | 1.9604e-05 | 3.9208e-05 | 0 | 3.9208e-05 | [12 empty] | 7.3.3.17.5 (Remote Grid) Updates to grid topology to minimize risk of ignition in HFTDs Remote GridWLDFRContaminationAggregated | WLDFR | HFTD - Distribution - Tier 2 - 1QU CoRE ¦ 4QU LoRE | Non-Red Flag Warning - Large Fires | Contamination | Aggregated | 2042 | 2.9827e-07 | 1483.0022 | 0.00044233 | 2042 | Mitigation | 0.95 | 45 | 0 | esc | 0.00097009 | 2.8934e-10 | 0.00097009 | 2.8934e-10
[79 empty] | WLDFR | HFTD - Distribution - Tier 2 - 3QU CoRE ¦ 4QU LoRE | Non-Red Flag Warning - Catastrophic Fires | 2043 | 1.0979e-09 | 1.0979e-09 | 17672.0852 | 299.42 | 10692.7362 | 6679.929 | 0 | 0 | 1.4023e-06 | 1.9402e-05 | 0 | 1.9402e-05 | 1.9402e-05 | 0 | 1.9402e-05 | 0 | 7.0732e-07 | 1.5505e-06 | 0 | 1.5505e-06 | 0 | 1.9604e-05 | 3.9208e-05 | 0 | 3.9208e-05 | [12 empty] | 7.3.3.17.5 (Remote Grid) Updates to grid topology to minimize risk of ignition in HFTDs Remote GridWLDFRContaminationAggregated | WLDFR | HFTD - Distribution - Tier 2 - 1QU CoRE ¦ 4QU LoRE | Non-Red Flag Warning - Large Fires | Contamination | Aggregated | 2043 | 2.9827e-07 | 1483.0022 | 0.00044233 | 2043 | Mitigation | 0.95 | 45 | 0 | esc | 0.00097009 | 2.8934e-10 | 0.00097009 | 2.8934e-10
[79 empty] | WLDFR | HFTD - Distribution - Tier 2 - 3QU CoRE ¦ 4QU LoRE | Non-Red Flag Warning - Catastrophic Fires | 2044 | 1.0979e-09 | 1.0979e-09 | 17672.0852 | 299.42 | 10692.7362 | 6679.929 | 0 | 0 | 1.4023e-06 | 1.9402e-05 | 0 | 1.9402e-05 | 1.9402e-05 | 0 | 1.9402e-05 | 0 | 7.4938e-07 | 1.6427e-06 | 0 | 1.6427e-06 | 0 | 1.9604e-05 | 3.9208e-05 | 0 | 3.9208e-05 | [12 empty] | 7.3.3.17.5 (Remote Grid) Updates to grid topology to minimize risk of ignition in HFTDs Remote GridWLDFRContaminationAggregated | WLDFR | HFTD - Distribution - Tier 2 - 1QU CoRE ¦ 4QU LoRE | Non-Red Flag Warning - Large Fires | Contamination | Aggregated | 2044 | 2.9827e-07 | 1483.0022 | 0.00044233 | 2044 | Mitigation | 0.95 | 45 | 0 | esc | 0.00097009 | 2.8934e-10 | 0.00097009 | 2.8934e-10
[79 empty] | WLDFR | HFTD - Distribution - Tier 2 - 3QU CoRE ¦ 4QU LoRE | Non-Red Flag Warning - Catastrophic Fires | 2045 | 1.0979e-09 | 1.0979e-09 | 17672.0852 | 299.42 | 10692.7362 | 6679.929 | 0 | 0 | 1.4023e-06 | 1.9402e-05 | 0 | 1.9402e-05 | 1.9402e-05 | 0 | 1.9402e-05 | 0 | 7.4938e-07 | 1.6427e-06 | 0 | 1.6427e-06 | 0 | 1.9604e-05 | 3.9208e-05 | 0 | 3.9208e-05 | [12 empty] | 7.3.3.17.5 (Remote Grid) Updates to grid topology to minimize risk of ignition in HFTDs Remote GridWLDFRContaminationAggregated | WLDFR | HFTD - Distribution - Tier 2 - 1QU CoRE ¦ 4QU LoRE | Non-Red Flag Warning - Large Fires | Contamination | Aggregated | 2045 | 2.9827e-07 | 1483.0022 | 0.00044233 | 2045 | Mitigation | 0.95 | 45 | 0 | esc | 0.00097009 | 2.8934e-10 | 0.00097009 | 2.8934e-10
[79 empty] | WLDFR | HFTD - Distribution - Tier 2 - 3QU CoRE ¦ 4QU LoRE | Non-Red Flag Warning - Catastrophic Fires | 2046 | 1.0979e-09 | 1.0979e-09 | 17672.0852 | 299.42 | 10692.7362 | 6679.929 | 0 | 0 | 1.4023e-06 | 1.9402e-05 | 0 | 1.9402e-05 | 1.9402e-05 | 0 | 1.9402e-05 | 0 | 7.4938e-07 | 1.6427e-06 | 0 | 1.6427e-06 | 0 | 2.0576e-05 | 4.1152e-05 | 0 | 4.1152e-05 | [12 empty] | 7.3.3.17.5 (Remote Grid) Updates to grid topology to minimize risk of ignition in HFTDs Remote GridWLDFRContaminationAggregated | WLDFR | HFTD - Distribution - Tier 2 - 1QU CoRE ¦ 4QU LoRE | Non-Red Flag Warning - Large Fires | Contamination | Aggregated | 2046 | 2.9827e-07 | 1483.0022 | 0.00044233 | 2046 | Mitigation | 0.95 | 45 | 0 | esc | 0.00097009 | 2.8934e-10 | 0.00097009 | 2.8934e-10
[79 empty] | WLDFR | HFTD - Distribution - Tier 2 - 3QU CoRE ¦ 4QU LoRE | Non-Red Flag Warning - Catastrophic Fires | 2047 | 1.0979e-09 | 1.0979e-09 | 17672.0852 | 299.42 | 10692.7362 | 6679.929 | 0 | 0 | 1.4023e-06 | 1.9402e-05 | 0 | 1.9402e-05 | 1.9402e-05 | 0 | 1.9402e-05 | 0 | 7.4938e-07 | 1.6427e-06 | 0 | 1.6427e-06 | 0 | 2.0576e-05 | 4.1152e-05 | 0 | 4.1152e-05 | [12 empty] | 7.3.3.17.5 (Remote Grid) Updates to grid topology to minimize risk of ignition in HFTDs Remote GridWLDFRContaminationAggregated | WLDFR | HFTD - Distribution - Tier 2 - 1QU CoRE ¦ 4QU LoRE | Non-Red Flag Warning - Large Fires | Contamination | Aggregated | 2047 | 2.9827e-07 | 1483.0022 | 0.00044233 | 2047 | Mitigation | 0.95 | 45 | 0 | esc | 0.00097009 | 2.8934e-10 | 0.00097009 | 2.8934e-10
[79 empty] | WLDFR | HFTD - Distribution - Tier 2 - 3QU CoRE ¦ 4QU LoRE | Non-Red Flag Warning - Catastrophic Fires | 2048 | 1.0979e-09 | 1.0979e-09 | 18552.3348 | 319.4911 | 11216.5626 | 7016.281 | 0 | 0 | 1.4023e-06 | 2.0368e-05 | 0 | 2.0368e-05 | 2.0368e-05 | 0 | 2.0368e-05 | 0 | 7.4938e-07 | 1.6427e-06 | 0 | 1.6427e-06 | 0 | 2.0576e-05 | 4.1152e-05 | 0 | 4.1152e-05 | [12 empty] | 7.3.3.17.5 (Remote Grid) Updates to grid topology to minimize risk of ignition in HFTDs Remote GridWLDFRContaminationAggregated | WLDFR | HFTD - Distribution - Tier 2 - 1QU CoRE ¦ 4QU LoRE | Non-Red Flag Warning - Large Fires | Contamination | Aggregated | 2048 | 2.9827e-07 | 1483.0022 | 0.00044233 | 2048 | Mitigation | 0.95 | 45 | 0 | esc | 0.00097009 | 2.8934e-10 | 0.00097009 | 2.8934e-10
[79 empty] | WLDFR | HFTD - Distribution - Tier 2 - 3QU CoRE ¦ 4QU LoRE | Non-Red Flag Warning - Catastrophic Fires | 2049 | 1.0979e-09 | 1.0979e-09 | 18552.3348 | 319.4911 | 11216.5626 | 7016.281 | 0 | 0 | 1.4023e-06 | 2.0368e-05 | 0 | 2.0368e-05 | 2.0368e-05 | 0 | 2.0368e-05 | 0 | 7.9619e-07 | 1.7453e-06 | 0 | 1.7453e-06 | 0 | 2.0576e-05 | 4.1152e-05 | 0 | 4.1152e-05 | [12 empty] | 7.3.3.17.5 (Remote Grid) Updates to grid topology to minimize risk of ignition in HFTDs Remote GridWLDFRContaminationAggregated | WLDFR | HFTD - Distribution - Tier 2 - 1QU CoRE ¦ 4QU LoRE | Non-Red Flag Warning - Large Fires | Contamination | Aggregated | 2049 | 2.9827e-07 | 1483.0022 | 0.00044233 | 2049 | Mitigation | 0.95 | 45 | 0 | esc | 0.00097009 | 2.8934e-10 | 0.00097009 | 2.8934e-10
[79 empty] | WLDFR | HFTD - Distribution - Tier 2 - 3QU CoRE ¦ 4QU LoRE | Non-Red Flag Warning - Catastrophic Fires | 2050 | 1.0979e-09 | 1.0979e-09 | 18552.3348 | 319.4911 | 11216.5626 | 7016.281 | 0 | 0 | 1.4023e-06 | 2.0368e-05 | 0 | 2.0368e-05 | 2.0368e-05 | 0 | 2.0368e-05 | 0 | 7.9619e-07 | 1.7453e-06 | 0 | 1.7453e-06 | 0 | 2.0576e-05 | 4.1152e-05 | 0 | 4.1152e-05 | [12 empty] | 7.3.3.17.5 (Remote Grid) Updates to grid topology to minimize risk of ignition in HFTDs Remote GridWLDFRContaminationAggregated | WLDFR | HFTD - Distribution - Tier 2 - 1QU CoRE ¦ 4QU LoRE | Non-Red Flag Warning - Large Fires | Contamination | Aggregated | 2050 | 2.9827e-07 | 1483.0022 | 0.00044233 | 2050 | Mitigation | 0.95 | 45 | 0 | esc | 0.00097009 | 2.8934e-10 | 0.00097009 | 2.8934e-10
[79 empty] | WLDFR | HFTD - Distribution - Tier 2 - 3QU CoRE ¦ 4QU LoRE | Non-Red Flag Warning - Catastrophic Fires | 2051 | 1.0979e-09 | 1.0979e-09 | 18552.3348 | 319.4911 | 11216.5626 | 7016.281 | 0 | 0 | 1.4023e-06 | 2.0368e-05 | 0 | 2.0368e-05 | 2.0368e-05 | 0 | 2.0368e-05 | 0 | 7.9619e-07 | 1.7453e-06 | 0 | 1.7453e-06 | 0 | 2.1594e-05 | 4.3189e-05 | 0 | 4.3189e-05 | [12 empty] | 7.3.3.17.5 (Remote Grid) Updates to grid topology to minimize risk of ignition in HFTDs Remote GridWLDFRContaminationAggregated | WLDFR | HFTD - Distribution - Tier 2 - 1QU CoRE ¦ 4QU LoRE | Non-Red Flag Warning - Large Fires | Contamination | Aggregated | 2051 | 2.9827e-07 | 1483.0022 | 0.00044233 | 2051 | Mitigation | 0.95 | 45 | 0 | esc | 0.00097009 | 2.8934e-10 | 0.00097009 | 2.8934e-10
[79 empty] | WLDFR | HFTD - Distribution - Tier 2 - 3QU CoRE ¦ 4QU LoRE | Non-Red Flag Warning - Catastrophic Fires | 2052 | 1.0979e-09 | 1.0979e-09 | 18552.3348 | 319.4911 | 11216.5626 | 7016.281 | 0 | 0 | 1.4023e-06 | 2.0368e-05 | 0 | 2.0368e-05 | 2.0368e-05 | 0 | 2.0368e-05 | 0 | 7.9619e-07 | 1.7453e-06 | 0 | 1.7453e-06 | 0 | 2.1594e-05 | 4.3189e-05 | 0 | 4.3189e-05 | [12 empty] | 7.3.3.17.5 (Remote Grid) Updates to grid topology to minimize risk of ignition in HFTDs Remote GridWLDFRContaminationAggregated | WLDFR | HFTD - Distribution - Tier 2 - 1QU CoRE ¦ 4QU LoRE | Non-Red Flag Warning - Large Fires | Contamination | Aggregated | 2052 | 2.9827e-07 | 1483.0022 | 0.00044233 | 2052 | Mitigation | 0.95 | 45 | 0 | esc | 0.00097009 | 2.8934e-10 | 0.00097009 | 2.8934e-10
[79 empty] | WLDFR | HFTD - Distribution - Tier 2 - 3QU CoRE ¦ 4QU LoRE | Non-Red Flag Warning - Catastrophic Fires | 2053 | 1.0979e-09 | 1.0979e-09 | 19462.1283 | 340.5356 | 11757.1413 | 7364.4514 | 0 | 0 | 1.4023e-06 | 2.1367e-05 | 0 | 2.1367e-05 | 2.1367e-05 | 0 | 2.1367e-05 | 0 | 7.9619e-07 | 1.7453e-06 | 0 | 1.7453e-06 | 0 | 2.1594e-05 | 4.3189e-05 | 0 | 4.3189e-05 | [12 empty] | 7.3.3.17.5 (Remote Grid) Updates to grid topology to minimize risk of ignition in HFTDs Remote GridWLDFRContaminationAggregated | WLDFR | HFTD - Distribution - Tier 2 - 1QU CoRE ¦ 4QU LoRE | Non-Red Flag Warning - Large Fires | Contamination | Aggregated | 2053 | 2.9827e-07 | 1483.0022 | 0.00044233 | 2053 | Mitigation | 0.95 | 45 | 0 | esc | 0.00097009 | 2.8934e-10 | 0.00097009 | 2.8934e-10
[79 empty] | WLDFR | HFTD - Distribution - Tier 2 - 3QU CoRE ¦ 4QU LoRE | Non-Red Flag Warning - Catastrophic Fires | 2054 | 1.0979e-09 | 1.0979e-09 | 19462.1283 | 340.5356 | 11757.1413 | 7364.4514 | 0 | 0 | 1.4023e-06 | 2.1367e-05 | 0 | 2.1367e-05 | 2.1367e-05 | 0 | 2.1367e-05 | 0 | 8.4738e-07 | 1.8575e-06 | 0 | 1.8575e-06 | 0 | 2.1594e-05 | 4.3189e-05 | 0 | 4.3189e-05 | [12 empty] | 7.3.3.17.5 (Remote Grid) Updates to grid topology to minimize risk of ignition in HFTDs Remote GridWLDFRContaminationAggregated | WLDFR | HFTD - Distribution - Tier 2 - 1QU CoRE ¦ 4QU LoRE | Non-Red Flag Warning - Large Fires | Contamination | Aggregated | 2054 | 2.9827e-07 | 1483.0022 | 0.00044233 | 2054 | Mitigation | 0.95 | 45 | 0 | esc | 0.00097009 | 2.8934e-10 | 0.00097009 | 2.8934e-10
[79 empty] | WLDFR | HFTD - Distribution - Tier 2 - 3QU CoRE ¦ 4QU LoRE | Non-Red Flag Warning - Catastrophic Fires | 2055 | 1.0979e-09 | 1.0979e-09 | 19462.1283 | 340.5356 | 11757.1413 | 7364.4514 | 0 | 0 | 1.4023e-06 | 2.1367e-05 | 0 | 2.1367e-05 | 2.1367e-05 | 0 | 2.1367e-05 | 0 | 8.4738e-07 | 1.8575e-06 | 0 | 1.8575e-06 | 0 | 0 | 4.3189e-05 | 0 | 4.3189e-05 | [12 empty] | 7.3.3.17.5 (Remote Grid) Updates to grid topology to minimize risk of ignition in HFTDs Remote GridWLDFRContaminationAggregated | WLDFR | HFTD - Distribution - Tier 2 - 1QU CoRE ¦ 4QU LoRE | Non-Red Flag Warning - Large Fires | Contamination | Aggregated | 2055 | 2.9827e-07 | 1483.0022 | 0.00044233 | 2055 | Mitigation | 0.95 | 45 | 0 | esc | 0.00097009 | 2.8934e-10 | 0.00097009 | 2.8934e-10
[79 empty] | WLDFR | HFTD - Distribution - Tier 2 - 3QU CoRE ¦ 4QU LoRE | Non-Red Flag Warning - Catastrophic Fires | 2056 | 1.0979e-09 | 1.0979e-09 | 19462.1283 | 340.5356 | 11757.1413 | 7364.4514 | 0 | 0 | 1.4023e-06 | 2.1367e-05 | 0 | 2.1367e-05 | 2.1367e-05 | 0 | 2.1367e-05 | 0 | 8.4738e-07 | 1.8575e-06 | 0 | 1.8575e-06 | 0 | 0 | 0 | 0 | 0 | [12 empty] | 7.3.3.17.5 (Remote Grid) Updates to grid topology to minimize risk of ignition in HFTDs Remote GridWLDFRContaminationAggregated | WLDFR | HFTD - Distribution - Tier 2 - 1QU CoRE ¦ 4QU LoRE | Non-Red Flag Warning - Large Fires | Contamination | Aggregated | 2056 | 2.9827e-07 | 1483.0022 | 0.00044233 | 2056 | Mitigation | 0.95 | 45 | 0 | esc | 0.00097009 | 2.8934e-10 | 0.00097009 | 2.8934e-10
[79 empty] | WLDFR | HFTD - Distribution - Tier 2 - 3QU CoRE ¦ 4QU LoRE | Non-Red Flag Warning - Catastrophic Fires | 2057 | 1.0979e-09 | 1.0979e-09 | 19462.1283 | 340.5356 | 11757.1413 | 7364.4514 | 0 | 0 | 1.4023e-06 | 2.1367e-05 | 0 | 2.1367e-05 | 2.1367e-05 | 0 | 2.1367e-05 | 0 | 8.4738e-07 | 1.8575e-06 | 0 | 1.8575e-06 | 0 | 0 | 0 | 0 | 0 | [12 empty] | 7.3.3.17.5 (Remote Grid) Updates to grid topology to minimize risk of ignition in HFTDs Remote GridWLDFRContaminationAggregated | WLDFR | HFTD - Distribution - Tier 2 - 1QU CoRE ¦ 4QU LoRE | Non-Red Flag Warning - Large Fires | Contamination | Aggregated | 2057 | 2.9827e-07 | 1483.0022 | 0.00044233 | 2057 | Mitigation | 0.95 | 45 | 0 | esc | 0.00097009 | 2.8934e-10 | 0.00097009 | 2.8934e-10
[79 empty] | WLDFR | HFTD - Distribution - Tier 2 - 3QU CoRE ¦ 4QU LoRE | Non-Red Flag Warning - Catastrophic Fires | 2058 | 1.0979e-09 | 1.0979e-09 | 20390.4035 | 362.3049 | 12307.8747 | 7720.2238 | 0 | 0 | 1.4023e-06 | 2.2386e-05 | 0 | 2.2386e-05 | 2.2386e-05 | 0 | 2.2386e-05 | 0 | 8.4738e-07 | 1.8575e-06 | 0 | 1.8575e-06 | 0 | 3.8883e-07 | 0 | 0 | 0 | [12 empty] | 7.3.3.17.5 (Remote Grid) Updates to grid topology to minimize risk of ignition in HFTDs Remote GridWLDFRContaminationAggregated | WLDFR | HFTD - Distribution - Tier 2 - 1QU CoRE ¦ 4QU LoRE | Non-Red Flag Warning - Large Fires | Contamination | Aggregated | 2058 | 2.9827e-07 | 1483.0022 | 0.00044233 | 2058 | Mitigation | 0.95 | 45 | 0 | esc | 0.00097009 | 2.8934e-10 | 0.00097009 | 2.8934e-10
[79 empty] | WLDFR | HFTD - Distribution - Tier 2 - 3QU CoRE ¦ 4QU LoRE | Non-Red Flag Warning - Catastrophic Fires | 2059 | 1.0979e-09 | 1.0979e-09 | 20390.4035 | 362.3049 | 12307.8747 | 7720.2238 | 0 | 0 | 1.4023e-06 | 2.2386e-05 | 0 | 2.2386e-05 | 2.2386e-05 | 0 | 2.2386e-05 | 0 | 9.0253e-07 | 1.9784e-06 | 0 | 1.9784e-06 | 0 | 4.0623e-07 | 8.1246e-07 | 0 | 8.1246e-07 | [12 empty] | 7.3.3.17.5 (Remote Grid) Updates to grid topology to minimize risk of ignition in HFTDs Remote GridWLDFRContaminationAggregated | WLDFR | HFTD - Distribution - Tier 2 - 1QU CoRE ¦ 4QU LoRE | Non-Red Flag Warning - Large Fires | Contamination | Aggregated | 2059 | 2.9827e-07 | 1483.0022 | 0.00044233 | 2059 | Mitigation | 0.95 | 45 | 0 | esc | 0.00097009 | 2.8934e-10 | 0.00097009 | 2.8934e-10
[79 empty] | WLDFR | HFTD - Distribution - Tier 2 - 3QU CoRE ¦ 4QU LoRE | Non-Red Flag Warning - Catastrophic Fires | 2060 | 1.0979e-09 | 1.0979e-09 | 20390.4035 | 362.3049 | 12307.8747 | 7720.2238 | 0 | 0 | 1.4023e-06 | 2.2386e-05 | 0 | 2.2386e-05 | 2.2386e-05 | 0 | 2.2386e-05 | 0 | 9.0253e-07 | 1.9784e-06 | 0 | 1.9784e-06 | 0 | 4.0623e-07 | 8.1246e-07 | 0 | 8.1246e-07 | [12 empty] | 7.3.3.17.5 (Remote Grid) Updates to grid topology to minimize risk of ignition in HFTDs Remote GridWLDFRContaminationAggregated | WLDFR | HFTD - Distribution - Tier 2 - 1QU CoRE ¦ 4QU LoRE | Non-Red Flag Warning - Large Fires | Contamination | Aggregated | 2060 | 2.9827e-07 | 1483.0022 | 0.00044233 | 2060 | Mitigation | 0.95 | 45 | 0 | esc | 0.00097009 | 2.8934e-10 | 0.00097009 | 2.8934e-10
[79 empty] | WLDFR | HFTD - Distribution - Tier 2 - 3QU CoRE ¦ 4QU LoRE | Non-Red Flag Warning - Catastrophic Fires | 2061 | 1.0979e-09 | 1.0979e-09 | 20390.4035 | 362.3049 | 12307.8747 | 7720.2238 | 0 | 0 | 1.4023e-06 | 2.2386e-05 | 0 | 2.2386e-05 | 2.2386e-05 | 0 | 2.2386e-05 | 0 | 9.0253e-07 | 1.9784e-06 | 0 | 1.9784e-06 | 0 | 4.0623e-07 | 8.1246e-07 | 0 | 8.1246e-07 | [12 empty] | 7.3.3.17.5 (Remote Grid) Updates to grid topology to minimize risk of ignition in HFTDs Remote GridWLDFRContaminationAggregated | WLDFR | HFTD - Distribution - Tier 2 - 1QU CoRE ¦ 4QU LoRE | Non-Red Flag Warning - Large Fires | Contamination | Aggregated | 2061 | 2.9827e-07 | 1483.0022 | 0.00044233 | 2061 | Mitigation | 0.95 | 45 | 0 | esc | 0.00097009 | 2.8934e-10 | 0.00097009 | 2.8934e-10
[79 empty] | WLDFR | HFTD - Distribution - Tier 2 - 3QU CoRE ¦ 4QU LoRE | Non-Red Flag Warning - Catastrophic Fires | 2062 | 1.0979e-09 | 1.0979e-09 | 20390.4035 | 362.3049 | 12307.8747 | 7720.2238 | 0 | 0 | 1.4023e-06 | 2.2386e-05 | 0 | 2.2386e-05 | 2.2386e-05 | 0 | 2.2386e-05 | 0 | 9.0253e-07 | 1.9784e-06 | 0 | 1.9784e-06 | 0 | 4.0623e-07 | 8.1246e-07 | 0 | 8.1246e-07 | [12 empty] | 7.3.3.17.5 (Remote Grid) Updates to grid topology to minimize risk of ignition in HFTDs Remote GridWLDFRContaminationAggregated | WLDFR | HFTD - Distribution - Tier 2 - 1QU CoRE ¦ 4QU LoRE | Non-Red Flag Warning - Large Fires | Contamination | Aggregated | 2062 | 2.9827e-07 | 1483.0022 | 0.00044233 | 2062 | Mitigation | 0.95 | 45 | 0 | esc | 0.00097009 | 2.8934e-10 | 0.00097009 | 2.8934e-10
[79 empty] | WLDFR | HFTD - Distribution - Tier 2 - 3QU CoRE ¦ 4QU LoRE | Non-Red Flag Warning - Catastrophic Fires | 2063 | 1.0979e-09 | 1.0979e-09 | 21325.9188 | 384.5316 | 12862.0997 | 8079.2876 | 0 | 0 | 1.4023e-06 | 2.3413e-05 | 0 | 2.3413e-05 | 2.3413e-05 | 0 | 2.3413e-05 | 0 | 9.0253e-07 | 1.9784e-06 | 0 | 1.9784e-06 | 0 | 4.0623e-07 | 8.1246e-07 | 0 | 8.1246e-07 | [12 empty] | 7.3.3.17.5 (Remote Grid) Updates to grid topology to minimize risk of ignition in HFTDs Remote GridWLDFRContaminationAggregated | WLDFR | HFTD - Distribution - Tier 2 - 1QU CoRE ¦ 4QU LoRE | Non-Red Flag Warning - Large Fires | Contamination | Aggregated | 2063 | 2.9827e-07 | 1483.0022 | 0.00044233 | 2063 | Mitigation | 0.95 | 45 | 0 | esc | 0.00097009 | 2.8934e-10 | 0.00097009 | 2.8934e-10
[79 empty] | WLDFR | HFTD - Distribution - Tier 2 - 3QU CoRE ¦ 4QU LoRE | Non-Red Flag Warning - Catastrophic Fires | 2064 | 1.0979e-09 | 1.0979e-09 | 21325.9188 | 384.5316 | 12862.0997 | 8079.2876 | 0 | 0 | 1.4023e-06 | 2.3413e-05 | 0 | 2.3413e-05 | 2.3413e-05 | 0 | 2.3413e-05 | 0 | 9.6117e-07 | 2.1069e-06 | 0 | 2.1069e-06 | 0 | 4.2864e-07 | 8.5727e-07 | 0 | 8.5727e-07 | [12 empty] | 7.3.3.17.5 (Remote Grid) Updates to grid topology to minimize risk of ignition in HFTDs Remote GridWLDFRContaminationAggregated | WLDFR | HFTD - Distribution - Tier 2 - 1QU CoRE ¦ 4QU LoRE | Non-Red Flag Warning - Large Fires | Contamination | Aggregated | 2064 | 2.9827e-07 | 1483.0022 | 0.00044233 | 2064 | Mitigation | 0.95 | 45 | 0 | esc | 0.00097009 | 2.8934e-10 | 0.00097009 | 2.8934e-10
[79 empty] | WLDFR | HFTD - Distribution - Tier 2 - 3QU CoRE ¦ 4QU LoRE | Non-Red Flag Warning - Catastrophic Fires | 2065 | 1.0979e-09 | 1.0979e-09 | 21325.9188 | 384.5316 | 12862.0997 | 8079.2876 | 0 | 0 | 1.4023e-06 | 2.3413e-05 | 0 | 2.3413e-05 | 2.3413e-05 | 0 | 2.3413e-05 | 0 | 9.6117e-07 | 2.1069e-06 | 0 | 2.1069e-06 | 0 | 4.2864e-07 | 8.5727e-07 | 0 | 8.5727e-07 | [12 empty] | 7.3.3.17.5 (Remote Grid) Updates to grid topology to minimize risk of ignition in HFTDs Remote GridWLDFRContaminationAggregated | WLDFR | HFTD - Distribution - Tier 2 - 1QU CoRE ¦ 4QU LoRE | Non-Red Flag Warning - Large Fires | Contamination | Aggregated | 2065 | 2.9827e-07 | 1483.0022 | 0.00044233 | 2065 | Mitigation | 0.95 | 45 | 0 | esc | 0.00097009 | 2.8934e-10 | 0.00097009 | 2.8934e-10
[79 empty] | WLDFR | HFTD - Distribution - Tier 2 - 3QU CoRE ¦ 4QU LoRE | Non-Red Flag Warning - Catastrophic Fires | 2066 | 1.0979e-09 | 1.0979e-09 | 21325.9188 | 384.5316 | 12862.0997 | 8079.2876 | 0 | 0 | 1.4023e-06 | 2.3413e-05 | 0 | 2.3413e-05 | 2.3413e-05 | 0 | 2.3413e-05 | 0 | 9.6117e-07 | 2.1069e-06 | 0 | 2.1069e-06 | 0 | 4.2864e-07 | 8.5727e-07 | 0 | 8.5727e-07 | [12 empty] | 7.3.3.17.5 (Remote Grid) Updates to grid topology to minimize risk of ignition in HFTDs Remote GridWLDFRContaminationAggregated | WLDFR | HFTD - Distribution - Tier 2 - 1QU CoRE ¦ 4QU LoRE | Non-Red Flag Warning - Large Fires | Contamination | Aggregated | 2066 | 2.9827e-07 | 1483.0022 | 0.00044233 | 2066 | Mitigation | 0.95 | 45 | 0 | esc | 0.00097009 | 2.8934e-10 | 0.00097009 | 2.8934e-10
[79 empty] | WLDFR | HFTD - Distribution - Tier 2 - 3QU CoRE ¦ 4QU LoRE | Non-Red Flag Warning - Catastrophic Fires | 2067 | 0 | 1.0979e-09 | 21325.9188 | 384.5316 | 12862.0997 | 8079.2876 | 0 | 0 | 1.4023e-06 | 0 | 0 | 0 | 2.3413e-05 | 0 | 2.3413e-05 | 0 | 9.6117e-07 | 2.1069e-06 | 0 | 2.1069e-06 | 0 | 4.2864e-07 | 8.5727e-07 | 0 | 8.5727e-07 | [12 empty] | 7.3.3.17.5 (Remote Grid) Updates to grid topology to minimize risk of ignition in HFTDs Remote GridWLDFRContaminationAggregated | WLDFR | HFTD - Distribution - Tier 2 - 1QU CoRE ¦ 4QU LoRE | Non-Red Flag Warning - Large Fires | Contamination | Aggregated | 2067 | 2.9827e-07 | 1483.0022 | 0.00044233 | 2067 | Mitigation | 0.95 | 45 | 0 | esc | 0 | 0 | 0.00097009 | 2.8934e-10
[79 empty] | WLDFR | HFTD - Distribution - Tier 2 - 3QU CoRE ¦ 4QU LoRE | Non-Red Flag Warning - Destructive Fires | 2022 | 1.126e-09 | 0 | 8807.9522 | 222.2294 | 8585.7228 | 0 | 0 | 0 | 1.3451e-06 | 9.9178e-06 | 0 | 9.9178e-06 | 0 | 0 | 0 | 0 | 9.6117e-07 | 2.1069e-06 | 0 | 2.1069e-06 | 0 | 4.2864e-07 | 8.5727e-07 | 0 | 8.5727e-07 | [12 empty] | 7.3.3.17.5 (Remote Grid) Updates to grid topology to minimize risk of ignition in HFTDs Remote GridWLDFREquipment / facility failureAggregated | WLDFR | HFTD - Distribution - Tier 2 - 1QU CoRE ¦ 4QU LoRE | Non-Red Flag Warning - Large Fires | Equipment / facility failure | Aggregated | 2022 | 5.4148e-06 | 1483.0022 | 0.0080302 | 2022 | Mitigation | 0.95 | 45 | 0 | esc | 0.00097009 | 5.2528e-09 | 0 | 0
[79 empty] | WLDFR | HFTD - Distribution - Tier 2 - 3QU CoRE ¦ 4QU LoRE | Non-Red Flag Warning - Destructive Fires | 2023 | 1.126e-09 | 1.126e-09 | 9129.7461 | 233.2301 | 8896.516 | 0 | 0 | 0 | 1.3451e-06 | 1.028e-05 | 0 | 1.028e-05 | 1.028e-05 | 0 | 1.028e-05 | 0 | 1.0226e-06 | 2.2417e-06 | 0 | 2.2417e-06 | 0 | 4.5412e-07 | 9.0825e-07 | 0 | 9.0825e-07 | [12 empty] | 7.3.3.17.5 (Remote Grid) Updates to grid topology to minimize risk of ignition in HFTDs Remote GridWLDFREquipment / facility failureAggregated | WLDFR | HFTD - Distribution - Tier 2 - 1QU CoRE ¦ 4QU LoRE | Non-Red Flag Warning - Large Fires | Equipment / facility failure | Aggregated | 2023 | 5.4148e-06 | 1483.0022 | 0.0080302 | 2023 | Mitigation | 0.95 | 45 | 0 | esc | 0.00097009 | 5.2528e-09 | 0.00097009 | 5.2528e-09
[79 empty] | WLDFR | HFTD - Distribution - Tier 2 - 3QU CoRE ¦ 4QU LoRE | Non-Red Flag Warning - Destructive Fires | 2024 | 1.126e-09 | 1.126e-09 | 9129.7461 | 233.2301 | 8896.516 | 0 | 0 | 0 | 1.3451e-06 | 1.028e-05 | 0 | 1.028e-05 | 1.028e-05 | 0 | 1.028e-05 | 0 | 1.0226e-06 | 2.2417e-06 | 0 | 2.2417e-06 | 0 | 4.5412e-07 | 9.0825e-07 | 0 | 9.0825e-07 | [12 empty] | 7.3.3.17.5 (Remote Grid) Updates to grid topology to minimize risk of ignition in HFTDs Remote GridWLDFREquipment / facility failureAggregated | WLDFR | HFTD - Distribution - Tier 2 - 1QU CoRE ¦ 4QU LoRE | Non-Red Flag Warning - Large Fires | Equipment / facility failure | Aggregated | 2024 | 5.4148e-06 | 1483.0022 | 0.0080302 | 2024 | Mitigation | 0.95 | 45 | 0 | esc | 0.00097009 | 5.2528e-09 | 0.00097009 | 5.2528e-09
[79 empty] | WLDFR | HFTD - Distribution - Tier 2 - 3QU CoRE ¦ 4QU LoRE | Non-Red Flag Warning - Destructive Fires | 2025 | 1.126e-09 | 1.126e-09 | 9129.7461 | 233.2301 | 8896.516 | 0 | 0 | 0 | 1.3451e-06 | 1.028e-05 | 0 | 1.028e-05 | 1.028e-05 | 0 | 1.028e-05 | 0 | 1.0226e-06 | 2.2417e-06 | 0 | 2.2417e-06 | 0 | 4.5412e-07 | 9.0825e-07 | 0 | 9.0825e-07 | [12 empty] | 7.3.3.17.5 (Remote Grid) Updates to grid topology to minimize risk of ignition in HFTDs Remote GridWLDFREquipment / facility failureAggregated | WLDFR | HFTD - Distribution - Tier 2 - 1QU CoRE ¦ 4QU LoRE | Non-Red Flag Warning - Large Fires | Equipment / facility failure | Aggregated | 2025 | 5.4148e-06 | 1483.0022 | 0.0080302 | 2025 | Mitigation | 0.95 | 45 | 0 | esc | 0.00097009 | 5.2528e-09 | 0.00097009 | 5.2528e-09
[79 empty] | WLDFR | HFTD - Distribution - Tier 2 - 3QU CoRE ¦ 4QU LoRE | Non-Red Flag Warning - Destructive Fires | 2026 | 1.126e-09 | 1.126e-09 | 9129.7461 | 233.2301 | 8896.516 | 0 | 0 | 0 | 1.3451e-06 | 1.028e-05 | 0 | 1.028e-05 | 1.028e-05 | 0 | 1.028e-05 | 0 | 1.0226e-06 | 2.2417e-06 | 0 | 2.2417e-06 | 0 | 4.5412e-07 | 9.0825e-07 | 0 | 9.0825e-07 | [12 empty] | 7.3.3.17.5 (Remote Grid) Updates to grid topology to minimize risk of ignition in HFTDs Remote GridWLDFREquipment / facility failureAggregated | WLDFR | HFTD - Distribution - Tier 2 - 1QU CoRE ¦ 4QU LoRE | Non-Red Flag Warning - Large Fires | Equipment / facility failure | Aggregated | 2026 | 5.4148e-06 | 1483.0022 | 0.0080302 | 2026 | Mitigation | 0.95 | 45 | 0 | esc | 0.00097009 | 5.2528e-09 | 0.00097009 | 5.2528e-09
[79 empty] | WLDFR | HFTD - Distribution - Tier 2 - 3QU CoRE ¦ 4QU LoRE | Non-Red Flag Warning - Destructive Fires | 2027 | 1.126e-09 | 1.126e-09 | 9129.7461 | 233.2301 | 8896.516 | 0 | 0 | 0 | 1.3451e-06 | 1.028e-05 | 0 | 1.028e-05 | 1.028e-05 | 0 | 1.028e-05 | 0 | 1.0226e-06 | 2.2417e-06 | 0 | 2.2417e-06 | 0 | 4.5412e-07 | 9.0825e-07 | 0 | 9.0825e-07 | [12 empty] | 7.3.3.17.5 (Remote Grid) Updates to grid topology to minimize risk of ignition in HFTDs Remote GridWLDFREquipment / facility failureAggregated | WLDFR | HFTD - Distribution - Tier 2 - 1QU CoRE ¦ 4QU LoRE | Non-Red Flag Warning - Large Fires | Equipment / facility failure | Aggregated | 2027 | 5.4148e-06 | 1483.0022 | 0.0080302 | 2027 | Mitigation | 0.95 | 45 | 0 | esc | 0.00097009 | 5.2528e-09 | 0.00097009 | 5.2528e-09
[79 empty] | WLDFR | HFTD - Distribution - Tier 2 - 3QU CoRE ¦ 4QU LoRE | Non-Red Flag Warning - Destructive Fires | 2028 | 1.126e-09 | 1.126e-09 | 9534.9221 | 247.273 | 9287.6491 | 0 | 0 | 0 | 1.3451e-06 | 1.0736e-05 | 0 | 1.0736e-05 | 1.0736e-05 | 0 | 1.0736e-05 | 0 | 1.0863e-06 | 2.3811e-06 | 0 | 2.3811e-06 | 0 | 4.8249e-07 | 9.6498e-07 | 0 | 9.6498e-07 | [12 empty] | 7.3.3.17.5 (Remote Grid) Updates to grid topology to minimize risk of ignition in HFTDs Remote GridWLDFREquipment / facility failureAggregated | WLDFR | HFTD - Distribution - Tier 2 - 1QU CoRE ¦ 4QU LoRE | Non-Red Flag Warning - Large Fires | Equipment / facility failure | Aggregated | 2028 | 5.4148e-06 | 1483.0022 | 0.0080302 | 2028 | Mitigation | 0.95 | 45 | 0 | esc | 0.00097009 | 5.2528e-09 | 0.00097009 | 5.2528e-09
[79 empty] | WLDFR | HFTD - Distribution - Tier 2 - 3QU CoRE ¦ 4QU LoRE | Non-Red Flag Warning - Destructive Fires | 2029 | 1.126e-09 | 1.126e-09 | 9534.9221 | 247.273 | 9287.6491 | 0 | 0 | 0 | 1.3451e-06 | 1.0736e-05 | 0 | 1.0736e-05 | 1.0736e-05 | 0 | 1.0736e-05 | 0 | 1.0863e-06 | 2.3811e-06 | 0 | 2.3811e-06 | 0 | 4.8249e-07 | 9.6498e-07 | 0 | 9.6498e-07 | [12 empty] | 7.3.3.17.5 (Remote Grid) Updates to grid topology to minimize risk of ignition in HFTDs Remote GridWLDFREquipment / facility failureAggregated | WLDFR | HFTD - Distribution - Tier 2 - 1QU CoRE ¦ 4QU LoRE | Non-Red Flag Warning - Large Fires | Equipment / facility failure | Aggregated | 2029 | 5.4148e-06 | 1483.0022 | 0.0080302 | 2029 | Mitigation | 0.95 | 45 | 0 | esc | 0.00097009 | 5.2528e-09 | 0.00097009 | 5.2528e-09
[79 empty] | WLDFR | HFTD - Distribution - Tier 2 - 3QU CoRE ¦ 4QU LoRE | Non-Red Flag Warning - Destructive Fires | 2030 | 1.126e-09 | 1.126e-09 | 9534.9221 | 247.273 | 9287.6491 | 0 | 0 | 0 | 1.3451e-06 | 1.0736e-05 | 0 | 1.0736e-05 | 1.0736e-05 | 0 | 1.0736e-05 | 0 | 1.0863e-06 | 2.3811e-06 | 0 | 2.3811e-06 | 0 | 4.8249e-07 | 9.6498e-07 | 0 | 9.6498e-07 | [12 empty] | 7.3.3.17.5 (Remote Grid) Updates to grid topology to minimize risk of ignition in HFTDs Remote GridWLDFREquipment / facility failureAggregated | WLDFR | HFTD - Distribution - Tier 2 - 1QU CoRE ¦ 4QU LoRE | Non-Red Flag Warning - Large Fires | Equipment / facility failure | Aggregated | 2030 | 5.4148e-06 | 1483.0022 | 0.0080302 | 2030 | Mitigation | 0.95 | 45 | 0 | esc | 0.00097009 | 5.2528e-09 | 0.00097009 | 5.2528e-09
[79 empty] | WLDFR | HFTD - Distribution - Tier 2 - 3QU CoRE ¦ 4QU LoRE | Non-Red Flag Warning - Destructive Fires | 2031 | 1.126e-09 | 1.126e-09 | 9534.9221 | 247.273 | 9287.6491 | 0 | 0 | 0 | 1.3451e-06 | 1.0736e-05 | 0 | 1.0736e-05 | 1.0736e-05 | 0 | 1.0736e-05 | 0 | 1.0863e-06 | 2.3811e-06 | 0 | 2.3811e-06 | 0 | 4.8249e-07 | 9.6498e-07 | 0 | 9.6498e-07 | [12 empty] | 7.3.3.17.5 (Remote Grid) Updates to grid topology to minimize risk of ignition in HFTDs Remote GridWLDFREquipment / facility failureAggregated | WLDFR | HFTD - Distribution - Tier 2 - 1QU CoRE ¦ 4QU LoRE | Non-Red Flag Warning - Large Fires | Equipment / facility failure | Aggregated | 2031 | 5.4148e-06 | 1483.0022 | 0.0080302 | 2031 | Mitigation | 0.95 | 45 | 0 | esc | 0.00097009 | 5.2528e-09 | 0.00097009 | 5.2528e-09
[79 empty] | WLDFR | HFTD - Distribution - Tier 2 - 3QU CoRE ¦ 4QU LoRE | Non-Red Flag Warning - Destructive Fires | 2032 | 1.126e-09 | 1.126e-09 | 9534.9221 | 247.273 | 9287.6491 | 0 | 0 | 0 | 1.3451e-06 | 1.0736e-05 | 0 | 1.0736e-05 | 1.0736e-05 | 0 | 1.0736e-05 | 0 | 1.0863e-06 | 2.3811e-06 | 0 | 2.3811e-06 | 0 | 4.8249e-07 | 9.6498e-07 | 0 | 9.6498e-07 | [12 empty] | 7.3.3.17.5 (Remote Grid) Updates to grid topology to minimize risk of ignition in HFTDs Remote GridWLDFREquipment / facility failureAggregated | WLDFR | HFTD - Distribution - Tier 2 - 1QU CoRE ¦ 4QU LoRE | Non-Red Flag Warning - Large Fires | Equipment / facility failure | Aggregated | 2032 | 5.4148e-06 | 1483.0022 | 0.0080302 | 2032 | Mitigation | 0.95 | 45 | 0 | esc | 0.00097009 | 5.2528e-09 | 0.00097009 | 5.2528e-09
[79 empty] | WLDFR | HFTD - Distribution - Tier 2 - 3QU CoRE ¦ 4QU LoRE | Non-Red Flag Warning - Destructive Fires | 2033 | 1.126e-09 | 1.126e-09 | 9984.8474 | 263.1074 | 9721.74 | 0 | 0 | 0 | 1.3451e-06 | 1.1243e-05 | 0 | 1.1243e-05 | 1.1243e-05 | 0 | 1.1243e-05 | 0 | 1.1513e-06 | 2.5237e-06 | 0 | 2.5237e-06 | 0 | 5.1351e-07 | 1.027e-06 | 0 | 1.027e-06 | [12 empty] | 7.3.3.17.5 (Remote Grid) Updates to grid topology to minimize risk of ignition in HFTDs Remote GridWLDFREquipment / facility failureAggregated | WLDFR | HFTD - Distribution - Tier 2 - 1QU CoRE ¦ 4QU LoRE | Non-Red Flag Warning - Large Fires | Equipment / facility failure | Aggregated | 2033 | 5.4148e-06 | 1483.0022 | 0.0080302 | 2033 | Mitigation | 0.95 | 45 | 0 | esc | 0.00097009 | 5.2528e-09 | 0.00097009 | 5.2528e-09
[79 empty] | WLDFR | HFTD - Distribution - Tier 2 - 3QU CoRE ¦ 4QU LoRE | Non-Red Flag Warning - Destructive Fires | 2034 | 1.126e-09 | 1.126e-09 | 9984.8474 | 263.1074 | 9721.74 | 0 | 0 | 0 | 1.3451e-06 | 1.1243e-05 | 0 | 1.1243e-05 | 1.1243e-05 | 0 | 1.1243e-05 | 0 | 1.1513e-06 | 2.5237e-06 | 0 | 2.5237e-06 | 0 | 5.1351e-07 | 1.027e-06 | 0 | 1.027e-06 | [12 empty] | 7.3.3.17.5 (Remote Grid) Updates to grid topology to minimize risk of ignition in HFTDs Remote GridWLDFREquipment / facility failureAggregated | WLDFR | HFTD - Distribution - Tier 2 - 1QU CoRE ¦ 4QU LoRE | Non-Red Flag Warning - Large Fires | Equipment / facility failure | Aggregated | 2034 | 5.4148e-06 | 1483.0022 | 0.0080302 | 2034 | Mitigation | 0.95 | 45 | 0 | esc | 0.00097009 | 5.2528e-09 | 0.00097009 | 5.2528e-09
[79 empty] | WLDFR | HFTD - Distribution - Tier 2 - 3QU CoRE ¦ 4QU LoRE | Non-Red Flag Warning - Destructive Fires | 2035 | 1.126e-09 | 1.126e-09 | 9984.8474 | 263.1074 | 9721.74 | 0 | 0 | 0 | 1.3451e-06 | 1.1243e-05 | 0 | 1.1243e-05 | 1.1243e-05 | 0 | 1.1243e-05 | 0 | 1.1513e-06 | 2.5237e-06 | 0 | 2.5237e-06 | 0 | 5.1351e-07 | 1.027e-06 | 0 | 1.027e-06 | [12 empty] | 7.3.3.17.5 (Remote Grid) Updates to grid topology to minimize risk of ignition in HFTDs Remote GridWLDFREquipment / facility failureAggregated | WLDFR | HFTD - Distribution - Tier 2 - 1QU CoRE ¦ 4QU LoRE | Non-Red Flag Warning - Large Fires | Equipment / facility failure | Aggregated | 2035 | 5.4148e-06 | 1483.0022 | 0.0080302 | 2035 | Mitigation | 0.95 | 45 | 0 | esc | 0.00097009 | 5.2528e-09 | 0.00097009 | 5.2528e-09
[79 empty] | WLDFR | HFTD - Distribution - Tier 2 - 3QU CoRE ¦ 4QU LoRE | Non-Red Flag Warning - Destructive Fires | 2036 | 1.126e-09 | 1.126e-09 | 9984.8474 | 263.1074 | 9721.74 | 0 | 0 | 0 | 1.3451e-06 | 1.1243e-05 | 0 | 1.1243e-05 | 1.1243e-05 | 0 | 1.1243e-05 | 0 | 0 | 2.5237e-06 | 0 | 2.5237e-06 | 0 | 5.1351e-07 | 1.027e-06 | 0 | 1.027e-06 | [12 empty] | 7.3.3.17.5 (Remote Grid) Updates to grid topology to minimize risk of ignition in HFTDs Remote GridWLDFREquipment / facility failureAggregated | WLDFR | HFTD - Distribution - Tier 2 - 1QU CoRE ¦ 4QU LoRE | Non-Red Flag Warning - Large Fires | Equipment / facility failure | Aggregated | 2036 | 5.4148e-06 | 1483.0022 | 0.0080302 | 2036 | Mitigation | 0.95 | 45 | 0 | esc | 0.00097009 | 5.2528e-09 | 0.00097009 | 5.2528e-09
[79 empty] | WLDFR | HFTD - Distribution - Tier 2 - 3QU CoRE ¦ 4QU LoRE | Non-Red Flag Warning - Destructive Fires | 2037 | 1.126e-09 | 1.126e-09 | 9984.8474 | 263.1074 | 9721.74 | 0 | 0 | 0 | 1.3451e-06 | 1.1243e-05 | 0 | 1.1243e-05 | 1.1243e-05 | 0 | 1.1243e-05 | 0 | 0 | 0 | 0 | 0 | 0 | 5.1351e-07 | 1.027e-06 | 0 | 1.027e-06 | [12 empty] | 7.3.3.17.5 (Remote Grid) Updates to grid topology to minimize risk of ignition in HFTDs Remote GridWLDFREquipment / facility failureAggregated | WLDFR | HFTD - Distribution - Tier 2 - 1QU CoRE ¦ 4QU LoRE | Non-Red Flag Warning - Large Fires | Equipment / facility failure | Aggregated | 2037 | 5.4148e-06 | 1483.0022 | 0.0080302 | 2037 | Mitigation | 0.95 | 45 | 0 | esc | 0.00097009 | 5.2528e-09 | 0.00097009 | 5.2528e-09
[79 empty] | WLDFR | HFTD - Distribution - Tier 2 - 3QU CoRE ¦ 4QU LoRE | Non-Red Flag Warning - Destructive Fires | 2038 | 1.126e-09 | 1.126e-09 | 10472.8261 | 280.5544 | 10192.2718 | 0 | 0 | 0 | 1.3451e-06 | 1.1792e-05 | 0 | 1.1792e-05 | 1.1792e-05 | 0 | 1.1792e-05 | 0 | 1.6892e-07 | 0 | 0 | 0 | 0 | 5.4693e-07 | 1.0939e-06 | 0 | 1.0939e-06 | [12 empty] | 7.3.3.17.5 (Remote Grid) Updates to grid topology to minimize risk of ignition in HFTDs Remote GridWLDFREquipment / facility failureAggregated | WLDFR | HFTD - Distribution - Tier 2 - 1QU CoRE ¦ 4QU LoRE | Non-Red Flag Warning - Large Fires | Equipment / facility failure | Aggregated | 2038 | 5.4148e-06 | 1483.0022 | 0.0080302 | 2038 | Mitigation | 0.95 | 45 | 0 | esc | 0.00097009 | 5.2528e-09 | 0.00097009 | 5.2528e-09
[79 empty] | WLDFR | HFTD - Distribution - Tier 2 - 3QU CoRE ¦ 4QU LoRE | Non-Red Flag Warning - Destructive Fires | 2039 | 1.126e-09 | 1.126e-09 | 10472.8261 | 280.5544 | 10192.2718 | 0 | 0 | 0 | 1.3451e-06 | 1.1792e-05 | 0 | 1.1792e-05 | 1.1792e-05 | 0 | 1.1792e-05 | 0 | 1.7435e-07 | 3.8219e-07 | 0 | 3.8219e-07 | 0 | 5.4693e-07 | 1.0939e-06 | 0 | 1.0939e-06 | [12 empty] | 7.3.3.17.5 (Remote Grid) Updates to grid topology to minimize risk of ignition in HFTDs Remote GridWLDFREquipment / facility failureAggregated | WLDFR | HFTD - Distribution - Tier 2 - 1QU CoRE ¦ 4QU LoRE | Non-Red Flag Warning - Large Fires | Equipment / facility failure | Aggregated | 2039 | 5.4148e-06 | 1483.0022 | 0.0080302 | 2039 | Mitigation | 0.95 | 45 | 0 | esc | 0.00097009 | 5.2528e-09 | 0.00097009 | 5.2528e-09
[79 empty] | WLDFR | HFTD - Distribution - Tier 2 - 3QU CoRE ¦ 4QU LoRE | Non-Red Flag Warning - Destructive Fires | 2040 | 1.126e-09 | 1.126e-09 | 10472.8261 | 280.5544 | 10192.2718 | 0 | 0 | 0 | 1.3451e-06 | 1.1792e-05 | 0 | 1.1792e-05 | 1.1792e-05 | 0 | 1.1792e-05 | 0 | 1.7435e-07 | 3.8219e-07 | 0 | 3.8219e-07 | 0 | 5.4693e-07 | 1.0939e-06 | 0 | 1.0939e-06 | [12 empty] | 7.3.3.17.5 (Remote Grid) Updates to grid topology to minimize risk of ignition in HFTDs Remote GridWLDFREquipment / facility failureAggregated | WLDFR | HFTD - Distribution - Tier 2 - 1QU CoRE ¦ 4QU LoRE | Non-Red Flag Warning - Large Fires | Equipment / facility failure | Aggregated | 2040 | 5.4148e-06 | 1483.0022 | 0.0080302 | 2040 | Mitigation | 0.95 | 45 | 0 | esc | 0.00097009 | 5.2528e-09 | 0.00097009 | 5.2528e-09
[79 empty] | WLDFR | HFTD - Distribution - Tier 2 - 3QU CoRE ¦ 4QU LoRE | Non-Red Flag Warning - Destructive Fires | 2041 | 1.126e-09 | 1.126e-09 | 10472.8261 | 280.5544 | 10192.2718 | 0 | 0 | 0 | 1.3451e-06 | 1.1792e-05 | 0 | 1.1792e-05 | 1.1792e-05 | 0 | 1.1792e-05 | 0 | 1.7435e-07 | 3.8219e-07 | 0 | 3.8219e-07 | 0 | 5.4693e-07 | 1.0939e-06 | 0 | 1.0939e-06 | [12 empty] | 7.3.3.17.5 (Remote Grid) Updates to grid topology to minimize risk of ignition in HFTDs Remote GridWLDFREquipment / facility failureAggregated | WLDFR | HFTD - Distribution - Tier 2 - 1QU CoRE ¦ 4QU LoRE | Non-Red Flag Warning - Large Fires | Equipment / facility failure | Aggregated | 2041 | 5.4148e-06 | 1483.0022 | 0.0080302 | 2041 | Mitigation | 0.95 | 45 | 0 | esc | 0.00097009 | 5.2528e-09 | 0.00097009 | 5.2528e-09
[79 empty] | WLDFR | HFTD - Distribution - Tier 2 - 3QU CoRE ¦ 4QU LoRE | Non-Red Flag Warning - Destructive Fires | 2042 | 1.126e-09 | 1.126e-09 | 10472.8261 | 280.5544 | 10192.2718 | 0 | 0 | 0 | 1.3451e-06 | 1.1792e-05 | 0 | 1.1792e-05 | 1.1792e-05 | 0 | 1.1792e-05 | 0 | 1.7435e-07 | 3.8219e-07 | 0 | 3.8219e-07 | 0 | 0 | 1.0939e-06 | 0 | 1.0939e-06 | [12 empty] | 7.3.3.17.5 (Remote Grid) Updates to grid topology to minimize risk of ignition in HFTDs Remote GridWLDFREquipment / facility failureAggregated | WLDFR | HFTD - Distribution - Tier 2 - 1QU CoRE ¦ 4QU LoRE | Non-Red Flag Warning - Large Fires | Equipment / facility failure | Aggregated | 2042 | 5.4148e-06 | 1483.0022 | 0.0080302 | 2042 | Mitigation | 0.95 | 45 | 0 | esc | 0.00097009 | 5.2528e-09 | 0.00097009 | 5.2528e-09
[79 empty] | WLDFR | HFTD - Distribution - Tier 2 - 3QU CoRE ¦ 4QU LoRE | Non-Red Flag Warning - Destructive Fires | 2043 | 1.126e-09 | 1.126e-09 | 10992.1562 | 299.42 | 10692.7362 | 0 | 0 | 0 | 1.3451e-06 | 1.2377e-05 | 0 | 1.2377e-05 | 1.2377e-05 | 0 | 1.2377e-05 | 0 | 1.7435e-07 | 3.8219e-07 | 0 | 3.8219e-07 | 0 | 0 | 0 | 0 | 0 | [12 empty] | 7.3.3.17.5 (Remote Grid) Updates to grid topology to minimize risk of ignition in HFTDs Remote GridWLDFREquipment / facility failureAggregated | WLDFR | HFTD - Distribution - Tier 2 - 1QU CoRE ¦ 4QU LoRE | Non-Red Flag Warning - Large Fires | Equipment / facility failure | Aggregated | 2043 | 5.4148e-06 | 1483.0022 | 0.0080302 | 2043 | Mitigation | 0.95 | 45 | 0 | esc | 0.00097009 | 5.2528e-09 | 0.00097009 | 5.2528e-09
[79 empty] | WLDFR | HFTD - Distribution - Tier 2 - 3QU CoRE ¦ 4QU LoRE | Non-Red Flag Warning - Destructive Fires | 2044 | 1.126e-09 | 1.126e-09 | 10992.1562 | 299.42 | 10692.7362 | 0 | 0 | 0 | 1.3451e-06 | 1.2377e-05 | 0 | 1.2377e-05 | 1.2377e-05 | 0 | 1.2377e-05 | 0 | 1.8129e-07 | 3.9739e-07 | 0 | 3.9739e-07 | 0 | 0 | 0 | 0 | 0 | [12 empty] | 7.3.3.17.5 (Remote Grid) Updates to grid topology to minimize risk of ignition in HFTDs Remote GridWLDFREquipment / facility failureAggregated | WLDFR | HFTD - Distribution - Tier 2 - 1QU CoRE ¦ 4QU LoRE | Non-Red Flag Warning - Large Fires | Equipment / facility failure | Aggregated | 2044 | 5.4148e-06 | 1483.0022 | 0.0080302 | 2044 | Mitigation | 0.95 | 45 | 0 | esc | 0.00097009 | 5.2528e-09 | 0.00097009 | 5.2528e-09
[79 empty] | WLDFR | HFTD - Distribution - Tier 2 - 3QU CoRE ¦ 4QU LoRE | Non-Red Flag Warning - Destructive Fires | 2045 | 1.126e-09 | 1.126e-09 | 10992.1562 | 299.42 | 10692.7362 | 0 | 0 | 0 | 1.3451e-06 | 1.2377e-05 | 0 | 1.2377e-05 | 1.2377e-05 | 0 | 1.2377e-05 | 0 | 1.8129e-07 | 3.9739e-07 | 0 | 3.9739e-07 | 0 | 3.1945e-06 | 0 | 0 | 0 | [12 empty] | 7.3.3.17.5 (Remote Grid) Updates to grid topology to minimize risk of ignition in HFTDs Remote GridWLDFREquipment / facility failureAggregated | WLDFR | HFTD - Distribution - Tier 2 - 1QU CoRE ¦ 4QU LoRE | Non-Red Flag Warning - Large Fires | Equipment / facility failure | Aggregated | 2045 | 5.4148e-06 | 1483.0022 | 0.0080302 | 2045 | Mitigation | 0.95 | 45 | 0 | esc | 0.00097009 | 5.2528e-09 | 0.00097009 | 5.2528e-09
[79 empty] | WLDFR | HFTD - Distribution - Tier 2 - 3QU CoRE ¦ 4QU LoRE | Non-Red Flag Warning - Destructive Fires | 2046 | 1.126e-09 | 1.126e-09 | 10992.1562 | 299.42 | 10692.7362 | 0 | 0 | 0 | 1.3451e-06 | 1.2377e-05 | 0 | 1.2377e-05 | 1.2377e-05 | 0 | 1.2377e-05 | 0 | 1.8129e-07 | 3.9739e-07 | 0 | 3.9739e-07 | 0 | 3.2974e-06 | 6.5948e-06 | 0 | 6.5948e-06 | [12 empty] | 7.3.3.17.5 (Remote Grid) Updates to grid topology to minimize risk of ignition in HFTDs Remote GridWLDFREquipment / facility failureAggregated | WLDFR | HFTD - Distribution - Tier 2 - 1QU CoRE ¦ 4QU LoRE | Non-Red Flag Warning - Large Fires | Equipment / facility failure | Aggregated | 2046 | 5.4148e-06 | 1483.0022 | 0.0080302 | 2046 | Mitigation | 0.95 | 45 | 0 | esc | 0.00097009 | 5.2528e-09 | 0.00097009 | 5.2528e-09
[79 empty] | WLDFR | HFTD - Distribution - Tier 2 - 3QU CoRE ¦ 4QU LoRE | Non-Red Flag Warning - Destructive Fires | 2047 | 1.126e-09 | 1.126e-09 | 10992.1562 | 299.42 | 10692.7362 | 0 | 0 | 0 | 1.3451e-06 | 1.2377e-05 | 0 | 1.2377e-05 | 1.2377e-05 | 0 | 1.2377e-05 | 0 | 1.8129e-07 | 3.9739e-07 | 0 | 3.9739e-07 | 0 | 3.2974e-06 | 6.5948e-06 | 0 | 6.5948e-06 | [12 empty] | 7.3.3.17.5 (Remote Grid) Updates to grid topology to minimize risk of ignition in HFTDs Remote GridWLDFREquipment / facility failureAggregated | WLDFR | HFTD - Distribution - Tier 2 - 1QU CoRE ¦ 4QU LoRE | Non-Red Flag Warning - Large Fires | Equipment / facility failure | Aggregated | 2047 | 5.4148e-06 | 1483.0022 | 0.0080302 | 2047 | Mitigation | 0.95 | 45 | 0 | esc | 0.00097009 | 5.2528e-09 | 0.00097009 | 5.2528e-09
[79 empty] | WLDFR | HFTD - Distribution - Tier 2 - 3QU CoRE ¦ 4QU LoRE | Non-Red Flag Warning - Destructive Fires | 2048 | 1.126e-09 | 1.126e-09 | 11536.0538 | 319.4911 | 11216.5626 | 0 | 0 | 0 | 1.3451e-06 | 1.299e-05 | 0 | 1.299e-05 | 1.299e-05 | 0 | 1.299e-05 | 0 | 1.8129e-07 | 3.9739e-07 | 0 | 3.9739e-07 | 0 | 3.2974e-06 | 6.5948e-06 | 0 | 6.5948e-06 | [12 empty] | 7.3.3.17.5 (Remote Grid) Updates to grid topology to minimize risk of ignition in HFTDs Remote GridWLDFREquipment / facility failureAggregated | WLDFR | HFTD - Distribution - Tier 2 - 1QU CoRE ¦ 4QU LoRE | Non-Red Flag Warning - Large Fires | Equipment / facility failure | Aggregated | 2048 | 5.4148e-06 | 1483.0022 | 0.0080302 | 2048 | Mitigation | 0.95 | 45 | 0 | esc | 0.00097009 | 5.2528e-09 | 0.00097009 | 5.2528e-09
[79 empty] | WLDFR | HFTD - Distribution - Tier 2 - 3QU CoRE ¦ 4QU LoRE | Non-Red Flag Warning - Destructive Fires | 2049 | 1.126e-09 | 1.126e-09 | 11536.0538 | 319.4911 | 11216.5626 | 0 | 0 | 0 | 1.3451e-06 | 1.299e-05 | 0 | 1.299e-05 | 1.299e-05 | 0 | 1.299e-05 | 0 | 1.891e-07 | 4.1452e-07 | 0 | 4.1452e-07 | 0 | 3.2974e-06 | 6.5948e-06 | 0 | 6.5948e-06 | [12 empty] | 7.3.3.17.5 (Remote Grid) Updates to grid topology to minimize risk of ignition in HFTDs Remote GridWLDFREquipment / facility failureAggregated | WLDFR | HFTD - Distribution - Tier 2 - 1QU CoRE ¦ 4QU LoRE | Non-Red Flag Warning - Large Fires | Equipment / facility failure | Aggregated | 2049 | 5.4148e-06 | 1483.0022 | 0.0080302 | 2049 | Mitigation | 0.95 | 45 | 0 | esc | 0.00097009 | 5.2528e-09 | 0.00097009 | 5.2528e-09
[79 empty] | WLDFR | HFTD - Distribution - Tier 2 - 3QU CoRE ¦ 4QU LoRE | Non-Red Flag Warning - Destructive Fires | 2050 | 1.126e-09 | 1.126e-09 | 11536.0538 | 319.4911 | 11216.5626 | 0 | 0 | 0 | 1.3451e-06 | 1.299e-05 | 0 | 1.299e-05 | 1.299e-05 | 0 | 1.299e-05 | 0 | 1.891e-07 | 4.1452e-07 | 0 | 4.1452e-07 | 0 | 3.2974e-06 | 6.5948e-06 | 0 | 6.5948e-06 | [12 empty] | 7.3.3.17.5 (Remote Grid) Updates to grid topology to minimize risk of ignition in HFTDs Remote GridWLDFREquipment / facility failureAggregated | WLDFR | HFTD - Distribution - Tier 2 - 1QU CoRE ¦ 4QU LoRE | Non-Red Flag Warning - Large Fires | Equipment / facility failure | Aggregated | 2050 | 5.4148e-06 | 1483.0022 | 0.0080302 | 2050 | Mitigation | 0.95 | 45 | 0 | esc | 0.00097009 | 5.2528e-09 | 0.00097009 | 5.2528e-09
[79 empty] | WLDFR | HFTD - Distribution - Tier 2 - 3QU CoRE ¦ 4QU LoRE | Non-Red Flag Warning - Destructive Fires | 2051 | 1.126e-09 | 1.126e-09 | 11536.0538 | 319.4911 | 11216.5626 | 0 | 0 | 0 | 1.3451e-06 | 1.299e-05 | 0 | 1.299e-05 | 1.299e-05 | 0 | 1.299e-05 | 0 | 1.891e-07 | 4.1452e-07 | 0 | 4.1452e-07 | 0 | 3.4285e-06 | 6.8571e-06 | 0 | 6.8571e-06 | [12 empty] | 7.3.3.17.5 (Remote Grid) Updates to grid topology to minimize risk of ignition in HFTDs Remote GridWLDFREquipment / facility failureAggregated | WLDFR | HFTD - Distribution - Tier 2 - 1QU CoRE ¦ 4QU LoRE | Non-Red Flag Warning - Large Fires | Equipment / facility failure | Aggregated | 2051 | 5.4148e-06 | 1483.0022 | 0.0080302 | 2051 | Mitigation | 0.95 | 45 | 0 | esc | 0.00097009 | 5.2528e-09 | 0.00097009 | 5.2528e-09
[79 empty] | WLDFR | HFTD - Distribution - Tier 2 - 3QU CoRE ¦ 4QU LoRE | Non-Red Flag Warning - Destructive Fires | 2052 | 1.126e-09 | 1.126e-09 | 11536.0538 | 319.4911 | 11216.5626 | 0 | 0 | 0 | 1.3451e-06 | 1.299e-05 | 0 | 1.299e-05 | 1.299e-05 | 0 | 1.299e-05 | 0 | 1.891e-07 | 4.1452e-07 | 0 | 4.1452e-07 | 0 | 3.4285e-06 | 6.8571e-06 | 0 | 6.8571e-06 | [12 empty] | 7.3.3.17.5 (Remote Grid) Updates to grid topology to minimize risk of ignition in HFTDs Remote GridWLDFREquipment / facility failureAggregated | WLDFR | HFTD - Distribution - Tier 2 - 1QU CoRE ¦ 4QU LoRE | Non-Red Flag Warning - Large Fires | Equipment / facility failure | Aggregated | 2052 | 5.4148e-06 | 1483.0022 | 0.0080302 | 2052 | Mitigation | 0.95 | 45 | 0 | esc | 0.00097009 | 5.2528e-09 | 0.00097009 | 5.2528e-09
[79 empty] | WLDFR | HFTD - Distribution - Tier 2 - 3QU CoRE ¦ 4QU LoRE | Non-Red Flag Warning - Destructive Fires | 2053 | 1.126e-09 | 1.126e-09 | 12097.6769 | 340.5356 | 11757.1413 | 0 | 0 | 0 | 1.3451e-06 | 1.3622e-05 | 0 | 1.3622e-05 | 1.3622e-05 | 0 | 1.3622e-05 | 0 | 1.891e-07 | 4.1452e-07 | 0 | 4.1452e-07 | 0 | 3.4285e-06 | 6.8571e-06 | 0 | 6.8571e-06 | [12 empty] | 7.3.3.17.5 (Remote Grid) Updates to grid topology to minimize risk of ignition in HFTDs Remote GridWLDFREquipment / facility failureAggregated | WLDFR | HFTD - Distribution - Tier 2 - 1QU CoRE ¦ 4QU LoRE | Non-Red Flag Warning - Large Fires | Equipment / facility failure | Aggregated | 2053 | 5.4148e-06 | 1483.0022 | 0.0080302 | 2053 | Mitigation | 0.95 | 45 | 0 | esc | 0.00097009 | 5.2528e-09 | 0.00097009 | 5.2528e-09
[79 empty] | WLDFR | HFTD - Distribution - Tier 2 - 3QU CoRE ¦ 4QU LoRE | Non-Red Flag Warning - Destructive Fires | 2054 | 1.126e-09 | 1.126e-09 | 12097.6769 | 340.5356 | 11757.1413 | 0 | 0 | 0 | 1.3451e-06 | 1.3622e-05 | 0 | 1.3622e-05 | 1.3622e-05 | 0 | 1.3622e-05 | 0 | 1.9772e-07 | 4.3341e-07 | 0 | 4.3341e-07 | 0 | 3.4285e-06 | 6.8571e-06 | 0 | 6.8571e-06 | [12 empty] | 7.3.3.17.5 (Remote Grid) Updates to grid topology to minimize risk of ignition in HFTDs Remote GridWLDFREquipment / facility failureAggregated | WLDFR | HFTD - Distribution - Tier 2 - 1QU CoRE ¦ 4QU LoRE | Non-Red Flag Warning - Large Fires | Equipment / facility failure | Aggregated | 2054 | 5.4148e-06 | 1483.0022 | 0.0080302 | 2054 | Mitigation | 0.95 | 45 | 0 | esc | 0.00097009 | 5.2528e-09 | 0.00097009 | 5.2528e-09
[79 empty] | WLDFR | HFTD - Distribution - Tier 2 - 3QU CoRE ¦ 4QU LoRE | Non-Red Flag Warning - Destructive Fires | 2055 | 1.126e-09 | 1.126e-09 | 12097.6769 | 340.5356 | 11757.1413 | 0 | 0 | 0 | 1.3451e-06 | 1.3622e-05 | 0 | 1.3622e-05 | 1.3622e-05 | 0 | 1.3622e-05 | 0 | 1.9772e-07 | 4.3341e-07 | 0 | 4.3341e-07 | 0 | 3.4285e-06 | 6.8571e-06 | 0 | 6.8571e-06 | [12 empty] | 7.3.3.17.5 (Remote Grid) Updates to grid topology to minimize risk of ignition in HFTDs Remote GridWLDFREquipment / facility failureAggregated | WLDFR | HFTD - Distribution - Tier 2 - 1QU CoRE ¦ 4QU LoRE | Non-Red Flag Warning - Large Fires | Equipment / facility failure | Aggregated | 2055 | 5.4148e-06 | 1483.0022 | 0.0080302 | 2055 | Mitigation | 0.95 | 45 | 0 | esc | 0.00097009 | 5.2528e-09 | 0.00097009 | 5.2528e-09
[79 empty] | WLDFR | HFTD - Distribution - Tier 2 - 3QU CoRE ¦ 4QU LoRE | Non-Red Flag Warning - Destructive Fires | 2056 | 1.126e-09 | 1.126e-09 | 12097.6769 | 340.5356 | 11757.1413 | 0 | 0 | 0 | 1.3451e-06 | 1.3622e-05 | 0 | 1.3622e-05 | 1.3622e-05 | 0 | 1.3622e-05 | 0 | 1.9772e-07 | 4.3341e-07 | 0 | 4.3341e-07 | 0 | 3.5763e-06 | 7.1527e-06 | 0 | 7.1527e-06 | [12 empty] | 7.3.3.17.5 (Remote Grid) Updates to grid topology to minimize risk of ignition in HFTDs Remote GridWLDFREquipment / facility failureAggregated | WLDFR | HFTD - Distribution - Tier 2 - 1QU CoRE ¦ 4QU LoRE | Non-Red Flag Warning - Large Fires | Equipment / facility failure | Aggregated | 2056 | 5.4148e-06 | 1483.0022 | 0.0080302 | 2056 | Mitigation | 0.95 | 45 | 0 | esc | 0.00097009 | 5.2528e-09 | 0.00097009 | 5.2528e-09
[79 empty] | WLDFR | HFTD - Distribution - Tier 2 - 3QU CoRE ¦ 4QU LoRE | Non-Red Flag Warning - Destructive Fires | 2057 | 1.126e-09 | 1.126e-09 | 12097.6769 | 340.5356 | 11757.1413 | 0 | 0 | 0 | 1.3451e-06 | 1.3622e-05 | 0 | 1.3622e-05 | 1.3622e-05 | 0 | 1.3622e-05 | 0 | 1.9772e-07 | 4.3341e-07 | 0 | 4.3341e-07 | 0 | 3.5763e-06 | 7.1527e-06 | 0 | 7.1527e-06 | [12 empty] | 7.3.3.17.5 (Remote Grid) Updates to grid topology to minimize risk of ignition in HFTDs Remote GridWLDFREquipment / facility failureAggregated | WLDFR | HFTD - Distribution - Tier 2 - 1QU CoRE ¦ 4QU LoRE | Non-Red Flag Warning - Large Fires | Equipment / facility failure | Aggregated | 2057 | 5.4148e-06 | 1483.0022 | 0.0080302 | 2057 | Mitigation | 0.95 | 45 | 0 | esc | 0.00097009 | 5.2528e-09 | 0.00097009 | 5.2528e-09
[79 empty] | WLDFR | HFTD - Distribution - Tier 2 - 3QU CoRE ¦ 4QU LoRE | Non-Red Flag Warning - Destructive Fires | 2058 | 1.126e-09 | 1.126e-09 | 12670.1796 | 362.3049 | 12307.8747 | 0 | 0 | 0 | 1.3451e-06 | 1.4267e-05 | 0 | 1.4267e-05 | 1.4267e-05 | 0 | 1.4267e-05 | 0 | 1.9772e-07 | 4.3341e-07 | 0 | 4.3341e-07 | 0 | 3.5763e-06 | 7.1527e-06 | 0 | 7.1527e-06 | [12 empty] | 7.3.3.17.5 (Remote Grid) Updates to grid topology to minimize risk of ignition in HFTDs Remote GridWLDFREquipment / facility failureAggregated | WLDFR | HFTD - Distribution - Tier 2 - 1QU CoRE ¦ 4QU LoRE | Non-Red Flag Warning - Large Fires | Equipment / facility failure | Aggregated | 2058 | 5.4148e-06 | 1483.0022 | 0.0080302 | 2058 | Mitigation | 0.95 | 45 | 0 | esc | 0.00097009 | 5.2528e-09 | 0.00097009 | 5.2528e-09
[79 empty] | WLDFR | HFTD - Distribution - Tier 2 - 3QU CoRE ¦ 4QU LoRE | Non-Red Flag Warning - Destructive Fires | 2059 | 1.126e-09 | 1.126e-09 | 12670.1796 | 362.3049 | 12307.8747 | 0 | 0 | 0 | 1.3451e-06 | 1.4267e-05 | 0 | 1.4267e-05 | 1.4267e-05 | 0 | 1.4267e-05 | 0 | 2.0705e-07 | 4.5385e-07 | 0 | 4.5385e-07 | 0 | 3.5763e-06 | 7.1527e-06 | 0 | 7.1527e-06 | [12 empty] | 7.3.3.17.5 (Remote Grid) Updates to grid topology to minimize risk of ignition in HFTDs Remote GridWLDFREquipment / facility failureAggregated | WLDFR | HFTD - Distribution - Tier 2 - 1QU CoRE ¦ 4QU LoRE | Non-Red Flag Warning - Large Fires | Equipment / facility failure | Aggregated | 2059 | 5.4148e-06 | 1483.0022 | 0.0080302 | 2059 | Mitigation | 0.95 | 45 | 0 | esc | 0.00097009 | 5.2528e-09 | 0.00097009 | 5.2528e-09
[79 empty] | WLDFR | HFTD - Distribution - Tier 2 - 3QU CoRE ¦ 4QU LoRE | Non-Red Flag Warning - Destructive Fires | 2060 | 1.126e-09 | 1.126e-09 | 12670.1796 | 362.3049 | 12307.8747 | 0 | 0 | 0 | 1.3451e-06 | 1.4267e-05 | 0 | 1.4267e-05 | 1.4267e-05 | 0 | 1.4267e-05 | 0 | 2.0705e-07 | 4.5385e-07 | 0 | 4.5385e-07 | 0 | 3.5763e-06 | 7.1527e-06 | 0 | 7.1527e-06 | [12 empty] | 7.3.3.17.5 (Remote Grid) Updates to grid topology to minimize risk of ignition in HFTDs Remote GridWLDFREquipment / facility failureAggregated | WLDFR | HFTD - Distribution - Tier 2 - 1QU CoRE ¦ 4QU LoRE | Non-Red Flag Warning - Large Fires | Equipment / facility failure | Aggregated | 2060 | 5.4148e-06 | 1483.0022 | 0.0080302 | 2060 | Mitigation | 0.95 | 45 | 0 | esc | 0.00097009 | 5.2528e-09 | 0.00097009 | 5.2528e-09
[79 empty] | WLDFR | HFTD - Distribution - Tier 2 - 3QU CoRE ¦ 4QU LoRE | Non-Red Flag Warning - Destructive Fires | 2061 | 1.126e-09 | 1.126e-09 | 12670.1796 | 362.3049 | 12307.8747 | 0 | 0 | 0 | 1.3451e-06 | 1.4267e-05 | 0 | 1.4267e-05 | 1.4267e-05 | 0 | 1.4267e-05 | 0 | 2.0705e-07 | 4.5385e-07 | 0 | 4.5385e-07 | 0 | 3.7393e-06 | 7.4786e-06 | 0 | 7.4786e-06 | [12 empty] | 7.3.3.17.5 (Remote Grid) Updates to grid topology to minimize risk of ignition in HFTDs Remote GridWLDFREquipment / facility failureAggregated | WLDFR | HFTD - Distribution - Tier 2 - 1QU CoRE ¦ 4QU LoRE | Non-Red Flag Warning - Large Fires | Equipment / facility failure | Aggregated | 2061 | 5.4148e-06 | 1483.0022 | 0.0080302 | 2061 | Mitigation | 0.95 | 45 | 0 | esc | 0.00097009 | 5.2528e-09 | 0.00097009 | 5.2528e-09
[79 empty] | WLDFR | HFTD - Distribution - Tier 2 - 3QU CoRE ¦ 4QU LoRE | Non-Red Flag Warning - Destructive Fires | 2062 | 1.126e-09 | 1.126e-09 | 12670.1796 | 362.3049 | 12307.8747 | 0 | 0 | 0 | 1.3451e-06 | 1.4267e-05 | 0 | 1.4267e-05 | 1.4267e-05 | 0 | 1.4267e-05 | 0 | 2.0705e-07 | 4.5385e-07 | 0 | 4.5385e-07 | 0 | 3.7393e-06 | 7.4786e-06 | 0 | 7.4786e-06 | [12 empty] | 7.3.3.17.5 (Remote Grid) Updates to grid topology to minimize risk of ignition in HFTDs Remote GridWLDFREquipment / facility failureAggregated | WLDFR | HFTD - Distribution - Tier 2 - 1QU CoRE ¦ 4QU LoRE | Non-Red Flag Warning - Large Fires | Equipment / facility failure | Aggregated | 2062 | 5.4148e-06 | 1483.0022 | 0.0080302 | 2062 | Mitigation | 0.95 | 45 | 0 | esc | 0.00097009 | 5.2528e-09 | 0.00097009 | 5.2528e-09
[79 empty] | WLDFR | HFTD - Distribution - Tier 2 - 3QU CoRE ¦ 4QU LoRE | Non-Red Flag Warning - Destructive Fires | 2063 | 1.126e-09 | 1.126e-09 | 13246.6313 | 384.5316 | 12862.0997 | 0 | 0 | 0 | 1.3451e-06 | 1.4916e-05 | 0 | 1.4916e-05 | 1.4916e-05 | 0 | 1.4916e-05 | 0 | 2.0705e-07 | 4.5385e-07 | 0 | 4.5385e-07 | 0 | 3.7393e-06 | 7.4786e-06 | 0 | 7.4786e-06 | [12 empty] | 7.3.3.17.5 (Remote Grid) Updates to grid topology to minimize risk of ignition in HFTDs Remote GridWLDFREquipment / facility failureAggregated | WLDFR | HFTD - Distribution - Tier 2 - 1QU CoRE ¦ 4QU LoRE | Non-Red Flag Warning - Large Fires | Equipment / facility failure | Aggregated | 2063 | 5.4148e-06 | 1483.0022 | 0.0080302 | 2063 | Mitigation | 0.95 | 45 | 0 | esc | 0.00097009 | 5.2528e-09 | 0.00097009 | 5.2528e-09
[79 empty] | WLDFR | HFTD - Distribution - Tier 2 - 3QU CoRE ¦ 4QU LoRE | Non-Red Flag Warning - Destructive Fires | 2064 | 1.126e-09 | 1.126e-09 | 13246.6313 | 384.5316 | 12862.0997 | 0 | 0 | 0 | 1.3451e-06 | 1.4916e-05 | 0 | 1.4916e-05 | 1.4916e-05 | 0 | 1.4916e-05 | 0 | 2.1699e-07 | 4.7565e-07 | 0 | 4.7565e-07 | 0 | 3.7393e-06 | 7.4786e-06 | 0 | 7.4786e-06 | [12 empty] | 7.3.3.17.5 (Remote Grid) Updates to grid topology to minimize risk of ignition in HFTDs Remote GridWLDFREquipment / facility failureAggregated | WLDFR | HFTD - Distribution - Tier 2 - 1QU CoRE ¦ 4QU LoRE | Non-Red Flag Warning - Large Fires | Equipment / facility failure | Aggregated | 2064 | 5.4148e-06 | 1483.0022 | 0.0080302 | 2064 | Mitigation | 0.95 | 45 | 0 | esc | 0.00097009 | 5.2528e-09 | 0.00097009 | 5.2528e-09
[79 empty] | WLDFR | HFTD - Distribution - Tier 2 - 3QU CoRE ¦ 4QU LoRE | Non-Red Flag Warning - Destructive Fires | 2065 | 1.126e-09 | 1.126e-09 | 13246.6313 | 384.5316 | 12862.0997 | 0 | 0 | 0 | 1.3451e-06 | 1.4916e-05 | 0 | 1.4916e-05 | 1.4916e-05 | 0 | 1.4916e-05 | 0 | 2.1699e-07 | 4.7565e-07 | 0 | 4.7565e-07 | 0 | 3.7393e-06 | 7.4786e-06 | 0 | 7.4786e-06 | [12 empty] | 7.3.3.17.5 (Remote Grid) Updates to grid topology to minimize risk of ignition in HFTDs Remote GridWLDFREquipment / facility failureAggregated | WLDFR | HFTD - Distribution - Tier 2 - 1QU CoRE ¦ 4QU LoRE | Non-Red Flag Warning - Large Fires | Equipment / facility failure | Aggregated | 2065 | 5.4148e-06 | 1483.0022 | 0.0080302 | 2065 | Mitigation | 0.95 | 45 | 0 | esc | 0.00097009 | 5.2528e-09 | 0.00097009 | 5.2528e-09
[79 empty] | WLDFR | HFTD - Distribution - Tier 2 - 3QU CoRE ¦ 4QU LoRE | Non-Red Flag Warning - Destructive Fires | 2066 | 1.126e-09 | 1.126e-09 | 13246.6313 | 384.5316 | 12862.0997 | 0 | 0 | 0 | 1.3451e-06 | 1.4916e-05 | 0 | 1.4916e-05 | 1.4916e-05 | 0 | 1.4916e-05 | 0 | 2.1699e-07 | 4.7565e-07 | 0 | 4.7565e-07 | 0 | 3.9157e-06 | 7.8314e-06 | 0 | 7.8314e-06 | [12 empty] | 7.3.3.17.5 (Remote Grid) Updates to grid topology to minimize risk of ignition in HFTDs Remote GridWLDFREquipment / facility failureAggregated | WLDFR | HFTD - Distribution - Tier 2 - 1QU CoRE ¦ 4QU LoRE | Non-Red Flag Warning - Large Fires | Equipment / facility failure | Aggregated | 2066 | 5.4148e-06 | 1483.0022 | 0.0080302 | 2066 | Mitigation | 0.95 | 45 | 0 | esc | 0.00097009 | 5.2528e-09 | 0.00097009 | 5.2528e-09
[79 empty] | WLDFR | HFTD - Distribution - Tier 2 - 3QU CoRE ¦ 4QU LoRE | Non-Red Flag Warning - Destructive Fires | 2067 | 0 | 1.126e-09 | 13246.6313 | 384.5316 | 12862.0997 | 0 | 0 | 0 | 1.3451e-06 | 0 | 0 | 0 | 1.4916e-05 | 0 | 1.4916e-05 | 0 | 2.1699e-07 | 4.7565e-07 | 0 | 4.7565e-07 | 0 | 3.9157e-06 | 7.8314e-06 | 0 | 7.8314e-06 | [12 empty] | 7.3.3.17.5 (Remote Grid) Updates to grid topology to minimize risk of ignition in HFTDs Remote GridWLDFREquipment / facility failureAggregated | WLDFR | HFTD - Distribution - Tier 2 - 1QU CoRE ¦ 4QU LoRE | Non-Red Flag Warning - Large Fires | Equipment / facility failure | Aggregated | 2067 | 5.4148e-06 | 1483.0022 | 0.0080302 | 2067 | Mitigation | 0.95 | 45 | 0 | esc | 0 | 0 | 0.00097009 | 5.2528e-09
[79 empty] | WLDFR | HFTD - Distribution - Tier 2 - 3QU CoRE ¦ 4QU LoRE | Non-Red Flag Warning - Large Fires | 2022 | 1.9019e-08 | 0 | 5.2406 | 0.69642 | 2.942 | 1.6022 | 0 | 0 | 2.2169e-05 | 9.9669e-08 | 0 | 9.9669e-08 | 0 | 0 | 0 | 0 | 2.1699e-07 | 4.7565e-07 | 0 | 4.7565e-07 | 0 | 3.9157e-06 | 7.8314e-06 | 0 | 7.8314e-06 | [12 empty] | 7.3.3.17.5 (Remote Grid) Updates to grid topology to minimize risk of ignition in HFTDs Remote GridWLDFRVegetation ContactAggregated | WLDFR | HFTD - Distribution - Tier 2 - 1QU CoRE ¦ 4QU LoRE | Non-Red Flag Warning - Large Fires | Vegetation Contact | Aggregated | 2022 | 2.2924e-05 | 1483.0022 | 0.033996 | 2022 | Mitigation | 0.95 | 45 | 0 | esc | 0.00097009 | 2.2238e-08 | 0 | 0
[79 empty] | WLDFR | HFTD - Distribution - Tier 2 - 3QU CoRE ¦ 4QU LoRE | Non-Red Flag Warning - Large Fires | 2023 | 1.9019e-08 | 1.9019e-08 | 5.475 | 0.71896 | 3.0715 | 1.6846 | 0 | 0 | 2.2169e-05 | 1.0413e-07 | 0 | 1.0413e-07 | 1.0413e-07 | 0 | 1.0413e-07 | 0 | 2.2745e-07 | 4.9857e-07 | 0 | 4.9857e-07 | 0 | 3.9157e-06 | 7.8314e-06 | 0 | 7.8314e-06 | [12 empty] | 7.3.3.17.5 (Remote Grid) Updates to grid topology to minimize risk of ignition in HFTDs Remote GridWLDFRVegetation ContactAggregated | WLDFR | HFTD - Distribution - Tier 2 - 1QU CoRE ¦ 4QU LoRE | Non-Red Flag Warning - Large Fires | Vegetation Contact | Aggregated | 2023 | 2.2924e-05 | 1483.0022 | 0.033996 | 2023 | Mitigation | 0.95 | 45 | 0 | esc | 0.00097009 | 2.2238e-08 | 0.00097009 | 2.2238e-08
[79 empty] | WLDFR | HFTD - Distribution - Tier 2 - 3QU CoRE ¦ 4QU LoRE | Non-Red Flag Warning - Large Fires | 2024 | 1.9019e-08 | 1.9019e-08 | 5.475 | 0.71896 | 3.0715 | 1.6846 | 0 | 0 | 2.2169e-05 | 1.0413e-07 | 0 | 1.0413e-07 | 1.0413e-07 | 0 | 1.0413e-07 | 0 | 2.2745e-07 | 4.9857e-07 | 0 | 4.9857e-07 | 0 | 3.9157e-06 | 7.8314e-06 | 0 | 7.8314e-06 | [12 empty] | 7.3.3.17.5 (Remote Grid) Updates to grid topology to minimize risk of ignition in HFTDs Remote GridWLDFRVegetation ContactAggregated | WLDFR | HFTD - Distribution - Tier 2 - 1QU CoRE ¦ 4QU LoRE | Non-Red Flag Warning - Large Fires | Vegetation Contact | Aggregated | 2024 | 2.2924e-05 | 1483.0022 | 0.033996 | 2024 | Mitigation | 0.95 | 45 | 0 | esc | 0.00097009 | 2.2238e-08 | 0.00097009 | 2.2238e-08
[79 empty] | WLDFR | HFTD - Distribution - Tier 2 - 3QU CoRE ¦ 4QU LoRE | Non-Red Flag Warning - Large Fires | 2025 | 1.9019e-08 | 1.9019e-08 | 5.475 | 0.71896 | 3.0715 | 1.6846 | 0 | 0 | 2.2169e-05 | 1.0413e-07 | 0 | 1.0413e-07 | 1.0413e-07 | 0 | 1.0413e-07 | 0 | 2.2745e-07 | 4.9857e-07 | 0 | 4.9857e-07 | 0 | 4.1037e-06 | 8.2075e-06 | 0 | 8.2075e-06 | [12 empty] | 7.3.3.17.5 (Remote Grid) Updates to grid topology to minimize risk of ignition in HFTDs Remote GridWLDFRVegetation ContactAggregated | WLDFR | HFTD - Distribution - Tier 2 - 1QU CoRE ¦ 4QU LoRE | Non-Red Flag Warning - Large Fires | Vegetation Contact | Aggregated | 2025 | 2.2924e-05 | 1483.0022 | 0.033996 | 2025 | Mitigation | 0.95 | 45 | 0 | esc | 0.00097009 | 2.2238e-08 | 0.00097009 | 2.2238e-08
[79 empty] | WLDFR | HFTD - Distribution - Tier 2 - 3QU CoRE ¦ 4QU LoRE | Non-Red Flag Warning - Large Fires | 2026 | 1.9019e-08 | 1.9019e-08 | 5.475 | 0.71896 | 3.0715 | 1.6846 | 0 | 0 | 2.2169e-05 | 1.0413e-07 | 0 | 1.0413e-07 | 1.0413e-07 | 0 | 1.0413e-07 | 0 | 2.2745e-07 | 4.9857e-07 | 0 | 4.9857e-07 | 0 | 4.1037e-06 | 8.2075e-06 | 0 | 8.2075e-06 | [12 empty] | 7.3.3.17.5 (Remote Grid) Updates to grid topology to minimize risk of ignition in HFTDs Remote GridWLDFRVegetation ContactAggregated | WLDFR | HFTD - Distribution - Tier 2 - 1QU CoRE ¦ 4QU LoRE | Non-Red Flag Warning - Large Fires | Vegetation Contact | Aggregated | 2026 | 2.2924e-05 | 1483.0022 | 0.033996 | 2026 | Mitigation | 0.95 | 45 | 0 | esc | 0.00097009 | 2.2238e-08 | 0.00097009 | 2.2238e-08
[79 empty] | WLDFR | HFTD - Distribution - Tier 2 - 3QU CoRE ¦ 4QU LoRE | Non-Red Flag Warning - Large Fires | 2027 | 1.9019e-08 | 1.9019e-08 | 5.475 | 0.71896 | 3.0715 | 1.6846 | 0 | 0 | 2.2169e-05 | 1.0413e-07 | 0 | 1.0413e-07 | 1.0413e-07 | 0 | 1.0413e-07 | 0 | 2.2745e-07 | 4.9857e-07 | 0 | 4.9857e-07 | 0 | 4.1037e-06 | 8.2075e-06 | 0 | 8.2075e-06 | [12 empty] | 7.3.3.17.5 (Remote Grid) Updates to grid topology to minimize risk of ignition in HFTDs Remote GridWLDFRVegetation ContactAggregated | WLDFR | HFTD - Distribution - Tier 2 - 1QU CoRE ¦ 4QU LoRE | Non-Red Flag Warning - Large Fires | Vegetation Contact | Aggregated | 2027 | 2.2924e-05 | 1483.0022 | 0.033996 | 2027 | Mitigation | 0.95 | 45 | 0 | esc | 0.00097009 | 2.2238e-08 | 0.00097009 | 2.2238e-08
[79 empty] | WLDFR | HFTD - Distribution - Tier 2 - 3QU CoRE ¦ 4QU LoRE | Non-Red Flag Warning - Large Fires | 2028 | 1.9019e-08 | 1.9019e-08 | 5.777 | 0.74734 | 3.238 | 1.7917 | 0 | 0 | 2.2169e-05 | 1.0987e-07 | 0 | 1.0987e-07 | 1.0987e-07 | 0 | 1.0987e-07 | 0 | 2.3831e-07 | 5.2238e-07 | 0 | 5.2238e-07 | 0 | 4.1037e-06 | 8.2075e-06 | 0 | 8.2075e-06 | [12 empty] | 7.3.3.17.5 (Remote Grid) Updates to grid topology to minimize risk of ignition in HFTDs Remote GridWLDFRVegetation ContactAggregated | WLDFR | HFTD - Distribution - Tier 2 - 1QU CoRE ¦ 4QU LoRE | Non-Red Flag Warning - Large Fires | Vegetation Contact | Aggregated | 2028 | 2.2924e-05 | 1483.0022 | 0.033996 | 2028 | Mitigation | 0.95 | 45 | 0 | esc | 0.00097009 | 2.2238e-08 | 0.00097009 | 2.2238e-08
[79 empty] | WLDFR | HFTD - Distribution - Tier 2 - 3QU CoRE ¦ 4QU LoRE | Non-Red Flag Warning - Large Fires | 2029 | 1.9019e-08 | 1.9019e-08 | 5.777 | 0.74734 | 3.238 | 1.7917 | 0 | 0 | 2.2169e-05 | 1.0987e-07 | 0 | 1.0987e-07 | 1.0987e-07 | 0 | 1.0987e-07 | 0 | 2.3831e-07 | 5.2238e-07 | 0 | 5.2238e-07 | 0 | 0 | 8.2075e-06 | 0 | 8.2075e-06 | [12 empty] | 7.3.3.17.5 (Remote Grid) Updates to grid topology to minimize risk of ignition in HFTDs Remote GridWLDFRVegetation ContactAggregated | WLDFR | HFTD - Distribution - Tier 2 - 1QU CoRE ¦ 4QU LoRE | Non-Red Flag Warning - Large Fires | Vegetation Contact | Aggregated | 2029 | 2.2924e-05 | 1483.0022 | 0.033996 | 2029 | Mitigation | 0.95 | 45 | 0 | esc | 0.00097009 | 2.2238e-08 | 0.00097009 | 2.2238e-08
[79 empty] | WLDFR | HFTD - Distribution - Tier 2 - 3QU CoRE ¦ 4QU LoRE | Non-Red Flag Warning - Large Fires | 2030 | 1.9019e-08 | 1.9019e-08 | 5.777 | 0.74734 | 3.238 | 1.7917 | 0 | 0 | 2.2169e-05 | 1.0987e-07 | 0 | 1.0987e-07 | 1.0987e-07 | 0 | 1.0987e-07 | 0 | 2.3831e-07 | 5.2238e-07 | 0 | 5.2238e-07 | 0 | 0 | 0 | 0 | 0 | [12 empty] | 7.3.3.17.5 (Remote Grid) Updates to grid topology to minimize risk of ignition in HFTDs Remote GridWLDFRVegetation ContactAggregated | WLDFR | HFTD - Distribution - Tier 2 - 1QU CoRE ¦ 4QU LoRE | Non-Red Flag Warning - Large Fires | Vegetation Contact | Aggregated | 2030 | 2.2924e-05 | 1483.0022 | 0.033996 | 2030 | Mitigation | 0.95 | 45 | 0 | esc | 0.00097009 | 2.2238e-08 | 0.00097009 | 2.2238e-08
[79 empty] | WLDFR | HFTD - Distribution - Tier 2 - 3QU CoRE ¦ 4QU LoRE | Non-Red Flag Warning - Large Fires | 2031 | 1.9019e-08 | 1.9019e-08 | 5.777 | 0.74734 | 3.238 | 1.7917 | 0 | 0 | 2.2169e-05 | 1.0987e-07 | 0 | 1.0987e-07 | 1.0987e-07 | 0 | 1.0987e-07 | 0 | 2.3831e-07 | 5.2238e-07 | 0 | 5.2238e-07 | 0 | 0 | 0 | 0 | 0 | [12 empty] | 7.3.3.17.5 (Remote Grid) Updates to grid topology to minimize risk of ignition in HFTDs Remote GridWLDFRVegetation ContactAggregated | WLDFR | HFTD - Distribution - Tier 2 - 1QU CoRE ¦ 4QU LoRE | Non-Red Flag Warning - Large Fires | Vegetation Contact | Aggregated | 2031 | 2.2924e-05 | 1483.0022 | 0.033996 | 2031 | Mitigation | 0.95 | 45 | 0 | esc | 0.00097009 | 2.2238e-08 | 0.00097009 | 2.2238e-08
[79 empty] | WLDFR | HFTD - Distribution - Tier 2 - 3QU CoRE ¦ 4QU LoRE | Non-Red Flag Warning - Large Fires | 2032 | 1.9019e-08 | 1.9019e-08 | 5.777 | 0.74734 | 3.238 | 1.7917 | 0 | 0 | 2.2169e-05 | 1.0987e-07 | 0 | 1.0987e-07 | 1.0987e-07 | 0 | 1.0987e-07 | 0 | 2.3831e-07 | 5.2238e-07 | 0 | 5.2238e-07 | 0 | 0.00061587 | 0 | 0 | 0 | [12 empty] | 7.3.3.17.5 (Remote Grid) Updates to grid topology to minimize risk of ignition in HFTDs Remote GridWLDFRVegetation ContactAggregated | WLDFR | HFTD - Distribution - Tier 2 - 1QU CoRE ¦ 4QU LoRE | Non-Red Flag Warning - Large Fires | Vegetation Contact | Aggregated | 2032 | 2.2924e-05 | 1483.0022 | 0.033996 | 2032 | Mitigation | 0.95 | 45 | 0 | esc | 0.00097009 | 2.2238e-08 | 0.00097009 | 2.2238e-08
[79 empty] | WLDFR | HFTD - Distribution - Tier 2 - 3QU CoRE ¦ 4QU LoRE | Non-Red Flag Warning - Large Fires | 2033 | 1.9019e-08 | 1.9019e-08 | 6.1205 | 0.77885 | 3.4265 | 1.9151 | 0 | 0 | 2.2169e-05 | 1.164e-07 | 0 | 1.164e-07 | 1.164e-07 | 0 | 1.164e-07 | 0 | 2.4944e-07 | 5.4679e-07 | 0 | 5.4679e-07 | 0 | 0.00063844 | 0.0012769 | 0 | 0.0012769 | [12 empty] | 7.3.3.17.5 (Remote Grid) Updates to grid topology to minimize risk of ignition in HFTDs Remote GridWLDFRVegetation ContactAggregated | WLDFR | HFTD - Distribution - Tier 2 - 1QU CoRE ¦ 4QU LoRE | Non-Red Flag Warning - Large Fires | Vegetation Contact | Aggregated | 2033 | 2.2924e-05 | 1483.0022 | 0.033996 | 2033 | Mitigation | 0.95 | 45 | 0 | esc | 0.00097009 | 2.2238e-08 | 0.00097009 | 2.2238e-08
[79 empty] | WLDFR | HFTD - Distribution - Tier 2 - 3QU CoRE ¦ 4QU LoRE | Non-Red Flag Warning - Large Fires | 2034 | 1.9019e-08 | 1.9019e-08 | 6.1205 | 0.77885 | 3.4265 | 1.9151 | 0 | 0 | 2.2169e-05 | 1.164e-07 | 0 | 1.164e-07 | 1.164e-07 | 0 | 1.164e-07 | 0 | 2.4944e-07 | 5.4679e-07 | 0 | 5.4679e-07 | 0 | 0.00063844 | 0.0012769 | 0 | 0.0012769 | [12 empty] | 7.3.3.17.5 (Remote Grid) Updates to grid topology to minimize risk of ignition in HFTDs Remote GridWLDFRVegetation ContactAggregated | WLDFR | HFTD - Distribution - Tier 2 - 1QU CoRE ¦ 4QU LoRE | Non-Red Flag Warning - Large Fires | Vegetation Contact | Aggregated | 2034 | 2.2924e-05 | 1483.0022 | 0.033996 | 2034 | Mitigation | 0.95 | 45 | 0 | esc | 0.00097009 | 2.2238e-08 | 0.00097009 | 2.2238e-08
[79 empty] | WLDFR | HFTD - Distribution - Tier 2 - 3QU CoRE ¦ 4QU LoRE | Non-Red Flag Warning - Large Fires | 2035 | 1.9019e-08 | 1.9019e-08 | 6.1205 | 0.77885 | 3.4265 | 1.9151 | 0 | 0 | 2.2169e-05 | 1.164e-07 | 0 | 1.164e-07 | 1.164e-07 | 0 | 1.164e-07 | 0 | 2.4944e-07 | 5.4679e-07 | 0 | 5.4679e-07 | 0 | 0.00063844 | 0.0012769 | 0 | 0.0012769 | [12 empty] | 7.3.3.17.5 (Remote Grid) Updates to grid topology to minimize risk of ignition in HFTDs Remote GridWLDFRVegetation ContactAggregated | WLDFR | HFTD - Distribution - Tier 2 - 1QU CoRE ¦ 4QU LoRE | Non-Red Flag Warning - Large Fires | Vegetation Contact | Aggregated | 2035 | 2.2924e-05 | 1483.0022 | 0.033996 | 2035 | Mitigation | 0.95 | 45 | 0 | esc | 0.00097009 | 2.2238e-08 | 0.00097009 | 2.2238e-08
[79 empty] | WLDFR | HFTD - Distribution - Tier 2 - 3QU CoRE ¦ 4QU LoRE | Non-Red Flag Warning - Large Fires | 2036 | 1.9019e-08 | 1.9019e-08 | 6.1205 | 0.77885 | 3.4265 | 1.9151 | 0 | 0 | 2.2169e-05 | 1.164e-07 | 0 | 1.164e-07 | 1.164e-07 | 0 | 1.164e-07 | 0 | 2.4944e-07 | 5.4679e-07 | 0 | 5.4679e-07 | 0 | 0.00063844 | 0.0012769 | 0 | 0.0012769 | [12 empty] | 7.3.3.17.5 (Remote Grid) Updates to grid topology to minimize risk of ignition in HFTDs Remote GridWLDFRVegetation ContactAggregated | WLDFR | HFTD - Distribution - Tier 2 - 1QU CoRE ¦ 4QU LoRE | Non-Red Flag Warning - Large Fires | Vegetation Contact | Aggregated | 2036 | 2.2924e-05 | 1483.0022 | 0.033996 | 2036 | Mitigation | 0.95 | 45 | 0 | esc | 0.00097009 | 2.2238e-08 | 0.00097009 | 2.2238e-08
[79 empty] | WLDFR | HFTD - Distribution - Tier 2 - 3QU CoRE ¦ 4QU LoRE | Non-Red Flag Warning - Large Fires | 2037 | 1.9019e-08 | 1.9019e-08 | 6.1205 | 0.77885 | 3.4265 | 1.9151 | 0 | 0 | 2.2169e-05 | 1.164e-07 | 0 | 1.164e-07 | 1.164e-07 | 0 | 1.164e-07 | 0 | 2.4944e-07 | 5.4679e-07 | 0 | 5.4679e-07 | 0 | 0.00063844 | 0.0012769 | 0 | 0.0012769 | [12 empty] | 7.3.3.17.5 (Remote Grid) Updates to grid topology to minimize risk of ignition in HFTDs Remote GridWLDFRVegetation ContactAggregated | WLDFR | HFTD - Distribution - Tier 2 - 1QU CoRE ¦ 4QU LoRE | Non-Red Flag Warning - Large Fires | Vegetation Contact | Aggregated | 2037 | 2.2924e-05 | 1483.0022 | 0.033996 | 2037 | Mitigation | 0.95 | 45 | 0 | esc | 0.00097009 | 2.2238e-08 | 0.00097009 | 2.2238e-08
[79 empty] | WLDFR | HFTD - Distribution - Tier 2 - 3QU CoRE ¦ 4QU LoRE | Non-Red Flag Warning - Large Fires | 2038 | 1.9019e-08 | 1.9019e-08 | 6.5028 | 0.81304 | 3.6355 | 2.0543 | 0 | 0 | 2.2169e-05 | 1.2368e-07 | 0 | 1.2368e-07 | 1.2368e-07 | 0 | 1.2368e-07 | 0 | 2.6073e-07 | 5.7152e-07 | 0 | 5.7152e-07 | 0 | 0.00066689 | 0.0013338 | 0 | 0.0013338 | [12 empty] | 7.3.3.17.5 (Remote Grid) Updates to grid topology to minimize risk of ignition in HFTDs Remote GridWLDFRVegetation ContactAggregated | WLDFR | HFTD - Distribution - Tier 2 - 1QU CoRE ¦ 4QU LoRE | Non-Red Flag Warning - Large Fires | Vegetation Contact | Aggregated | 2038 | 2.2924e-05 | 1483.0022 | 0.033996 | 2038 | Mitigation | 0.95 | 45 | 0 | esc | 0.00097009 | 2.2238e-08 | 0.00097009 | 2.2238e-08
[79 empty] | WLDFR | HFTD - Distribution - Tier 2 - 3QU CoRE ¦ 4QU LoRE | Non-Red Flag Warning - Large Fires | 2039 | 1.9019e-08 | 1.9019e-08 | 6.5028 | 0.81304 | 3.6355 | 2.0543 | 0 | 0 | 2.2169e-05 | 1.2368e-07 | 0 | 1.2368e-07 | 1.2368e-07 | 0 | 1.2368e-07 | 0 | 2.6073e-07 | 5.7152e-07 | 0 | 5.7152e-07 | 0 | 0.00066689 | 0.0013338 | 0 | 0.0013338 | [12 empty] | 7.3.3.17.5 (Remote Grid) Updates to grid topology to minimize risk of ignition in HFTDs Remote GridWLDFRVegetation ContactAggregated | WLDFR | HFTD - Distribution - Tier 2 - 1QU CoRE ¦ 4QU LoRE | Non-Red Flag Warning - Large Fires | Vegetation Contact | Aggregated | 2039 | 2.2924e-05 | 1483.0022 | 0.033996 | 2039 | Mitigation | 0.95 | 45 | 0 | esc | 0.00097009 | 2.2238e-08 | 0.00097009 | 2.2238e-08
[79 empty] | WLDFR | HFTD - Distribution - Tier 2 - 3QU CoRE ¦ 4QU LoRE | Non-Red Flag Warning - Large Fires | 2040 | 1.9019e-08 | 1.9019e-08 | 6.5028 | 0.81304 | 3.6355 | 2.0543 | 0 | 0 | 2.2169e-05 | 1.2368e-07 | 0 | 1.2368e-07 | 1.2368e-07 | 0 | 1.2368e-07 | 0 | 2.6073e-07 | 5.7152e-07 | 0 | 5.7152e-07 | 0 | 0.00066689 | 0.0013338 | 0 | 0.0013338 | [12 empty] | 7.3.3.17.5 (Remote Grid) Updates to grid topology to minimize risk of ignition in HFTDs Remote GridWLDFRVegetation ContactAggregated | WLDFR | HFTD - Distribution - Tier 2 - 1QU CoRE ¦ 4QU LoRE | Non-Red Flag Warning - Large Fires | Vegetation Contact | Aggregated | 2040 | 2.2924e-05 | 1483.0022 | 0.033996 | 2040 | Mitigation | 0.95 | 45 | 0 | esc | 0.00097009 | 2.2238e-08 | 0.00097009 | 2.2238e-08
[79 empty] | WLDFR | HFTD - Distribution - Tier 2 - 3QU CoRE ¦ 4QU LoRE | Non-Red Flag Warning - Large Fires | 2041 | 1.9019e-08 | 1.9019e-08 | 6.5028 | 0.81304 | 3.6355 | 2.0543 | 0 | 0 | 2.2169e-05 | 1.2368e-07 | 0 | 1.2368e-07 | 1.2368e-07 | 0 | 1.2368e-07 | 0 | 0 | 5.7152e-07 | 0 | 5.7152e-07 | 0 | 0.00066689 | 0.0013338 | 0 | 0.0013338 | [12 empty] | 7.3.3.17.5 (Remote Grid) Updates to grid topology to minimize risk of ignition in HFTDs Remote GridWLDFRVegetation ContactAggregated | WLDFR | HFTD - Distribution - Tier 2 - 1QU CoRE ¦ 4QU LoRE | Non-Red Flag Warning - Large Fires | Vegetation Contact | Aggregated | 2041 | 2.2924e-05 | 1483.0022 | 0.033996 | 2041 | Mitigation | 0.95 | 45 | 0 | esc | 0.00097009 | 2.2238e-08 | 0.00097009 | 2.2238e-08
[79 empty] | WLDFR | HFTD - Distribution - Tier 2 - 3QU CoRE ¦ 4QU LoRE | Non-Red Flag Warning - Large Fires | 2042 | 1.9019e-08 | 1.9019e-08 | 6.5028 | 0.81304 | 3.6355 | 2.0543 | 0 | 0 | 2.2169e-05 | 1.2368e-07 | 0 | 1.2368e-07 | 1.2368e-07 | 0 | 1.2368e-07 | 0 | 0 | 0 | 0 | 0 | 0 | 0.00066689 | 0.0013338 | 0 | 0.0013338 | [12 empty] | 7.3.3.17.5 (Remote Grid) Updates to grid topology to minimize risk of ignition in HFTDs Remote GridWLDFRVegetation ContactAggregated | WLDFR | HFTD - Distribution - Tier 2 - 1QU CoRE ¦ 4QU LoRE | Non-Red Flag Warning - Large Fires | Vegetation Contact | Aggregated | 2042 | 2.2924e-05 | 1483.0022 | 0.033996 | 2042 | Mitigation | 0.95 | 45 | 0 | esc | 0.00097009 | 2.2238e-08 | 0.00097009 | 2.2238e-08
[79 empty] | WLDFR | HFTD - Distribution - Tier 2 - 3QU CoRE ¦ 4QU LoRE | Non-Red Flag Warning - Large Fires | 2043 | 1.9019e-08 | 1.9019e-08 | 6.9209 | 0.84944 | 3.8632 | 2.2083 | 0 | 0 | 2.2169e-05 | 1.3163e-07 | 0 | 1.3163e-07 | 1.3163e-07 | 0 | 1.3163e-07 | 0 | 0.00010398 | 0 | 0 | 0 | 0 | 0.0006985 | 0.001397 | 0 | 0.001397 | [12 empty] | 7.3.3.17.5 (Remote Grid) Updates to grid topology to minimize risk of ignition in HFTDs Remote GridWLDFRVegetation ContactAggregated | WLDFR | HFTD - Distribution - Tier 2 - 1QU CoRE ¦ 4QU LoRE | Non-Red Flag Warning - Large Fires | Vegetation Contact | Aggregated | 2043 | 2.2924e-05 | 1483.0022 | 0.033996 | 2043 | Mitigation | 0.95 | 45 | 0 | esc | 0.00097009 | 2.2238e-08 | 0.00097009 | 2.2238e-08
[79 empty] | WLDFR | HFTD - Distribution - Tier 2 - 3QU CoRE ¦ 4QU LoRE | Non-Red Flag Warning - Large Fires | 2044 | 1.9019e-08 | 1.9019e-08 | 6.9209 | 0.84944 | 3.8632 | 2.2083 | 0 | 0 | 2.2169e-05 | 1.3163e-07 | 0 | 1.3163e-07 | 1.3163e-07 | 0 | 1.3163e-07 | 0 | 0.00010779 | 0.00023628 | 0 | 0.00023628 | 0 | 0.0006985 | 0.001397 | 0 | 0.001397 | [12 empty] | 7.3.3.17.5 (Remote Grid) Updates to grid topology to minimize risk of ignition in HFTDs Remote GridWLDFRVegetation ContactAggregated | WLDFR | HFTD - Distribution - Tier 2 - 1QU CoRE ¦ 4QU LoRE | Non-Red Flag Warning - Large Fires | Vegetation Contact | Aggregated | 2044 | 2.2924e-05 | 1483.0022 | 0.033996 | 2044 | Mitigation | 0.95 | 45 | 0 | esc | 0.00097009 | 2.2238e-08 | 0.00097009 | 2.2238e-08
[79 empty] | WLDFR | HFTD - Distribution - Tier 2 - 3QU CoRE ¦ 4QU LoRE | Non-Red Flag Warning - Large Fires | 2045 | 1.9019e-08 | 1.9019e-08 | 6.9209 | 0.84944 | 3.8632 | 2.2083 | 0 | 0 | 2.2169e-05 | 1.3163e-07 | 0 | 1.3163e-07 | 1.3163e-07 | 0 | 1.3163e-07 | 0 | 0.00010779 | 0.00023628 | 0 | 0.00023628 | 0 | 0.0006985 | 0.001397 | 0 | 0.001397 | [12 empty] | 7.3.3.17.5 (Remote Grid) Updates to grid topology to minimize risk of ignition in HFTDs Remote GridWLDFRVegetation ContactAggregated | WLDFR | HFTD - Distribution - Tier 2 - 1QU CoRE ¦ 4QU LoRE | Non-Red Flag Warning - Large Fires | Vegetation Contact | Aggregated | 2045 | 2.2924e-05 | 1483.0022 | 0.033996 | 2045 | Mitigation | 0.95 | 45 | 0 | esc | 0.00097009 | 2.2238e-08 | 0.00097009 | 2.2238e-08
[79 empty] | WLDFR | HFTD - Distribution - Tier 2 - 3QU CoRE ¦ 4QU LoRE | Non-Red Flag Warning - Large Fires | 2046 | 1.9019e-08 | 1.9019e-08 | 6.9209 | 0.84944 | 3.8632 | 2.2083 | 0 | 0 | 2.2169e-05 | 1.3163e-07 | 0 | 1.3163e-07 | 1.3163e-07 | 0 | 1.3163e-07 | 0 | 0.00010779 | 0.00023628 | 0 | 0.00023628 | 0 | 0.0006985 | 0.001397 | 0 | 0.001397 | [12 empty] | 7.3.3.17.5 (Remote Grid) Updates to grid topology to minimize risk of ignition in HFTDs Remote GridWLDFRVegetation ContactAggregated | WLDFR | HFTD - Distribution - Tier 2 - 1QU CoRE ¦ 4QU LoRE | Non-Red Flag Warning - Large Fires | Vegetation Contact | Aggregated | 2046 | 2.2924e-05 | 1483.0022 | 0.033996 | 2046 | Mitigation | 0.95 | 45 | 0 | esc | 0.00097009 | 2.2238e-08 | 0.00097009 | 2.2238e-08
[79 empty] | WLDFR | HFTD - Distribution - Tier 2 - 3QU CoRE ¦ 4QU LoRE | Non-Red Flag Warning - Large Fires | 2047 | 1.9019e-08 | 1.9019e-08 | 6.9209 | 0.84944 | 3.8632 | 2.2083 | 0 | 0 | 2.2169e-05 | 1.3163e-07 | 0 | 1.3163e-07 | 1.3163e-07 | 0 | 1.3163e-07 | 0 | 0.00010779 | 0.00023628 | 0 | 0.00023628 | 0 | 0.0006985 | 0.001397 | 0 | 0.001397 | [12 empty] | 7.3.3.17.5 (Remote Grid) Updates to grid topology to minimize risk of ignition in HFTDs Remote GridWLDFRVegetation ContactAggregated | WLDFR | HFTD - Distribution - Tier 2 - 1QU CoRE ¦ 4QU LoRE | Non-Red Flag Warning - Large Fires | Vegetation Contact | Aggregated | 2047 | 2.2924e-05 | 1483.0022 | 0.033996 | 2047 | Mitigation | 0.95 | 45 | 0 | esc | 0.00097009 | 2.2238e-08 | 0.00097009 | 2.2238e-08
[79 empty] | WLDFR | HFTD - Distribution - Tier 2 - 3QU CoRE ¦ 4QU LoRE | Non-Red Flag Warning - Large Fires | 2048 | 1.9019e-08 | 1.9019e-08 | 7.3713 | 0.88759 | 4.1075 | 2.3763 | 0 | 0 | 2.2169e-05 | 1.4019e-07 | 0 | 1.4019e-07 | 1.4019e-07 | 0 | 1.4019e-07 | 0 | 0.00010779 | 0.00023628 | 0 | 0.00023628 | 0 | 0.00073282 | 0.0014656 | 0 | 0.0014656 | [12 empty] | 7.3.3.17.5 (Remote Grid) Updates to grid topology to minimize risk of ignition in HFTDs Remote GridWLDFRVegetation ContactAggregated | WLDFR | HFTD - Distribution - Tier 2 - 1QU CoRE ¦ 4QU LoRE | Non-Red Flag Warning - Large Fires | Vegetation Contact | Aggregated | 2048 | 2.2924e-05 | 1483.0022 | 0.033996 | 2048 | Mitigation | 0.95 | 45 | 0 | esc | 0.00097009 | 2.2238e-08 | 0.00097009 | 2.2238e-08
[79 empty] | WLDFR | HFTD - Distribution - Tier 2 - 3QU CoRE ¦ 4QU LoRE | Non-Red Flag Warning - Large Fires | 2049 | 1.9019e-08 | 1.9019e-08 | 7.3713 | 0.88759 | 4.1075 | 2.3763 | 0 | 0 | 2.2169e-05 | 1.4019e-07 | 0 | 1.4019e-07 | 1.4019e-07 | 0 | 1.4019e-07 | 0 | 0.00011259 | 0.0002468 | 0 | 0.0002468 | 0 | 0.00073282 | 0.0014656 | 0 | 0.0014656 | [12 empty] | 7.3.3.17.5 (Remote Grid) Updates to grid topology to minimize risk of ignition in HFTDs Remote GridWLDFRVegetation ContactAggregated | WLDFR | HFTD - Distribution - Tier 2 - 1QU CoRE ¦ 4QU LoRE | Non-Red Flag Warning - Large Fires | Vegetation Contact | Aggregated | 2049 | 2.2924e-05 | 1483.0022 | 0.033996 | 2049 | Mitigation | 0.95 | 45 | 0 | esc | 0.00097009 | 2.2238e-08 | 0.00097009 | 2.2238e-08
[79 empty] | WLDFR | HFTD - Distribution - Tier 2 - 3QU CoRE ¦ 4QU LoRE | Non-Red Flag Warning - Large Fires | 2050 | 1.9019e-08 | 1.9019e-08 | 7.3713 | 0.88759 | 4.1075 | 2.3763 | 0 | 0 | 2.2169e-05 | 1.4019e-07 | 0 | 1.4019e-07 | 1.4019e-07 | 0 | 1.4019e-07 | 0 | 0.00011259 | 0.0002468 | 0 | 0.0002468 | 0 | 0.00073282 | 0.0014656 | 0 | 0.0014656 | [12 empty] | 7.3.3.17.5 (Remote Grid) Updates to grid topology to minimize risk of ignition in HFTDs Remote GridWLDFRVegetation ContactAggregated | WLDFR | HFTD - Distribution - Tier 2 - 1QU CoRE ¦ 4QU LoRE | Non-Red Flag Warning - Large Fires | Vegetation Contact | Aggregated | 2050 | 2.2924e-05 | 1483.0022 | 0.033996 | 2050 | Mitigation | 0.95 | 45 | 0 | esc | 0.00097009 | 2.2238e-08 | 0.00097009 | 2.2238e-08
[79 empty] | WLDFR | HFTD - Distribution - Tier 2 - 3QU CoRE ¦ 4QU LoRE | Non-Red Flag Warning - Large Fires | 2051 | 1.9019e-08 | 1.9019e-08 | 7.3713 | 0.88759 | 4.1075 | 2.3763 | 0 | 0 | 2.2169e-05 | 1.4019e-07 | 0 | 1.4019e-07 | 1.4019e-07 | 0 | 1.4019e-07 | 0 | 0.00011259 | 0.0002468 | 0 | 0.0002468 | 0 | 0.00073282 | 0.0014656 | 0 | 0.0014656 | [12 empty] | 7.3.3.17.5 (Remote Grid) Updates to grid topology to minimize risk of ignition in HFTDs Remote GridWLDFRVegetation ContactAggregated | WLDFR | HFTD - Distribution - Tier 2 - 1QU CoRE ¦ 4QU LoRE | Non-Red Flag Warning - Large Fires | Vegetation Contact | Aggregated | 2051 | 2.2924e-05 | 1483.0022 | 0.033996 | 2051 | Mitigation | 0.95 | 45 | 0 | esc | 0.00097009 | 2.2238e-08 | 0.00097009 | 2.2238e-08
[79 empty] | WLDFR | HFTD - Distribution - Tier 2 - 3QU CoRE ¦ 4QU LoRE | Non-Red Flag Warning - Large Fires | 2052 | 1.9019e-08 | 1.9019e-08 | 7.3713 | 0.88759 | 4.1075 | 2.3763 | 0 | 0 | 2.2169e-05 | 1.4019e-07 | 0 | 1.4019e-07 | 1.4019e-07 | 0 | 1.4019e-07 | 0 | 0.00011259 | 0.0002468 | 0 | 0.0002468 | 0 | 0.00073282 | 0.0014656 | 0 | 0.0014656 | [12 empty] | 7.3.3.17.5 (Remote Grid) Updates to grid topology to minimize risk of ignition in HFTDs Remote GridWLDFRVegetation ContactAggregated | WLDFR | HFTD - Distribution - Tier 2 - 1QU CoRE ¦ 4QU LoRE | Non-Red Flag Warning - Large Fires | Vegetation Contact | Aggregated | 2052 | 2.2924e-05 | 1483.0022 | 0.033996 | 2052 | Mitigation | 0.95 | 45 | 0 | esc | 0.00097009 | 2.2238e-08 | 0.00097009 | 2.2238e-08
[79 empty] | WLDFR | HFTD - Distribution - Tier 2 - 3QU CoRE ¦ 4QU LoRE | Non-Red Flag Warning - Large Fires | 2053 | 1.9019e-08 | 1.9019e-08 | 7.8503 | 0.92702 | 4.3664 | 2.5569 | 0 | 0 | 2.2169e-05 | 1.493e-07 | 0 | 1.493e-07 | 1.493e-07 | 0 | 1.493e-07 | 0 | 0.00011259 | 0.0002468 | 0 | 0.0002468 | 0 | 0.00076937 | 0.0015387 | 0 | 0.0015387 | [12 empty] | 7.3.3.17.5 (Remote Grid) Updates to grid topology to minimize risk of ignition in HFTDs Remote GridWLDFRVegetation ContactAggregated | WLDFR | HFTD - Distribution - Tier 2 - 1QU CoRE ¦ 4QU LoRE | Non-Red Flag Warning - Large Fires | Vegetation Contact | Aggregated | 2053 | 2.2924e-05 | 1483.0022 | 0.033996 | 2053 | Mitigation | 0.95 | 45 | 0 | esc | 0.00097009 | 2.2238e-08 | 0.00097009 | 2.2238e-08
[79 empty] | WLDFR | HFTD - Distribution - Tier 2 - 3QU CoRE ¦ 4QU LoRE | Non-Red Flag Warning - Large Fires | 2054 | 1.9019e-08 | 1.9019e-08 | 7.8503 | 0.92702 | 4.3664 | 2.5569 | 0 | 0 | 2.2169e-05 | 1.493e-07 | 0 | 1.493e-07 | 1.493e-07 | 0 | 1.493e-07 | 0 | 0.00011793 | 0.0002585 | 0 | 0.0002585 | 0 | 0.00076937 | 0.0015387 | 0 | 0.0015387 | [12 empty] | 7.3.3.17.5 (Remote Grid) Updates to grid topology to minimize risk of ignition in HFTDs Remote GridWLDFRVegetation ContactAggregated | WLDFR | HFTD - Distribution - Tier 2 - 1QU CoRE ¦ 4QU LoRE | Non-Red Flag Warning - Large Fires | Vegetation Contact | Aggregated | 2054 | 2.2924e-05 | 1483.0022 | 0.033996 | 2054 | Mitigation | 0.95 | 45 | 0 | esc | 0.00097009 | 2.2238e-08 | 0.00097009 | 2.2238e-08
[79 empty] | WLDFR | HFTD - Distribution - Tier 2 - 3QU CoRE ¦ 4QU LoRE | Non-Red Flag Warning - Large Fires | 2055 | 1.9019e-08 | 1.9019e-08 | 7.8503 | 0.92702 | 4.3664 | 2.5569 | 0 | 0 | 2.2169e-05 | 1.493e-07 | 0 | 1.493e-07 | 1.493e-07 | 0 | 1.493e-07 | 0 | 0.00011793 | 0.0002585 | 0 | 0.0002585 | 0 | 0.00076937 | 0.0015387 | 0 | 0.0015387 | [12 empty] | 7.3.3.17.5 (Remote Grid) Updates to grid topology to minimize risk of ignition in HFTDs Remote GridWLDFRVegetation ContactAggregated | WLDFR | HFTD - Distribution - Tier 2 - 1QU CoRE ¦ 4QU LoRE | Non-Red Flag Warning - Large Fires | Vegetation Contact | Aggregated | 2055 | 2.2924e-05 | 1483.0022 | 0.033996 | 2055 | Mitigation | 0.95 | 45 | 0 | esc | 0.00097009 | 2.2238e-08 | 0.00097009 | 2.2238e-08
[79 empty] | WLDFR | HFTD - Distribution - Tier 2 - 3QU CoRE ¦ 4QU LoRE | Non-Red Flag Warning - Large Fires | 2056 | 1.9019e-08 | 1.9019e-08 | 7.8503 | 0.92702 | 4.3664 | 2.5569 | 0 | 0 | 2.2169e-05 | 1.493e-07 | 0 | 1.493e-07 | 1.493e-07 | 0 | 1.493e-07 | 0 | 0.00011793 | 0.0002585 | 0 | 0.0002585 | 0 | 0.00076937 | 0.0015387 | 0 | 0.0015387 | [12 empty] | 7.3.3.17.5 (Remote Grid) Updates to grid topology to minimize risk of ignition in HFTDs Remote GridWLDFRVegetation ContactAggregated | WLDFR | HFTD - Distribution - Tier 2 - 1QU CoRE ¦ 4QU LoRE | Non-Red Flag Warning - Large Fires | Vegetation Contact | Aggregated | 2056 | 2.2924e-05 | 1483.0022 | 0.033996 | 2056 | Mitigation | 0.95 | 45 | 0 | esc | 0.00097009 | 2.2238e-08 | 0.00097009 | 2.2238e-08
[79 empty] | WLDFR | HFTD - Distribution - Tier 2 - 3QU CoRE ¦ 4QU LoRE | Non-Red Flag Warning - Large Fires | 2057 | 1.9019e-08 | 1.9019e-08 | 7.8503 | 0.92702 | 4.3664 | 2.5569 | 0 | 0 | 2.2169e-05 | 1.493e-07 | 0 | 1.493e-07 | 1.493e-07 | 0 | 1.493e-07 | 0 | 0.00011793 | 0.0002585 | 0 | 0.0002585 | 0 | 0.00076937 | 0.0015387 | 0 | 0.0015387 | [12 empty] | 7.3.3.17.5 (Remote Grid) Updates to grid topology to minimize risk of ignition in HFTDs Remote GridWLDFRVegetation ContactAggregated | WLDFR | HFTD - Distribution - Tier 2 - 1QU CoRE ¦ 4QU LoRE | Non-Red Flag Warning - Large Fires | Vegetation Contact | Aggregated | 2057 | 2.2924e-05 | 1483.0022 | 0.033996 | 2057 | Mitigation | 0.95 | 45 | 0 | esc | 0.00097009 | 2.2238e-08 | 0.00097009 | 2.2238e-08
[79 empty] | WLDFR | HFTD - Distribution - Tier 2 - 3QU CoRE ¦ 4QU LoRE | Non-Red Flag Warning - Large Fires | 2058 | 1.9019e-08 | 1.9019e-08 | 8.3524 | 0.96727 | 4.6367 | 2.7484 | 0 | 0 | 2.2169e-05 | 1.5885e-07 | 0 | 1.5885e-07 | 1.5885e-07 | 0 | 1.5885e-07 | 0 | 0.00011793 | 0.0002585 | 0 | 0.0002585 | 0 | 0.0008077 | 0.0016154 | 0 | 0.0016154 | [12 empty] | 7.3.3.17.5 (Remote Grid) Updates to grid topology to minimize risk of ignition in HFTDs Remote GridWLDFRVegetation ContactAggregated | WLDFR | HFTD - Distribution - Tier 2 - 1QU CoRE ¦ 4QU LoRE | Non-Red Flag Warning - Large Fires | Vegetation Contact | Aggregated | 2058 | 2.2924e-05 | 1483.0022 | 0.033996 | 2058 | Mitigation | 0.95 | 45 | 0 | esc | 0.00097009 | 2.2238e-08 | 0.00097009 | 2.2238e-08
[79 empty] | WLDFR | HFTD - Distribution - Tier 2 - 3QU CoRE ¦ 4QU LoRE | Non-Red Flag Warning - Large Fires | 2059 | 1.9019e-08 | 1.9019e-08 | 8.3524 | 0.96727 | 4.6367 | 2.7484 | 0 | 0 | 2.2169e-05 | 1.5885e-07 | 0 | 1.5885e-07 | 1.5885e-07 | 0 | 1.5885e-07 | 0 | 0.00012372 | 0.0002712 | 0 | 0.0002712 | 0 | 0.0008077 | 0.0016154 | 0 | 0.0016154 | [12 empty] | 7.3.3.17.5 (Remote Grid) Updates to grid topology to minimize risk of ignition in HFTDs Remote GridWLDFRVegetation ContactAggregated | WLDFR | HFTD - Distribution - Tier 2 - 1QU CoRE ¦ 4QU LoRE | Non-Red Flag Warning - Large Fires | Vegetation Contact | Aggregated | 2059 | 2.2924e-05 | 1483.0022 | 0.033996 | 2059 | Mitigation | 0.95 | 45 | 0 | esc | 0.00097009 | 2.2238e-08 | 0.00097009 | 2.2238e-08
[79 empty] | WLDFR | HFTD - Distribution - Tier 2 - 3QU CoRE ¦ 4QU LoRE | Non-Red Flag Warning - Large Fires | 2060 | 1.9019e-08 | 1.9019e-08 | 8.3524 | 0.96727 | 4.6367 | 2.7484 | 0 | 0 | 2.2169e-05 | 1.5885e-07 | 0 | 1.5885e-07 | 1.5885e-07 | 0 | 1.5885e-07 | 0 | 0.00012372 | 0.0002712 | 0 | 0.0002712 | 0 | 0.0008077 | 0.0016154 | 0 | 0.0016154 | [12 empty] | 7.3.3.17.5 (Remote Grid) Updates to grid topology to minimize risk of ignition in HFTDs Remote GridWLDFRVegetation ContactAggregated | WLDFR | HFTD - Distribution - Tier 2 - 1QU CoRE ¦ 4QU LoRE | Non-Red Flag Warning - Large Fires | Vegetation Contact | Aggregated | 2060 | 2.2924e-05 | 1483.0022 | 0.033996 | 2060 | Mitigation | 0.95 | 45 | 0 | esc | 0.00097009 | 2.2238e-08 | 0.00097009 | 2.2238e-08
[79 empty] | WLDFR | HFTD - Distribution - Tier 2 - 3QU CoRE ¦ 4QU LoRE | Non-Red Flag Warning - Large Fires | 2061 | 1.9019e-08 | 1.9019e-08 | 8.3524 | 0.96727 | 4.6367 | 2.7484 | 0 | 0 | 2.2169e-05 | 1.5885e-07 | 0 | 1.5885e-07 | 1.5885e-07 | 0 | 1.5885e-07 | 0 | 0.00012372 | 0.0002712 | 0 | 0.0002712 | 0 | 0.0008077 | 0.0016154 | 0 | 0.0016154 | [12 empty] | 7.3.3.17.5 (Remote Grid) Updates to grid topology to minimize risk of ignition in HFTDs Remote GridWLDFRVegetation ContactAggregated | WLDFR | HFTD - Distribution - Tier 2 - 1QU CoRE ¦ 4QU LoRE | Non-Red Flag Warning - Large Fires | Vegetation Contact | Aggregated | 2061 | 2.2924e-05 | 1483.0022 | 0.033996 | 2061 | Mitigation | 0.95 | 45 | 0 | esc | 0.00097009 | 2.2238e-08 | 0.00097009 | 2.2238e-08
[79 empty] | WLDFR | HFTD - Distribution - Tier 2 - 3QU CoRE ¦ 4QU LoRE | Non-Red Flag Warning - Large Fires | 2062 | 1.9019e-08 | 1.9019e-08 | 8.3524 | 0.96727 | 4.6367 | 2.7484 | 0 | 0 | 2.2169e-05 | 1.5885e-07 | 0 | 1.5885e-07 | 1.5885e-07 | 0 | 1.5885e-07 | 0 | 0.00012372 | 0.0002712 | 0 | 0.0002712 | 0 | 0 | 0.0016154 | 0 | 0.0016154 | [12 empty] | 7.3.3.17.5 (Remote Grid) Updates to grid topology to minimize risk of ignition in HFTDs Remote GridWLDFRVegetation ContactAggregated | WLDFR | HFTD - Distribution - Tier 2 - 1QU CoRE ¦ 4QU LoRE | Non-Red Flag Warning - Large Fires | Vegetation Contact | Aggregated | 2062 | 2.2924e-05 | 1483.0022 | 0.033996 | 2062 | Mitigation | 0.95 | 45 | 0 | esc | 0.00097009 | 2.2238e-08 | 0.00097009 | 2.2238e-08
[79 empty] | WLDFR | HFTD - Distribution - Tier 2 - 3QU CoRE ¦ 4QU LoRE | Non-Red Flag Warning - Large Fires | 2063 | 1.9019e-08 | 1.9019e-08 | 8.872 | 1.0079 | 4.9153 | 2.9488 | 0 | 0 | 2.2169e-05 | 1.6873e-07 | 0 | 1.6873e-07 | 1.6873e-07 | 0 | 1.6873e-07 | 0 | 0.00012372 | 0.0002712 | 0 | 0.0002712 | 0 | 0 | 0 | 0 | 0 | [12 empty] | 7.3.3.17.5 (Remote Grid) Updates to grid topology to minimize risk of ignition in HFTDs Remote GridWLDFRVegetation ContactAggregated | WLDFR | HFTD - Distribution - Tier 2 - 1QU CoRE ¦ 4QU LoRE | Non-Red Flag Warning - Large Fires | Vegetation Contact | Aggregated | 2063 | 2.2924e-05 | 1483.0022 | 0.033996 | 2063 | Mitigation | 0.95 | 45 | 0 | esc | 0.00097009 | 2.2238e-08 | 0.00097009 | 2.2238e-08
[79 empty] | WLDFR | HFTD - Distribution - Tier 2 - 3QU CoRE ¦ 4QU LoRE | Non-Red Flag Warning - Large Fires | 2064 | 1.9019e-08 | 1.9019e-08 | 8.872 | 1.0079 | 4.9153 | 2.9488 | 0 | 0 | 2.2169e-05 | 1.6873e-07 | 0 | 1.6873e-07 | 1.6873e-07 | 0 | 1.6873e-07 | 0 | 0.0001299 | 0.00028473 | 0 | 0.00028473 | 0 | 0 | 0 | 0 | 0 | [12 empty] | 7.3.3.17.5 (Remote Grid) Updates to grid topology to minimize risk of ignition in HFTDs Remote GridWLDFRVegetation ContactAggregated | WLDFR | HFTD - Distribution - Tier 2 - 1QU CoRE ¦ 4QU LoRE | Non-Red Flag Warning - Large Fires | Vegetation Contact | Aggregated | 2064 | 2.2924e-05 | 1483.0022 | 0.033996 | 2064 | Mitigation | 0.95 | 45 | 0 | esc | 0.00097009 | 2.2238e-08 | 0.00097009 | 2.2238e-08
[79 empty] | WLDFR | HFTD - Distribution - Tier 2 - 3QU CoRE ¦ 4QU LoRE | Non-Red Flag Warning - Large Fires | 2065 | 1.9019e-08 | 1.9019e-08 | 8.872 | 1.0079 | 4.9153 | 2.9488 | 0 | 0 | 2.2169e-05 | 1.6873e-07 | 0 | 1.6873e-07 | 1.6873e-07 | 0 | 1.6873e-07 | 0 | 0.0001299 | 0.00028473 | 0 | 0.00028473 | 0 | 7.5054e-05 | 0 | 0 | 0 | [12 empty] | 7.3.3.17.5 (Remote Grid) Updates to grid topology to minimize risk of ignition in HFTDs Remote GridWLDFRVegetation ContactAggregated | WLDFR | HFTD - Distribution - Tier 2 - 1QU CoRE ¦ 4QU LoRE | Non-Red Flag Warning - Large Fires | Vegetation Contact | Aggregated | 2065 | 2.2924e-05 | 1483.0022 | 0.033996 | 2065 | Mitigation | 0.95 | 45 | 0 | esc | 0.00097009 | 2.2238e-08 | 0.00097009 | 2.2238e-08
[79 empty] | WLDFR | HFTD - Distribution - Tier 2 - 3QU CoRE ¦ 4QU LoRE | Non-Red Flag Warning - Large Fires | 2066 | 1.9019e-08 | 1.9019e-08 | 8.872 | 1.0079 | 4.9153 | 2.9488 | 0 | 0 | 2.2169e-05 | 1.6873e-07 | 0 | 1.6873e-07 | 1.6873e-07 | 0 | 1.6873e-07 | 0 | 0.0001299 | 0.00028473 | 0 | 0.00028473 | 0 | 7.7796e-05 | 0.00015559 | 0 | 0.00015559 | [12 empty] | 7.3.3.17.5 (Remote Grid) Updates to grid topology to minimize risk of ignition in HFTDs Remote GridWLDFRVegetation ContactAggregated | WLDFR | HFTD - Distribution - Tier 2 - 1QU CoRE ¦ 4QU LoRE | Non-Red Flag Warning - Large Fires | Vegetation Contact | Aggregated | 2066 | 2.2924e-05 | 1483.0022 | 0.033996 | 2066 | Mitigation | 0.95 | 45 | 0 | esc | 0.00097009 | 2.2238e-08 | 0.00097009 | 2.2238e-08
[79 empty] | WLDFR | HFTD - Distribution - Tier 2 - 3QU CoRE ¦ 4QU LoRE | Non-Red Flag Warning - Large Fires | 2067 | 0 | 1.9019e-08 | 8.872 | 1.0079 | 4.9153 | 2.9488 | 0 | 0 | 2.2169e-05 | 0 | 0 | 0 | 1.6873e-07 | 0 | 1.6873e-07 | 0 | 0.0001299 | 0.00028473 | 0 | 0.00028473 | 0 | 7.7796e-05 | 0.00015559 | 0 | 0.00015559 | [12 empty] | 7.3.3.17.5 (Remote Grid) Updates to grid topology to minimize risk of ignition in HFTDs Remote GridWLDFRVegetation ContactAggregated | WLDFR | HFTD - Distribution - Tier 2 - 1QU CoRE ¦ 4QU LoRE | Non-Red Flag Warning - Large Fires | Vegetation Contact | Aggregated | 2067 | 2.2924e-05 | 1483.0022 | 0.033996 | 2067 | Mitigation | 0.95 | 45 | 0 | esc | 0 | 0 | 0.00097009 | 2.2238e-08
[79 empty] | WLDFR | HFTD - Distribution - Tier 2 - 3QU CoRE ¦ 4QU LoRE | Non-Red Flag Warning - Small Fires | 2022 | 2.9029e-06 | 0 | 0.077901 | 0.036425 | 0.0015809 | 0.039895 | 0 | 0 | 0.0032381 | 2.2614e-07 | 0 | 2.2614e-07 | 0 | 0 | 0 | 0 | 0.0001299 | 0.00028473 | 0 | 0.00028473 | 0 | 7.7796e-05 | 0.00015559 | 0 | 0.00015559 | [12 empty] | 7.3.3.17.5 (Remote Grid) Updates to grid topology to minimize risk of ignition in HFTDs Remote GridWLDFRWire-to-wire contactAggregated | WLDFR | HFTD - Distribution - Tier 2 - 1QU CoRE ¦ 4QU LoRE | Non-Red Flag Warning - Large Fires | Wire-to-wire contact | Aggregated | 2022 | 5.3147e-06 | 1483.0022 | 0.0078818 | 2022 | Mitigation | 0.95 | 45 | 0 | esc | 0.00097009 | 5.1557e-09 | 0 | 0
[79 empty] | WLDFR | HFTD - Distribution - Tier 2 - 3QU CoRE ¦ 4QU LoRE | Non-Red Flag Warning - Small Fires | 2023 | 2.9029e-06 | 2.9029e-06 | 0.080408 | 0.03759 | 0.0016314 | 0.041187 | 0 | 0 | 0.0032381 | 2.3342e-07 | 0 | 2.3342e-07 | 2.3342e-07 | 0 | 2.3342e-07 | 0 | 0.00013637 | 0.00029892 | 0 | 0.00029892 | 0 | 7.7796e-05 | 0.00015559 | 0 | 0.00015559 | [12 empty] | 7.3.3.17.5 (Remote Grid) Updates to grid topology to minimize risk of ignition in HFTDs Remote GridWLDFRWire-to-wire contactAggregated | WLDFR | HFTD - Distribution - Tier 2 - 1QU CoRE ¦ 4QU LoRE | Non-Red Flag Warning - Large Fires | Wire-to-wire contact | Aggregated | 2023 | 5.3147e-06 | 1483.0022 | 0.0078818 | 2023 | Mitigation | 0.95 | 45 | 0 | esc | 0.00097009 | 5.1557e-09 | 0.00097009 | 5.1557e-09
[79 empty] | WLDFR | HFTD - Distribution - Tier 2 - 3QU CoRE ¦ 4QU LoRE | Non-Red Flag Warning - Small Fires | 2024 | 2.9029e-06 | 2.9029e-06 | 0.080408 | 0.03759 | 0.0016314 | 0.041187 | 0 | 0 | 0.0032381 | 2.3342e-07 | 0 | 2.3342e-07 | 2.3342e-07 | 0 | 2.3342e-07 | 0 | 0.00013637 | 0.00029892 | 0 | 0.00029892 | 0 | 7.7796e-05 | 0.00015559 | 0 | 0.00015559 | [12 empty] | 7.3.3.17.5 (Remote Grid) Updates to grid topology to minimize risk of ignition in HFTDs Remote GridWLDFRWire-to-wire contactAggregated | WLDFR | HFTD - Distribution - Tier 2 - 1QU CoRE ¦ 4QU LoRE | Non-Red Flag Warning - Large Fires | Wire-to-wire contact | Aggregated | 2024 | 5.3147e-06 | 1483.0022 | 0.0078818 | 2024 | Mitigation | 0.95 | 45 | 0 | esc | 0.00097009 | 5.1557e-09 | 0.00097009 | 5.1557e-09
[79 empty] | WLDFR | HFTD - Distribution - Tier 2 - 3QU CoRE ¦ 4QU LoRE | Non-Red Flag Warning - Small Fires | 2025 | 2.9029e-06 | 2.9029e-06 | 0.080408 | 0.03759 | 0.0016314 | 0.041187 | 0 | 0 | 0.0032381 | 2.3342e-07 | 0 | 2.3342e-07 | 2.3342e-07 | 0 | 2.3342e-07 | 0 | 0.00013637 | 0.00029892 | 0 | 0.00029892 | 0 | 8.1248e-05 | 0.0001625 | 0 | 0.0001625 | [12 empty] | 7.3.3.17.5 (Remote Grid) Updates to grid topology to minimize risk of ignition in HFTDs Remote GridWLDFRWire-to-wire contactAggregated | WLDFR | HFTD - Distribution - Tier 2 - 1QU CoRE ¦ 4QU LoRE | Non-Red Flag Warning - Large Fires | Wire-to-wire contact | Aggregated | 2025 | 5.3147e-06 | 1483.0022 | 0.0078818 | 2025 | Mitigation | 0.95 | 45 | 0 | esc | 0.00097009 | 5.1557e-09 | 0.00097009 | 5.1557e-09
[79 empty] | WLDFR | HFTD - Distribution - Tier 2 - 3QU CoRE ¦ 4QU LoRE | Non-Red Flag Warning - Small Fires | 2026 | 2.9029e-06 | 2.9029e-06 | 0.080408 | 0.03759 | 0.0016314 | 0.041187 | 0 | 0 | 0.0032381 | 2.3342e-07 | 0 | 2.3342e-07 | 2.3342e-07 | 0 | 2.3342e-07 | 0 | 0.00013637 | 0.00029892 | 0 | 0.00029892 | 0 | 8.1248e-05 | 0.0001625 | 0 | 0.0001625 | [12 empty] | 7.3.3.17.5 (Remote Grid) Updates to grid topology to minimize risk of ignition in HFTDs Remote GridWLDFRWire-to-wire contactAggregated | WLDFR | HFTD - Distribution - Tier 2 - 1QU CoRE ¦ 4QU LoRE | Non-Red Flag Warning - Large Fires | Wire-to-wire contact | Aggregated | 2026 | 5.3147e-06 | 1483.0022 | 0.0078818 | 2026 | Mitigation | 0.95 | 45 | 0 | esc | 0.00097009 | 5.1557e-09 | 0.00097009 | 5.1557e-09
[79 empty] | WLDFR | HFTD - Distribution - Tier 2 - 3QU CoRE ¦ 4QU LoRE | Non-Red Flag Warning - Small Fires | 2027 | 2.9029e-06 | 2.9029e-06 | 0.080408 | 0.03759 | 0.0016314 | 0.041187 | 0 | 0 | 0.0032381 | 2.3342e-07 | 0 | 2.3342e-07 | 2.3342e-07 | 0 | 2.3342e-07 | 0 | 0.00013637 | 0.00029892 | 0 | 0.00029892 | 0 | 8.1248e-05 | 0.0001625 | 0 | 0.0001625 | [12 empty] | 7.3.3.17.5 (Remote Grid) Updates to grid topology to minimize risk of ignition in HFTDs Remote GridWLDFRWire-to-wire contactAggregated | WLDFR | HFTD - Distribution - Tier 2 - 1QU CoRE ¦ 4QU LoRE | Non-Red Flag Warning - Large Fires | Wire-to-wire contact | Aggregated | 2027 | 5.3147e-06 | 1483.0022 | 0.0078818 | 2027 | Mitigation | 0.95 | 45 | 0 | esc | 0.00097009 | 5.1557e-09 | 0.00097009 | 5.1557e-09
[79 empty] | WLDFR | HFTD - Distribution - Tier 2 - 3QU CoRE ¦ 4QU LoRE | Non-Red Flag Warning - Small Fires | 2028 | 2.9029e-06 | 2.9029e-06 | 0.083606 | 0.039055 | 0.001695 | 0.042856 | 0 | 0 | 0.0032381 | 2.427e-07 | 0 | 2.427e-07 | 2.427e-07 | 0 | 2.427e-07 | 0 | 0.00014305 | 0.00031357 | 0 | 0.00031357 | 0 | 8.1248e-05 | 0.0001625 | 0 | 0.0001625 | [12 empty] | 7.3.3.17.5 (Remote Grid) Updates to grid topology to minimize risk of ignition in HFTDs Remote GridWLDFRWire-to-wire contactAggregated | WLDFR | HFTD - Distribution - Tier 2 - 1QU CoRE ¦ 4QU LoRE | Non-Red Flag Warning - Large Fires | Wire-to-wire contact | Aggregated | 2028 | 5.3147e-06 | 1483.0022 | 0.0078818 | 2028 | Mitigation | 0.95 | 45 | 0 | esc | 0.00097009 | 5.1557e-09 | 0.00097009 | 5.1557e-09
[79 empty] | WLDFR | HFTD - Distribution - Tier 2 - 3QU CoRE ¦ 4QU LoRE | Non-Red Flag Warning - Small Fires | 2029 | 2.9029e-06 | 2.9029e-06 | 0.083606 | 0.039055 | 0.001695 | 0.042856 | 0 | 0 | 0.0032381 | 2.427e-07 | 0 | 2.427e-07 | 2.427e-07 | 0 | 2.427e-07 | 0 | 0.00014305 | 0.00031357 | 0 | 0.00031357 | 0 | 8.1248e-05 | 0.0001625 | 0 | 0.0001625 | [12 empty] | 7.3.3.17.5 (Remote Grid) Updates to grid topology to minimize risk of ignition in HFTDs Remote GridWLDFRWire-to-wire contactAggregated | WLDFR | HFTD - Distribution - Tier 2 - 1QU CoRE ¦ 4QU LoRE | Non-Red Flag Warning - Large Fires | Wire-to-wire contact | Aggregated | 2029 | 5.3147e-06 | 1483.0022 | 0.0078818 | 2029 | Mitigation | 0.95 | 45 | 0 | esc | 0.00097009 | 5.1557e-09 | 0.00097009 | 5.1557e-09
[79 empty] | WLDFR | HFTD - Distribution - Tier 2 - 3QU CoRE ¦ 4QU LoRE | Non-Red Flag Warning - Small Fires | 2030 | 2.9029e-06 | 2.9029e-06 | 0.083606 | 0.039055 | 0.001695 | 0.042856 | 0 | 0 | 0.0032381 | 2.427e-07 | 0 | 2.427e-07 | 2.427e-07 | 0 | 2.427e-07 | 0 | 0.00014305 | 0.00031357 | 0 | 0.00031357 | 0 | 8.5082e-05 | 0.00017016 | 0 | 0.00017016 | [12 empty] | 7.3.3.17.5 (Remote Grid) Updates to grid topology to minimize risk of ignition in HFTDs Remote GridWLDFRWire-to-wire contactAggregated | WLDFR | HFTD - Distribution - Tier 2 - 1QU CoRE ¦ 4QU LoRE | Non-Red Flag Warning - Large Fires | Wire-to-wire contact | Aggregated | 2030 | 5.3147e-06 | 1483.0022 | 0.0078818 | 2030 | Mitigation | 0.95 | 45 | 0 | esc | 0.00097009 | 5.1557e-09 | 0.00097009 | 5.1557e-09
[79 empty] | WLDFR | HFTD - Distribution - Tier 2 - 3QU CoRE ¦ 4QU LoRE | Non-Red Flag Warning - Small Fires | 2031 | 2.9029e-06 | 2.9029e-06 | 0.083606 | 0.039055 | 0.001695 | 0.042856 | 0 | 0 | 0.0032381 | 2.427e-07 | 0 | 2.427e-07 | 2.427e-07 | 0 | 2.427e-07 | 0 | 0.00014305 | 0.00031357 | 0 | 0.00031357 | 0 | 8.5082e-05 | 0.00017016 | 0 | 0.00017016 | [12 empty] | 7.3.3.17.5 (Remote Grid) Updates to grid topology to minimize risk of ignition in HFTDs Remote GridWLDFRWire-to-wire contactAggregated | WLDFR | HFTD - Distribution - Tier 2 - 1QU CoRE ¦ 4QU LoRE | Non-Red Flag Warning - Large Fires | Wire-to-wire contact | Aggregated | 2031 | 5.3147e-06 | 1483.0022 | 0.0078818 | 2031 | Mitigation | 0.95 | 45 | 0 | esc | 0.00097009 | 5.1557e-09 | 0.00097009 | 5.1557e-09
[79 empty] | WLDFR | HFTD - Distribution - Tier 2 - 3QU CoRE ¦ 4QU LoRE | Non-Red Flag Warning - Small Fires | 2032 | 2.9029e-06 | 2.9029e-06 | 0.083606 | 0.039055 | 0.001695 | 0.042856 | 0 | 0 | 0.0032381 | 2.427e-07 | 0 | 2.427e-07 | 2.427e-07 | 0 | 2.427e-07 | 0 | 0.00014305 | 0.00031357 | 0 | 0.00031357 | 0 | 8.5082e-05 | 0.00017016 | 0 | 0.00017016 | [12 empty] | 7.3.3.17.5 (Remote Grid) Updates to grid topology to minimize risk of ignition in HFTDs Remote GridWLDFRWire-to-wire contactAggregated | WLDFR | HFTD - Distribution - Tier 2 - 1QU CoRE ¦ 4QU LoRE | Non-Red Flag Warning - Large Fires | Wire-to-wire contact | Aggregated | 2032 | 5.3147e-06 | 1483.0022 | 0.0078818 | 2032 | Mitigation | 0.95 | 45 | 0 | esc | 0.00097009 | 5.1557e-09 | 0.00097009 | 5.1557e-09
[79 empty] | WLDFR | HFTD - Distribution - Tier 2 - 3QU CoRE ¦ 4QU LoRE | Non-Red Flag Warning - Small Fires | 2033 | 2.9029e-06 | 2.9029e-06 | 0.087211 | 0.040679 | 0.0017655 | 0.044766 | 0 | 0 | 0.0032381 | 2.5317e-07 | 0 | 2.5317e-07 | 2.5317e-07 | 0 | 2.5317e-07 | 0 | 0.00014988 | 0.00032853 | 0 | 0.00032853 | 0 | 8.5082e-05 | 0.00017016 | 0 | 0.00017016 | [12 empty] | 7.3.3.17.5 (Remote Grid) Updates to grid topology to minimize risk of ignition in HFTDs Remote GridWLDFRWire-to-wire contactAggregated | WLDFR | HFTD - Distribution - Tier 2 - 1QU CoRE ¦ 4QU LoRE | Non-Red Flag Warning - Large Fires | Wire-to-wire contact | Aggregated | 2033 | 5.3147e-06 | 1483.0022 | 0.0078818 | 2033 | Mitigation | 0.95 | 45 | 0 | esc | 0.00097009 | 5.1557e-09 | 0.00097009 | 5.1557e-09
[79 empty] | WLDFR | HFTD - Distribution - Tier 2 - 3QU CoRE ¦ 4QU LoRE | Non-Red Flag Warning - Small Fires | 2034 | 2.9029e-06 | 2.9029e-06 | 0.087211 | 0.040679 | 0.0017655 | 0.044766 | 0 | 0 | 0.0032381 | 2.5317e-07 | 0 | 2.5317e-07 | 2.5317e-07 | 0 | 2.5317e-07 | 0 | 0.00014988 | 0.00032853 | 0 | 0.00032853 | 0 | 8.5082e-05 | 0.00017016 | 0 | 0.00017016 | [12 empty] | 7.3.3.17.5 (Remote Grid) Updates to grid topology to minimize risk of ignition in HFTDs Remote GridWLDFRWire-to-wire contactAggregated | WLDFR | HFTD - Distribution - Tier 2 - 1QU CoRE ¦ 4QU LoRE | Non-Red Flag Warning - Large Fires | Wire-to-wire contact | Aggregated | 2034 | 5.3147e-06 | 1483.0022 | 0.0078818 | 2034 | Mitigation | 0.95 | 45 | 0 | esc | 0.00097009 | 5.1557e-09 | 0.00097009 | 5.1557e-09
[79 empty] | WLDFR | HFTD - Distribution - Tier 2 - 3QU CoRE ¦ 4QU LoRE | Non-Red Flag Warning - Small Fires | 2035 | 2.9029e-06 | 2.9029e-06 | 0.087211 | 0.040679 | 0.0017655 | 0.044766 | 0 | 0 | 0.0032381 | 2.5317e-07 | 0 | 2.5317e-07 | 2.5317e-07 | 0 | 2.5317e-07 | 0 | 0.00014988 | 0.00032853 | 0 | 0.00032853 | 0 | 8.924e-05 | 0.00017848 | 0 | 0.00017848 | [12 empty] | 7.3.3.17.5 (Remote Grid) Updates to grid topology to minimize risk of ignition in HFTDs Remote GridWLDFRWire-to-wire contactAggregated | WLDFR | HFTD - Distribution - Tier 2 - 1QU CoRE ¦ 4QU LoRE | Non-Red Flag Warning - Large Fires | Wire-to-wire contact | Aggregated | 2035 | 5.3147e-06 | 1483.0022 | 0.0078818 | 2035 | Mitigation | 0.95 | 45 | 0 | esc | 0.00097009 | 5.1557e-09 | 0.00097009 | 5.1557e-09
[79 empty] | WLDFR | HFTD - Distribution - Tier 2 - 3QU CoRE ¦ 4QU LoRE | Non-Red Flag Warning - Small Fires | 2036 | 2.9029e-06 | 2.9029e-06 | 0.087211 | 0.040679 | 0.0017655 | 0.044766 | 0 | 0 | 0.0032381 | 2.5317e-07 | 0 | 2.5317e-07 | 2.5317e-07 | 0 | 2.5317e-07 | 0 | 0.00014988 | 0.00032853 | 0 | 0.00032853 | 0 | 8.924e-05 | 0.00017848 | 0 | 0.00017848 | [12 empty] | 7.3.3.17.5 (Remote Grid) Updates to grid topology to minimize risk of ignition in HFTDs Remote GridWLDFRWire-to-wire contactAggregated | WLDFR | HFTD - Distribution - Tier 2 - 1QU CoRE ¦ 4QU LoRE | Non-Red Flag Warning - Large Fires | Wire-to-wire contact | Aggregated | 2036 | 5.3147e-06 | 1483.0022 | 0.0078818 | 2036 | Mitigation | 0.95 | 45 | 0 | esc | 0.00097009 | 5.1557e-09 | 0.00097009 | 5.1557e-09
[79 empty] | WLDFR | HFTD - Distribution - Tier 2 - 3QU CoRE ¦ 4QU LoRE | Non-Red Flag Warning - Small Fires | 2037 | 2.9029e-06 | 2.9029e-06 | 0.087211 | 0.040679 | 0.0017655 | 0.044766 | 0 | 0 | 0.0032381 | 2.5317e-07 | 0 | 2.5317e-07 | 2.5317e-07 | 0 | 2.5317e-07 | 0 | 0.00014988 | 0.00032853 | 0 | 0.00032853 | 0 | 8.924e-05 | 0.00017848 | 0 | 0.00017848 | [12 empty] | 7.3.3.17.5 (Remote Grid) Updates to grid topology to minimize risk of ignition in HFTDs Remote GridWLDFRWire-to-wire contactAggregated | WLDFR | HFTD - Distribution - Tier 2 - 1QU CoRE ¦ 4QU LoRE | Non-Red Flag Warning - Large Fires | Wire-to-wire contact | Aggregated | 2037 | 5.3147e-06 | 1483.0022 | 0.0078818 | 2037 | Mitigation | 0.95 | 45 | 0 | esc | 0.00097009 | 5.1557e-09 | 0.00097009 | 5.1557e-09
[79 empty] | WLDFR | HFTD - Distribution - Tier 2 - 3QU CoRE ¦ 4QU LoRE | Non-Red Flag Warning - Small Fires | 2038 | 2.9029e-06 | 2.9029e-06 | 0.091184 | 0.042438 | 0.0018418 | 0.046905 | 0 | 0 | 0.0032381 | 2.647e-07 | 0 | 2.647e-07 | 2.647e-07 | 0 | 2.647e-07 | 0 | 0.00015675 | 0.0003436 | 0 | 0.0003436 | 0 | 8.924e-05 | 0.00017848 | 0 | 0.00017848 | [12 empty] | 7.3.3.17.5 (Remote Grid) Updates to grid topology to minimize risk of ignition in HFTDs Remote GridWLDFRWire-to-wire contactAggregated | WLDFR | HFTD - Distribution - Tier 2 - 1QU CoRE ¦ 4QU LoRE | Non-Red Flag Warning - Large Fires | Wire-to-wire contact | Aggregated | 2038 | 5.3147e-06 | 1483.0022 | 0.0078818 | 2038 | Mitigation | 0.95 | 45 | 0 | esc | 0.00097009 | 5.1557e-09 | 0.00097009 | 5.1557e-09
[79 empty] | WLDFR | HFTD - Distribution - Tier 2 - 3QU CoRE ¦ 4QU LoRE | Non-Red Flag Warning - Small Fires | 2039 | 2.9029e-06 | 2.9029e-06 | 0.091184 | 0.042438 | 0.0018418 | 0.046905 | 0 | 0 | 0.0032381 | 2.647e-07 | 0 | 2.647e-07 | 2.647e-07 | 0 | 2.647e-07 | 0 | 0.00015675 | 0.0003436 | 0 | 0.0003436 | 0 | 8.924e-05 | 0.00017848 | 0 | 0.00017848 | [12 empty] | 7.3.3.17.5 (Remote Grid) Updates to grid topology to minimize risk of ignition in HFTDs Remote GridWLDFRWire-to-wire contactAggregated | WLDFR | HFTD - Distribution - Tier 2 - 1QU CoRE ¦ 4QU LoRE | Non-Red Flag Warning - Large Fires | Wire-to-wire contact | Aggregated | 2039 | 5.3147e-06 | 1483.0022 | 0.0078818 | 2039 | Mitigation | 0.95 | 45 | 0 | esc | 0.00097009 | 5.1557e-09 | 0.00097009 | 5.1557e-09
[79 empty] | WLDFR | HFTD - Distribution - Tier 2 - 3QU CoRE ¦ 4QU LoRE | Non-Red Flag Warning - Small Fires | 2040 | 2.9029e-06 | 2.9029e-06 | 0.091184 | 0.042438 | 0.0018418 | 0.046905 | 0 | 0 | 0.0032381 | 2.647e-07 | 0 | 2.647e-07 | 2.647e-07 | 0 | 2.647e-07 | 0 | 0.00015675 | 0.0003436 | 0 | 0.0003436 | 0 | 9.3665e-05 | 0.00018733 | 0 | 0.00018733 | [12 empty] | 7.3.3.17.5 (Remote Grid) Updates to grid topology to minimize risk of ignition in HFTDs Remote GridWLDFRWire-to-wire contactAggregated | WLDFR | HFTD - Distribution - Tier 2 - 1QU CoRE ¦ 4QU LoRE | Non-Red Flag Warning - Large Fires | Wire-to-wire contact | Aggregated | 2040 | 5.3147e-06 | 1483.0022 | 0.0078818 | 2040 | Mitigation | 0.95 | 45 | 0 | esc | 0.00097009 | 5.1557e-09 | 0.00097009 | 5.1557e-09
[79 empty] | WLDFR | HFTD - Distribution - Tier 2 - 3QU CoRE ¦ 4QU LoRE | Non-Red Flag Warning - Small Fires | 2041 | 2.9029e-06 | 2.9029e-06 | 0.091184 | 0.042438 | 0.0018418 | 0.046905 | 0 | 0 | 0.0032381 | 2.647e-07 | 0 | 2.647e-07 | 2.647e-07 | 0 | 2.647e-07 | 0 | 0.00015675 | 0.0003436 | 0 | 0.0003436 | 0 | 9.3665e-05 | 0.00018733 | 0 | 0.00018733 | [12 empty] | 7.3.3.17.5 (Remote Grid) Updates to grid topology to minimize risk of ignition in HFTDs Remote GridWLDFRWire-to-wire contactAggregated | WLDFR | HFTD - Distribution - Tier 2 - 1QU CoRE ¦ 4QU LoRE | Non-Red Flag Warning - Large Fires | Wire-to-wire contact | Aggregated | 2041 | 5.3147e-06 | 1483.0022 | 0.0078818 | 2041 | Mitigation | 0.95 | 45 | 0 | esc | 0.00097009 | 5.1557e-09 | 0.00097009 | 5.1557e-09
[79 empty] | WLDFR | HFTD - Distribution - Tier 2 - 3QU CoRE ¦ 4QU LoRE | Non-Red Flag Warning - Small Fires | 2042 | 2.9029e-06 | 2.9029e-06 | 0.091184 | 0.042438 | 0.0018418 | 0.046905 | 0 | 0 | 0.0032381 | 2.647e-07 | 0 | 2.647e-07 | 2.647e-07 | 0 | 2.647e-07 | 0 | 0.00015675 | 0.0003436 | 0 | 0.0003436 | 0 | 9.3665e-05 | 0.00018733 | 0 | 0.00018733 | [12 empty] | 7.3.3.17.5 (Remote Grid) Updates to grid topology to minimize risk of ignition in HFTDs Remote GridWLDFRWire-to-wire contactAggregated | WLDFR | HFTD - Distribution - Tier 2 - 1QU CoRE ¦ 4QU LoRE | Non-Red Flag Warning - Large Fires | Wire-to-wire contact | Aggregated | 2042 | 5.3147e-06 | 1483.0022 | 0.0078818 | 2042 | Mitigation | 0.95 | 45 | 0 | esc | 0.00097009 | 5.1557e-09 | 0.00097009 | 5.1557e-09
[79 empty] | WLDFR | HFTD - Distribution - Tier 2 - 3QU CoRE ¦ 4QU LoRE | Non-Red Flag Warning - Small Fires | 2043 | 2.9029e-06 | 2.9029e-06 | 0.095486 | 0.044306 | 0.0019228 | 0.049257 | 0 | 0 | 0.0032381 | 2.7719e-07 | 0 | 2.7719e-07 | 2.7719e-07 | 0 | 2.7719e-07 | 0 | 0.0001636 | 0.00035861 | 0 | 0.00035861 | 0 | 9.3665e-05 | 0.00018733 | 0 | 0.00018733 | [12 empty] | 7.3.3.17.5 (Remote Grid) Updates to grid topology to minimize risk of ignition in HFTDs Remote GridWLDFRWire-to-wire contactAggregated | WLDFR | HFTD - Distribution - Tier 2 - 1QU CoRE ¦ 4QU LoRE | Non-Red Flag Warning - Large Fires | Wire-to-wire contact | Aggregated | 2043 | 5.3147e-06 | 1483.0022 | 0.0078818 | 2043 | Mitigation | 0.95 | 45 | 0 | esc | 0.00097009 | 5.1557e-09 | 0.00097009 | 5.1557e-09
[79 empty] | WLDFR | HFTD - Distribution - Tier 2 - 3QU CoRE ¦ 4QU LoRE | Non-Red Flag Warning - Small Fires | 2044 | 2.9029e-06 | 2.9029e-06 | 0.095486 | 0.044306 | 0.0019228 | 0.049257 | 0 | 0 | 0.0032381 | 2.7719e-07 | 0 | 2.7719e-07 | 2.7719e-07 | 0 | 2.7719e-07 | 0 | 0.0001636 | 0.00035861 | 0 | 0.00035861 | 0 | 9.3665e-05 | 0.00018733 | 0 | 0.00018733 | [12 empty] | 7.3.3.17.5 (Remote Grid) Updates to grid topology to minimize risk of ignition in HFTDs Remote GridWLDFRWire-to-wire contactAggregated | WLDFR | HFTD - Distribution - Tier 2 - 1QU CoRE ¦ 4QU LoRE | Non-Red Flag Warning - Large Fires | Wire-to-wire contact | Aggregated | 2044 | 5.3147e-06 | 1483.0022 | 0.0078818 | 2044 | Mitigation | 0.95 | 45 | 0 | esc | 0.00097009 | 5.1557e-09 | 0.00097009 | 5.1557e-09
[79 empty] | WLDFR | HFTD - Distribution - Tier 2 - 3QU CoRE ¦ 4QU LoRE | Non-Red Flag Warning - Small Fires | 2045 | 2.9029e-06 | 2.9029e-06 | 0.095486 | 0.044306 | 0.0019228 | 0.049257 | 0 | 0 | 0.0032381 | 2.7719e-07 | 0 | 2.7719e-07 | 2.7719e-07 | 0 | 2.7719e-07 | 0 | 0.0001636 | 0.00035861 | 0 | 0.00035861 | 0 | 9.83e-05 | 0.0001966 | 0 | 0.0001966 | [12 empty] | 7.3.3.17.5 (Remote Grid) Updates to grid topology to minimize risk of ignition in HFTDs Remote GridWLDFRWire-to-wire contactAggregated | WLDFR | HFTD - Distribution - Tier 2 - 1QU CoRE ¦ 4QU LoRE | Non-Red Flag Warning - Large Fires | Wire-to-wire contact | Aggregated | 2045 | 5.3147e-06 | 1483.0022 | 0.0078818 | 2045 | Mitigation | 0.95 | 45 | 0 | esc | 0.00097009 | 5.1557e-09 | 0.00097009 | 5.1557e-09
[79 empty] | WLDFR | HFTD - Distribution - Tier 2 - 3QU CoRE ¦ 4QU LoRE | Non-Red Flag Warning - Small Fires | 2046 | 2.9029e-06 | 2.9029e-06 | 0.095486 | 0.044306 | 0.0019228 | 0.049257 | 0 | 0 | 0.0032381 | 2.7719e-07 | 0 | 2.7719e-07 | 2.7719e-07 | 0 | 2.7719e-07 | 0 | 0 | 0.00035861 | 0 | 0.00035861 | 0 | 9.83e-05 | 0.0001966 | 0 | 0.0001966 | [12 empty] | 7.3.3.17.5 (Remote Grid) Updates to grid topology to minimize risk of ignition in HFTDs Remote GridWLDFRWire-to-wire contactAggregated | WLDFR | HFTD - Distribution - Tier 2 - 1QU CoRE ¦ 4QU LoRE | Non-Red Flag Warning - Large Fires | Wire-to-wire contact | Aggregated | 2046 | 5.3147e-06 | 1483.0022 | 0.0078818 | 2046 | Mitigation | 0.95 | 45 | 0 | esc | 0.00097009 | 5.1557e-09 | 0.00097009 | 5.1557e-09
[79 empty] | WLDFR | HFTD - Distribution - Tier 2 - 3QU CoRE ¦ 4QU LoRE | Non-Red Flag Warning - Small Fires | 2047 | 2.9029e-06 | 2.9029e-06 | 0.095486 | 0.044306 | 0.0019228 | 0.049257 | 0 | 0 | 0.0032381 | 2.7719e-07 | 0 | 2.7719e-07 | 2.7719e-07 | 0 | 2.7719e-07 | 0 | 0 | 0 | 0 | 0 | 0 | 9.83e-05 | 0.0001966 | 0 | 0.0001966 | [12 empty] | 7.3.3.17.5 (Remote Grid) Updates to grid topology to minimize risk of ignition in HFTDs Remote GridWLDFRWire-to-wire contactAggregated | WLDFR | HFTD - Distribution - Tier 2 - 1QU CoRE ¦ 4QU LoRE | Non-Red Flag Warning - Large Fires | Wire-to-wire contact | Aggregated | 2047 | 5.3147e-06 | 1483.0022 | 0.0078818 | 2047 | Mitigation | 0.95 | 45 | 0 | esc | 0.00097009 | 5.1557e-09 | 0.00097009 | 5.1557e-09
[79 empty] | WLDFR | HFTD - Distribution - Tier 2 - 3QU CoRE ¦ 4QU LoRE | Non-Red Flag Warning - Small Fires | 2048 | 2.9029e-06 | 2.9029e-06 | 0.10007 | 0.04626 | 0.0020076 | 0.051804 | 0 | 0 | 0.0032381 | 2.905e-07 | 0 | 2.905e-07 | 2.905e-07 | 0 | 2.905e-07 | 0 | 6.6325e-05 | 0 | 0 | 0 | 0 | 9.83e-05 | 0.0001966 | 0 | 0.0001966 | [12 empty] | 7.3.3.17.5 (Remote Grid) Updates to grid topology to minimize risk of ignition in HFTDs Remote GridWLDFRWire-to-wire contactAggregated | WLDFR | HFTD - Distribution - Tier 2 - 1QU CoRE ¦ 4QU LoRE | Non-Red Flag Warning - Large Fires | Wire-to-wire contact | Aggregated | 2048 | 5.3147e-06 | 1483.0022 | 0.0078818 | 2048 | Mitigation | 0.95 | 45 | 0 | esc | 0.00097009 | 5.1557e-09 | 0.00097009 | 5.1557e-09
[79 empty] | WLDFR | HFTD - Distribution - Tier 2 - 3QU CoRE ¦ 4QU LoRE | Non-Red Flag Warning - Small Fires | 2049 | 2.9029e-06 | 2.9029e-06 | 0.10007 | 0.04626 | 0.0020076 | 0.051804 | 0 | 0 | 0.0032381 | 2.905e-07 | 0 | 2.905e-07 | 2.905e-07 | 0 | 2.905e-07 | 0 | 6.8749e-05 | 0.0001507 | 0 | 0.0001507 | 0 | 0 | 0.0001966 | 0 | 0.0001966 | [12 empty] | 7.3.3.17.5 (Remote Grid) Updates to grid topology to minimize risk of ignition in HFTDs Remote GridWLDFRWire-to-wire contactAggregated | WLDFR | HFTD - Distribution - Tier 2 - 1QU CoRE ¦ 4QU LoRE | Non-Red Flag Warning - Large Fires | Wire-to-wire contact | Aggregated | 2049 | 5.3147e-06 | 1483.0022 | 0.0078818 | 2049 | Mitigation | 0.95 | 45 | 0 | esc | 0.00097009 | 5.1557e-09 | 0.00097009 | 5.1557e-09
[79 empty] | WLDFR | HFTD - Distribution - Tier 2 - 3QU CoRE ¦ 4QU LoRE | Non-Red Flag Warning - Small Fires | 2050 | 2.9029e-06 | 2.9029e-06 | 0.10007 | 0.04626 | 0.0020076 | 0.051804 | 0 | 0 | 0.0032381 | 2.905e-07 | 0 | 2.905e-07 | 2.905e-07 | 0 | 2.905e-07 | 0 | 6.8749e-05 | 0.0001507 | 0 | 0.0001507 | 0 | 0 | 0 | 0 | 0 | [12 empty] | 7.3.3.17.5 (Remote Grid) Updates to grid topology to minimize risk of ignition in HFTDs Remote GridWLDFRWire-to-wire contactAggregated | WLDFR | HFTD - Distribution - Tier 2 - 1QU CoRE ¦ 4QU LoRE | Non-Red Flag Warning - Large Fires | Wire-to-wire contact | Aggregated | 2050 | 5.3147e-06 | 1483.0022 | 0.0078818 | 2050 | Mitigation | 0.95 | 45 | 0 | esc | 0.00097009 | 5.1557e-09 | 0.00097009 | 5.1557e-09
[79 empty] | WLDFR | HFTD - Distribution - Tier 2 - 3QU CoRE ¦ 4QU LoRE | Non-Red Flag Warning - Small Fires | 2051 | 2.9029e-06 | 2.9029e-06 | 0.10007 | 0.04626 | 0.0020076 | 0.051804 | 0 | 0 | 0.0032381 | 2.905e-07 | 0 | 2.905e-07 | 2.905e-07 | 0 | 2.905e-07 | 0 | 6.8749e-05 | 0.0001507 | 0 | 0.0001507 | 0 | 0 | 0 | 0 | 0 | [12 empty] | 7.3.3.17.5 (Remote Grid) Updates to grid topology to minimize risk of ignition in HFTDs Remote GridWLDFRWire-to-wire contactAggregated | WLDFR | HFTD - Distribution - Tier 2 - 1QU CoRE ¦ 4QU LoRE | Non-Red Flag Warning - Large Fires | Wire-to-wire contact | Aggregated | 2051 | 5.3147e-06 | 1483.0022 | 0.0078818 | 2051 | Mitigation | 0.95 | 45 | 0 | esc | 0.00097009 | 5.1557e-09 | 0.00097009 | 5.1557e-09
[79 empty] | WLDFR | HFTD - Distribution - Tier 2 - 3QU CoRE ¦ 4QU LoRE | Non-Red Flag Warning - Small Fires | 2052 | 2.9029e-06 | 2.9029e-06 | 0.10007 | 0.04626 | 0.0020076 | 0.051804 | 0 | 0 | 0.0032381 | 2.905e-07 | 0 | 2.905e-07 | 2.905e-07 | 0 | 2.905e-07 | 0 | 6.8749e-05 | 0.0001507 | 0 | 0.0001507 | 0 | 9.6914e-07 | 0 | 0 | 0 | [12 empty] | 7.3.3.17.5 (Remote Grid) Updates to grid topology to minimize risk of ignition in HFTDs Remote GridWLDFRWire-to-wire contactAggregated | WLDFR | HFTD - Distribution - Tier 2 - 1QU CoRE ¦ 4QU LoRE | Non-Red Flag Warning - Large Fires | Wire-to-wire contact | Aggregated | 2052 | 5.3147e-06 | 1483.0022 | 0.0078818 | 2052 | Mitigation | 0.95 | 45 | 0 | esc | 0.00097009 | 5.1557e-09 | 0.00097009 | 5.1557e-09
[79 empty] | WLDFR | HFTD - Distribution - Tier 2 - 3QU CoRE ¦ 4QU LoRE | Non-Red Flag Warning - Small Fires | 2053 | 2.9029e-06 | 2.9029e-06 | 0.10489 | 0.048274 | 0.002095 | 0.054525 | 0 | 0 | 0.0032381 | 3.045e-07 | 0 | 3.045e-07 | 3.045e-07 | 0 | 3.045e-07 | 0 | 6.8749e-05 | 0.0001507 | 0 | 0.0001507 | 0 | 1.0125e-06 | 2.025e-06 | 0 | 2.025e-06 | [12 empty] | 7.3.3.17.5 (Remote Grid) Updates to grid topology to minimize risk of ignition in HFTDs Remote GridWLDFRWire-to-wire contactAggregated | WLDFR | HFTD - Distribution - Tier 2 - 1QU CoRE ¦ 4QU LoRE | Non-Red Flag Warning - Large Fires | Wire-to-wire contact | Aggregated | 2053 | 5.3147e-06 | 1483.0022 | 0.0078818 | 2053 | Mitigation | 0.95 | 45 | 0 | esc | 0.00097009 | 5.1557e-09 | 0.00097009 | 5.1557e-09
[79 empty] | WLDFR | HFTD - Distribution - Tier 2 - 3QU CoRE ¦ 4QU LoRE | Non-Red Flag Warning - Small Fires | 2054 | 2.9029e-06 | 2.9029e-06 | 0.10489 | 0.048274 | 0.002095 | 0.054525 | 0 | 0 | 0.0032381 | 3.045e-07 | 0 | 3.045e-07 | 3.045e-07 | 0 | 3.045e-07 | 0 | 7.18e-05 | 0.00015739 | 0 | 0.00015739 | 0 | 1.0125e-06 | 2.025e-06 | 0 | 2.025e-06 | [12 empty] | 7.3.3.17.5 (Remote Grid) Updates to grid topology to minimize risk of ignition in HFTDs Remote GridWLDFRWire-to-wire contactAggregated | WLDFR | HFTD - Distribution - Tier 2 - 1QU CoRE ¦ 4QU LoRE | Non-Red Flag Warning - Large Fires | Wire-to-wire contact | Aggregated | 2054 | 5.3147e-06 | 1483.0022 | 0.0078818 | 2054 | Mitigation | 0.95 | 45 | 0 | esc | 0.00097009 | 5.1557e-09 | 0.00097009 | 5.1557e-09
[79 empty] | WLDFR | HFTD - Distribution - Tier 2 - 3QU CoRE ¦ 4QU LoRE | Non-Red Flag Warning - Small Fires | 2055 | 2.9029e-06 | 2.9029e-06 | 0.10489 | 0.048274 | 0.002095 | 0.054525 | 0 | 0 | 0.0032381 | 3.045e-07 | 0 | 3.045e-07 | 3.045e-07 | 0 | 3.045e-07 | 0 | 7.18e-05 | 0.00015739 | 0 | 0.00015739 | 0 | 1.0125e-06 | 2.025e-06 | 0 | 2.025e-06 | [12 empty] | 7.3.3.17.5 (Remote Grid) Updates to grid topology to minimize risk of ignition in HFTDs Remote GridWLDFRWire-to-wire contactAggregated | WLDFR | HFTD - Distribution - Tier 2 - 1QU CoRE ¦ 4QU LoRE | Non-Red Flag Warning - Large Fires | Wire-to-wire contact | Aggregated | 2055 | 5.3147e-06 | 1483.0022 | 0.0078818 | 2055 | Mitigation | 0.95 | 45 | 0 | esc | 0.00097009 | 5.1557e-09 | 0.00097009 | 5.1557e-09
[79 empty] | WLDFR | HFTD - Distribution - Tier 2 - 3QU CoRE ¦ 4QU LoRE | Non-Red Flag Warning - Small Fires | 2056 | 2.9029e-06 | 2.9029e-06 | 0.10489 | 0.048274 | 0.002095 | 0.054525 | 0 | 0 | 0.0032381 | 3.045e-07 | 0 | 3.045e-07 | 3.045e-07 | 0 | 3.045e-07 | 0 | 7.18e-05 | 0.00015739 | 0 | 0.00015739 | 0 | 1.0125e-06 | 2.025e-06 | 0 | 2.025e-06 | [12 empty] | 7.3.3.17.5 (Remote Grid) Updates to grid topology to minimize risk of ignition in HFTDs Remote GridWLDFRWire-to-wire contactAggregated | WLDFR | HFTD - Distribution - Tier 2 - 1QU CoRE ¦ 4QU LoRE | Non-Red Flag Warning - Large Fires | Wire-to-wire contact | Aggregated | 2056 | 5.3147e-06 | 1483.0022 | 0.0078818 | 2056 | Mitigation | 0.95 | 45 | 0 | esc | 0.00097009 | 5.1557e-09 | 0.00097009 | 5.1557e-09
[79 empty] | WLDFR | HFTD - Distribution - Tier 2 - 3QU CoRE ¦ 4QU LoRE | Non-Red Flag Warning - Small Fires | 2057 | 2.9029e-06 | 2.9029e-06 | 0.10489 | 0.048274 | 0.002095 | 0.054525 | 0 | 0 | 0.0032381 | 3.045e-07 | 0 | 3.045e-07 | 3.045e-07 | 0 | 3.045e-07 | 0 | 7.18e-05 | 0.00015739 | 0 | 0.00015739 | 0 | 1.0125e-06 | 2.025e-06 | 0 | 2.025e-06 | [12 empty] | 7.3.3.17.5 (Remote Grid) Updates to grid topology to minimize risk of ignition in HFTDs Remote GridWLDFRWire-to-wire contactAggregated | WLDFR | HFTD - Distribution - Tier 2 - 1QU CoRE ¦ 4QU LoRE | Non-Red Flag Warning - Large Fires | Wire-to-wire contact | Aggregated | 2057 | 5.3147e-06 | 1483.0022 | 0.0078818 | 2057 | Mitigation | 0.95 | 45 | 0 | esc | 0.00097009 | 5.1557e-09 | 0.00097009 | 5.1557e-09
[79 empty] | WLDFR | HFTD - Distribution - Tier 2 - 3QU CoRE ¦ 4QU LoRE | Non-Red Flag Warning - Small Fires | 2058 | 2.9029e-06 | 2.9029e-06 | 0.1099 | 0.050325 | 0.0021839 | 0.057393 | 0 | 0 | 0.0032381 | 3.1904e-07 | 0 | 3.1904e-07 | 3.1904e-07 | 0 | 3.1904e-07 | 0 | 7.18e-05 | 0.00015739 | 0 | 0.00015739 | 0 | 1.0683e-06 | 2.1367e-06 | 0 | 2.1367e-06 | [12 empty] | 7.3.3.17.5 (Remote Grid) Updates to grid topology to minimize risk of ignition in HFTDs Remote GridWLDFRWire-to-wire contactAggregated | WLDFR | HFTD - Distribution - Tier 2 - 1QU CoRE ¦ 4QU LoRE | Non-Red Flag Warning - Large Fires | Wire-to-wire contact | Aggregated | 2058 | 5.3147e-06 | 1483.0022 | 0.0078818 | 2058 | Mitigation | 0.95 | 45 | 0 | esc | 0.00097009 | 5.1557e-09 | 0.00097009 | 5.1557e-09
[79 empty] | WLDFR | HFTD - Distribution - Tier 2 - 3QU CoRE ¦ 4QU LoRE | Non-Red Flag Warning - Small Fires | 2059 | 2.9029e-06 | 2.9029e-06 | 0.1099 | 0.050325 | 0.0021839 | 0.057393 | 0 | 0 | 0.0032381 | 3.1904e-07 | 0 | 3.1904e-07 | 3.1904e-07 | 0 | 3.1904e-07 | 0 | 7.5188e-05 | 0.00016481 | 0 | 0.00016481 | 0 | 1.0683e-06 | 2.1367e-06 | 0 | 2.1367e-06 | [12 empty] | 7.3.3.17.5 (Remote Grid) Updates to grid topology to minimize risk of ignition in HFTDs Remote GridWLDFRWire-to-wire contactAggregated | WLDFR | HFTD - Distribution - Tier 2 - 1QU CoRE ¦ 4QU LoRE | Non-Red Flag Warning - Large Fires | Wire-to-wire contact | Aggregated | 2059 | 5.3147e-06 | 1483.0022 | 0.0078818 | 2059 | Mitigation | 0.95 | 45 | 0 | esc | 0.00097009 | 5.1557e-09 | 0.00097009 | 5.1557e-09
[79 empty] | WLDFR | HFTD - Distribution - Tier 2 - 3QU CoRE ¦ 4QU LoRE | Non-Red Flag Warning - Small Fires | 2060 | 2.9029e-06 | 2.9029e-06 | 0.1099 | 0.050325 | 0.0021839 | 0.057393 | 0 | 0 | 0.0032381 | 3.1904e-07 | 0 | 3.1904e-07 | 3.1904e-07 | 0 | 3.1904e-07 | 0 | 7.5188e-05 | 0.00016481 | 0 | 0.00016481 | 0 | 1.0683e-06 | 2.1367e-06 | 0 | 2.1367e-06 | [12 empty] | 7.3.3.17.5 (Remote Grid) Updates to grid topology to minimize risk of ignition in HFTDs Remote GridWLDFRWire-to-wire contactAggregated | WLDFR | HFTD - Distribution - Tier 2 - 1QU CoRE ¦ 4QU LoRE | Non-Red Flag Warning - Large Fires | Wire-to-wire contact | Aggregated | 2060 | 5.3147e-06 | 1483.0022 | 0.0078818 | 2060 | Mitigation | 0.95 | 45 | 0 | esc | 0.00097009 | 5.1557e-09 | 0.00097009 | 5.1557e-09
[79 empty] | WLDFR | HFTD - Distribution - Tier 2 - 3QU CoRE ¦ 4QU LoRE | Non-Red Flag Warning - Small Fires | 2061 | 2.9029e-06 | 2.9029e-06 | 0.1099 | 0.050325 | 0.0021839 | 0.057393 | 0 | 0 | 0.0032381 | 3.1904e-07 | 0 | 3.1904e-07 | 3.1904e-07 | 0 | 3.1904e-07 | 0 | 7.5188e-05 | 0.00016481 | 0 | 0.00016481 | 0 | 1.0683e-06 | 2.1367e-06 | 0 | 2.1367e-06 | [12 empty] | 7.3.3.17.5 (Remote Grid) Updates to grid topology to minimize risk of ignition in HFTDs Remote GridWLDFRWire-to-wire contactAggregated | WLDFR | HFTD - Distribution - Tier 2 - 1QU CoRE ¦ 4QU LoRE | Non-Red Flag Warning - Large Fires | Wire-to-wire contact | Aggregated | 2061 | 5.3147e-06 | 1483.0022 | 0.0078818 | 2061 | Mitigation | 0.95 | 45 | 0 | esc | 0.00097009 | 5.1557e-09 | 0.00097009 | 5.1557e-09
[79 empty] | WLDFR | HFTD - Distribution - Tier 2 - 3QU CoRE ¦ 4QU LoRE | Non-Red Flag Warning - Small Fires | 2062 | 2.9029e-06 | 2.9029e-06 | 0.1099 | 0.050325 | 0.0021839 | 0.057393 | 0 | 0 | 0.0032381 | 3.1904e-07 | 0 | 3.1904e-07 | 3.1904e-07 | 0 | 3.1904e-07 | 0 | 7.5188e-05 | 0.00016481 | 0 | 0.00016481 | 0 | 1.0683e-06 | 2.1367e-06 | 0 | 2.1367e-06 | [12 empty] | 7.3.3.17.5 (Remote Grid) Updates to grid topology to minimize risk of ignition in HFTDs Remote GridWLDFRWire-to-wire contactAggregated | WLDFR | HFTD - Distribution - Tier 2 - 1QU CoRE ¦ 4QU LoRE | Non-Red Flag Warning - Large Fires | Wire-to-wire contact | Aggregated | 2062 | 5.3147e-06 | 1483.0022 | 0.0078818 | 2062 | Mitigation | 0.95 | 45 | 0 | esc | 0.00097009 | 5.1557e-09 | 0.00097009 | 5.1557e-09
[79 empty] | WLDFR | HFTD - Distribution - Tier 2 - 3QU CoRE ¦ 4QU LoRE | Non-Red Flag Warning - Small Fires | 2063 | 2.9029e-06 | 2.9029e-06 | 0.11504 | 0.052388 | 0.0022734 | 0.060377 | 0 | 0 | 0.0032381 | 3.3395e-07 | 0 | 3.3395e-07 | 3.3395e-07 | 0 | 3.3395e-07 | 0 | 7.5188e-05 | 0.00016481 | 0 | 0.00016481 | 0 | 1.1319e-06 | 2.2637e-06 | 0 | 2.2637e-06 | [12 empty] | 7.3.3.17.5 (Remote Grid) Updates to grid topology to minimize risk of ignition in HFTDs Remote GridWLDFRWire-to-wire contactAggregated | WLDFR | HFTD - Distribution - Tier 2 - 1QU CoRE ¦ 4QU LoRE | Non-Red Flag Warning - Large Fires | Wire-to-wire contact | Aggregated | 2063 | 5.3147e-06 | 1483.0022 | 0.0078818 | 2063 | Mitigation | 0.95 | 45 | 0 | esc | 0.00097009 | 5.1557e-09 | 0.00097009 | 5.1557e-09
[79 empty] | WLDFR | HFTD - Distribution - Tier 2 - 3QU CoRE ¦ 4QU LoRE | Non-Red Flag Warning - Small Fires | 2064 | 2.9029e-06 | 2.9029e-06 | 0.11504 | 0.052388 | 0.0022734 | 0.060377 | 0 | 0 | 0.0032381 | 3.3395e-07 | 0 | 3.3395e-07 | 3.3395e-07 | 0 | 3.3395e-07 | 0 | 7.8862e-05 | 0.00017287 | 0 | 0.00017287 | 0 | 1.1319e-06 | 2.2637e-06 | 0 | 2.2637e-06 | [12 empty] | 7.3.3.17.5 (Remote Grid) Updates to grid topology to minimize risk of ignition in HFTDs Remote GridWLDFRWire-to-wire contactAggregated | WLDFR | HFTD - Distribution - Tier 2 - 1QU CoRE ¦ 4QU LoRE | Non-Red Flag Warning - Large Fires | Wire-to-wire contact | Aggregated | 2064 | 5.3147e-06 | 1483.0022 | 0.0078818 | 2064 | Mitigation | 0.95 | 45 | 0 | esc | 0.00097009 | 5.1557e-09 | 0.00097009 | 5.1557e-09
[79 empty] | WLDFR | HFTD - Distribution - Tier 2 - 3QU CoRE ¦ 4QU LoRE | Non-Red Flag Warning - Small Fires | 2065 | 2.9029e-06 | 2.9029e-06 | 0.11504 | 0.052388 | 0.0022734 | 0.060377 | 0 | 0 | 0.0032381 | 3.3395e-07 | 0 | 3.3395e-07 | 3.3395e-07 | 0 | 3.3395e-07 | 0 | 7.8862e-05 | 0.00017287 | 0 | 0.00017287 | 0 | 1.1319e-06 | 2.2637e-06 | 0 | 2.2637e-06 | [12 empty] | 7.3.3.17.5 (Remote Grid) Updates to grid topology to minimize risk of ignition in HFTDs Remote GridWLDFRWire-to-wire contactAggregated | WLDFR | HFTD - Distribution - Tier 2 - 1QU CoRE ¦ 4QU LoRE | Non-Red Flag Warning - Large Fires | Wire-to-wire contact | Aggregated | 2065 | 5.3147e-06 | 1483.0022 | 0.0078818 | 2065 | Mitigation | 0.95 | 45 | 0 | esc | 0.00097009 | 5.1557e-09 | 0.00097009 | 5.1557e-09
[79 empty] | WLDFR | HFTD - Distribution - Tier 2 - 3QU CoRE ¦ 4QU LoRE | Non-Red Flag Warning - Small Fires | 2066 | 2.9029e-06 | 2.9029e-06 | 0.11504 | 0.052388 | 0.0022734 | 0.060377 | 0 | 0 | 0.0032381 | 3.3395e-07 | 0 | 3.3395e-07 | 3.3395e-07 | 0 | 3.3395e-07 | 0 | 7.8862e-05 | 0.00017287 | 0 | 0.00017287 | 0 | 1.1319e-06 | 2.2637e-06 | 0 | 2.2637e-06 | [12 empty] | 7.3.3.17.5 (Remote Grid) Updates to grid topology to minimize risk of ignition in HFTDs Remote GridWLDFRWire-to-wire contactAggregated | WLDFR | HFTD - Distribution - Tier 2 - 1QU CoRE ¦ 4QU LoRE | Non-Red Flag Warning - Large Fires | Wire-to-wire contact | Aggregated | 2066 | 5.3147e-06 | 1483.0022 | 0.0078818 | 2066 | Mitigation | 0.95 | 45 | 0 | esc | 0.00097009 | 5.1557e-09 | 0.00097009 | 5.1557e-09
[79 empty] | WLDFR | HFTD - Distribution - Tier 2 - 3QU CoRE ¦ 4QU LoRE | Non-Red Flag Warning - Small Fires | 2067 | 0 | 2.9029e-06 | 0.11504 | 0.052388 | 0.0022734 | 0.060377 | 0 | 0 | 0.0032381 | 0 | 0 | 0 | 3.3395e-07 | 0 | 3.3395e-07 | 0 | 7.8862e-05 | 0.00017287 | 0 | 0.00017287 | 0 | 1.1319e-06 | 2.2637e-06 | 0 | 2.2637e-06 | [12 empty] | 7.3.3.17.5 (Remote Grid) Updates to grid topology to minimize risk of ignition in HFTDs Remote GridWLDFRWire-to-wire contactAggregated | WLDFR | HFTD - Distribution - Tier 2 - 1QU CoRE ¦ 4QU LoRE | Non-Red Flag Warning - Large Fires | Wire-to-wire contact | Aggregated | 2067 | 5.3147e-06 | 1483.0022 | 0.0078818 | 2067 | Mitigation | 0.95 | 45 | 0 | esc | 0 | 0 | 0.00097009 | 5.1557e-09
[79 empty] | WLDFR | HFTD - Distribution - Tier 2 - 3QU CoRE ¦ 4QU LoRE | Red Flag Warning - Catastrophic Fires | 2022 | 2.0826e-08 | 0 | 14146.1306 | 222.2294 | 8585.7228 | 5338.1784 | 0 | 0 | 2.1468e-05 | 0.0002946 | 0 | 0.0002946 | 0 | 0 | 0 | 0 | 7.8862e-05 | 0.00017287 | 0 | 0.00017287 | 0 | 1.2026e-06 | 2.4051e-06 | 0 | 2.4051e-06 | [12 empty] | 7.3.3.17.5 (Remote Grid) Updates to grid topology to minimize risk of ignition in HFTDs Remote GridWLDFRContact from objectAggregated | WLDFR | HFTD - Distribution - Tier 2 - 1QU CoRE ¦ 4QU LoRE | Non-Red Flag Warning - Small Fires | Contact from object | Aggregated | 2022 | 0.0005505 | 1483.0022 | 0.8164 | 2022 | Mitigation | 0.95 | 45 | 0 | esc | 0.00097009 | 5.3404e-07 | 0 | 0
[79 empty] | WLDFR | HFTD - Distribution - Tier 2 - 3QU CoRE ¦ 4QU LoRE | Red Flag Warning - Catastrophic Fires | 2023 | 2.0826e-08 | 2.0826e-08 | 14664.6376 | 233.2301 | 8896.516 | 5534.8915 | 0 | 0 | 2.1468e-05 | 0.0003054 | 0 | 0.0003054 | 0.0003054 | 0 | 0.0003054 | 0 | 8.2773e-05 | 0.00018144 | 0 | 0.00018144 | 0 | 1.2026e-06 | 2.4051e-06 | 0 | 2.4051e-06 | [12 empty] | 7.3.3.17.5 (Remote Grid) Updates to grid topology to minimize risk of ignition in HFTDs Remote GridWLDFRContact from objectAggregated | WLDFR | HFTD - Distribution - Tier 2 - 1QU CoRE ¦ 4QU LoRE | Non-Red Flag Warning - Small Fires | Contact from object | Aggregated | 2023 | 0.0005505 | 1483.0022 | 0.8164 | 2023 | Mitigation | 0.95 | 45 | 0 | esc | 0.00097009 | 5.3404e-07 | 0.00097009 | 5.3404e-07
[79 empty] | WLDFR | HFTD - Distribution - Tier 2 - 3QU CoRE ¦ 4QU LoRE | Red Flag Warning - Catastrophic Fires | 2024 | 2.0826e-08 | 2.0826e-08 | 14664.6376 | 233.2301 | 8896.516 | 5534.8915 | 0 | 0 | 2.1468e-05 | 0.0003054 | 0 | 0.0003054 | 0.0003054 | 0 | 0.0003054 | 0 | 8.2773e-05 | 0.00018144 | 0 | 0.00018144 | 0 | 1.2026e-06 | 2.4051e-06 | 0 | 2.4051e-06 | [12 empty] | 7.3.3.17.5 (Remote Grid) Updates to grid topology to minimize risk of ignition in HFTDs Remote GridWLDFRContact from objectAggregated | WLDFR | HFTD - Distribution - Tier 2 - 1QU CoRE ¦ 4QU LoRE | Non-Red Flag Warning - Small Fires | Contact from object | Aggregated | 2024 | 0.0005505 | 1483.0022 | 0.8164 | 2024 | Mitigation | 0.95 | 45 | 0 | esc | 0.00097009 | 5.3404e-07 | 0.00097009 | 5.3404e-07
[79 empty] | WLDFR | HFTD - Distribution - Tier 2 - 3QU CoRE ¦ 4QU LoRE | Red Flag Warning - Catastrophic Fires | 2025 | 2.0826e-08 | 2.0826e-08 | 14664.6376 | 233.2301 | 8896.516 | 5534.8915 | 0 | 0 | 2.1468e-05 | 0.0003054 | 0 | 0.0003054 | 0.0003054 | 0 | 0.0003054 | 0 | 8.2773e-05 | 0.00018144 | 0 | 0.00018144 | 0 | 1.2026e-06 | 2.4051e-06 | 0 | 2.4051e-06 | [12 empty] | 7.3.3.17.5 (Remote Grid) Updates to grid topology to minimize risk of ignition in HFTDs Remote GridWLDFRContact from objectAggregated | WLDFR | HFTD - Distribution - Tier 2 - 1QU CoRE ¦ 4QU LoRE | Non-Red Flag Warning - Small Fires | Contact from object | Aggregated | 2025 | 0.0005505 | 1483.0022 | 0.8164 | 2025 | Mitigation | 0.95 | 45 | 0 | esc | 0.00097009 | 5.3404e-07 | 0.00097009 | 5.3404e-07
[79 empty] | WLDFR | HFTD - Distribution - Tier 2 - 3QU CoRE ¦ 4QU LoRE | Red Flag Warning - Catastrophic Fires | 2026 | 2.0826e-08 | 2.0826e-08 | 14664.6376 | 233.2301 | 8896.516 | 5534.8915 | 0 | 0 | 2.1468e-05 | 0.0003054 | 0 | 0.0003054 | 0.0003054 | 0 | 0.0003054 | 0 | 8.2773e-05 | 0.00018144 | 0 | 0.00018144 | 0 | 1.2026e-06 | 2.4051e-06 | 0 | 2.4051e-06 | [12 empty] | 7.3.3.17.5 (Remote Grid) Updates to grid topology to minimize risk of ignition in HFTDs Remote GridWLDFRContact from objectAggregated | WLDFR | HFTD - Distribution - Tier 2 - 1QU CoRE ¦ 4QU LoRE | Non-Red Flag Warning - Small Fires | Contact from object | Aggregated | 2026 | 0.0005505 | 1483.0022 | 0.8164 | 2026 | Mitigation | 0.95 | 45 | 0 | esc | 0.00097009 | 5.3404e-07 | 0.00097009 | 5.3404e-07
[79 empty] | WLDFR | HFTD - Distribution - Tier 2 - 3QU CoRE ¦ 4QU LoRE | Red Flag Warning - Catastrophic Fires | 2027 | 2.0826e-08 | 2.0826e-08 | 14664.6376 | 233.2301 | 8896.516 | 5534.8915 | 0 | 0 | 2.1468e-05 | 0.0003054 | 0 | 0.0003054 | 0.0003054 | 0 | 0.0003054 | 0 | 8.2773e-05 | 0.00018144 | 0 | 0.00018144 | 0 | 1.2799e-06 | 2.5598e-06 | 0 | 2.5598e-06 | [12 empty] | 7.3.3.17.5 (Remote Grid) Updates to grid topology to minimize risk of ignition in HFTDs Remote GridWLDFRContact from objectAggregated | WLDFR | HFTD - Distribution - Tier 2 - 1QU CoRE ¦ 4QU LoRE | Non-Red Flag Warning - Small Fires | Contact from object | Aggregated | 2027 | 0.0005505 | 1483.0022 | 0.8164 | 2027 | Mitigation | 0.95 | 45 | 0 | esc | 0.00097009 | 5.3404e-07 | 0.00097009 | 5.3404e-07
[79 empty] | WLDFR | HFTD - Distribution - Tier 2 - 3QU CoRE ¦ 4QU LoRE | Red Flag Warning - Catastrophic Fires | 2028 | 2.0826e-08 | 2.0826e-08 | 15317.9909 | 247.273 | 9287.6491 | 5783.0689 | 0 | 0 | 2.1468e-05 | 0.00031901 | 0 | 0.00031901 | 0.00031901 | 0 | 0.00031901 | 0 | 8.6869e-05 | 0.00019042 | 0 | 0.00019042 | 0 | 1.2799e-06 | 2.5598e-06 | 0 | 2.5598e-06 | [12 empty] | 7.3.3.17.5 (Remote Grid) Updates to grid topology to minimize risk of ignition in HFTDs Remote GridWLDFRContact from objectAggregated | WLDFR | HFTD - Distribution - Tier 2 - 1QU CoRE ¦ 4QU LoRE | Non-Red Flag Warning - Small Fires | Contact from object | Aggregated | 2028 | 0.0005505 | 1483.0022 | 0.8164 | 2028 | Mitigation | 0.95 | 45 | 0 | esc | 0.00097009 | 5.3404e-07 | 0.00097009 | 5.3404e-07
[79 empty] | WLDFR | HFTD - Distribution - Tier 2 - 3QU CoRE ¦ 4QU LoRE | Red Flag Warning - Catastrophic Fires | 2029 | 2.0826e-08 | 2.0826e-08 | 15317.9909 | 247.273 | 9287.6491 | 5783.0689 | 0 | 0 | 2.1468e-05 | 0.00031901 | 0 | 0.00031901 | 0.00031901 | 0 | 0.00031901 | 0 | 8.6869e-05 | 0.00019042 | 0 | 0.00019042 | 0 | 1.2799e-06 | 2.5598e-06 | 0 | 2.5598e-06 | [12 empty] | 7.3.3.17.5 (Remote Grid) Updates to grid topology to minimize risk of ignition in HFTDs Remote GridWLDFRContact from objectAggregated | WLDFR | HFTD - Distribution - Tier 2 - 1QU CoRE ¦ 4QU LoRE | Non-Red Flag Warning - Small Fires | Contact from object | Aggregated | 2029 | 0.0005505 | 1483.0022 | 0.8164 | 2029 | Mitigation | 0.95 | 45 | 0 | esc | 0.00097009 | 5.3404e-07 | 0.00097009 | 5.3404e-07
[79 empty] | WLDFR | HFTD - Distribution - Tier 2 - 3QU CoRE ¦ 4QU LoRE | Red Flag Warning - Catastrophic Fires | 2030 | 2.0826e-08 | 2.0826e-08 | 15317.9909 | 247.273 | 9287.6491 | 5783.0689 | 0 | 0 | 2.1468e-05 | 0.00031901 | 0 | 0.00031901 | 0.00031901 | 0 | 0.00031901 | 0 | 8.6869e-05 | 0.00019042 | 0 | 0.00019042 | 0 | 1.2799e-06 | 2.5598e-06 | 0 | 2.5598e-06 | [12 empty] | 7.3.3.17.5 (Remote Grid) Updates to grid topology to minimize risk of ignition in HFTDs Remote GridWLDFRContact from objectAggregated | WLDFR | HFTD - Distribution - Tier 2 - 1QU CoRE ¦ 4QU LoRE | Non-Red Flag Warning - Small Fires | Contact from object | Aggregated | 2030 | 0.0005505 | 1483.0022 | 0.8164 | 2030 | Mitigation | 0.95 | 45 | 0 | esc | 0.00097009 | 5.3404e-07 | 0.00097009 | 5.3404e-07
[79 empty] | WLDFR | HFTD - Distribution - Tier 2 - 3QU CoRE ¦ 4QU LoRE | Red Flag Warning - Catastrophic Fires | 2031 | 2.0826e-08 | 2.0826e-08 | 15317.9909 | 247.273 | 9287.6491 | 5783.0689 | 0 | 0 | 2.1468e-05 | 0.00031901 | 0 | 0.00031901 | 0.00031901 | 0 | 0.00031901 | 0 | 8.6869e-05 | 0.00019042 | 0 | 0.00019042 | 0 | 1.2799e-06 | 2.5598e-06 | 0 | 2.5598e-06 | [12 empty] | 7.3.3.17.5 (Remote Grid) Updates to grid topology to minimize risk of ignition in HFTDs Remote GridWLDFRContact from objectAggregated | WLDFR | HFTD - Distribution - Tier 2 - 1QU CoRE ¦ 4QU LoRE | Non-Red Flag Warning - Small Fires | Contact from object | Aggregated | 2031 | 0.0005505 | 1483.0022 | 0.8164 | 2031 | Mitigation | 0.95 | 45 | 0 | esc | 0.00097009 | 5.3404e-07 | 0.00097009 | 5.3404e-07
[79 empty] | WLDFR | HFTD - Distribution - Tier 2 - 3QU CoRE ¦ 4QU LoRE | Red Flag Warning - Catastrophic Fires | 2032 | 2.0826e-08 | 2.0826e-08 | 15317.9909 | 247.273 | 9287.6491 | 5783.0689 | 0 | 0 | 2.1468e-05 | 0.00031901 | 0 | 0.00031901 | 0.00031901 | 0 | 0.00031901 | 0 | 8.6869e-05 | 0.00019042 | 0 | 0.00019042 | 0 | 1.3632e-06 | 2.7264e-06 | 0 | 2.7264e-06 | [12 empty] | 7.3.3.17.5 (Remote Grid) Updates to grid topology to minimize risk of ignition in HFTDs Remote GridWLDFRContact from objectAggregated | WLDFR | HFTD - Distribution - Tier 2 - 1QU CoRE ¦ 4QU LoRE | Non-Red Flag Warning - Small Fires | Contact from object | Aggregated | 2032 | 0.0005505 | 1483.0022 | 0.8164 | 2032 | Mitigation | 0.95 | 45 | 0 | esc | 0.00097009 | 5.3404e-07 | 0.00097009 | 5.3404e-07
[79 empty] | WLDFR | HFTD - Distribution - Tier 2 - 3QU CoRE ¦ 4QU LoRE | Red Flag Warning - Catastrophic Fires | 2033 | 2.0826e-08 | 2.0826e-08 | 16044.1264 | 263.1074 | 9721.74 | 6059.2791 | 0 | 0 | 2.1468e-05 | 0.00033413 | 0 | 0.00033413 | 0.00033413 | 0 | 0.00033413 | 0 | 9.1098e-05 | 0.00019969 | 0 | 0.00019969 | 0 | 1.3632e-06 | 2.7264e-06 | 0 | 2.7264e-06 | [12 empty] | 7.3.3.17.5 (Remote Grid) Updates to grid topology to minimize risk of ignition in HFTDs Remote GridWLDFRContact from objectAggregated | WLDFR | HFTD - Distribution - Tier 2 - 1QU CoRE ¦ 4QU LoRE | Non-Red Flag Warning - Small Fires | Contact from object | Aggregated | 2033 | 0.0005505 | 1483.0022 | 0.8164 | 2033 | Mitigation | 0.95 | 45 | 0 | esc | 0.00097009 | 5.3404e-07 | 0.00097009 | 5.3404e-07
[79 empty] | WLDFR | HFTD - Distribution - Tier 2 - 3QU CoRE ¦ 4QU LoRE | Red Flag Warning - Catastrophic Fires | 2034 | 2.0826e-08 | 2.0826e-08 | 16044.1264 | 263.1074 | 9721.74 | 6059.2791 | 0 | 0 | 2.1468e-05 | 0.00033413 | 0 | 0.00033413 | 0.00033413 | 0 | 0.00033413 | 0 | 9.1098e-05 | 0.00019969 | 0 | 0.00019969 | 0 | 1.3632e-06 | 2.7264e-06 | 0 | 2.7264e-06 | [12 empty] | 7.3.3.17.5 (Remote Grid) Updates to grid topology to minimize risk of ignition in HFTDs Remote GridWLDFRContact from objectAggregated | WLDFR | HFTD - Distribution - Tier 2 - 1QU CoRE ¦ 4QU LoRE | Non-Red Flag Warning - Small Fires | Contact from object | Aggregated | 2034 | 0.0005505 | 1483.0022 | 0.8164 | 2034 | Mitigation | 0.95 | 45 | 0 | esc | 0.00097009 | 5.3404e-07 | 0.00097009 | 5.3404e-07
[79 empty] | WLDFR | HFTD - Distribution - Tier 2 - 3QU CoRE ¦ 4QU LoRE | Red Flag Warning - Catastrophic Fires | 2035 | 2.0826e-08 | 2.0826e-08 | 16044.1264 | 263.1074 | 9721.74 | 6059.2791 | 0 | 0 | 2.1468e-05 | 0.00033413 | 0 | 0.00033413 | 0.00033413 | 0 | 0.00033413 | 0 | 9.1098e-05 | 0.00019969 | 0 | 0.00019969 | 0 | 1.3632e-06 | 2.7264e-06 | 0 | 2.7264e-06 | [12 empty] | 7.3.3.17.5 (Remote Grid) Updates to grid topology to minimize risk of ignition in HFTDs Remote GridWLDFRContact from objectAggregated | WLDFR | HFTD - Distribution - Tier 2 - 1QU CoRE ¦ 4QU LoRE | Non-Red Flag Warning - Small Fires | Contact from object | Aggregated | 2035 | 0.0005505 | 1483.0022 | 0.8164 | 2035 | Mitigation | 0.95 | 45 | 0 | esc | 0.00097009 | 5.3404e-07 | 0.00097009 | 5.3404e-07
[79 empty] | WLDFR | HFTD - Distribution - Tier 2 - 3QU CoRE ¦ 4QU LoRE | Red Flag Warning - Catastrophic Fires | 2036 | 2.0826e-08 | 2.0826e-08 | 16044.1264 | 263.1074 | 9721.74 | 6059.2791 | 0 | 0 | 2.1468e-05 | 0.00033413 | 0 | 0.00033413 | 0.00033413 | 0 | 0.00033413 | 0 | 9.1098e-05 | 0.00019969 | 0 | 0.00019969 | 0 | 0 | 2.7264e-06 | 0 | 2.7264e-06 | [12 empty] | 7.3.3.17.5 (Remote Grid) Updates to grid topology to minimize risk of ignition in HFTDs Remote GridWLDFRContact from objectAggregated | WLDFR | HFTD - Distribution - Tier 2 - 1QU CoRE ¦ 4QU LoRE | Non-Red Flag Warning - Small Fires | Contact from object | Aggregated | 2036 | 0.0005505 | 1483.0022 | 0.8164 | 2036 | Mitigation | 0.95 | 45 | 0 | esc | 0.00097009 | 5.3404e-07 | 0.00097009 | 5.3404e-07
[79 empty] | WLDFR | HFTD - Distribution - Tier 2 - 3QU CoRE ¦ 4QU LoRE | Red Flag Warning - Catastrophic Fires | 2037 | 2.0826e-08 | 2.0826e-08 | 16044.1264 | 263.1074 | 9721.74 | 6059.2791 | 0 | 0 | 2.1468e-05 | 0.00033413 | 0 | 0.00033413 | 0.00033413 | 0 | 0.00033413 | 0 | 9.1098e-05 | 0.00019969 | 0 | 0.00019969 | 0 | 0 | 0 | 0 | 0 | [12 empty] | 7.3.3.17.5 (Remote Grid) Updates to grid topology to minimize risk of ignition in HFTDs Remote GridWLDFRContact from objectAggregated | WLDFR | HFTD - Distribution - Tier 2 - 1QU CoRE ¦ 4QU LoRE | Non-Red Flag Warning - Small Fires | Contact from object | Aggregated | 2037 | 0.0005505 | 1483.0022 | 0.8164 | 2037 | Mitigation | 0.95 | 45 | 0 | esc | 0.00097009 | 5.3404e-07 | 0.00097009 | 5.3404e-07
[79 empty] | WLDFR | HFTD - Distribution - Tier 2 - 3QU CoRE ¦ 4QU LoRE | Red Flag Warning - Catastrophic Fires | 2038 | 2.0826e-08 | 2.0826e-08 | 16832.3912 | 280.5544 | 10192.2718 | 6359.5651 | 0 | 0 | 2.1468e-05 | 0.00035054 | 0 | 0.00035054 | 0.00035054 | 0 | 0.00035054 | 0 | 9.5409e-05 | 0.00020914 | 0 | 0.00020914 | 0 | 0 | 0 | 0 | 0 | [12 empty] | 7.3.3.17.5 (Remote Grid) Updates to grid topology to minimize risk of ignition in HFTDs Remote GridWLDFRContact from objectAggregated | WLDFR | HFTD - Distribution - Tier 2 - 1QU CoRE ¦ 4QU LoRE | Non-Red Flag Warning - Small Fires | Contact from object | Aggregated | 2038 | 0.0005505 | 1483.0022 | 0.8164 | 2038 | Mitigation | 0.95 | 45 | 0 | esc | 0.00097009 | 5.3404e-07 | 0.00097009 | 5.3404e-07
[79 empty] | WLDFR | HFTD - Distribution - Tier 2 - 3QU CoRE ¦ 4QU LoRE | Red Flag Warning - Catastrophic Fires | 2039 | 2.0826e-08 | 2.0826e-08 | 16832.3912 | 280.5544 | 10192.2718 | 6359.5651 | 0 | 0 | 2.1468e-05 | 0.00035054 | 0 | 0.00035054 | 0.00035054 | 0 | 0.00035054 | 0 | 9.5409e-05 | 0.00020914 | 0 | 0.00020914 | 0 | 1.2458e-07 | 0 | 0 | 0 | [12 empty] | 7.3.3.17.5 (Remote Grid) Updates to grid topology to minimize risk of ignition in HFTDs Remote GridWLDFRContact from objectAggregated | WLDFR | HFTD - Distribution - Tier 2 - 1QU CoRE ¦ 4QU LoRE | Non-Red Flag Warning - Small Fires | Contact from object | Aggregated | 2039 | 0.0005505 | 1483.0022 | 0.8164 | 2039 | Mitigation | 0.95 | 45 | 0 | esc | 0.00097009 | 5.3404e-07 | 0.00097009 | 5.3404e-07
[79 empty] | WLDFR | HFTD - Distribution - Tier 2 - 3QU CoRE ¦ 4QU LoRE | Red Flag Warning - Catastrophic Fires | 2040 | 2.0826e-08 | 2.0826e-08 | 16832.3912 | 280.5544 | 10192.2718 | 6359.5651 | 0 | 0 | 2.1468e-05 | 0.00035054 | 0 | 0.00035054 | 0.00035054 | 0 | 0.00035054 | 0 | 9.5409e-05 | 0.00020914 | 0 | 0.00020914 | 0 | 1.286e-07 | 2.5719e-07 | 0 | 2.5719e-07 | [12 empty] | 7.3.3.17.5 (Remote Grid) Updates to grid topology to minimize risk of ignition in HFTDs Remote GridWLDFRContact from objectAggregated | WLDFR | HFTD - Distribution - Tier 2 - 1QU CoRE ¦ 4QU LoRE | Non-Red Flag Warning - Small Fires | Contact from object | Aggregated | 2040 | 0.0005505 | 1483.0022 | 0.8164 | 2040 | Mitigation | 0.95 | 45 | 0 | esc | 0.00097009 | 5.3404e-07 | 0.00097009 | 5.3404e-07
[79 empty] | WLDFR | HFTD - Distribution - Tier 2 - 3QU CoRE ¦ 4QU LoRE | Red Flag Warning - Catastrophic Fires | 2041 | 2.0826e-08 | 2.0826e-08 | 16832.3912 | 280.5544 | 10192.2718 | 6359.5651 | 0 | 0 | 2.1468e-05 | 0.00035054 | 0 | 0.00035054 | 0.00035054 | 0 | 0.00035054 | 0 | 9.5409e-05 | 0.00020914 | 0 | 0.00020914 | 0 | 1.286e-07 | 2.5719e-07 | 0 | 2.5719e-07 | [12 empty] | 7.3.3.17.5 (Remote Grid) Updates to grid topology to minimize risk of ignition in HFTDs Remote GridWLDFRContact from objectAggregated | WLDFR | HFTD - Distribution - Tier 2 - 1QU CoRE ¦ 4QU LoRE | Non-Red Flag Warning - Small Fires | Contact from object | Aggregated | 2041 | 0.0005505 | 1483.0022 | 0.8164 | 2041 | Mitigation | 0.95 | 45 | 0 | esc | 0.00097009 | 5.3404e-07 | 0.00097009 | 5.3404e-07
[79 empty] | WLDFR | HFTD - Distribution - Tier 2 - 3QU CoRE ¦ 4QU LoRE | Red Flag Warning - Catastrophic Fires | 2042 | 2.0826e-08 | 2.0826e-08 | 16832.3912 | 280.5544 | 10192.2718 | 6359.5651 | 0 | 0 | 2.1468e-05 | 0.00035054 | 0 | 0.00035054 | 0.00035054 | 0 | 0.00035054 | 0 | 9.5409e-05 | 0.00020914 | 0 | 0.00020914 | 0 | 1.286e-07 | 2.5719e-07 | 0 | 2.5719e-07 | [12 empty] | 7.3.3.17.5 (Remote Grid) Updates to grid topology to minimize risk of ignition in HFTDs Remote GridWLDFRContact from objectAggregated | WLDFR | HFTD - Distribution - Tier 2 - 1QU CoRE ¦ 4QU LoRE | Non-Red Flag Warning - Small Fires | Contact from object | Aggregated | 2042 | 0.0005505 | 1483.0022 | 0.8164 | 2042 | Mitigation | 0.95 | 45 | 0 | esc | 0.00097009 | 5.3404e-07 | 0.00097009 | 5.3404e-07
[79 empty] | WLDFR | HFTD - Distribution - Tier 2 - 3QU CoRE ¦ 4QU LoRE | Red Flag Warning - Catastrophic Fires | 2043 | 2.0826e-08 | 2.0826e-08 | 17672.0852 | 299.42 | 10692.7362 | 6679.929 | 0 | 0 | 2.1468e-05 | 0.00036803 | 0 | 0.00036803 | 0.00036803 | 0 | 0.00036803 | 0 | 9.9749e-05 | 0.00021865 | 0 | 0.00021865 | 0 | 1.286e-07 | 2.5719e-07 | 0 | 2.5719e-07 | [12 empty] | 7.3.3.17.5 (Remote Grid) Updates to grid topology to minimize risk of ignition in HFTDs Remote GridWLDFRContact from objectAggregated | WLDFR | HFTD - Distribution - Tier 2 - 1QU CoRE ¦ 4QU LoRE | Non-Red Flag Warning - Small Fires | Contact from object | Aggregated | 2043 | 0.0005505 | 1483.0022 | 0.8164 | 2043 | Mitigation | 0.95 | 45 | 0 | esc | 0.00097009 | 5.3404e-07 | 0.00097009 | 5.3404e-07
[79 empty] | WLDFR | HFTD - Distribution - Tier 2 - 3QU CoRE ¦ 4QU LoRE | Red Flag Warning - Catastrophic Fires | 2044 | 2.0826e-08 | 2.0826e-08 | 17672.0852 | 299.42 | 10692.7362 | 6679.929 | 0 | 0 | 2.1468e-05 | 0.00036803 | 0 | 0.00036803 | 0.00036803 | 0 | 0.00036803 | 0 | 9.9749e-05 | 0.00021865 | 0 | 0.00021865 | 0 | 1.286e-07 | 2.5719e-07 | 0 | 2.5719e-07 | [12 empty] | 7.3.3.17.5 (Remote Grid) Updates to grid topology to minimize risk of ignition in HFTDs Remote GridWLDFRContact from objectAggregated | WLDFR | HFTD - Distribution - Tier 2 - 1QU CoRE ¦ 4QU LoRE | Non-Red Flag Warning - Small Fires | Contact from object | Aggregated | 2044 | 0.0005505 | 1483.0022 | 0.8164 | 2044 | Mitigation | 0.95 | 45 | 0 | esc | 0.00097009 | 5.3404e-07 | 0.00097009 | 5.3404e-07
[79 empty] | WLDFR | HFTD - Distribution - Tier 2 - 3QU CoRE ¦ 4QU LoRE | Red Flag Warning - Catastrophic Fires | 2045 | 2.0826e-08 | 2.0826e-08 | 17672.0852 | 299.42 | 10692.7362 | 6679.929 | 0 | 0 | 2.1468e-05 | 0.00036803 | 0 | 0.00036803 | 0.00036803 | 0 | 0.00036803 | 0 | 9.9749e-05 | 0.00021865 | 0 | 0.00021865 | 0 | 1.3371e-07 | 2.6742e-07 | 0 | 2.6742e-07 | [12 empty] | 7.3.3.17.5 (Remote Grid) Updates to grid topology to minimize risk of ignition in HFTDs Remote GridWLDFRContact from objectAggregated | WLDFR | HFTD - Distribution - Tier 2 - 1QU CoRE ¦ 4QU LoRE | Non-Red Flag Warning - Small Fires | Contact from object | Aggregated | 2045 | 0.0005505 | 1483.0022 | 0.8164 | 2045 | Mitigation | 0.95 | 45 | 0 | esc | 0.00097009 | 5.3404e-07 | 0.00097009 | 5.3404e-07
[79 empty] | WLDFR | HFTD - Distribution - Tier 2 - 3QU CoRE ¦ 4QU LoRE | Red Flag Warning - Catastrophic Fires | 2046 | 2.0826e-08 | 2.0826e-08 | 17672.0852 | 299.42 | 10692.7362 | 6679.929 | 0 | 0 | 2.1468e-05 | 0.00036803 | 0 | 0.00036803 | 0.00036803 | 0 | 0.00036803 | 0 | 9.9749e-05 | 0.00021865 | 0 | 0.00021865 | 0 | 1.3371e-07 | 2.6742e-07 | 0 | 2.6742e-07 | [12 empty] | 7.3.3.17.5 (Remote Grid) Updates to grid topology to minimize risk of ignition in HFTDs Remote GridWLDFRContact from objectAggregated | WLDFR | HFTD - Distribution - Tier 2 - 1QU CoRE ¦ 4QU LoRE | Non-Red Flag Warning - Small Fires | Contact from object | Aggregated | 2046 | 0.0005505 | 1483.0022 | 0.8164 | 2046 | Mitigation | 0.95 | 45 | 0 | esc | 0.00097009 | 5.3404e-07 | 0.00097009 | 5.3404e-07
[79 empty] | WLDFR | HFTD - Distribution - Tier 2 - 3QU CoRE ¦ 4QU LoRE | Red Flag Warning - Catastrophic Fires | 2047 | 2.0826e-08 | 2.0826e-08 | 17672.0852 | 299.42 | 10692.7362 | 6679.929 | 0 | 0 | 2.1468e-05 | 0.00036803 | 0 | 0.00036803 | 0.00036803 | 0 | 0.00036803 | 0 | 9.9749e-05 | 0.00021865 | 0 | 0.00021865 | 0 | 1.3371e-07 | 2.6742e-07 | 0 | 2.6742e-07 | [12 empty] | 7.3.3.17.5 (Remote Grid) Updates to grid topology to minimize risk of ignition in HFTDs Remote GridWLDFRContact from objectAggregated | WLDFR | HFTD - Distribution - Tier 2 - 1QU CoRE ¦ 4QU LoRE | Non-Red Flag Warning - Small Fires | Contact from object | Aggregated | 2047 | 0.0005505 | 1483.0022 | 0.8164 | 2047 | Mitigation | 0.95 | 45 | 0 | esc | 0.00097009 | 5.3404e-07 | 0.00097009 | 5.3404e-07
[79 empty] | WLDFR | HFTD - Distribution - Tier 2 - 3QU CoRE ¦ 4QU LoRE | Red Flag Warning - Catastrophic Fires | 2048 | 2.0826e-08 | 2.0826e-08 | 18552.3348 | 319.4911 | 11216.5626 | 7016.281 | 0 | 0 | 2.1468e-05 | 0.00038636 | 0 | 0.00038636 | 0.00038636 | 0 | 0.00038636 | 0 | 0.00010407 | 0.00022812 | 0 | 0.00022812 | 0 | 1.3371e-07 | 2.6742e-07 | 0 | 2.6742e-07 | [12 empty] | 7.3.3.17.5 (Remote Grid) Updates to grid topology to minimize risk of ignition in HFTDs Remote GridWLDFRContact from objectAggregated | WLDFR | HFTD - Distribution - Tier 2 - 1QU CoRE ¦ 4QU LoRE | Non-Red Flag Warning - Small Fires | Contact from object | Aggregated | 2048 | 0.0005505 | 1483.0022 | 0.8164 | 2048 | Mitigation | 0.95 | 45 | 0 | esc | 0.00097009 | 5.3404e-07 | 0.00097009 | 5.3404e-07
[79 empty] | WLDFR | HFTD - Distribution - Tier 2 - 3QU CoRE ¦ 4QU LoRE | Red Flag Warning - Catastrophic Fires | 2049 | 2.0826e-08 | 2.0826e-08 | 18552.3348 | 319.4911 | 11216.5626 | 7016.281 | 0 | 0 | 2.1468e-05 | 0.00038636 | 0 | 0.00038636 | 0.00038636 | 0 | 0.00038636 | 0 | 0.00010407 | 0.00022812 | 0 | 0.00022812 | 0 | 1.3371e-07 | 2.6742e-07 | 0 | 2.6742e-07 | [12 empty] | 7.3.3.17.5 (Remote Grid) Updates to grid topology to minimize risk of ignition in HFTDs Remote GridWLDFRContact from objectAggregated | WLDFR | HFTD - Distribution - Tier 2 - 1QU CoRE ¦ 4QU LoRE | Non-Red Flag Warning - Small Fires | Contact from object | Aggregated | 2049 | 0.0005505 | 1483.0022 | 0.8164 | 2049 | Mitigation | 0.95 | 45 | 0 | esc | 0.00097009 | 5.3404e-07 | 0.00097009 | 5.3404e-07
[79 empty] | WLDFR | HFTD - Distribution - Tier 2 - 3QU CoRE ¦ 4QU LoRE | Red Flag Warning - Catastrophic Fires | 2050 | 2.0826e-08 | 2.0826e-08 | 18552.3348 | 319.4911 | 11216.5626 | 7016.281 | 0 | 0 | 2.1468e-05 | 0.00038636 | 0 | 0.00038636 | 0.00038636 | 0 | 0.00038636 | 0 | 0.00010407 | 0.00022812 | 0 | 0.00022812 | 0 | 1.3947e-07 | 2.7895e-07 | 0 | 2.7895e-07 | [12 empty] | 7.3.3.17.5 (Remote Grid) Updates to grid topology to minimize risk of ignition in HFTDs Remote GridWLDFRContact from objectAggregated | WLDFR | HFTD - Distribution - Tier 2 - 1QU CoRE ¦ 4QU LoRE | Non-Red Flag Warning - Small Fires | Contact from object | Aggregated | 2050 | 0.0005505 | 1483.0022 | 0.8164 | 2050 | Mitigation | 0.95 | 45 | 0 | esc | 0.00097009 | 5.3404e-07 | 0.00097009 | 5.3404e-07
[79 empty] | WLDFR | HFTD - Distribution - Tier 2 - 3QU CoRE ¦ 4QU LoRE | Red Flag Warning - Catastrophic Fires | 2051 | 2.0826e-08 | 2.0826e-08 | 18552.3348 | 319.4911 | 11216.5626 | 7016.281 | 0 | 0 | 2.1468e-05 | 0.00038636 | 0 | 0.00038636 | 0.00038636 | 0 | 0.00038636 | 0 | 0 | 0.00022812 | 0 | 0.00022812 | 0 | 1.3947e-07 | 2.7895e-07 | 0 | 2.7895e-07 | [12 empty] | 7.3.3.17.5 (Remote Grid) Updates to grid topology to minimize risk of ignition in HFTDs Remote GridWLDFRContact from objectAggregated | WLDFR | HFTD - Distribution - Tier 2 - 1QU CoRE ¦ 4QU LoRE | Non-Red Flag Warning - Small Fires | Contact from object | Aggregated | 2051 | 0.0005505 | 1483.0022 | 0.8164 | 2051 | Mitigation | 0.95 | 45 | 0 | esc | 0.00097009 | 5.3404e-07 | 0.00097009 | 5.3404e-07
[79 empty] | WLDFR | HFTD - Distribution - Tier 2 - 3QU CoRE ¦ 4QU LoRE | Red Flag Warning - Catastrophic Fires | 2052 | 2.0826e-08 | 2.0826e-08 | 18552.3348 | 319.4911 | 11216.5626 | 7016.281 | 0 | 0 | 2.1468e-05 | 0.00038636 | 0 | 0.00038636 | 0.00038636 | 0 | 0.00038636 | 0 | 0 | 0 | 0 | 0 | 0 | 1.3947e-07 | 2.7895e-07 | 0 | 2.7895e-07 | [12 empty] | 7.3.3.17.5 (Remote Grid) Updates to grid topology to minimize risk of ignition in HFTDs Remote GridWLDFRContact from objectAggregated | WLDFR | HFTD - Distribution - Tier 2 - 1QU CoRE ¦ 4QU LoRE | Non-Red Flag Warning - Small Fires | Contact from object | Aggregated | 2052 | 0.0005505 | 1483.0022 | 0.8164 | 2052 | Mitigation | 0.95 | 45 | 0 | esc | 0.00097009 | 5.3404e-07 | 0.00097009 | 5.3404e-07
[79 empty] | WLDFR | HFTD - Distribution - Tier 2 - 3QU CoRE ¦ 4QU LoRE | Red Flag Warning - Catastrophic Fires | 2053 | 2.0826e-08 | 2.0826e-08 | 19462.1283 | 340.5356 | 11757.1413 | 7364.4514 | 0 | 0 | 2.1468e-05 | 0.00040531 | 0 | 0.00040531 | 0.00040531 | 0 | 0.00040531 | 0 | 5.4353e-07 | 0 | 0 | 0 | 0 | 1.3947e-07 | 2.7895e-07 | 0 | 2.7895e-07 | [12 empty] | 7.3.3.17.5 (Remote Grid) Updates to grid topology to minimize risk of ignition in HFTDs Remote GridWLDFRContact from objectAggregated | WLDFR | HFTD - Distribution - Tier 2 - 1QU CoRE ¦ 4QU LoRE | Non-Red Flag Warning - Small Fires | Contact from object | Aggregated | 2053 | 0.0005505 | 1483.0022 | 0.8164 | 2053 | Mitigation | 0.95 | 45 | 0 | esc | 0.00097009 | 5.3404e-07 | 0.00097009 | 5.3404e-07
[79 empty] | WLDFR | HFTD - Distribution - Tier 2 - 3QU CoRE ¦ 4QU LoRE | Red Flag Warning - Catastrophic Fires | 2054 | 2.0826e-08 | 2.0826e-08 | 19462.1283 | 340.5356 | 11757.1413 | 7364.4514 | 0 | 0 | 2.1468e-05 | 0.00040531 | 0 | 0.00040531 | 0.00040531 | 0 | 0.00040531 | 0 | 5.6785e-07 | 1.2447e-06 | 0 | 1.2447e-06 | 0 | 1.3947e-07 | 2.7895e-07 | 0 | 2.7895e-07 | [12 empty] | 7.3.3.17.5 (Remote Grid) Updates to grid topology to minimize risk of ignition in HFTDs Remote GridWLDFRContact from objectAggregated | WLDFR | HFTD - Distribution - Tier 2 - 1QU CoRE ¦ 4QU LoRE | Non-Red Flag Warning - Small Fires | Contact from object | Aggregated | 2054 | 0.0005505 | 1483.0022 | 0.8164 | 2054 | Mitigation | 0.95 | 45 | 0 | esc | 0.00097009 | 5.3404e-07 | 0.00097009 | 5.3404e-07
[79 empty] | WLDFR | HFTD - Distribution - Tier 2 - 3QU CoRE ¦ 4QU LoRE | Red Flag Warning - Catastrophic Fires | 2055 | 2.0826e-08 | 2.0826e-08 | 19462.1283 | 340.5356 | 11757.1413 | 7364.4514 | 0 | 0 | 2.1468e-05 | 0.00040531 | 0 | 0.00040531 | 0.00040531 | 0 | 0.00040531 | 0 | 5.6785e-07 | 1.2447e-06 | 0 | 1.2447e-06 | 0 | 1.4583e-07 | 2.9166e-07 | 0 | 2.9166e-07 | [12 empty] | 7.3.3.17.5 (Remote Grid) Updates to grid topology to minimize risk of ignition in HFTDs Remote GridWLDFRContact from objectAggregated | WLDFR | HFTD - Distribution - Tier 2 - 1QU CoRE ¦ 4QU LoRE | Non-Red Flag Warning - Small Fires | Contact from object | Aggregated | 2055 | 0.0005505 | 1483.0022 | 0.8164 | 2055 | Mitigation | 0.95 | 45 | 0 | esc | 0.00097009 | 5.3404e-07 | 0.00097009 | 5.3404e-07
[79 empty] | WLDFR | HFTD - Distribution - Tier 2 - 3QU CoRE ¦ 4QU LoRE | Red Flag Warning - Catastrophic Fires | 2056 | 2.0826e-08 | 2.0826e-08 | 19462.1283 | 340.5356 | 11757.1413 | 7364.4514 | 0 | 0 | 2.1468e-05 | 0.00040531 | 0 | 0.00040531 | 0.00040531 | 0 | 0.00040531 | 0 | 5.6785e-07 | 1.2447e-06 | 0 | 1.2447e-06 | 0 | 1.4583e-07 | 2.9166e-07 | 0 | 2.9166e-07 | [12 empty] | 7.3.3.17.5 (Remote Grid) Updates to grid topology to minimize risk of ignition in HFTDs Remote GridWLDFRContact from objectAggregated | WLDFR | HFTD - Distribution - Tier 2 - 1QU CoRE ¦ 4QU LoRE | Non-Red Flag Warning - Small Fires | Contact from object | Aggregated | 2056 | 0.0005505 | 1483.0022 | 0.8164 | 2056 | Mitigation | 0.95 | 45 | 0 | esc | 0.00097009 | 5.3404e-07 | 0.00097009 | 5.3404e-07
[79 empty] | WLDFR | HFTD - Distribution - Tier 2 - 3QU CoRE ¦ 4QU LoRE | Red Flag Warning - Catastrophic Fires | 2057 | 2.0826e-08 | 2.0826e-08 | 19462.1283 | 340.5356 | 11757.1413 | 7364.4514 | 0 | 0 | 2.1468e-05 | 0.00040531 | 0 | 0.00040531 | 0.00040531 | 0 | 0.00040531 | 0 | 5.6785e-07 | 1.2447e-06 | 0 | 1.2447e-06 | 0 | 1.4583e-07 | 2.9166e-07 | 0 | 2.9166e-07 | [12 empty] | 7.3.3.17.5 (Remote Grid) Updates to grid topology to minimize risk of ignition in HFTDs Remote GridWLDFRContact from objectAggregated | WLDFR | HFTD - Distribution - Tier 2 - 1QU CoRE ¦ 4QU LoRE | Non-Red Flag Warning - Small Fires | Contact from object | Aggregated | 2057 | 0.0005505 | 1483.0022 | 0.8164 | 2057 | Mitigation | 0.95 | 45 | 0 | esc | 0.00097009 | 5.3404e-07 | 0.00097009 | 5.3404e-07
[79 empty] | WLDFR | HFTD - Distribution - Tier 2 - 3QU CoRE ¦ 4QU LoRE | Red Flag Warning - Catastrophic Fires | 2058 | 2.0826e-08 | 2.0826e-08 | 20390.4035 | 362.3049 | 12307.8747 | 7720.2238 | 0 | 0 | 2.1468e-05 | 0.00042464 | 0 | 0.00042464 | 0.00042464 | 0 | 0.00042464 | 0 | 5.6785e-07 | 1.2447e-06 | 0 | 1.2447e-06 | 0 | 1.4583e-07 | 2.9166e-07 | 0 | 2.9166e-07 | [12 empty] | 7.3.3.17.5 (Remote Grid) Updates to grid topology to minimize risk of ignition in HFTDs Remote GridWLDFRContact from objectAggregated | WLDFR | HFTD - Distribution - Tier 2 - 1QU CoRE ¦ 4QU LoRE | Non-Red Flag Warning - Small Fires | Contact from object | Aggregated | 2058 | 0.0005505 | 1483.0022 | 0.8164 | 2058 | Mitigation | 0.95 | 45 | 0 | esc | 0.00097009 | 5.3404e-07 | 0.00097009 | 5.3404e-07
[79 empty] | WLDFR | HFTD - Distribution - Tier 2 - 3QU CoRE ¦ 4QU LoRE | Red Flag Warning - Catastrophic Fires | 2059 | 2.0826e-08 | 2.0826e-08 | 20390.4035 | 362.3049 | 12307.8747 | 7720.2238 | 0 | 0 | 2.1468e-05 | 0.00042464 | 0 | 0.00042464 | 0.00042464 | 0 | 0.00042464 | 0 | 5.9917e-07 | 1.3134e-06 | 0 | 1.3134e-06 | 0 | 1.4583e-07 | 2.9166e-07 | 0 | 2.9166e-07 | [12 empty] | 7.3.3.17.5 (Remote Grid) Updates to grid topology to minimize risk of ignition in HFTDs Remote GridWLDFRContact from objectAggregated | WLDFR | HFTD - Distribution - Tier 2 - 1QU CoRE ¦ 4QU LoRE | Non-Red Flag Warning - Small Fires | Contact from object | Aggregated | 2059 | 0.0005505 | 1483.0022 | 0.8164 | 2059 | Mitigation | 0.95 | 45 | 0 | esc | 0.00097009 | 5.3404e-07 | 0.00097009 | 5.3404e-07
[79 empty] | WLDFR | HFTD - Distribution - Tier 2 - 3QU CoRE ¦ 4QU LoRE | Red Flag Warning - Catastrophic Fires | 2060 | 2.0826e-08 | 2.0826e-08 | 20390.4035 | 362.3049 | 12307.8747 | 7720.2238 | 0 | 0 | 2.1468e-05 | 0.00042464 | 0 | 0.00042464 | 0.00042464 | 0 | 0.00042464 | 0 | 5.9917e-07 | 1.3134e-06 | 0 | 1.3134e-06 | 0 | 1.5271e-07 | 3.0542e-07 | 0 | 3.0542e-07 | [12 empty] | 7.3.3.17.5 (Remote Grid) Updates to grid topology to minimize risk of ignition in HFTDs Remote GridWLDFRContact from objectAggregated | WLDFR | HFTD - Distribution - Tier 2 - 1QU CoRE ¦ 4QU LoRE | Non-Red Flag Warning - Small Fires | Contact from object | Aggregated | 2060 | 0.0005505 | 1483.0022 | 0.8164 | 2060 | Mitigation | 0.95 | 45 | 0 | esc | 0.00097009 | 5.3404e-07 | 0.00097009 | 5.3404e-07
[79 empty] | WLDFR | HFTD - Distribution - Tier 2 - 3QU CoRE ¦ 4QU LoRE | Red Flag Warning - Catastrophic Fires | 2061 | 2.0826e-08 | 2.0826e-08 | 20390.4035 | 362.3049 | 12307.8747 | 7720.2238 | 0 | 0 | 2.1468e-05 | 0.00042464 | 0 | 0.00042464 | 0.00042464 | 0 | 0.00042464 | 0 | 5.9917e-07 | 1.3134e-06 | 0 | 1.3134e-06 | 0 | 1.5271e-07 | 3.0542e-07 | 0 | 3.0542e-07 | [12 empty] | 7.3.3.17.5 (Remote Grid) Updates to grid topology to minimize risk of ignition in HFTDs Remote GridWLDFRContact from objectAggregated | WLDFR | HFTD - Distribution - Tier 2 - 1QU CoRE ¦ 4QU LoRE | Non-Red Flag Warning - Small Fires | Contact from object | Aggregated | 2061 | 0.0005505 | 1483.0022 | 0.8164 | 2061 | Mitigation | 0.95 | 45 | 0 | esc | 0.00097009 | 5.3404e-07 | 0.00097009 | 5.3404e-07
[79 empty] | WLDFR | HFTD - Distribution - Tier 2 - 3QU CoRE ¦ 4QU LoRE | Red Flag Warning - Catastrophic Fires | 2062 | 2.0826e-08 | 2.0826e-08 | 20390.4035 | 362.3049 | 12307.8747 | 7720.2238 | 0 | 0 | 2.1468e-05 | 0.00042464 | 0 | 0.00042464 | 0.00042464 | 0 | 0.00042464 | 0 | 5.9917e-07 | 1.3134e-06 | 0 | 1.3134e-06 | 0 | 1.5271e-07 | 3.0542e-07 | 0 | 3.0542e-07 | [12 empty] | 7.3.3.17.5 (Remote Grid) Updates to grid topology to minimize risk of ignition in HFTDs Remote GridWLDFRContact from objectAggregated | WLDFR | HFTD - Distribution - Tier 2 - 1QU CoRE ¦ 4QU LoRE | Non-Red Flag Warning - Small Fires | Contact from object | Aggregated | 2062 | 0.0005505 | 1483.0022 | 0.8164 | 2062 | Mitigation | 0.95 | 45 | 0 | esc | 0.00097009 | 5.3404e-07 | 0.00097009 | 5.3404e-07
[79 empty] | WLDFR | HFTD - Distribution - Tier 2 - 3QU CoRE ¦ 4QU LoRE | Red Flag Warning - Catastrophic Fires | 2063 | 2.0826e-08 | 2.0826e-08 | 21325.9188 | 384.5316 | 12862.0997 | 8079.2876 | 0 | 0 | 2.1468e-05 | 0.00044412 | 0 | 0.00044412 | 0.00044412 | 0 | 0.00044412 | 0 | 5.9917e-07 | 1.3134e-06 | 0 | 1.3134e-06 | 0 | 1.5271e-07 | 3.0542e-07 | 0 | 3.0542e-07 | [12 empty] | 7.3.3.17.5 (Remote Grid) Updates to grid topology to minimize risk of ignition in HFTDs Remote GridWLDFRContact from objectAggregated | WLDFR | HFTD - Distribution - Tier 2 - 1QU CoRE ¦ 4QU LoRE | Non-Red Flag Warning - Small Fires | Contact from object | Aggregated | 2063 | 0.0005505 | 1483.0022 | 0.8164 | 2063 | Mitigation | 0.95 | 45 | 0 | esc | 0.00097009 | 5.3404e-07 | 0.00097009 | 5.3404e-07
[79 empty] | WLDFR | HFTD - Distribution - Tier 2 - 3QU CoRE ¦ 4QU LoRE | Red Flag Warning - Catastrophic Fires | 2064 | 2.0826e-08 | 2.0826e-08 | 21325.9188 | 384.5316 | 12862.0997 | 8079.2876 | 0 | 0 | 2.1468e-05 | 0.00044412 | 0 | 0.00044412 | 0.00044412 | 0 | 0.00044412 | 0 | 6.348e-07 | 1.3915e-06 | 0 | 1.3915e-06 | 0 | 1.5271e-07 | 3.0542e-07 | 0 | 3.0542e-07 | [12 empty] | 7.3.3.17.5 (Remote Grid) Updates to grid topology to minimize risk of ignition in HFTDs Remote GridWLDFRContact from objectAggregated | WLDFR | HFTD - Distribution - Tier 2 - 1QU CoRE ¦ 4QU LoRE | Non-Red Flag Warning - Small Fires | Contact from object | Aggregated | 2064 | 0.0005505 | 1483.0022 | 0.8164 | 2064 | Mitigation | 0.95 | 45 | 0 | esc | 0.00097009 | 5.3404e-07 | 0.00097009 | 5.3404e-07
[79 empty] | WLDFR | HFTD - Distribution - Tier 2 - 3QU CoRE ¦ 4QU LoRE | Red Flag Warning - Catastrophic Fires | 2065 | 2.0826e-08 | 2.0826e-08 | 21325.9188 | 384.5316 | 12862.0997 | 8079.2876 | 0 | 0 | 2.1468e-05 | 0.00044412 | 0 | 0.00044412 | 0.00044412 | 0 | 0.00044412 | 0 | 6.348e-07 | 1.3915e-06 | 0 | 1.3915e-06 | 0 | 1.6004e-07 | 3.2009e-07 | 0 | 3.2009e-07 | [12 empty] | 7.3.3.17.5 (Remote Grid) Updates to grid topology to minimize risk of ignition in HFTDs Remote GridWLDFRContact from objectAggregated | WLDFR | HFTD - Distribution - Tier 2 - 1QU CoRE ¦ 4QU LoRE | Non-Red Flag Warning - Small Fires | Contact from object | Aggregated | 2065 | 0.0005505 | 1483.0022 | 0.8164 | 2065 | Mitigation | 0.95 | 45 | 0 | esc | 0.00097009 | 5.3404e-07 | 0.00097009 | 5.3404e-07
[79 empty] | WLDFR | HFTD - Distribution - Tier 2 - 3QU CoRE ¦ 4QU LoRE | Red Flag Warning - Catastrophic Fires | 2066 | 2.0826e-08 | 2.0826e-08 | 21325.9188 | 384.5316 | 12862.0997 | 8079.2876 | 0 | 0 | 2.1468e-05 | 0.00044412 | 0 | 0.00044412 | 0.00044412 | 0 | 0.00044412 | 0 | 6.348e-07 | 1.3915e-06 | 0 | 1.3915e-06 | 0 | 1.6004e-07 | 3.2009e-07 | 0 | 3.2009e-07 | [12 empty] | 7.3.3.17.5 (Remote Grid) Updates to grid topology to minimize risk of ignition in HFTDs Remote GridWLDFRContact from objectAggregated | WLDFR | HFTD - Distribution - Tier 2 - 1QU CoRE ¦ 4QU LoRE | Non-Red Flag Warning - Small Fires | Contact from object | Aggregated | 2066 | 0.0005505 | 1483.0022 | 0.8164 | 2066 | Mitigation | 0.95 | 45 | 0 | esc | 0.00097009 | 5.3404e-07 | 0.00097009 | 5.3404e-07
[79 empty] | WLDFR | HFTD - Distribution - Tier 2 - 3QU CoRE ¦ 4QU LoRE | Red Flag Warning - Catastrophic Fires | 2067 | 0 | 2.0826e-08 | 21325.9188 | 384.5316 | 12862.0997 | 8079.2876 | 0 | 0 | 2.1468e-05 | 0 | 0 | 0 | 0.00044412 | 0 | 0.00044412 | 0 | 6.348e-07 | 1.3915e-06 | 0 | 1.3915e-06 | 0 | 1.6004e-07 | 3.2009e-07 | 0 | 3.2009e-07 | [12 empty] | 7.3.3.17.5 (Remote Grid) Updates to grid topology to minimize risk of ignition in HFTDs Remote GridWLDFRContact from objectAggregated | WLDFR | HFTD - Distribution - Tier 2 - 1QU CoRE ¦ 4QU LoRE | Non-Red Flag Warning - Small Fires | Contact from object | Aggregated | 2067 | 0.0005505 | 1483.0022 | 0.8164 | 2067 | Mitigation | 0.95 | 45 | 0 | esc | 0 | 0 | 0.00097009 | 5.3404e-07
[79 empty] | WLDFR | HFTD - Distribution - Tier 2 - 3QU CoRE ¦ 4QU LoRE | Red Flag Warning - Destructive Fires | 2022 | 3.1674e-09 | 0 | 8807.9522 | 222.2294 | 8585.7228 | 0 | 0 | 0 | 3.265e-06 | 2.7898e-05 | 0 | 2.7898e-05 | 0 | 0 | 0 | 0 | 6.348e-07 | 1.3915e-06 | 0 | 1.3915e-06 | 0 | 1.6004e-07 | 3.2009e-07 | 0 | 3.2009e-07 | [12 empty] | 7.3.3.17.5 (Remote Grid) Updates to grid topology to minimize risk of ignition in HFTDs Remote GridWLDFRContaminationAggregated | WLDFR | HFTD - Distribution - Tier 2 - 1QU CoRE ¦ 4QU LoRE | Non-Red Flag Warning - Small Fires | Contamination | Aggregated | 2022 | 1.1451e-05 | 1483.0022 | 0.016983 | 2022 | Mitigation | 0.95 | 45 | 0 | esc | 0.00097009 | 1.1109e-08 | 0 | 0
[79 empty] | WLDFR | HFTD - Distribution - Tier 2 - 3QU CoRE ¦ 4QU LoRE | Red Flag Warning - Destructive Fires | 2023 | 3.1674e-09 | 3.1674e-09 | 9129.7461 | 233.2301 | 8896.516 | 0 | 0 | 0 | 3.265e-06 | 2.8917e-05 | 0 | 2.8917e-05 | 2.8917e-05 | 0 | 2.8917e-05 | 0 | 6.7445e-07 | 1.4784e-06 | 0 | 1.4784e-06 | 0 | 0 | 3.2009e-07 | 0 | 3.2009e-07 | [12 empty] | 7.3.3.17.5 (Remote Grid) Updates to grid topology to minimize risk of ignition in HFTDs Remote GridWLDFRContaminationAggregated | WLDFR | HFTD - Distribution - Tier 2 - 1QU CoRE ¦ 4QU LoRE | Non-Red Flag Warning - Small Fires | Contamination | Aggregated | 2023 | 1.1451e-05 | 1483.0022 | 0.016983 | 2023 | Mitigation | 0.95 | 45 | 0 | esc | 0.00097009 | 1.1109e-08 | 0.00097009 | 1.1109e-08
[79 empty] | WLDFR | HFTD - Distribution - Tier 2 - 3QU CoRE ¦ 4QU LoRE | Red Flag Warning - Destructive Fires | 2024 | 3.1674e-09 | 3.1674e-09 | 9129.7461 | 233.2301 | 8896.516 | 0 | 0 | 0 | 3.265e-06 | 2.8917e-05 | 0 | 2.8917e-05 | 2.8917e-05 | 0 | 2.8917e-05 | 0 | 6.7445e-07 | 1.4784e-06 | 0 | 1.4784e-06 | 0 | 0 | 0 | 0 | 0 | [12 empty] | 7.3.3.17.5 (Remote Grid) Updates to grid topology to minimize risk of ignition in HFTDs Remote GridWLDFRContaminationAggregated | WLDFR | HFTD - Distribution - Tier 2 - 1QU CoRE ¦ 4QU LoRE | Non-Red Flag Warning - Small Fires | Contamination | Aggregated | 2024 | 1.1451e-05 | 1483.0022 | 0.016983 | 2024 | Mitigation | 0.95 | 45 | 0 | esc | 0.00097009 | 1.1109e-08 | 0.00097009 | 1.1109e-08
[79 empty] | WLDFR | HFTD - Distribution - Tier 2 - 3QU CoRE ¦ 4QU LoRE | Red Flag Warning - Destructive Fires | 2025 | 3.1674e-09 | 3.1674e-09 | 9129.7461 | 233.2301 | 8896.516 | 0 | 0 | 0 | 3.265e-06 | 2.8917e-05 | 0 | 2.8917e-05 | 2.8917e-05 | 0 | 2.8917e-05 | 0 | 6.7445e-07 | 1.4784e-06 | 0 | 1.4784e-06 | 0 | 0 | 0 | 0 | 0 | [12 empty] | 7.3.3.17.5 (Remote Grid) Updates to grid topology to minimize risk of ignition in HFTDs Remote GridWLDFRContaminationAggregated | WLDFR | HFTD - Distribution - Tier 2 - 1QU CoRE ¦ 4QU LoRE | Non-Red Flag Warning - Small Fires | Contamination | Aggregated | 2025 | 1.1451e-05 | 1483.0022 | 0.016983 | 2025 | Mitigation | 0.95 | 45 | 0 | esc | 0.00097009 | 1.1109e-08 | 0.00097009 | 1.1109e-08
[79 empty] | WLDFR | HFTD - Distribution - Tier 2 - 3QU CoRE ¦ 4QU LoRE | Red Flag Warning - Destructive Fires | 2026 | 3.1674e-09 | 3.1674e-09 | 9129.7461 | 233.2301 | 8896.516 | 0 | 0 | 0 | 3.265e-06 | 2.8917e-05 | 0 | 2.8917e-05 | 2.8917e-05 | 0 | 2.8917e-05 | 0 | 6.7445e-07 | 1.4784e-06 | 0 | 1.4784e-06 | 0 | 4.4246e-06 | 0 | 0 | 0 | [12 empty] | 7.3.3.17.5 (Remote Grid) Updates to grid topology to minimize risk of ignition in HFTDs Remote GridWLDFRContaminationAggregated | WLDFR | HFTD - Distribution - Tier 2 - 1QU CoRE ¦ 4QU LoRE | Non-Red Flag Warning - Small Fires | Contamination | Aggregated | 2026 | 1.1451e-05 | 1483.0022 | 0.016983 | 2026 | Mitigation | 0.95 | 45 | 0 | esc | 0.00097009 | 1.1109e-08 | 0.00097009 | 1.1109e-08
[79 empty] | WLDFR | HFTD - Distribution - Tier 2 - 3QU CoRE ¦ 4QU LoRE | Red Flag Warning - Destructive Fires | 2027 | 3.1674e-09 | 3.1674e-09 | 9129.7461 | 233.2301 | 8896.516 | 0 | 0 | 0 | 3.265e-06 | 2.8917e-05 | 0 | 2.8917e-05 | 2.8917e-05 | 0 | 2.8917e-05 | 0 | 6.7445e-07 | 1.4784e-06 | 0 | 1.4784e-06 | 0 | 4.5867e-06 | 9.1735e-06 | 0 | 9.1735e-06 | [12 empty] | 7.3.3.17.5 (Remote Grid) Updates to grid topology to minimize risk of ignition in HFTDs Remote GridWLDFRContaminationAggregated | WLDFR | HFTD - Distribution - Tier 2 - 1QU CoRE ¦ 4QU LoRE | Non-Red Flag Warning - Small Fires | Contamination | Aggregated | 2027 | 1.1451e-05 | 1483.0022 | 0.016983 | 2027 | Mitigation | 0.95 | 45 | 0 | esc | 0.00097009 | 1.1109e-08 | 0.00097009 | 1.1109e-08
[79 empty] | WLDFR | HFTD - Distribution - Tier 2 - 3QU CoRE ¦ 4QU LoRE | Red Flag Warning - Destructive Fires | 2028 | 3.1674e-09 | 3.1674e-09 | 9534.9221 | 247.273 | 9287.6491 | 0 | 0 | 0 | 3.265e-06 | 3.0201e-05 | 0 | 3.0201e-05 | 3.0201e-05 | 0 | 3.0201e-05 | 0 | 7.1781e-07 | 1.5735e-06 | 0 | 1.5735e-06 | 0 | 4.5867e-06 | 9.1735e-06 | 0 | 9.1735e-06 | [12 empty] | 7.3.3.17.5 (Remote Grid) Updates to grid topology to minimize risk of ignition in HFTDs Remote GridWLDFRContaminationAggregated | WLDFR | HFTD - Distribution - Tier 2 - 1QU CoRE ¦ 4QU LoRE | Non-Red Flag Warning - Small Fires | Contamination | Aggregated | 2028 | 1.1451e-05 | 1483.0022 | 0.016983 | 2028 | Mitigation | 0.95 | 45 | 0 | esc | 0.00097009 | 1.1109e-08 | 0.00097009 | 1.1109e-08
[79 empty] | WLDFR | HFTD - Distribution - Tier 2 - 3QU CoRE ¦ 4QU LoRE | Red Flag Warning - Destructive Fires | 2029 | 3.1674e-09 | 3.1674e-09 | 9534.9221 | 247.273 | 9287.6491 | 0 | 0 | 0 | 3.265e-06 | 3.0201e-05 | 0 | 3.0201e-05 | 3.0201e-05 | 0 | 3.0201e-05 | 0 | 7.1781e-07 | 1.5735e-06 | 0 | 1.5735e-06 | 0 | 4.5867e-06 | 9.1735e-06 | 0 | 9.1735e-06 | [12 empty] | 7.3.3.17.5 (Remote Grid) Updates to grid topology to minimize risk of ignition in HFTDs Remote GridWLDFRContaminationAggregated | WLDFR | HFTD - Distribution - Tier 2 - 1QU CoRE ¦ 4QU LoRE | Non-Red Flag Warning - Small Fires | Contamination | Aggregated | 2029 | 1.1451e-05 | 1483.0022 | 0.016983 | 2029 | Mitigation | 0.95 | 45 | 0 | esc | 0.00097009 | 1.1109e-08 | 0.00097009 | 1.1109e-08
[79 empty] | WLDFR | HFTD - Distribution - Tier 2 - 3QU CoRE ¦ 4QU LoRE | Red Flag Warning - Destructive Fires | 2030 | 3.1674e-09 | 3.1674e-09 | 9534.9221 | 247.273 | 9287.6491 | 0 | 0 | 0 | 3.265e-06 | 3.0201e-05 | 0 | 3.0201e-05 | 3.0201e-05 | 0 | 3.0201e-05 | 0 | 7.1781e-07 | 1.5735e-06 | 0 | 1.5735e-06 | 0 | 4.5867e-06 | 9.1735e-06 | 0 | 9.1735e-06 | [12 empty] | 7.3.3.17.5 (Remote Grid) Updates to grid topology to minimize risk of ignition in HFTDs Remote GridWLDFRContaminationAggregated | WLDFR | HFTD - Distribution - Tier 2 - 1QU CoRE ¦ 4QU LoRE | Non-Red Flag Warning - Small Fires | Contamination | Aggregated | 2030 | 1.1451e-05 | 1483.0022 | 0.016983 | 2030 | Mitigation | 0.95 | 45 | 0 | esc | 0.00097009 | 1.1109e-08 | 0.00097009 | 1.1109e-08
[79 empty] | WLDFR | HFTD - Distribution - Tier 2 - 3QU CoRE ¦ 4QU LoRE | Red Flag Warning - Destructive Fires | 2031 | 3.1674e-09 | 3.1674e-09 | 9534.9221 | 247.273 | 9287.6491 | 0 | 0 | 0 | 3.265e-06 | 3.0201e-05 | 0 | 3.0201e-05 | 3.0201e-05 | 0 | 3.0201e-05 | 0 | 7.1781e-07 | 1.5735e-06 | 0 | 1.5735e-06 | 0 | 4.5867e-06 | 9.1735e-06 | 0 | 9.1735e-06 | [12 empty] | 7.3.3.17.5 (Remote Grid) Updates to grid topology to minimize risk of ignition in HFTDs Remote GridWLDFRContaminationAggregated | WLDFR | HFTD - Distribution - Tier 2 - 1QU CoRE ¦ 4QU LoRE | Non-Red Flag Warning - Small Fires | Contamination | Aggregated | 2031 | 1.1451e-05 | 1483.0022 | 0.016983 | 2031 | Mitigation | 0.95 | 45 | 0 | esc | 0.00097009 | 1.1109e-08 | 0.00097009 | 1.1109e-08
[79 empty] | WLDFR | HFTD - Distribution - Tier 2 - 3QU CoRE ¦ 4QU LoRE | Red Flag Warning - Destructive Fires | 2032 | 3.1674e-09 | 3.1674e-09 | 9534.9221 | 247.273 | 9287.6491 | 0 | 0 | 0 | 3.265e-06 | 3.0201e-05 | 0 | 3.0201e-05 | 3.0201e-05 | 0 | 3.0201e-05 | 0 | 7.1781e-07 | 1.5735e-06 | 0 | 1.5735e-06 | 0 | 4.7911e-06 | 9.5822e-06 | 0 | 9.5822e-06 | [12 empty] | 7.3.3.17.5 (Remote Grid) Updates to grid topology to minimize risk of ignition in HFTDs Remote GridWLDFRContaminationAggregated | WLDFR | HFTD - Distribution - Tier 2 - 1QU CoRE ¦ 4QU LoRE | Non-Red Flag Warning - Small Fires | Contamination | Aggregated | 2032 | 1.1451e-05 | 1483.0022 | 0.016983 | 2032 | Mitigation | 0.95 | 45 | 0 | esc | 0.00097009 | 1.1109e-08 | 0.00097009 | 1.1109e-08
[79 empty] | WLDFR | HFTD - Distribution - Tier 2 - 3QU CoRE ¦ 4QU LoRE | Red Flag Warning - Destructive Fires | 2033 | 3.1674e-09 | 3.1674e-09 | 9984.8474 | 263.1074 | 9721.74 | 0 | 0 | 0 | 3.265e-06 | 3.1626e-05 | 0 | 3.1626e-05 | 3.1626e-05 | 0 | 3.1626e-05 | 0 | 7.6453e-07 | 1.6759e-06 | 0 | 1.6759e-06 | 0 | 4.7911e-06 | 9.5822e-06 | 0 | 9.5822e-06 | [12 empty] | 7.3.3.17.5 (Remote Grid) Updates to grid topology to minimize risk of ignition in HFTDs Remote GridWLDFRContaminationAggregated | WLDFR | HFTD - Distribution - Tier 2 - 1QU CoRE ¦ 4QU LoRE | Non-Red Flag Warning - Small Fires | Contamination | Aggregated | 2033 | 1.1451e-05 | 1483.0022 | 0.016983 | 2033 | Mitigation | 0.95 | 45 | 0 | esc | 0.00097009 | 1.1109e-08 | 0.00097009 | 1.1109e-08
[79 empty] | WLDFR | HFTD - Distribution - Tier 2 - 3QU CoRE ¦ 4QU LoRE | Red Flag Warning - Destructive Fires | 2034 | 3.1674e-09 | 3.1674e-09 | 9984.8474 | 263.1074 | 9721.74 | 0 | 0 | 0 | 3.265e-06 | 3.1626e-05 | 0 | 3.1626e-05 | 3.1626e-05 | 0 | 3.1626e-05 | 0 | 7.6453e-07 | 1.6759e-06 | 0 | 1.6759e-06 | 0 | 4.7911e-06 | 9.5822e-06 | 0 | 9.5822e-06 | [12 empty] | 7.3.3.17.5 (Remote Grid) Updates to grid topology to minimize risk of ignition in HFTDs Remote GridWLDFRContaminationAggregated | WLDFR | HFTD - Distribution - Tier 2 - 1QU CoRE ¦ 4QU LoRE | Non-Red Flag Warning - Small Fires | Contamination | Aggregated | 2034 | 1.1451e-05 | 1483.0022 | 0.016983 | 2034 | Mitigation | 0.95 | 45 | 0 | esc | 0.00097009 | 1.1109e-08 | 0.00097009 | 1.1109e-08
[79 empty] | WLDFR | HFTD - Distribution - Tier 2 - 3QU CoRE ¦ 4QU LoRE | Red Flag Warning - Destructive Fires | 2035 | 3.1674e-09 | 3.1674e-09 | 9984.8474 | 263.1074 | 9721.74 | 0 | 0 | 0 | 3.265e-06 | 3.1626e-05 | 0 | 3.1626e-05 | 3.1626e-05 | 0 | 3.1626e-05 | 0 | 7.6453e-07 | 1.6759e-06 | 0 | 1.6759e-06 | 0 | 4.7911e-06 | 9.5822e-06 | 0 | 9.5822e-06 | [12 empty] | 7.3.3.17.5 (Remote Grid) Updates to grid topology to minimize risk of ignition in HFTDs Remote GridWLDFRContaminationAggregated | WLDFR | HFTD - Distribution - Tier 2 - 1QU CoRE ¦ 4QU LoRE | Non-Red Flag Warning - Small Fires | Contamination | Aggregated | 2035 | 1.1451e-05 | 1483.0022 | 0.016983 | 2035 | Mitigation | 0.95 | 45 | 0 | esc | 0.00097009 | 1.1109e-08 | 0.00097009 | 1.1109e-08
[79 empty] | WLDFR | HFTD - Distribution - Tier 2 - 3QU CoRE ¦ 4QU LoRE | Red Flag Warning - Destructive Fires | 2036 | 3.1674e-09 | 3.1674e-09 | 9984.8474 | 263.1074 | 9721.74 | 0 | 0 | 0 | 3.265e-06 | 3.1626e-05 | 0 | 3.1626e-05 | 3.1626e-05 | 0 | 3.1626e-05 | 0 | 7.6453e-07 | 1.6759e-06 | 0 | 1.6759e-06 | 0 | 4.7911e-06 | 9.5822e-06 | 0 | 9.5822e-06 | [12 empty] | 7.3.3.17.5 (Remote Grid) Updates to grid topology to minimize risk of ignition in HFTDs Remote GridWLDFRContaminationAggregated | WLDFR | HFTD - Distribution - Tier 2 - 1QU CoRE ¦ 4QU LoRE | Non-Red Flag Warning - Small Fires | Contamination | Aggregated | 2036 | 1.1451e-05 | 1483.0022 | 0.016983 | 2036 | Mitigation | 0.95 | 45 | 0 | esc | 0.00097009 | 1.1109e-08 | 0.00097009 | 1.1109e-08
[79 empty] | WLDFR | HFTD - Distribution - Tier 2 - 3QU CoRE ¦ 4QU LoRE | Red Flag Warning - Destructive Fires | 2037 | 3.1674e-09 | 3.1674e-09 | 9984.8474 | 263.1074 | 9721.74 | 0 | 0 | 0 | 3.265e-06 | 3.1626e-05 | 0 | 3.1626e-05 | 3.1626e-05 | 0 | 3.1626e-05 | 0 | 7.6453e-07 | 1.6759e-06 | 0 | 1.6759e-06 | 0 | 5.0182e-06 | 1.0036e-05 | 0 | 1.0036e-05 | [12 empty] | 7.3.3.17.5 (Remote Grid) Updates to grid topology to minimize risk of ignition in HFTDs Remote GridWLDFRContaminationAggregated | WLDFR | HFTD - Distribution - Tier 2 - 1QU CoRE ¦ 4QU LoRE | Non-Red Flag Warning - Small Fires | Contamination | Aggregated | 2037 | 1.1451e-05 | 1483.0022 | 0.016983 | 2037 | Mitigation | 0.95 | 45 | 0 | esc | 0.00097009 | 1.1109e-08 | 0.00097009 | 1.1109e-08
[79 empty] | WLDFR | HFTD - Distribution - Tier 2 - 3QU CoRE ¦ 4QU LoRE | Red Flag Warning - Destructive Fires | 2038 | 3.1674e-09 | 3.1674e-09 | 10472.8261 | 280.5544 | 10192.2718 | 0 | 0 | 0 | 3.265e-06 | 3.3171e-05 | 0 | 3.3171e-05 | 3.3171e-05 | 0 | 3.3171e-05 | 0 | 8.1421e-07 | 1.7848e-06 | 0 | 1.7848e-06 | 0 | 5.0182e-06 | 1.0036e-05 | 0 | 1.0036e-05 | [12 empty] | 7.3.3.17.5 (Remote Grid) Updates to grid topology to minimize risk of ignition in HFTDs Remote GridWLDFRContaminationAggregated | WLDFR | HFTD - Distribution - Tier 2 - 1QU CoRE ¦ 4QU LoRE | Non-Red Flag Warning - Small Fires | Contamination | Aggregated | 2038 | 1.1451e-05 | 1483.0022 | 0.016983 | 2038 | Mitigation | 0.95 | 45 | 0 | esc | 0.00097009 | 1.1109e-08 | 0.00097009 | 1.1109e-08
[79 empty] | WLDFR | HFTD - Distribution - Tier 2 - 3QU CoRE ¦ 4QU LoRE | Red Flag Warning - Destructive Fires | 2039 | 3.1674e-09 | 3.1674e-09 | 10472.8261 | 280.5544 | 10192.2718 | 0 | 0 | 0 | 3.265e-06 | 3.3171e-05 | 0 | 3.3171e-05 | 3.3171e-05 | 0 | 3.3171e-05 | 0 | 8.1421e-07 | 1.7848e-06 | 0 | 1.7848e-06 | 0 | 5.0182e-06 | 1.0036e-05 | 0 | 1.0036e-05 | [12 empty] | 7.3.3.17.5 (Remote Grid) Updates to grid topology to minimize risk of ignition in HFTDs Remote GridWLDFRContaminationAggregated | WLDFR | HFTD - Distribution - Tier 2 - 1QU CoRE ¦ 4QU LoRE | Non-Red Flag Warning - Small Fires | Contamination | Aggregated | 2039 | 1.1451e-05 | 1483.0022 | 0.016983 | 2039 | Mitigation | 0.95 | 45 | 0 | esc | 0.00097009 | 1.1109e-08 | 0.00097009 | 1.1109e-08
[79 empty] | WLDFR | HFTD - Distribution - Tier 2 - 3QU CoRE ¦ 4QU LoRE | Red Flag Warning - Destructive Fires | 2040 | 3.1674e-09 | 3.1674e-09 | 10472.8261 | 280.5544 | 10192.2718 | 0 | 0 | 0 | 3.265e-06 | 3.3171e-05 | 0 | 3.3171e-05 | 3.3171e-05 | 0 | 3.3171e-05 | 0 | 8.1421e-07 | 1.7848e-06 | 0 | 1.7848e-06 | 0 | 5.0182e-06 | 1.0036e-05 | 0 | 1.0036e-05 | [12 empty] | 7.3.3.17.5 (Remote Grid) Updates to grid topology to minimize risk of ignition in HFTDs Remote GridWLDFRContaminationAggregated | WLDFR | HFTD - Distribution - Tier 2 - 1QU CoRE ¦ 4QU LoRE | Non-Red Flag Warning - Small Fires | Contamination | Aggregated | 2040 | 1.1451e-05 | 1483.0022 | 0.016983 | 2040 | Mitigation | 0.95 | 45 | 0 | esc | 0.00097009 | 1.1109e-08 | 0.00097009 | 1.1109e-08
[79 empty] | WLDFR | HFTD - Distribution - Tier 2 - 3QU CoRE ¦ 4QU LoRE | Red Flag Warning - Destructive Fires | 2041 | 3.1674e-09 | 3.1674e-09 | 10472.8261 | 280.5544 | 10192.2718 | 0 | 0 | 0 | 3.265e-06 | 3.3171e-05 | 0 | 3.3171e-05 | 3.3171e-05 | 0 | 3.3171e-05 | 0 | 8.1421e-07 | 1.7848e-06 | 0 | 1.7848e-06 | 0 | 5.0182e-06 | 1.0036e-05 | 0 | 1.0036e-05 | [12 empty] | 7.3.3.17.5 (Remote Grid) Updates to grid topology to minimize risk of ignition in HFTDs Remote GridWLDFRContaminationAggregated | WLDFR | HFTD - Distribution - Tier 2 - 1QU CoRE ¦ 4QU LoRE | Non-Red Flag Warning - Small Fires | Contamination | Aggregated | 2041 | 1.1451e-05 | 1483.0022 | 0.016983 | 2041 | Mitigation | 0.95 | 45 | 0 | esc | 0.00097009 | 1.1109e-08 | 0.00097009 | 1.1109e-08
[79 empty] | WLDFR | HFTD - Distribution - Tier 2 - 3QU CoRE ¦ 4QU LoRE | Red Flag Warning - Destructive Fires | 2042 | 3.1674e-09 | 3.1674e-09 | 10472.8261 | 280.5544 | 10192.2718 | 0 | 0 | 0 | 3.265e-06 | 3.3171e-05 | 0 | 3.3171e-05 | 3.3171e-05 | 0 | 3.3171e-05 | 0 | 8.1421e-07 | 1.7848e-06 | 0 | 1.7848e-06 | 0 | 5.2648e-06 | 1.053e-05 | 0 | 1.053e-05 | [12 empty] | 7.3.3.17.5 (Remote Grid) Updates to grid topology to minimize risk of ignition in HFTDs Remote GridWLDFRContaminationAggregated | WLDFR | HFTD - Distribution - Tier 2 - 1QU CoRE ¦ 4QU LoRE | Non-Red Flag Warning - Small Fires | Contamination | Aggregated | 2042 | 1.1451e-05 | 1483.0022 | 0.016983 | 2042 | Mitigation | 0.95 | 45 | 0 | esc | 0.00097009 | 1.1109e-08 | 0.00097009 | 1.1109e-08
[79 empty] | WLDFR | HFTD - Distribution - Tier 2 - 3QU CoRE ¦ 4QU LoRE | Red Flag Warning - Destructive Fires | 2043 | 3.1674e-09 | 3.1674e-09 | 10992.1562 | 299.42 | 10692.7362 | 0 | 0 | 0 | 3.265e-06 | 3.4816e-05 | 0 | 3.4816e-05 | 3.4816e-05 | 0 | 3.4816e-05 | 0 | 8.6628e-07 | 1.8989e-06 | 0 | 1.8989e-06 | 0 | 5.2648e-06 | 1.053e-05 | 0 | 1.053e-05 | [12 empty] | 7.3.3.17.5 (Remote Grid) Updates to grid topology to minimize risk of ignition in HFTDs Remote GridWLDFRContaminationAggregated | WLDFR | HFTD - Distribution - Tier 2 - 1QU CoRE ¦ 4QU LoRE | Non-Red Flag Warning - Small Fires | Contamination | Aggregated | 2043 | 1.1451e-05 | 1483.0022 | 0.016983 | 2043 | Mitigation | 0.95 | 45 | 0 | esc | 0.00097009 | 1.1109e-08 | 0.00097009 | 1.1109e-08
[79 empty] | WLDFR | HFTD - Distribution - Tier 2 - 3QU CoRE ¦ 4QU LoRE | Red Flag Warning - Destructive Fires | 2044 | 3.1674e-09 | 3.1674e-09 | 10992.1562 | 299.42 | 10692.7362 | 0 | 0 | 0 | 3.265e-06 | 3.4816e-05 | 0 | 3.4816e-05 | 3.4816e-05 | 0 | 3.4816e-05 | 0 | 8.6628e-07 | 1.8989e-06 | 0 | 1.8989e-06 | 0 | 5.2648e-06 | 1.053e-05 | 0 | 1.053e-05 | [12 empty] | 7.3.3.17.5 (Remote Grid) Updates to grid topology to minimize risk of ignition in HFTDs Remote GridWLDFRContaminationAggregated | WLDFR | HFTD - Distribution - Tier 2 - 1QU CoRE ¦ 4QU LoRE | Non-Red Flag Warning - Small Fires | Contamination | Aggregated | 2044 | 1.1451e-05 | 1483.0022 | 0.016983 | 2044 | Mitigation | 0.95 | 45 | 0 | esc | 0.00097009 | 1.1109e-08 | 0.00097009 | 1.1109e-08
[79 empty] | WLDFR | HFTD - Distribution - Tier 2 - 3QU CoRE ¦ 4QU LoRE | Red Flag Warning - Destructive Fires | 2045 | 3.1674e-09 | 3.1674e-09 | 10992.1562 | 299.42 | 10692.7362 | 0 | 0 | 0 | 3.265e-06 | 3.4816e-05 | 0 | 3.4816e-05 | 3.4816e-05 | 0 | 3.4816e-05 | 0 | 8.6628e-07 | 1.8989e-06 | 0 | 1.8989e-06 | 0 | 5.2648e-06 | 1.053e-05 | 0 | 1.053e-05 | [12 empty] | 7.3.3.17.5 (Remote Grid) Updates to grid topology to minimize risk of ignition in HFTDs Remote GridWLDFRContaminationAggregated | WLDFR | HFTD - Distribution - Tier 2 - 1QU CoRE ¦ 4QU LoRE | Non-Red Flag Warning - Small Fires | Contamination | Aggregated | 2045 | 1.1451e-05 | 1483.0022 | 0.016983 | 2045 | Mitigation | 0.95 | 45 | 0 | esc | 0.00097009 | 1.1109e-08 | 0.00097009 | 1.1109e-08
[79 empty] | WLDFR | HFTD - Distribution - Tier 2 - 3QU CoRE ¦ 4QU LoRE | Red Flag Warning - Destructive Fires | 2046 | 3.1674e-09 | 3.1674e-09 | 10992.1562 | 299.42 | 10692.7362 | 0 | 0 | 0 | 3.265e-06 | 3.4816e-05 | 0 | 3.4816e-05 | 3.4816e-05 | 0 | 3.4816e-05 | 0 | 8.6628e-07 | 1.8989e-06 | 0 | 1.8989e-06 | 0 | 5.2648e-06 | 1.053e-05 | 0 | 1.053e-05 | [12 empty] | 7.3.3.17.5 (Remote Grid) Updates to grid topology to minimize risk of ignition in HFTDs Remote GridWLDFRContaminationAggregated | WLDFR | HFTD - Distribution - Tier 2 - 1QU CoRE ¦ 4QU LoRE | Non-Red Flag Warning - Small Fires | Contamination | Aggregated | 2046 | 1.1451e-05 | 1483.0022 | 0.016983 | 2046 | Mitigation | 0.95 | 45 | 0 | esc | 0.00097009 | 1.1109e-08 | 0.00097009 | 1.1109e-08
[79 empty] | WLDFR | HFTD - Distribution - Tier 2 - 3QU CoRE ¦ 4QU LoRE | Red Flag Warning - Destructive Fires | 2047 | 3.1674e-09 | 3.1674e-09 | 10992.1562 | 299.42 | 10692.7362 | 0 | 0 | 0 | 3.265e-06 | 3.4816e-05 | 0 | 3.4816e-05 | 3.4816e-05 | 0 | 3.4816e-05 | 0 | 8.6628e-07 | 1.8989e-06 | 0 | 1.8989e-06 | 0 | 5.5274e-06 | 1.1055e-05 | 0 | 1.1055e-05 | [12 empty] | 7.3.3.17.5 (Remote Grid) Updates to grid topology to minimize risk of ignition in HFTDs Remote GridWLDFRContaminationAggregated | WLDFR | HFTD - Distribution - Tier 2 - 1QU CoRE ¦ 4QU LoRE | Non-Red Flag Warning - Small Fires | Contamination | Aggregated | 2047 | 1.1451e-05 | 1483.0022 | 0.016983 | 2047 | Mitigation | 0.95 | 45 | 0 | esc | 0.00097009 | 1.1109e-08 | 0.00097009 | 1.1109e-08
[79 empty] | WLDFR | HFTD - Distribution - Tier 2 - 3QU CoRE ¦ 4QU LoRE | Red Flag Warning - Destructive Fires | 2048 | 3.1674e-09 | 3.1674e-09 | 11536.0538 | 319.4911 | 11216.5626 | 0 | 0 | 0 | 3.265e-06 | 3.6539e-05 | 0 | 3.6539e-05 | 3.6539e-05 | 0 | 3.6539e-05 | 0 | 9.2017e-07 | 2.017e-06 | 0 | 2.017e-06 | 0 | 5.5274e-06 | 1.1055e-05 | 0 | 1.1055e-05 | [12 empty] | 7.3.3.17.5 (Remote Grid) Updates to grid topology to minimize risk of ignition in HFTDs Remote GridWLDFRContaminationAggregated | WLDFR | HFTD - Distribution - Tier 2 - 1QU CoRE ¦ 4QU LoRE | Non-Red Flag Warning - Small Fires | Contamination | Aggregated | 2048 | 1.1451e-05 | 1483.0022 | 0.016983 | 2048 | Mitigation | 0.95 | 45 | 0 | esc | 0.00097009 | 1.1109e-08 | 0.00097009 | 1.1109e-08
[79 empty] | WLDFR | HFTD - Distribution - Tier 2 - 3QU CoRE ¦ 4QU LoRE | Red Flag Warning - Destructive Fires | 2049 | 3.1674e-09 | 3.1674e-09 | 11536.0538 | 319.4911 | 11216.5626 | 0 | 0 | 0 | 3.265e-06 | 3.6539e-05 | 0 | 3.6539e-05 | 3.6539e-05 | 0 | 3.6539e-05 | 0 | 9.2017e-07 | 2.017e-06 | 0 | 2.017e-06 | 0 | 5.5274e-06 | 1.1055e-05 | 0 | 1.1055e-05 | [12 empty] | 7.3.3.17.5 (Remote Grid) Updates to grid topology to minimize risk of ignition in HFTDs Remote GridWLDFRContaminationAggregated | WLDFR | HFTD - Distribution - Tier 2 - 1QU CoRE ¦ 4QU LoRE | Non-Red Flag Warning - Small Fires | Contamination | Aggregated | 2049 | 1.1451e-05 | 1483.0022 | 0.016983 | 2049 | Mitigation | 0.95 | 45 | 0 | esc | 0.00097009 | 1.1109e-08 | 0.00097009 | 1.1109e-08
[79 empty] | WLDFR | HFTD - Distribution - Tier 2 - 3QU CoRE ¦ 4QU LoRE | Red Flag Warning - Destructive Fires | 2050 | 3.1674e-09 | 3.1674e-09 | 11536.0538 | 319.4911 | 11216.5626 | 0 | 0 | 0 | 3.265e-06 | 3.6539e-05 | 0 | 3.6539e-05 | 3.6539e-05 | 0 | 3.6539e-05 | 0 | 9.2017e-07 | 2.017e-06 | 0 | 2.017e-06 | 0 | 5.5274e-06 | 1.1055e-05 | 0 | 1.1055e-05 | [12 empty] | 7.3.3.17.5 (Remote Grid) Updates to grid topology to minimize risk of ignition in HFTDs Remote GridWLDFRContaminationAggregated | WLDFR | HFTD - Distribution - Tier 2 - 1QU CoRE ¦ 4QU LoRE | Non-Red Flag Warning - Small Fires | Contamination | Aggregated | 2050 | 1.1451e-05 | 1483.0022 | 0.016983 | 2050 | Mitigation | 0.95 | 45 | 0 | esc | 0.00097009 | 1.1109e-08 | 0.00097009 | 1.1109e-08
[79 empty] | WLDFR | HFTD - Distribution - Tier 2 - 3QU CoRE ¦ 4QU LoRE | Red Flag Warning - Destructive Fires | 2051 | 3.1674e-09 | 3.1674e-09 | 11536.0538 | 319.4911 | 11216.5626 | 0 | 0 | 0 | 3.265e-06 | 3.6539e-05 | 0 | 3.6539e-05 | 3.6539e-05 | 0 | 3.6539e-05 | 0 | 9.2017e-07 | 2.017e-06 | 0 | 2.017e-06 | 0 | 5.5274e-06 | 1.1055e-05 | 0 | 1.1055e-05 | [12 empty] | 7.3.3.17.5 (Remote Grid) Updates to grid topology to minimize risk of ignition in HFTDs Remote GridWLDFRContaminationAggregated | WLDFR | HFTD - Distribution - Tier 2 - 1QU CoRE ¦ 4QU LoRE | Non-Red Flag Warning - Small Fires | Contamination | Aggregated | 2051 | 1.1451e-05 | 1483.0022 | 0.016983 | 2051 | Mitigation | 0.95 | 45 | 0 | esc | 0.00097009 | 1.1109e-08 | 0.00097009 | 1.1109e-08
[79 empty] | WLDFR | HFTD - Distribution - Tier 2 - 3QU CoRE ¦ 4QU LoRE | Red Flag Warning - Destructive Fires | 2052 | 3.1674e-09 | 3.1674e-09 | 11536.0538 | 319.4911 | 11216.5626 | 0 | 0 | 0 | 3.265e-06 | 3.6539e-05 | 0 | 3.6539e-05 | 3.6539e-05 | 0 | 3.6539e-05 | 0 | 9.2017e-07 | 2.017e-06 | 0 | 2.017e-06 | 0 | 5.8027e-06 | 1.1605e-05 | 0 | 1.1605e-05 | [12 empty] | 7.3.3.17.5 (Remote Grid) Updates to grid topology to minimize risk of ignition in HFTDs Remote GridWLDFRContaminationAggregated | WLDFR | HFTD - Distribution - Tier 2 - 1QU CoRE ¦ 4QU LoRE | Non-Red Flag Warning - Small Fires | Contamination | Aggregated | 2052 | 1.1451e-05 | 1483.0022 | 0.016983 | 2052 | Mitigation | 0.95 | 45 | 0 | esc | 0.00097009 | 1.1109e-08 | 0.00097009 | 1.1109e-08
[79 empty] | WLDFR | HFTD - Distribution - Tier 2 - 3QU CoRE ¦ 4QU LoRE | Red Flag Warning - Destructive Fires | 2053 | 3.1674e-09 | 3.1674e-09 | 12097.6769 | 340.5356 | 11757.1413 | 0 | 0 | 0 | 3.265e-06 | 3.8318e-05 | 0 | 3.8318e-05 | 3.8318e-05 | 0 | 3.8318e-05 | 0 | 9.7527e-07 | 2.1378e-06 | 0 | 2.1378e-06 | 0 | 5.8027e-06 | 1.1605e-05 | 0 | 1.1605e-05 | [12 empty] | 7.3.3.17.5 (Remote Grid) Updates to grid topology to minimize risk of ignition in HFTDs Remote GridWLDFRContaminationAggregated | WLDFR | HFTD - Distribution - Tier 2 - 1QU CoRE ¦ 4QU LoRE | Non-Red Flag Warning - Small Fires | Contamination | Aggregated | 2053 | 1.1451e-05 | 1483.0022 | 0.016983 | 2053 | Mitigation | 0.95 | 45 | 0 | esc | 0.00097009 | 1.1109e-08 | 0.00097009 | 1.1109e-08
[79 empty] | WLDFR | HFTD - Distribution - Tier 2 - 3QU CoRE ¦ 4QU LoRE | Red Flag Warning - Destructive Fires | 2054 | 3.1674e-09 | 3.1674e-09 | 12097.6769 | 340.5356 | 11757.1413 | 0 | 0 | 0 | 3.265e-06 | 3.8318e-05 | 0 | 3.8318e-05 | 3.8318e-05 | 0 | 3.8318e-05 | 0 | 9.7527e-07 | 2.1378e-06 | 0 | 2.1378e-06 | 0 | 5.8027e-06 | 1.1605e-05 | 0 | 1.1605e-05 | [12 empty] | 7.3.3.17.5 (Remote Grid) Updates to grid topology to minimize risk of ignition in HFTDs Remote GridWLDFRContaminationAggregated | WLDFR | HFTD - Distribution - Tier 2 - 1QU CoRE ¦ 4QU LoRE | Non-Red Flag Warning - Small Fires | Contamination | Aggregated | 2054 | 1.1451e-05 | 1483.0022 | 0.016983 | 2054 | Mitigation | 0.95 | 45 | 0 | esc | 0.00097009 | 1.1109e-08 | 0.00097009 | 1.1109e-08
[79 empty] | WLDFR | HFTD - Distribution - Tier 2 - 3QU CoRE ¦ 4QU LoRE | Red Flag Warning - Destructive Fires | 2055 | 3.1674e-09 | 3.1674e-09 | 12097.6769 | 340.5356 | 11757.1413 | 0 | 0 | 0 | 3.265e-06 | 3.8318e-05 | 0 | 3.8318e-05 | 3.8318e-05 | 0 | 3.8318e-05 | 0 | 9.7527e-07 | 2.1378e-06 | 0 | 2.1378e-06 | 0 | 5.8027e-06 | 1.1605e-05 | 0 | 1.1605e-05 | [12 empty] | 7.3.3.17.5 (Remote Grid) Updates to grid topology to minimize risk of ignition in HFTDs Remote GridWLDFRContaminationAggregated | WLDFR | HFTD - Distribution - Tier 2 - 1QU CoRE ¦ 4QU LoRE | Non-Red Flag Warning - Small Fires | Contamination | Aggregated | 2055 | 1.1451e-05 | 1483.0022 | 0.016983 | 2055 | Mitigation | 0.95 | 45 | 0 | esc | 0.00097009 | 1.1109e-08 | 0.00097009 | 1.1109e-08
[79 empty] | WLDFR | HFTD - Distribution - Tier 2 - 3QU CoRE ¦ 4QU LoRE | Red Flag Warning - Destructive Fires | 2056 | 3.1674e-09 | 3.1674e-09 | 12097.6769 | 340.5356 | 11757.1413 | 0 | 0 | 0 | 3.265e-06 | 3.8318e-05 | 0 | 3.8318e-05 | 3.8318e-05 | 0 | 3.8318e-05 | 0 | 0 | 2.1378e-06 | 0 | 2.1378e-06 | 0 | 0 | 1.1605e-05 | 0 | 1.1605e-05 | [12 empty] | 7.3.3.17.5 (Remote Grid) Updates to grid topology to minimize risk of ignition in HFTDs Remote GridWLDFRContaminationAggregated | WLDFR | HFTD - Distribution - Tier 2 - 1QU CoRE ¦ 4QU LoRE | Non-Red Flag Warning - Small Fires | Contamination | Aggregated | 2056 | 1.1451e-05 | 1483.0022 | 0.016983 | 2056 | Mitigation | 0.95 | 45 | 0 | esc | 0.00097009 | 1.1109e-08 | 0.00097009 | 1.1109e-08
[79 empty] | WLDFR | HFTD - Distribution - Tier 2 - 3QU CoRE ¦ 4QU LoRE | Red Flag Warning - Destructive Fires | 2057 | 3.1674e-09 | 3.1674e-09 | 12097.6769 | 340.5356 | 11757.1413 | 0 | 0 | 0 | 3.265e-06 | 3.8318e-05 | 0 | 3.8318e-05 | 3.8318e-05 | 0 | 3.8318e-05 | 0 | 0 | 0 | 0 | 0 | 0 | 0 | 0 | 0 | 0 | [12 empty] | 7.3.3.17.5 (Remote Grid) Updates to grid topology to minimize risk of ignition in HFTDs Remote GridWLDFRContaminationAggregated | WLDFR | HFTD - Distribution - Tier 2 - 1QU CoRE ¦ 4QU LoRE | Non-Red Flag Warning - Small Fires | Contamination | Aggregated | 2057 | 1.1451e-05 | 1483.0022 | 0.016983 | 2057 | Mitigation | 0.95 | 45 | 0 | esc | 0.00097009 | 1.1109e-08 | 0.00097009 | 1.1109e-08
[79 empty] | WLDFR | HFTD - Distribution - Tier 2 - 3QU CoRE ¦ 4QU LoRE | Red Flag Warning - Destructive Fires | 2058 | 3.1674e-09 | 3.1674e-09 | 12670.1796 | 362.3049 | 12307.8747 | 0 | 0 | 0 | 3.265e-06 | 4.0131e-05 | 0 | 4.0131e-05 | 4.0131e-05 | 0 | 4.0131e-05 | 0 | 1.4173e-06 | 0 | 0 | 0 | 0 | 0 | 0 | 0 | 0 | [12 empty] | 7.3.3.17.5 (Remote Grid) Updates to grid topology to minimize risk of ignition in HFTDs Remote GridWLDFRContaminationAggregated | WLDFR | HFTD - Distribution - Tier 2 - 1QU CoRE ¦ 4QU LoRE | Non-Red Flag Warning - Small Fires | Contamination | Aggregated | 2058 | 1.1451e-05 | 1483.0022 | 0.016983 | 2058 | Mitigation | 0.95 | 45 | 0 | esc | 0.00097009 | 1.1109e-08 | 0.00097009 | 1.1109e-08
[79 empty] | WLDFR | HFTD - Distribution - Tier 2 - 3QU CoRE ¦ 4QU LoRE | Red Flag Warning - Destructive Fires | 2059 | 3.1674e-09 | 3.1674e-09 | 12670.1796 | 362.3049 | 12307.8747 | 0 | 0 | 0 | 3.265e-06 | 4.0131e-05 | 0 | 4.0131e-05 | 4.0131e-05 | 0 | 4.0131e-05 | 0 | 1.4629e-06 | 3.2068e-06 | 0 | 3.2068e-06 | 0 | 1.0562e-05 | 0 | 0 | 0 | [12 empty] | 7.3.3.17.5 (Remote Grid) Updates to grid topology to minimize risk of ignition in HFTDs Remote GridWLDFRContaminationAggregated | WLDFR | HFTD - Distribution - Tier 2 - 1QU CoRE ¦ 4QU LoRE | Non-Red Flag Warning - Small Fires | Contamination | Aggregated | 2059 | 1.1451e-05 | 1483.0022 | 0.016983 | 2059 | Mitigation | 0.95 | 45 | 0 | esc | 0.00097009 | 1.1109e-08 | 0.00097009 | 1.1109e-08
[79 empty] | WLDFR | HFTD - Distribution - Tier 2 - 3QU CoRE ¦ 4QU LoRE | Red Flag Warning - Destructive Fires | 2060 | 3.1674e-09 | 3.1674e-09 | 12670.1796 | 362.3049 | 12307.8747 | 0 | 0 | 0 | 3.265e-06 | 4.0131e-05 | 0 | 4.0131e-05 | 4.0131e-05 | 0 | 4.0131e-05 | 0 | 1.4629e-06 | 3.2068e-06 | 0 | 3.2068e-06 | 0 | 1.0948e-05 | 2.1895e-05 | 0 | 2.1895e-05 | [12 empty] | 7.3.3.17.5 (Remote Grid) Updates to grid topology to minimize risk of ignition in HFTDs Remote GridWLDFRContaminationAggregated | WLDFR | HFTD - Distribution - Tier 2 - 1QU CoRE ¦ 4QU LoRE | Non-Red Flag Warning - Small Fires | Contamination | Aggregated | 2060 | 1.1451e-05 | 1483.0022 | 0.016983 | 2060 | Mitigation | 0.95 | 45 | 0 | esc | 0.00097009 | 1.1109e-08 | 0.00097009 | 1.1109e-08
[79 empty] | WLDFR | HFTD - Distribution - Tier 2 - 3QU CoRE ¦ 4QU LoRE | Red Flag Warning - Destructive Fires | 2061 | 3.1674e-09 | 3.1674e-09 | 12670.1796 | 362.3049 | 12307.8747 | 0 | 0 | 0 | 3.265e-06 | 4.0131e-05 | 0 | 4.0131e-05 | 4.0131e-05 | 0 | 4.0131e-05 | 0 | 1.4629e-06 | 3.2068e-06 | 0 | 3.2068e-06 | 0 | 1.0948e-05 | 2.1895e-05 | 0 | 2.1895e-05 | [12 empty] | 7.3.3.17.5 (Remote Grid) Updates to grid topology to minimize risk of ignition in HFTDs Remote GridWLDFRContaminationAggregated | WLDFR | HFTD - Distribution - Tier 2 - 1QU CoRE ¦ 4QU LoRE | Non-Red Flag Warning - Small Fires | Contamination | Aggregated | 2061 | 1.1451e-05 | 1483.0022 | 0.016983 | 2061 | Mitigation | 0.95 | 45 | 0 | esc | 0.00097009 | 1.1109e-08 | 0.00097009 | 1.1109e-08
[79 empty] | WLDFR | HFTD - Distribution - Tier 2 - 3QU CoRE ¦ 4QU LoRE | Red Flag Warning - Destructive Fires | 2062 | 3.1674e-09 | 3.1674e-09 | 12670.1796 | 362.3049 | 12307.8747 | 0 | 0 | 0 | 3.265e-06 | 4.0131e-05 | 0 | 4.0131e-05 | 4.0131e-05 | 0 | 4.0131e-05 | 0 | 1.4629e-06 | 3.2068e-06 | 0 | 3.2068e-06 | 0 | 1.0948e-05 | 2.1895e-05 | 0 | 2.1895e-05 | [12 empty] | 7.3.3.17.5 (Remote Grid) Updates to grid topology to minimize risk of ignition in HFTDs Remote GridWLDFRContaminationAggregated | WLDFR | HFTD - Distribution - Tier 2 - 1QU CoRE ¦ 4QU LoRE | Non-Red Flag Warning - Small Fires | Contamination | Aggregated | 2062 | 1.1451e-05 | 1483.0022 | 0.016983 | 2062 | Mitigation | 0.95 | 45 | 0 | esc | 0.00097009 | 1.1109e-08 | 0.00097009 | 1.1109e-08
[79 empty] | WLDFR | HFTD - Distribution - Tier 2 - 3QU CoRE ¦ 4QU LoRE | Red Flag Warning - Destructive Fires | 2063 | 3.1674e-09 | 3.1674e-09 | 13246.6313 | 384.5316 | 12862.0997 | 0 | 0 | 0 | 3.265e-06 | 4.1957e-05 | 0 | 4.1957e-05 | 4.1957e-05 | 0 | 4.1957e-05 | 0 | 1.4629e-06 | 3.2068e-06 | 0 | 3.2068e-06 | 0 | 1.0948e-05 | 2.1895e-05 | 0 | 2.1895e-05 | [12 empty] | 7.3.3.17.5 (Remote Grid) Updates to grid topology to minimize risk of ignition in HFTDs Remote GridWLDFRContaminationAggregated | WLDFR | HFTD - Distribution - Tier 2 - 1QU CoRE ¦ 4QU LoRE | Non-Red Flag Warning - Small Fires | Contamination | Aggregated | 2063 | 1.1451e-05 | 1483.0022 | 0.016983 | 2063 | Mitigation | 0.95 | 45 | 0 | esc | 0.00097009 | 1.1109e-08 | 0.00097009 | 1.1109e-08
[79 empty] | WLDFR | HFTD - Distribution - Tier 2 - 3QU CoRE ¦ 4QU LoRE | Red Flag Warning - Destructive Fires | 2064 | 3.1674e-09 | 3.1674e-09 | 13246.6313 | 384.5316 | 12862.0997 | 0 | 0 | 0 | 3.265e-06 | 4.1957e-05 | 0 | 4.1957e-05 | 4.1957e-05 | 0 | 4.1957e-05 | 0 | 1.5211e-06 | 3.3343e-06 | 0 | 3.3343e-06 | 0 | 1.0948e-05 | 2.1895e-05 | 0 | 2.1895e-05 | [12 empty] | 7.3.3.17.5 (Remote Grid) Updates to grid topology to minimize risk of ignition in HFTDs Remote GridWLDFRContaminationAggregated | WLDFR | HFTD - Distribution - Tier 2 - 1QU CoRE ¦ 4QU LoRE | Non-Red Flag Warning - Small Fires | Contamination | Aggregated | 2064 | 1.1451e-05 | 1483.0022 | 0.016983 | 2064 | Mitigation | 0.95 | 45 | 0 | esc | 0.00097009 | 1.1109e-08 | 0.00097009 | 1.1109e-08
[79 empty] | WLDFR | HFTD - Distribution - Tier 2 - 3QU CoRE ¦ 4QU LoRE | Red Flag Warning - Destructive Fires | 2065 | 3.1674e-09 | 3.1674e-09 | 13246.6313 | 384.5316 | 12862.0997 | 0 | 0 | 0 | 3.265e-06 | 4.1957e-05 | 0 | 4.1957e-05 | 4.1957e-05 | 0 | 4.1957e-05 | 0 | 1.5211e-06 | 3.3343e-06 | 0 | 3.3343e-06 | 0 | 1.1434e-05 | 2.2867e-05 | 0 | 2.2867e-05 | [12 empty] | 7.3.3.17.5 (Remote Grid) Updates to grid topology to minimize risk of ignition in HFTDs Remote GridWLDFRContaminationAggregated | WLDFR | HFTD - Distribution - Tier 2 - 1QU CoRE ¦ 4QU LoRE | Non-Red Flag Warning - Small Fires | Contamination | Aggregated | 2065 | 1.1451e-05 | 1483.0022 | 0.016983 | 2065 | Mitigation | 0.95 | 45 | 0 | esc | 0.00097009 | 1.1109e-08 | 0.00097009 | 1.1109e-08
[79 empty] | WLDFR | HFTD - Distribution - Tier 2 - 3QU CoRE ¦ 4QU LoRE | Red Flag Warning - Destructive Fires | 2066 | 3.1674e-09 | 3.1674e-09 | 13246.6313 | 384.5316 | 12862.0997 | 0 | 0 | 0 | 3.265e-06 | 4.1957e-05 | 0 | 4.1957e-05 | 4.1957e-05 | 0 | 4.1957e-05 | 0 | 1.5211e-06 | 3.3343e-06 | 0 | 3.3343e-06 | 0 | 1.1434e-05 | 2.2867e-05 | 0 | 2.2867e-05 | [12 empty] | 7.3.3.17.5 (Remote Grid) Updates to grid topology to minimize risk of ignition in HFTDs Remote GridWLDFRContaminationAggregated | WLDFR | HFTD - Distribution - Tier 2 - 1QU CoRE ¦ 4QU LoRE | Non-Red Flag Warning - Small Fires | Contamination | Aggregated | 2066 | 1.1451e-05 | 1483.0022 | 0.016983 | 2066 | Mitigation | 0.95 | 45 | 0 | esc | 0.00097009 | 1.1109e-08 | 0.00097009 | 1.1109e-08
[79 empty] | WLDFR | HFTD - Distribution - Tier 2 - 3QU CoRE ¦ 4QU LoRE | Red Flag Warning - Destructive Fires | 2067 | 0 | 3.1674e-09 | 13246.6313 | 384.5316 | 12862.0997 | 0 | 0 | 0 | 3.265e-06 | 0 | 0 | 0 | 4.1957e-05 | 0 | 4.1957e-05 | 0 | 1.5211e-06 | 3.3343e-06 | 0 | 3.3343e-06 | 0 | 1.1434e-05 | 2.2867e-05 | 0 | 2.2867e-05 | [12 empty] | 7.3.3.17.5 (Remote Grid) Updates to grid topology to minimize risk of ignition in HFTDs Remote GridWLDFRContaminationAggregated | WLDFR | HFTD - Distribution - Tier 2 - 1QU CoRE ¦ 4QU LoRE | Non-Red Flag Warning - Small Fires | Contamination | Aggregated | 2067 | 1.1451e-05 | 1483.0022 | 0.016983 | 2067 | Mitigation | 0.95 | 45 | 0 | esc | 0 | 0 | 0.00097009 | 1.1109e-08
[79 empty] | WLDFR | HFTD - Distribution - Tier 2 - 3QU CoRE ¦ 4QU LoRE | Red Flag Warning - Large Fires | 2022 | 3.2907e-08 | 0 | 5.2406 | 0.69642 | 2.942 | 1.6022 | 0 | 0 | 3.3922e-05 | 1.7245e-07 | 0 | 1.7245e-07 | 0 | 0 | 0 | 0 | 1.5211e-06 | 3.3343e-06 | 0 | 3.3343e-06 | 0 | 1.1434e-05 | 2.2867e-05 | 0 | 2.2867e-05 | [12 empty] | 7.3.3.17.5 (Remote Grid) Updates to grid topology to minimize risk of ignition in HFTDs Remote GridWLDFREquipment / facility failureAggregated | WLDFR | HFTD - Distribution - Tier 2 - 1QU CoRE ¦ 4QU LoRE | Non-Red Flag Warning - Small Fires | Equipment / facility failure | Aggregated | 2022 | 0.00062043 | 1483.0022 | 0.9201 | 2022 | Mitigation | 0.95 | 45 | 0 | esc | 0.00097009 | 6.0187e-07 | 0 | 0
[79 empty] | WLDFR | HFTD - Distribution - Tier 2 - 3QU CoRE ¦ 4QU LoRE | Red Flag Warning - Large Fires | 2023 | 3.2907e-08 | 3.2907e-08 | 5.475 | 0.71896 | 3.0715 | 1.6846 | 0 | 0 | 3.3922e-05 | 1.8017e-07 | 0 | 1.8017e-07 | 1.8017e-07 | 0 | 1.8017e-07 | 0 | 1.5867e-06 | 3.4781e-06 | 0 | 3.4781e-06 | 0 | 1.1434e-05 | 2.2867e-05 | 0 | 2.2867e-05 | [12 empty] | 7.3.3.17.5 (Remote Grid) Updates to grid topology to minimize risk of ignition in HFTDs Remote GridWLDFREquipment / facility failureAggregated | WLDFR | HFTD - Distribution - Tier 2 - 1QU CoRE ¦ 4QU LoRE | Non-Red Flag Warning - Small Fires | Equipment / facility failure | Aggregated | 2023 | 0.00062043 | 1483.0022 | 0.9201 | 2023 | Mitigation | 0.95 | 45 | 0 | esc | 0.00097009 | 6.0187e-07 | 0.00097009 | 6.0187e-07
[79 empty] | WLDFR | HFTD - Distribution - Tier 2 - 3QU CoRE ¦ 4QU LoRE | Red Flag Warning - Large Fires | 2024 | 3.2907e-08 | 3.2907e-08 | 5.475 | 0.71896 | 3.0715 | 1.6846 | 0 | 0 | 3.3922e-05 | 1.8017e-07 | 0 | 1.8017e-07 | 1.8017e-07 | 0 | 1.8017e-07 | 0 | 1.5867e-06 | 3.4781e-06 | 0 | 3.4781e-06 | 0 | 1.1973e-05 | 2.3946e-05 | 0 | 2.3946e-05 | [12 empty] | 7.3.3.17.5 (Remote Grid) Updates to grid topology to minimize risk of ignition in HFTDs Remote GridWLDFREquipment / facility failureAggregated | WLDFR | HFTD - Distribution - Tier 2 - 1QU CoRE ¦ 4QU LoRE | Non-Red Flag Warning - Small Fires | Equipment / facility failure | Aggregated | 2024 | 0.00062043 | 1483.0022 | 0.9201 | 2024 | Mitigation | 0.95 | 45 | 0 | esc | 0.00097009 | 6.0187e-07 | 0.00097009 | 6.0187e-07
[79 empty] | WLDFR | HFTD - Distribution - Tier 2 - 3QU CoRE ¦ 4QU LoRE | Red Flag Warning - Large Fires | 2025 | 3.2907e-08 | 3.2907e-08 | 5.475 | 0.71896 | 3.0715 | 1.6846 | 0 | 0 | 3.3922e-05 | 1.8017e-07 | 0 | 1.8017e-07 | 1.8017e-07 | 0 | 1.8017e-07 | 0 | 1.5867e-06 | 3.4781e-06 | 0 | 3.4781e-06 | 0 | 1.1973e-05 | 2.3946e-05 | 0 | 2.3946e-05 | [12 empty] | 7.3.3.17.5 (Remote Grid) Updates to grid topology to minimize risk of ignition in HFTDs Remote GridWLDFREquipment / facility failureAggregated | WLDFR | HFTD - Distribution - Tier 2 - 1QU CoRE ¦ 4QU LoRE | Non-Red Flag Warning - Small Fires | Equipment / facility failure | Aggregated | 2025 | 0.00062043 | 1483.0022 | 0.9201 | 2025 | Mitigation | 0.95 | 45 | 0 | esc | 0.00097009 | 6.0187e-07 | 0.00097009 | 6.0187e-07
[79 empty] | WLDFR | HFTD - Distribution - Tier 2 - 3QU CoRE ¦ 4QU LoRE | Red Flag Warning - Large Fires | 2026 | 3.2907e-08 | 3.2907e-08 | 5.475 | 0.71896 | 3.0715 | 1.6846 | 0 | 0 | 3.3922e-05 | 1.8017e-07 | 0 | 1.8017e-07 | 1.8017e-07 | 0 | 1.8017e-07 | 0 | 1.5867e-06 | 3.4781e-06 | 0 | 3.4781e-06 | 0 | 1.1973e-05 | 2.3946e-05 | 0 | 2.3946e-05 | [12 empty] | 7.3.3.17.5 (Remote Grid) Updates to grid topology to minimize risk of ignition in HFTDs Remote GridWLDFREquipment / facility failureAggregated | WLDFR | HFTD - Distribution - Tier 2 - 1QU CoRE ¦ 4QU LoRE | Non-Red Flag Warning - Small Fires | Equipment / facility failure | Aggregated | 2026 | 0.00062043 | 1483.0022 | 0.9201 | 2026 | Mitigation | 0.95 | 45 | 0 | esc | 0.00097009 | 6.0187e-07 | 0.00097009 | 6.0187e-07
[79 empty] | WLDFR | HFTD - Distribution - Tier 2 - 3QU CoRE ¦ 4QU LoRE | Red Flag Warning - Large Fires | 2027 | 3.2907e-08 | 3.2907e-08 | 5.475 | 0.71896 | 3.0715 | 1.6846 | 0 | 0 | 3.3922e-05 | 1.8017e-07 | 0 | 1.8017e-07 | 1.8017e-07 | 0 | 1.8017e-07 | 0 | 1.5867e-06 | 3.4781e-06 | 0 | 3.4781e-06 | 0 | 1.1973e-05 | 2.3946e-05 | 0 | 2.3946e-05 | [12 empty] | 7.3.3.17.5 (Remote Grid) Updates to grid topology to minimize risk of ignition in HFTDs Remote GridWLDFREquipment / facility failureAggregated | WLDFR | HFTD - Distribution - Tier 2 - 1QU CoRE ¦ 4QU LoRE | Non-Red Flag Warning - Small Fires | Equipment / facility failure | Aggregated | 2027 | 0.00062043 | 1483.0022 | 0.9201 | 2027 | Mitigation | 0.95 | 45 | 0 | esc | 0.00097009 | 6.0187e-07 | 0.00097009 | 6.0187e-07
[79 empty] | WLDFR | HFTD - Distribution - Tier 2 - 3QU CoRE ¦ 4QU LoRE | Red Flag Warning - Large Fires | 2028 | 3.2907e-08 | 3.2907e-08 | 5.777 | 0.74734 | 3.238 | 1.7917 | 0 | 0 | 3.3922e-05 | 1.9011e-07 | 0 | 1.9011e-07 | 1.9011e-07 | 0 | 1.9011e-07 | 0 | 1.659e-06 | 3.6365e-06 | 0 | 3.6365e-06 | 0 | 1.1973e-05 | 2.3946e-05 | 0 | 2.3946e-05 | [12 empty] | 7.3.3.17.5 (Remote Grid) Updates to grid topology to minimize risk of ignition in HFTDs Remote GridWLDFREquipment / facility failureAggregated | WLDFR | HFTD - Distribution - Tier 2 - 1QU CoRE ¦ 4QU LoRE | Non-Red Flag Warning - Small Fires | Equipment / facility failure | Aggregated | 2028 | 0.00062043 | 1483.0022 | 0.9201 | 2028 | Mitigation | 0.95 | 45 | 0 | esc | 0.00097009 | 6.0187e-07 | 0.00097009 | 6.0187e-07
[79 empty] | WLDFR | HFTD - Distribution - Tier 2 - 3QU CoRE ¦ 4QU LoRE | Red Flag Warning - Large Fires | 2029 | 3.2907e-08 | 3.2907e-08 | 5.777 | 0.74734 | 3.238 | 1.7917 | 0 | 0 | 3.3922e-05 | 1.9011e-07 | 0 | 1.9011e-07 | 1.9011e-07 | 0 | 1.9011e-07 | 0 | 1.659e-06 | 3.6365e-06 | 0 | 3.6365e-06 | 0 | 1.2558e-05 | 2.5116e-05 | 0 | 2.5116e-05 | [12 empty] | 7.3.3.17.5 (Remote Grid) Updates to grid topology to minimize risk of ignition in HFTDs Remote GridWLDFREquipment / facility failureAggregated | WLDFR | HFTD - Distribution - Tier 2 - 1QU CoRE ¦ 4QU LoRE | Non-Red Flag Warning - Small Fires | Equipment / facility failure | Aggregated | 2029 | 0.00062043 | 1483.0022 | 0.9201 | 2029 | Mitigation | 0.95 | 45 | 0 | esc | 0.00097009 | 6.0187e-07 | 0.00097009 | 6.0187e-07
[79 empty] | WLDFR | HFTD - Distribution - Tier 2 - 3QU CoRE ¦ 4QU LoRE | Red Flag Warning - Large Fires | 2030 | 3.2907e-08 | 3.2907e-08 | 5.777 | 0.74734 | 3.238 | 1.7917 | 0 | 0 | 3.3922e-05 | 1.9011e-07 | 0 | 1.9011e-07 | 1.9011e-07 | 0 | 1.9011e-07 | 0 | 1.659e-06 | 3.6365e-06 | 0 | 3.6365e-06 | 0 | 1.2558e-05 | 2.5116e-05 | 0 | 2.5116e-05 | [12 empty] | 7.3.3.17.5 (Remote Grid) Updates to grid topology to minimize risk of ignition in HFTDs Remote GridWLDFREquipment / facility failureAggregated | WLDFR | HFTD - Distribution - Tier 2 - 1QU CoRE ¦ 4QU LoRE | Non-Red Flag Warning - Small Fires | Equipment / facility failure | Aggregated | 2030 | 0.00062043 | 1483.0022 | 0.9201 | 2030 | Mitigation | 0.95 | 45 | 0 | esc | 0.00097009 | 6.0187e-07 | 0.00097009 | 6.0187e-07
[79 empty] | WLDFR | HFTD - Distribution - Tier 2 - 3QU CoRE ¦ 4QU LoRE | Red Flag Warning - Large Fires | 2031 | 3.2907e-08 | 3.2907e-08 | 5.777 | 0.74734 | 3.238 | 1.7917 | 0 | 0 | 3.3922e-05 | 1.9011e-07 | 0 | 1.9011e-07 | 1.9011e-07 | 0 | 1.9011e-07 | 0 | 1.659e-06 | 3.6365e-06 | 0 | 3.6365e-06 | 0 | 1.2558e-05 | 2.5116e-05 | 0 | 2.5116e-05 | [12 empty] | 7.3.3.17.5 (Remote Grid) Updates to grid topology to minimize risk of ignition in HFTDs Remote GridWLDFREquipment / facility failureAggregated | WLDFR | HFTD - Distribution - Tier 2 - 1QU CoRE ¦ 4QU LoRE | Non-Red Flag Warning - Small Fires | Equipment / facility failure | Aggregated | 2031 | 0.00062043 | 1483.0022 | 0.9201 | 2031 | Mitigation | 0.95 | 45 | 0 | esc | 0.00097009 | 6.0187e-07 | 0.00097009 | 6.0187e-07
[79 empty] | WLDFR | HFTD - Distribution - Tier 2 - 3QU CoRE ¦ 4QU LoRE | Red Flag Warning - Large Fires | 2032 | 3.2907e-08 | 3.2907e-08 | 5.777 | 0.74734 | 3.238 | 1.7917 | 0 | 0 | 3.3922e-05 | 1.9011e-07 | 0 | 1.9011e-07 | 1.9011e-07 | 0 | 1.9011e-07 | 0 | 1.659e-06 | 3.6365e-06 | 0 | 3.6365e-06 | 0 | 1.2558e-05 | 2.5116e-05 | 0 | 2.5116e-05 | [12 empty] | 7.3.3.17.5 (Remote Grid) Updates to grid topology to minimize risk of ignition in HFTDs Remote GridWLDFREquipment / facility failureAggregated | WLDFR | HFTD - Distribution - Tier 2 - 1QU CoRE ¦ 4QU LoRE | Non-Red Flag Warning - Small Fires | Equipment / facility failure | Aggregated | 2032 | 0.00062043 | 1483.0022 | 0.9201 | 2032 | Mitigation | 0.95 | 45 | 0 | esc | 0.00097009 | 6.0187e-07 | 0.00097009 | 6.0187e-07
[79 empty] | WLDFR | HFTD - Distribution - Tier 2 - 3QU CoRE ¦ 4QU LoRE | Red Flag Warning - Large Fires | 2033 | 3.2907e-08 | 3.2907e-08 | 6.1205 | 0.77885 | 3.4265 | 1.9151 | 0 | 0 | 3.3922e-05 | 2.0141e-07 | 0 | 2.0141e-07 | 2.0141e-07 | 0 | 2.0141e-07 | 0 | 1.7372e-06 | 3.8081e-06 | 0 | 3.8081e-06 | 0 | 1.2558e-05 | 2.5116e-05 | 0 | 2.5116e-05 | [12 empty] | 7.3.3.17.5 (Remote Grid) Updates to grid topology to minimize risk of ignition in HFTDs Remote GridWLDFREquipment / facility failureAggregated | WLDFR | HFTD - Distribution - Tier 2 - 1QU CoRE ¦ 4QU LoRE | Non-Red Flag Warning - Small Fires | Equipment / facility failure | Aggregated | 2033 | 0.00062043 | 1483.0022 | 0.9201 | 2033 | Mitigation | 0.95 | 45 | 0 | esc | 0.00097009 | 6.0187e-07 | 0.00097009 | 6.0187e-07
[79 empty] | WLDFR | HFTD - Distribution - Tier 2 - 3QU CoRE ¦ 4QU LoRE | Red Flag Warning - Large Fires | 2034 | 3.2907e-08 | 3.2907e-08 | 6.1205 | 0.77885 | 3.4265 | 1.9151 | 0 | 0 | 3.3922e-05 | 2.0141e-07 | 0 | 2.0141e-07 | 2.0141e-07 | 0 | 2.0141e-07 | 0 | 1.7372e-06 | 3.8081e-06 | 0 | 3.8081e-06 | 0 | 1.3181e-05 | 2.6362e-05 | 0 | 2.6362e-05 | [12 empty] | 7.3.3.17.5 (Remote Grid) Updates to grid topology to minimize risk of ignition in HFTDs Remote GridWLDFREquipment / facility failureAggregated | WLDFR | HFTD - Distribution - Tier 2 - 1QU CoRE ¦ 4QU LoRE | Non-Red Flag Warning - Small Fires | Equipment / facility failure | Aggregated | 2034 | 0.00062043 | 1483.0022 | 0.9201 | 2034 | Mitigation | 0.95 | 45 | 0 | esc | 0.00097009 | 6.0187e-07 | 0.00097009 | 6.0187e-07
[79 empty] | WLDFR | HFTD - Distribution - Tier 2 - 3QU CoRE ¦ 4QU LoRE | Red Flag Warning - Large Fires | 2035 | 3.2907e-08 | 3.2907e-08 | 6.1205 | 0.77885 | 3.4265 | 1.9151 | 0 | 0 | 3.3922e-05 | 2.0141e-07 | 0 | 2.0141e-07 | 2.0141e-07 | 0 | 2.0141e-07 | 0 | 1.7372e-06 | 3.8081e-06 | 0 | 3.8081e-06 | 0 | 1.3181e-05 | 2.6362e-05 | 0 | 2.6362e-05 | [12 empty] | 7.3.3.17.5 (Remote Grid) Updates to grid topology to minimize risk of ignition in HFTDs Remote GridWLDFREquipment / facility failureAggregated | WLDFR | HFTD - Distribution - Tier 2 - 1QU CoRE ¦ 4QU LoRE | Non-Red Flag Warning - Small Fires | Equipment / facility failure | Aggregated | 2035 | 0.00062043 | 1483.0022 | 0.9201 | 2035 | Mitigation | 0.95 | 45 | 0 | esc | 0.00097009 | 6.0187e-07 | 0.00097009 | 6.0187e-07
[79 empty] | WLDFR | HFTD - Distribution - Tier 2 - 3QU CoRE ¦ 4QU LoRE | Red Flag Warning - Large Fires | 2036 | 3.2907e-08 | 3.2907e-08 | 6.1205 | 0.77885 | 3.4265 | 1.9151 | 0 | 0 | 3.3922e-05 | 2.0141e-07 | 0 | 2.0141e-07 | 2.0141e-07 | 0 | 2.0141e-07 | 0 | 1.7372e-06 | 3.8081e-06 | 0 | 3.8081e-06 | 0 | 1.3181e-05 | 2.6362e-05 | 0 | 2.6362e-05 | [12 empty] | 7.3.3.17.5 (Remote Grid) Updates to grid topology to minimize risk of ignition in HFTDs Remote GridWLDFREquipment / facility failureAggregated | WLDFR | HFTD - Distribution - Tier 2 - 1QU CoRE ¦ 4QU LoRE | Non-Red Flag Warning - Small Fires | Equipment / facility failure | Aggregated | 2036 | 0.00062043 | 1483.0022 | 0.9201 | 2036 | Mitigation | 0.95 | 45 | 0 | esc | 0.00097009 | 6.0187e-07 | 0.00097009 | 6.0187e-07
[79 empty] | WLDFR | HFTD - Distribution - Tier 2 - 3QU CoRE ¦ 4QU LoRE | Red Flag Warning - Large Fires | 2037 | 3.2907e-08 | 3.2907e-08 | 6.1205 | 0.77885 | 3.4265 | 1.9151 | 0 | 0 | 3.3922e-05 | 2.0141e-07 | 0 | 2.0141e-07 | 2.0141e-07 | 0 | 2.0141e-07 | 0 | 1.7372e-06 | 3.8081e-06 | 0 | 3.8081e-06 | 0 | 1.3181e-05 | 2.6362e-05 | 0 | 2.6362e-05 | [12 empty] | 7.3.3.17.5 (Remote Grid) Updates to grid topology to minimize risk of ignition in HFTDs Remote GridWLDFREquipment / facility failureAggregated | WLDFR | HFTD - Distribution - Tier 2 - 1QU CoRE ¦ 4QU LoRE | Non-Red Flag Warning - Small Fires | Equipment / facility failure | Aggregated | 2037 | 0.00062043 | 1483.0022 | 0.9201 | 2037 | Mitigation | 0.95 | 45 | 0 | esc | 0.00097009 | 6.0187e-07 | 0.00097009 | 6.0187e-07
[79 empty] | WLDFR | HFTD - Distribution - Tier 2 - 3QU CoRE ¦ 4QU LoRE | Red Flag Warning - Large Fires | 2038 | 3.2907e-08 | 3.2907e-08 | 6.5028 | 0.81304 | 3.6355 | 2.0543 | 0 | 0 | 3.3922e-05 | 2.1399e-07 | 0 | 2.1399e-07 | 2.1399e-07 | 0 | 2.1399e-07 | 0 | 1.8207e-06 | 3.991e-06 | 0 | 3.991e-06 | 0 | 1.3181e-05 | 2.6362e-05 | 0 | 2.6362e-05 | [12 empty] | 7.3.3.17.5 (Remote Grid) Updates to grid topology to minimize risk of ignition in HFTDs Remote GridWLDFREquipment / facility failureAggregated | WLDFR | HFTD - Distribution - Tier 2 - 1QU CoRE ¦ 4QU LoRE | Non-Red Flag Warning - Small Fires | Equipment / facility failure | Aggregated | 2038 | 0.00062043 | 1483.0022 | 0.9201 | 2038 | Mitigation | 0.95 | 45 | 0 | esc | 0.00097009 | 6.0187e-07 | 0.00097009 | 6.0187e-07
[79 empty] | WLDFR | HFTD - Distribution - Tier 2 - 3QU CoRE ¦ 4QU LoRE | Red Flag Warning - Large Fires | 2039 | 3.2907e-08 | 3.2907e-08 | 6.5028 | 0.81304 | 3.6355 | 2.0543 | 0 | 0 | 3.3922e-05 | 2.1399e-07 | 0 | 2.1399e-07 | 2.1399e-07 | 0 | 2.1399e-07 | 0 | 1.8207e-06 | 3.991e-06 | 0 | 3.991e-06 | 0 | 1.3833e-05 | 2.7666e-05 | 0 | 2.7666e-05 | [12 empty] | 7.3.3.17.5 (Remote Grid) Updates to grid topology to minimize risk of ignition in HFTDs Remote GridWLDFREquipment / facility failureAggregated | WLDFR | HFTD - Distribution - Tier 2 - 1QU CoRE ¦ 4QU LoRE | Non-Red Flag Warning - Small Fires | Equipment / facility failure | Aggregated | 2039 | 0.00062043 | 1483.0022 | 0.9201 | 2039 | Mitigation | 0.95 | 45 | 0 | esc | 0.00097009 | 6.0187e-07 | 0.00097009 | 6.0187e-07
[79 empty] | WLDFR | HFTD - Distribution - Tier 2 - 3QU CoRE ¦ 4QU LoRE | Red Flag Warning - Large Fires | 2040 | 3.2907e-08 | 3.2907e-08 | 6.5028 | 0.81304 | 3.6355 | 2.0543 | 0 | 0 | 3.3922e-05 | 2.1399e-07 | 0 | 2.1399e-07 | 2.1399e-07 | 0 | 2.1399e-07 | 0 | 1.8207e-06 | 3.991e-06 | 0 | 3.991e-06 | 0 | 1.3833e-05 | 2.7666e-05 | 0 | 2.7666e-05 | [12 empty] | 7.3.3.17.5 (Remote Grid) Updates to grid topology to minimize risk of ignition in HFTDs Remote GridWLDFREquipment / facility failureAggregated | WLDFR | HFTD - Distribution - Tier 2 - 1QU CoRE ¦ 4QU LoRE | Non-Red Flag Warning - Small Fires | Equipment / facility failure | Aggregated | 2040 | 0.00062043 | 1483.0022 | 0.9201 | 2040 | Mitigation | 0.95 | 45 | 0 | esc | 0.00097009 | 6.0187e-07 | 0.00097009 | 6.0187e-07
[79 empty] | WLDFR | HFTD - Distribution - Tier 2 - 3QU CoRE ¦ 4QU LoRE | Red Flag Warning - Large Fires | 2041 | 3.2907e-08 | 3.2907e-08 | 6.5028 | 0.81304 | 3.6355 | 2.0543 | 0 | 0 | 3.3922e-05 | 2.1399e-07 | 0 | 2.1399e-07 | 2.1399e-07 | 0 | 2.1399e-07 | 0 | 1.8207e-06 | 3.991e-06 | 0 | 3.991e-06 | 0 | 1.3833e-05 | 2.7666e-05 | 0 | 2.7666e-05 | [12 empty] | 7.3.3.17.5 (Remote Grid) Updates to grid topology to minimize risk of ignition in HFTDs Remote GridWLDFREquipment / facility failureAggregated | WLDFR | HFTD - Distribution - Tier 2 - 1QU CoRE ¦ 4QU LoRE | Non-Red Flag Warning - Small Fires | Equipment / facility failure | Aggregated | 2041 | 0.00062043 | 1483.0022 | 0.9201 | 2041 | Mitigation | 0.95 | 45 | 0 | esc | 0.00097009 | 6.0187e-07 | 0.00097009 | 6.0187e-07
[79 empty] | WLDFR | HFTD - Distribution - Tier 2 - 3QU CoRE ¦ 4QU LoRE | Red Flag Warning - Large Fires | 2042 | 3.2907e-08 | 3.2907e-08 | 6.5028 | 0.81304 | 3.6355 | 2.0543 | 0 | 0 | 3.3922e-05 | 2.1399e-07 | 0 | 2.1399e-07 | 2.1399e-07 | 0 | 2.1399e-07 | 0 | 1.8207e-06 | 3.991e-06 | 0 | 3.991e-06 | 0 | 1.3833e-05 | 2.7666e-05 | 0 | 2.7666e-05 | [12 empty] | 7.3.3.17.5 (Remote Grid) Updates to grid topology to minimize risk of ignition in HFTDs Remote GridWLDFREquipment / facility failureAggregated | WLDFR | HFTD - Distribution - Tier 2 - 1QU CoRE ¦ 4QU LoRE | Non-Red Flag Warning - Small Fires | Equipment / facility failure | Aggregated | 2042 | 0.00062043 | 1483.0022 | 0.9201 | 2042 | Mitigation | 0.95 | 45 | 0 | esc | 0.00097009 | 6.0187e-07 | 0.00097009 | 6.0187e-07
[79 empty] | WLDFR | HFTD - Distribution - Tier 2 - 3QU CoRE ¦ 4QU LoRE | Red Flag Warning - Large Fires | 2043 | 3.2907e-08 | 3.2907e-08 | 6.9209 | 0.84944 | 3.8632 | 2.2083 | 0 | 0 | 3.3922e-05 | 2.2775e-07 | 0 | 2.2775e-07 | 2.2775e-07 | 0 | 2.2775e-07 | 0 | 1.9084e-06 | 4.1833e-06 | 0 | 4.1833e-06 | 0 | 0 | 2.7666e-05 | 0 | 2.7666e-05 | [12 empty] | 7.3.3.17.5 (Remote Grid) Updates to grid topology to minimize risk of ignition in HFTDs Remote GridWLDFREquipment / facility failureAggregated | WLDFR | HFTD - Distribution - Tier 2 - 1QU CoRE ¦ 4QU LoRE | Non-Red Flag Warning - Small Fires | Equipment / facility failure | Aggregated | 2043 | 0.00062043 | 1483.0022 | 0.9201 | 2043 | Mitigation | 0.95 | 45 | 0 | esc | 0.00097009 | 6.0187e-07 | 0.00097009 | 6.0187e-07
[79 empty] | WLDFR | HFTD - Distribution - Tier 2 - 3QU CoRE ¦ 4QU LoRE | Red Flag Warning - Large Fires | 2044 | 3.2907e-08 | 3.2907e-08 | 6.9209 | 0.84944 | 3.8632 | 2.2083 | 0 | 0 | 3.3922e-05 | 2.2775e-07 | 0 | 2.2775e-07 | 2.2775e-07 | 0 | 2.2775e-07 | 0 | 1.9084e-06 | 4.1833e-06 | 0 | 4.1833e-06 | 0 | 0 | 0 | 0 | 0 | [12 empty] | 7.3.3.17.5 (Remote Grid) Updates to grid topology to minimize risk of ignition in HFTDs Remote GridWLDFREquipment / facility failureAggregated | WLDFR | HFTD - Distribution - Tier 2 - 1QU CoRE ¦ 4QU LoRE | Non-Red Flag Warning - Small Fires | Equipment / facility failure | Aggregated | 2044 | 0.00062043 | 1483.0022 | 0.9201 | 2044 | Mitigation | 0.95 | 45 | 0 | esc | 0.00097009 | 6.0187e-07 | 0.00097009 | 6.0187e-07
[79 empty] | WLDFR | HFTD - Distribution - Tier 2 - 3QU CoRE ¦ 4QU LoRE | Red Flag Warning - Large Fires | 2045 | 3.2907e-08 | 3.2907e-08 | 6.9209 | 0.84944 | 3.8632 | 2.2083 | 0 | 0 | 3.3922e-05 | 2.2775e-07 | 0 | 2.2775e-07 | 2.2775e-07 | 0 | 2.2775e-07 | 0 | 1.9084e-06 | 4.1833e-06 | 0 | 4.1833e-06 | 0 | 0 | 0 | 0 | 0 | [12 empty] | 7.3.3.17.5 (Remote Grid) Updates to grid topology to minimize risk of ignition in HFTDs Remote GridWLDFREquipment / facility failureAggregated | WLDFR | HFTD - Distribution - Tier 2 - 1QU CoRE ¦ 4QU LoRE | Non-Red Flag Warning - Small Fires | Equipment / facility failure | Aggregated | 2045 | 0.00062043 | 1483.0022 | 0.9201 | 2045 | Mitigation | 0.95 | 45 | 0 | esc | 0.00097009 | 6.0187e-07 | 0.00097009 | 6.0187e-07
[79 empty] | WLDFR | HFTD - Distribution - Tier 2 - 3QU CoRE ¦ 4QU LoRE | Red Flag Warning - Large Fires | 2046 | 3.2907e-08 | 3.2907e-08 | 6.9209 | 0.84944 | 3.8632 | 2.2083 | 0 | 0 | 3.3922e-05 | 2.2775e-07 | 0 | 2.2775e-07 | 2.2775e-07 | 0 | 2.2775e-07 | 0 | 1.9084e-06 | 4.1833e-06 | 0 | 4.1833e-06 | 0 | 2.3884e-07 | 0 | 0 | 0 | [12 empty] | 7.3.3.17.5 (Remote Grid) Updates to grid topology to minimize risk of ignition in HFTDs Remote GridWLDFREquipment / facility failureAggregated | WLDFR | HFTD - Distribution - Tier 2 - 1QU CoRE ¦ 4QU LoRE | Non-Red Flag Warning - Small Fires | Equipment / facility failure | Aggregated | 2046 | 0.00062043 | 1483.0022 | 0.9201 | 2046 | Mitigation | 0.95 | 45 | 0 | esc | 0.00097009 | 6.0187e-07 | 0.00097009 | 6.0187e-07
[79 empty] | WLDFR | HFTD - Distribution - Tier 2 - 3QU CoRE ¦ 4QU LoRE | Red Flag Warning - Large Fires | 2047 | 3.2907e-08 | 3.2907e-08 | 6.9209 | 0.84944 | 3.8632 | 2.2083 | 0 | 0 | 3.3922e-05 | 2.2775e-07 | 0 | 2.2775e-07 | 2.2775e-07 | 0 | 2.2775e-07 | 0 | 1.9084e-06 | 4.1833e-06 | 0 | 4.1833e-06 | 0 | 2.4953e-07 | 4.9905e-07 | 0 | 4.9905e-07 | [12 empty] | 7.3.3.17.5 (Remote Grid) Updates to grid topology to minimize risk of ignition in HFTDs Remote GridWLDFREquipment / facility failureAggregated | WLDFR | HFTD - Distribution - Tier 2 - 1QU CoRE ¦ 4QU LoRE | Non-Red Flag Warning - Small Fires | Equipment / facility failure | Aggregated | 2047 | 0.00062043 | 1483.0022 | 0.9201 | 2047 | Mitigation | 0.95 | 45 | 0 | esc | 0.00097009 | 6.0187e-07 | 0.00097009 | 6.0187e-07
[79 empty] | WLDFR | HFTD - Distribution - Tier 2 - 3QU CoRE ¦ 4QU LoRE | Red Flag Warning - Large Fires | 2048 | 3.2907e-08 | 3.2907e-08 | 7.3713 | 0.88759 | 4.1075 | 2.3763 | 0 | 0 | 3.3922e-05 | 2.4257e-07 | 0 | 2.4257e-07 | 2.4257e-07 | 0 | 2.4257e-07 | 0 | 1.9995e-06 | 4.383e-06 | 0 | 4.383e-06 | 0 | 2.4953e-07 | 4.9905e-07 | 0 | 4.9905e-07 | [12 empty] | 7.3.3.17.5 (Remote Grid) Updates to grid topology to minimize risk of ignition in HFTDs Remote GridWLDFREquipment / facility failureAggregated | WLDFR | HFTD - Distribution - Tier 2 - 1QU CoRE ¦ 4QU LoRE | Non-Red Flag Warning - Small Fires | Equipment / facility failure | Aggregated | 2048 | 0.00062043 | 1483.0022 | 0.9201 | 2048 | Mitigation | 0.95 | 45 | 0 | esc | 0.00097009 | 6.0187e-07 | 0.00097009 | 6.0187e-07
[79 empty] | WLDFR | HFTD - Distribution - Tier 2 - 3QU CoRE ¦ 4QU LoRE | Red Flag Warning - Large Fires | 2049 | 3.2907e-08 | 3.2907e-08 | 7.3713 | 0.88759 | 4.1075 | 2.3763 | 0 | 0 | 3.3922e-05 | 2.4257e-07 | 0 | 2.4257e-07 | 2.4257e-07 | 0 | 2.4257e-07 | 0 | 1.9995e-06 | 4.383e-06 | 0 | 4.383e-06 | 0 | 2.4953e-07 | 4.9905e-07 | 0 | 4.9905e-07 | [12 empty] | 7.3.3.17.5 (Remote Grid) Updates to grid topology to minimize risk of ignition in HFTDs Remote GridWLDFREquipment / facility failureAggregated | WLDFR | HFTD - Distribution - Tier 2 - 1QU CoRE ¦ 4QU LoRE | Non-Red Flag Warning - Small Fires | Equipment / facility failure | Aggregated | 2049 | 0.00062043 | 1483.0022 | 0.9201 | 2049 | Mitigation | 0.95 | 45 | 0 | esc | 0.00097009 | 6.0187e-07 | 0.00097009 | 6.0187e-07
[79 empty] | WLDFR | HFTD - Distribution - Tier 2 - 3QU CoRE ¦ 4QU LoRE | Red Flag Warning - Large Fires | 2050 | 3.2907e-08 | 3.2907e-08 | 7.3713 | 0.88759 | 4.1075 | 2.3763 | 0 | 0 | 3.3922e-05 | 2.4257e-07 | 0 | 2.4257e-07 | 2.4257e-07 | 0 | 2.4257e-07 | 0 | 1.9995e-06 | 4.383e-06 | 0 | 4.383e-06 | 0 | 2.4953e-07 | 4.9905e-07 | 0 | 4.9905e-07 | [12 empty] | 7.3.3.17.5 (Remote Grid) Updates to grid topology to minimize risk of ignition in HFTDs Remote GridWLDFREquipment / facility failureAggregated | WLDFR | HFTD - Distribution - Tier 2 - 1QU CoRE ¦ 4QU LoRE | Non-Red Flag Warning - Small Fires | Equipment / facility failure | Aggregated | 2050 | 0.00062043 | 1483.0022 | 0.9201 | 2050 | Mitigation | 0.95 | 45 | 0 | esc | 0.00097009 | 6.0187e-07 | 0.00097009 | 6.0187e-07
[79 empty] | WLDFR | HFTD - Distribution - Tier 2 - 3QU CoRE ¦ 4QU LoRE | Red Flag Warning - Large Fires | 2051 | 3.2907e-08 | 3.2907e-08 | 7.3713 | 0.88759 | 4.1075 | 2.3763 | 0 | 0 | 3.3922e-05 | 2.4257e-07 | 0 | 2.4257e-07 | 2.4257e-07 | 0 | 2.4257e-07 | 0 | 1.9995e-06 | 4.383e-06 | 0 | 4.383e-06 | 0 | 2.4953e-07 | 4.9905e-07 | 0 | 4.9905e-07 | [12 empty] | 7.3.3.17.5 (Remote Grid) Updates to grid topology to minimize risk of ignition in HFTDs Remote GridWLDFREquipment / facility failureAggregated | WLDFR | HFTD - Distribution - Tier 2 - 1QU CoRE ¦ 4QU LoRE | Non-Red Flag Warning - Small Fires | Equipment / facility failure | Aggregated | 2051 | 0.00062043 | 1483.0022 | 0.9201 | 2051 | Mitigation | 0.95 | 45 | 0 | esc | 0.00097009 | 6.0187e-07 | 0.00097009 | 6.0187e-07
[79 empty] | WLDFR | HFTD - Distribution - Tier 2 - 3QU CoRE ¦ 4QU LoRE | Red Flag Warning - Large Fires | 2052 | 3.2907e-08 | 3.2907e-08 | 7.3713 | 0.88759 | 4.1075 | 2.3763 | 0 | 0 | 3.3922e-05 | 2.4257e-07 | 0 | 2.4257e-07 | 2.4257e-07 | 0 | 2.4257e-07 | 0 | 1.9995e-06 | 4.383e-06 | 0 | 4.383e-06 | 0 | 2.6329e-07 | 5.2658e-07 | 0 | 5.2658e-07 | [12 empty] | 7.3.3.17.5 (Remote Grid) Updates to grid topology to minimize risk of ignition in HFTDs Remote GridWLDFREquipment / facility failureAggregated | WLDFR | HFTD - Distribution - Tier 2 - 1QU CoRE ¦ 4QU LoRE | Non-Red Flag Warning - Small Fires | Equipment / facility failure | Aggregated | 2052 | 0.00062043 | 1483.0022 | 0.9201 | 2052 | Mitigation | 0.95 | 45 | 0 | esc | 0.00097009 | 6.0187e-07 | 0.00097009 | 6.0187e-07
[79 empty] | WLDFR | HFTD - Distribution - Tier 2 - 3QU CoRE ¦ 4QU LoRE | Red Flag Warning - Large Fires | 2053 | 3.2907e-08 | 3.2907e-08 | 7.8503 | 0.92702 | 4.3664 | 2.5569 | 0 | 0 | 3.3922e-05 | 2.5833e-07 | 0 | 2.5833e-07 | 2.5833e-07 | 0 | 2.5833e-07 | 0 | 2.093e-06 | 4.5879e-06 | 0 | 4.5879e-06 | 0 | 2.6329e-07 | 5.2658e-07 | 0 | 5.2658e-07 | [12 empty] | 7.3.3.17.5 (Remote Grid) Updates to grid topology to minimize risk of ignition in HFTDs Remote GridWLDFREquipment / facility failureAggregated | WLDFR | HFTD - Distribution - Tier 2 - 1QU CoRE ¦ 4QU LoRE | Non-Red Flag Warning - Small Fires | Equipment / facility failure | Aggregated | 2053 | 0.00062043 | 1483.0022 | 0.9201 | 2053 | Mitigation | 0.95 | 45 | 0 | esc | 0.00097009 | 6.0187e-07 | 0.00097009 | 6.0187e-07
[79 empty] | WLDFR | HFTD - Distribution - Tier 2 - 3QU CoRE ¦ 4QU LoRE | Red Flag Warning - Large Fires | 2054 | 3.2907e-08 | 3.2907e-08 | 7.8503 | 0.92702 | 4.3664 | 2.5569 | 0 | 0 | 3.3922e-05 | 2.5833e-07 | 0 | 2.5833e-07 | 2.5833e-07 | 0 | 2.5833e-07 | 0 | 2.093e-06 | 4.5879e-06 | 0 | 4.5879e-06 | 0 | 2.6329e-07 | 5.2658e-07 | 0 | 5.2658e-07 | [12 empty] | 7.3.3.17.5 (Remote Grid) Updates to grid topology to minimize risk of ignition in HFTDs Remote GridWLDFREquipment / facility failureAggregated | WLDFR | HFTD - Distribution - Tier 2 - 1QU CoRE ¦ 4QU LoRE | Non-Red Flag Warning - Small Fires | Equipment / facility failure | Aggregated | 2054 | 0.00062043 | 1483.0022 | 0.9201 | 2054 | Mitigation | 0.95 | 45 | 0 | esc | 0.00097009 | 6.0187e-07 | 0.00097009 | 6.0187e-07
[79 empty] | WLDFR | HFTD - Distribution - Tier 2 - 3QU CoRE ¦ 4QU LoRE | Red Flag Warning - Large Fires | 2055 | 3.2907e-08 | 3.2907e-08 | 7.8503 | 0.92702 | 4.3664 | 2.5569 | 0 | 0 | 3.3922e-05 | 2.5833e-07 | 0 | 2.5833e-07 | 2.5833e-07 | 0 | 2.5833e-07 | 0 | 2.093e-06 | 4.5879e-06 | 0 | 4.5879e-06 | 0 | 2.6329e-07 | 5.2658e-07 | 0 | 5.2658e-07 | [12 empty] | 7.3.3.17.5 (Remote Grid) Updates to grid topology to minimize risk of ignition in HFTDs Remote GridWLDFREquipment / facility failureAggregated | WLDFR | HFTD - Distribution - Tier 2 - 1QU CoRE ¦ 4QU LoRE | Non-Red Flag Warning - Small Fires | Equipment / facility failure | Aggregated | 2055 | 0.00062043 | 1483.0022 | 0.9201 | 2055 | Mitigation | 0.95 | 45 | 0 | esc | 0.00097009 | 6.0187e-07 | 0.00097009 | 6.0187e-07
[79 empty] | WLDFR | HFTD - Distribution - Tier 2 - 3QU CoRE ¦ 4QU LoRE | Red Flag Warning - Large Fires | 2056 | 3.2907e-08 | 3.2907e-08 | 7.8503 | 0.92702 | 4.3664 | 2.5569 | 0 | 0 | 3.3922e-05 | 2.5833e-07 | 0 | 2.5833e-07 | 2.5833e-07 | 0 | 2.5833e-07 | 0 | 2.093e-06 | 4.5879e-06 | 0 | 4.5879e-06 | 0 | 2.6329e-07 | 5.2658e-07 | 0 | 5.2658e-07 | [12 empty] | 7.3.3.17.5 (Remote Grid) Updates to grid topology to minimize risk of ignition in HFTDs Remote GridWLDFREquipment / facility failureAggregated | WLDFR | HFTD - Distribution - Tier 2 - 1QU CoRE ¦ 4QU LoRE | Non-Red Flag Warning - Small Fires | Equipment / facility failure | Aggregated | 2056 | 0.00062043 | 1483.0022 | 0.9201 | 2056 | Mitigation | 0.95 | 45 | 0 | esc | 0.00097009 | 6.0187e-07 | 0.00097009 | 6.0187e-07
[79 empty] | WLDFR | HFTD - Distribution - Tier 2 - 3QU CoRE ¦ 4QU LoRE | Red Flag Warning - Large Fires | 2057 | 3.2907e-08 | 3.2907e-08 | 7.8503 | 0.92702 | 4.3664 | 2.5569 | 0 | 0 | 3.3922e-05 | 2.5833e-07 | 0 | 2.5833e-07 | 2.5833e-07 | 0 | 2.5833e-07 | 0 | 2.093e-06 | 4.5879e-06 | 0 | 4.5879e-06 | 0 | 2.7894e-07 | 5.5789e-07 | 0 | 5.5789e-07 | [12 empty] | 7.3.3.17.5 (Remote Grid) Updates to grid topology to minimize risk of ignition in HFTDs Remote GridWLDFREquipment / facility failureAggregated | WLDFR | HFTD - Distribution - Tier 2 - 1QU CoRE ¦ 4QU LoRE | Non-Red Flag Warning - Small Fires | Equipment / facility failure | Aggregated | 2057 | 0.00062043 | 1483.0022 | 0.9201 | 2057 | Mitigation | 0.95 | 45 | 0 | esc | 0.00097009 | 6.0187e-07 | 0.00097009 | 6.0187e-07
[79 empty] | WLDFR | HFTD - Distribution - Tier 2 - 3QU CoRE ¦ 4QU LoRE | Red Flag Warning - Large Fires | 2058 | 3.2907e-08 | 3.2907e-08 | 8.3524 | 0.96727 | 4.6367 | 2.7484 | 0 | 0 | 3.3922e-05 | 2.7485e-07 | 0 | 2.7485e-07 | 2.7485e-07 | 0 | 2.7485e-07 | 0 | 2.1876e-06 | 4.7954e-06 | 0 | 4.7954e-06 | 0 | 2.7894e-07 | 5.5789e-07 | 0 | 5.5789e-07 | [12 empty] | 7.3.3.17.5 (Remote Grid) Updates to grid topology to minimize risk of ignition in HFTDs Remote GridWLDFREquipment / facility failureAggregated | WLDFR | HFTD - Distribution - Tier 2 - 1QU CoRE ¦ 4QU LoRE | Non-Red Flag Warning - Small Fires | Equipment / facility failure | Aggregated | 2058 | 0.00062043 | 1483.0022 | 0.9201 | 2058 | Mitigation | 0.95 | 45 | 0 | esc | 0.00097009 | 6.0187e-07 | 0.00097009 | 6.0187e-07
[79 empty] | WLDFR | HFTD - Distribution - Tier 2 - 3QU CoRE ¦ 4QU LoRE | Red Flag Warning - Large Fires | 2059 | 3.2907e-08 | 3.2907e-08 | 8.3524 | 0.96727 | 4.6367 | 2.7484 | 0 | 0 | 3.3922e-05 | 2.7485e-07 | 0 | 2.7485e-07 | 2.7485e-07 | 0 | 2.7485e-07 | 0 | 2.1876e-06 | 4.7954e-06 | 0 | 4.7954e-06 | 0 | 2.7894e-07 | 5.5789e-07 | 0 | 5.5789e-07 | [12 empty] | 7.3.3.17.5 (Remote Grid) Updates to grid topology to minimize risk of ignition in HFTDs Remote GridWLDFREquipment / facility failureAggregated | WLDFR | HFTD - Distribution - Tier 2 - 1QU CoRE ¦ 4QU LoRE | Non-Red Flag Warning - Small Fires | Equipment / facility failure | Aggregated | 2059 | 0.00062043 | 1483.0022 | 0.9201 | 2059 | Mitigation | 0.95 | 45 | 0 | esc | 0.00097009 | 6.0187e-07 | 0.00097009 | 6.0187e-07
[79 empty] | WLDFR | HFTD - Distribution - Tier 2 - 3QU CoRE ¦ 4QU LoRE | Red Flag Warning - Large Fires | 2060 | 3.2907e-08 | 3.2907e-08 | 8.3524 | 0.96727 | 4.6367 | 2.7484 | 0 | 0 | 3.3922e-05 | 2.7485e-07 | 0 | 2.7485e-07 | 2.7485e-07 | 0 | 2.7485e-07 | 0 | 2.1876e-06 | 4.7954e-06 | 0 | 4.7954e-06 | 0 | 2.7894e-07 | 5.5789e-07 | 0 | 5.5789e-07 | [12 empty] | 7.3.3.17.5 (Remote Grid) Updates to grid topology to minimize risk of ignition in HFTDs Remote GridWLDFREquipment / facility failureAggregated | WLDFR | HFTD - Distribution - Tier 2 - 1QU CoRE ¦ 4QU LoRE | Non-Red Flag Warning - Small Fires | Equipment / facility failure | Aggregated | 2060 | 0.00062043 | 1483.0022 | 0.9201 | 2060 | Mitigation | 0.95 | 45 | 0 | esc | 0.00097009 | 6.0187e-07 | 0.00097009 | 6.0187e-07
[79 empty] | WLDFR | HFTD - Distribution - Tier 2 - 3QU CoRE ¦ 4QU LoRE | Red Flag Warning - Large Fires | 2061 | 3.2907e-08 | 3.2907e-08 | 8.3524 | 0.96727 | 4.6367 | 2.7484 | 0 | 0 | 3.3922e-05 | 2.7485e-07 | 0 | 2.7485e-07 | 2.7485e-07 | 0 | 2.7485e-07 | 0 | 0 | 4.7954e-06 | 0 | 4.7954e-06 | 0 | 2.7894e-07 | 5.5789e-07 | 0 | 5.5789e-07 | [12 empty] | 7.3.3.17.5 (Remote Grid) Updates to grid topology to minimize risk of ignition in HFTDs Remote GridWLDFREquipment / facility failureAggregated | WLDFR | HFTD - Distribution - Tier 2 - 1QU CoRE ¦ 4QU LoRE | Non-Red Flag Warning - Small Fires | Equipment / facility failure | Aggregated | 2061 | 0.00062043 | 1483.0022 | 0.9201 | 2061 | Mitigation | 0.95 | 45 | 0 | esc | 0.00097009 | 6.0187e-07 | 0.00097009 | 6.0187e-07
[79 empty] | WLDFR | HFTD - Distribution - Tier 2 - 3QU CoRE ¦ 4QU LoRE | Red Flag Warning - Large Fires | 2062 | 3.2907e-08 | 3.2907e-08 | 8.3524 | 0.96727 | 4.6367 | 2.7484 | 0 | 0 | 3.3922e-05 | 2.7485e-07 | 0 | 2.7485e-07 | 2.7485e-07 | 0 | 2.7485e-07 | 0 | 0 | 0 | 0 | 0 | 0 | 2.9637e-07 | 5.9274e-07 | 0 | 5.9274e-07 | [12 empty] | 7.3.3.17.5 (Remote Grid) Updates to grid topology to minimize risk of ignition in HFTDs Remote GridWLDFREquipment / facility failureAggregated | WLDFR | HFTD - Distribution - Tier 2 - 1QU CoRE ¦ 4QU LoRE | Non-Red Flag Warning - Small Fires | Equipment / facility failure | Aggregated | 2062 | 0.00062043 | 1483.0022 | 0.9201 | 2062 | Mitigation | 0.95 | 45 | 0 | esc | 0.00097009 | 6.0187e-07 | 0.00097009 | 6.0187e-07
[79 empty] | WLDFR | HFTD - Distribution - Tier 2 - 3QU CoRE ¦ 4QU LoRE | Red Flag Warning - Large Fires | 2063 | 3.2907e-08 | 3.2907e-08 | 8.872 | 1.0079 | 4.9153 | 2.9488 | 0 | 0 | 3.3922e-05 | 2.9195e-07 | 0 | 2.9195e-07 | 2.9195e-07 | 0 | 2.9195e-07 | 0 | 0.0017814 | 0 | 0 | 0 | 0 | 2.9637e-07 | 5.9274e-07 | 0 | 5.9274e-07 | [12 empty] | 7.3.3.17.5 (Remote Grid) Updates to grid topology to minimize risk of ignition in HFTDs Remote GridWLDFREquipment / facility failureAggregated | WLDFR | HFTD - Distribution - Tier 2 - 1QU CoRE ¦ 4QU LoRE | Non-Red Flag Warning - Small Fires | Equipment / facility failure | Aggregated | 2063 | 0.00062043 | 1483.0022 | 0.9201 | 2063 | Mitigation | 0.95 | 45 | 0 | esc | 0.00097009 | 6.0187e-07 | 0.00097009 | 6.0187e-07
[79 empty] | WLDFR | HFTD - Distribution - Tier 2 - 3QU CoRE ¦ 4QU LoRE | Red Flag Warning - Large Fires | 2064 | 3.2907e-08 | 3.2907e-08 | 8.872 | 1.0079 | 4.9153 | 2.9488 | 0 | 0 | 3.3922e-05 | 2.9195e-07 | 0 | 2.9195e-07 | 2.9195e-07 | 0 | 2.9195e-07 | 0 | 0.0018466 | 0.0040479 | 0 | 0.0040479 | 0 | 2.9637e-07 | 5.9274e-07 | 0 | 5.9274e-07 | [12 empty] | 7.3.3.17.5 (Remote Grid) Updates to grid topology to minimize risk of ignition in HFTDs Remote GridWLDFREquipment / facility failureAggregated | WLDFR | HFTD - Distribution - Tier 2 - 1QU CoRE ¦ 4QU LoRE | Non-Red Flag Warning - Small Fires | Equipment / facility failure | Aggregated | 2064 | 0.00062043 | 1483.0022 | 0.9201 | 2064 | Mitigation | 0.95 | 45 | 0 | esc | 0.00097009 | 6.0187e-07 | 0.00097009 | 6.0187e-07
[79 empty] | WLDFR | HFTD - Distribution - Tier 2 - 3QU CoRE ¦ 4QU LoRE | Red Flag Warning - Large Fires | 2065 | 3.2907e-08 | 3.2907e-08 | 8.872 | 1.0079 | 4.9153 | 2.9488 | 0 | 0 | 3.3922e-05 | 2.9195e-07 | 0 | 2.9195e-07 | 2.9195e-07 | 0 | 2.9195e-07 | 0 | 0.0018466 | 0.0040479 | 0 | 0.0040479 | 0 | 2.9637e-07 | 5.9274e-07 | 0 | 5.9274e-07 | [12 empty] | 7.3.3.17.5 (Remote Grid) Updates to grid topology to minimize risk of ignition in HFTDs Remote GridWLDFREquipment / facility failureAggregated | WLDFR | HFTD - Distribution - Tier 2 - 1QU CoRE ¦ 4QU LoRE | Non-Red Flag Warning - Small Fires | Equipment / facility failure | Aggregated | 2065 | 0.00062043 | 1483.0022 | 0.9201 | 2065 | Mitigation | 0.95 | 45 | 0 | esc | 0.00097009 | 6.0187e-07 | 0.00097009 | 6.0187e-07
[79 empty] | WLDFR | HFTD - Distribution - Tier 2 - 3QU CoRE ¦ 4QU LoRE | Red Flag Warning - Large Fires | 2066 | 3.2907e-08 | 3.2907e-08 | 8.872 | 1.0079 | 4.9153 | 2.9488 | 0 | 0 | 3.3922e-05 | 2.9195e-07 | 0 | 2.9195e-07 | 2.9195e-07 | 0 | 2.9195e-07 | 0 | 0.0018466 | 0.0040479 | 0 | 0.0040479 | 0 | 2.9637e-07 | 5.9274e-07 | 0 | 5.9274e-07 | [12 empty] | 7.3.3.17.5 (Remote Grid) Updates to grid topology to minimize risk of ignition in HFTDs Remote GridWLDFREquipment / facility failureAggregated | WLDFR | HFTD - Distribution - Tier 2 - 1QU CoRE ¦ 4QU LoRE | Non-Red Flag Warning - Small Fires | Equipment / facility failure | Aggregated | 2066 | 0.00062043 | 1483.0022 | 0.9201 | 2066 | Mitigation | 0.95 | 45 | 0 | esc | 0.00097009 | 6.0187e-07 | 0.00097009 | 6.0187e-07
[79 empty] | WLDFR | HFTD - Distribution - Tier 2 - 3QU CoRE ¦ 4QU LoRE | Red Flag Warning - Large Fires | 2067 | 0 | 3.2907e-08 | 8.872 | 1.0079 | 4.9153 | 2.9488 | 0 | 0 | 3.3922e-05 | 0 | 0 | 0 | 2.9195e-07 | 0 | 2.9195e-07 | 0 | 0.0018466 | 0.0040479 | 0 | 0.0040479 | 0 | 3.1542e-07 | 6.3085e-07 | 0 | 6.3085e-07 | [12 empty] | 7.3.3.17.5 (Remote Grid) Updates to grid topology to minimize risk of ignition in HFTDs Remote GridWLDFREquipment / facility failureAggregated | WLDFR | HFTD - Distribution - Tier 2 - 1QU CoRE ¦ 4QU LoRE | Non-Red Flag Warning - Small Fires | Equipment / facility failure | Aggregated | 2067 | 0.00062043 | 1483.0022 | 0.9201 | 2067 | Mitigation | 0.95 | 45 | 0 | esc | 0 | 0 | 0.00097009 | 6.0187e-07
[79 empty] | WLDFR | HFTD - Distribution - Tier 2 - 3QU CoRE ¦ 4QU LoRE | Red Flag Warning - Small Fires | 2022 | 3.6592e-07 | 0 | 0.077901 | 0.036425 | 0.0015809 | 0.039895 | 0 | 0 | 0.00038616 | 2.8505e-08 | 0 | 2.8505e-08 | 0 | 0 | 0 | 0 | 0.0018466 | 0.0040479 | 0 | 0.0040479 | 0 | 3.1542e-07 | 6.3085e-07 | 0 | 6.3085e-07 | [12 empty] | 7.3.3.17.5 (Remote Grid) Updates to grid topology to minimize risk of ignition in HFTDs Remote GridWLDFRVegetation ContactAggregated | WLDFR | HFTD - Distribution - Tier 2 - 1QU CoRE ¦ 4QU LoRE | Non-Red Flag Warning - Small Fires | Vegetation Contact | Aggregated | 2022 | 0.0014483 | 1483.0022 | 2.1479 | 2022 | Mitigation | 0.95 | 45 | 0 | esc | 0.00097009 | 1.405e-06 | 0 | 0
[79 empty] | WLDFR | HFTD - Distribution - Tier 2 - 3QU CoRE ¦ 4QU LoRE | Red Flag Warning - Small Fires | 2023 | 3.6592e-07 | 3.6592e-07 | 0.080408 | 0.03759 | 0.0016314 | 0.041187 | 0 | 0 | 0.00038616 | 2.9423e-08 | 0 | 2.9423e-08 | 2.9423e-08 | 0 | 2.9423e-08 | 0 | 0.0019289 | 0.0042282 | 0 | 0.0042282 | 0 | 3.1542e-07 | 6.3085e-07 | 0 | 6.3085e-07 | [12 empty] | 7.3.3.17.5 (Remote Grid) Updates to grid topology to minimize risk of ignition in HFTDs Remote GridWLDFRVegetation ContactAggregated | WLDFR | HFTD - Distribution - Tier 2 - 1QU CoRE ¦ 4QU LoRE | Non-Red Flag Warning - Small Fires | Vegetation Contact | Aggregated | 2023 | 0.0014483 | 1483.0022 | 2.1479 | 2023 | Mitigation | 0.95 | 45 | 0 | esc | 0.00097009 | 1.405e-06 | 0.00097009 | 1.405e-06
[79 empty] | WLDFR | HFTD - Distribution - Tier 2 - 3QU CoRE ¦ 4QU LoRE | Red Flag Warning - Small Fires | 2024 | 3.6592e-07 | 3.6592e-07 | 0.080408 | 0.03759 | 0.0016314 | 0.041187 | 0 | 0 | 0.00038616 | 2.9423e-08 | 0 | 2.9423e-08 | 2.9423e-08 | 0 | 2.9423e-08 | 0 | 0.0019289 | 0.0042282 | 0 | 0.0042282 | 0 | 3.1542e-07 | 6.3085e-07 | 0 | 6.3085e-07 | [12 empty] | 7.3.3.17.5 (Remote Grid) Updates to grid topology to minimize risk of ignition in HFTDs Remote GridWLDFRVegetation ContactAggregated | WLDFR | HFTD - Distribution - Tier 2 - 1QU CoRE ¦ 4QU LoRE | Non-Red Flag Warning - Small Fires | Vegetation Contact | Aggregated | 2024 | 0.0014483 | 1483.0022 | 2.1479 | 2024 | Mitigation | 0.95 | 45 | 0 | esc | 0.00097009 | 1.405e-06 | 0.00097009 | 1.405e-06
[79 empty] | WLDFR | HFTD - Distribution - Tier 2 - 3QU CoRE ¦ 4QU LoRE | Red Flag Warning - Small Fires | 2025 | 3.6592e-07 | 3.6592e-07 | 0.080408 | 0.03759 | 0.0016314 | 0.041187 | 0 | 0 | 0.00038616 | 2.9423e-08 | 0 | 2.9423e-08 | 2.9423e-08 | 0 | 2.9423e-08 | 0 | 0.0019289 | 0.0042282 | 0 | 0.0042282 | 0 | 3.1542e-07 | 6.3085e-07 | 0 | 6.3085e-07 | [12 empty] | 7.3.3.17.5 (Remote Grid) Updates to grid topology to minimize risk of ignition in HFTDs Remote GridWLDFRVegetation ContactAggregated | WLDFR | HFTD - Distribution - Tier 2 - 1QU CoRE ¦ 4QU LoRE | Non-Red Flag Warning - Small Fires | Vegetation Contact | Aggregated | 2025 | 0.0014483 | 1483.0022 | 2.1479 | 2025 | Mitigation | 0.95 | 45 | 0 | esc | 0.00097009 | 1.405e-06 | 0.00097009 | 1.405e-06
[79 empty] | WLDFR | HFTD - Distribution - Tier 2 - 3QU CoRE ¦ 4QU LoRE | Red Flag Warning - Small Fires | 2026 | 3.6592e-07 | 3.6592e-07 | 0.080408 | 0.03759 | 0.0016314 | 0.041187 | 0 | 0 | 0.00038616 | 2.9423e-08 | 0 | 2.9423e-08 | 2.9423e-08 | 0 | 2.9423e-08 | 0 | 0.0019289 | 0.0042282 | 0 | 0.0042282 | 0 | 3.3595e-07 | 6.719e-07 | 0 | 6.719e-07 | [12 empty] | 7.3.3.17.5 (Remote Grid) Updates to grid topology to minimize risk of ignition in HFTDs Remote GridWLDFRVegetation ContactAggregated | WLDFR | HFTD - Distribution - Tier 2 - 1QU CoRE ¦ 4QU LoRE | Non-Red Flag Warning - Small Fires | Vegetation Contact | Aggregated | 2026 | 0.0014483 | 1483.0022 | 2.1479 | 2026 | Mitigation | 0.95 | 45 | 0 | esc | 0.00097009 | 1.405e-06 | 0.00097009 | 1.405e-06
[79 empty] | WLDFR | HFTD - Distribution - Tier 2 - 3QU CoRE ¦ 4QU LoRE | Red Flag Warning - Small Fires | 2027 | 3.6592e-07 | 3.6592e-07 | 0.080408 | 0.03759 | 0.0016314 | 0.041187 | 0 | 0 | 0.00038616 | 2.9423e-08 | 0 | 2.9423e-08 | 2.9423e-08 | 0 | 2.9423e-08 | 0 | 0.0019289 | 0.0042282 | 0 | 0.0042282 | 0 | 3.3595e-07 | 6.719e-07 | 0 | 6.719e-07 | [12 empty] | 7.3.3.17.5 (Remote Grid) Updates to grid topology to minimize risk of ignition in HFTDs Remote GridWLDFRVegetation ContactAggregated | WLDFR | HFTD - Distribution - Tier 2 - 1QU CoRE ¦ 4QU LoRE | Non-Red Flag Warning - Small Fires | Vegetation Contact | Aggregated | 2027 | 0.0014483 | 1483.0022 | 2.1479 | 2027 | Mitigation | 0.95 | 45 | 0 | esc | 0.00097009 | 1.405e-06 | 0.00097009 | 1.405e-06
[79 empty] | WLDFR | HFTD - Distribution - Tier 2 - 3QU CoRE ¦ 4QU LoRE | Red Flag Warning - Small Fires | 2028 | 3.6592e-07 | 3.6592e-07 | 0.083606 | 0.039055 | 0.001695 | 0.042856 | 0 | 0 | 0.00038616 | 3.0593e-08 | 0 | 3.0593e-08 | 3.0593e-08 | 0 | 3.0593e-08 | 0 | 0.0020204 | 0.0044287 | 0 | 0.0044287 | 0 | 3.3595e-07 | 6.719e-07 | 0 | 6.719e-07 | [12 empty] | 7.3.3.17.5 (Remote Grid) Updates to grid topology to minimize risk of ignition in HFTDs Remote GridWLDFRVegetation ContactAggregated | WLDFR | HFTD - Distribution - Tier 2 - 1QU CoRE ¦ 4QU LoRE | Non-Red Flag Warning - Small Fires | Vegetation Contact | Aggregated | 2028 | 0.0014483 | 1483.0022 | 2.1479 | 2028 | Mitigation | 0.95 | 45 | 0 | esc | 0.00097009 | 1.405e-06 | 0.00097009 | 1.405e-06
[79 empty] | WLDFR | HFTD - Distribution - Tier 2 - 3QU CoRE ¦ 4QU LoRE | Red Flag Warning - Small Fires | 2029 | 3.6592e-07 | 3.6592e-07 | 0.083606 | 0.039055 | 0.001695 | 0.042856 | 0 | 0 | 0.00038616 | 3.0593e-08 | 0 | 3.0593e-08 | 3.0593e-08 | 0 | 3.0593e-08 | 0 | 0.0020204 | 0.0044287 | 0 | 0.0044287 | 0 | 3.3595e-07 | 6.719e-07 | 0 | 6.719e-07 | [12 empty] | 7.3.3.17.5 (Remote Grid) Updates to grid topology to minimize risk of ignition in HFTDs Remote GridWLDFRVegetation ContactAggregated | WLDFR | HFTD - Distribution - Tier 2 - 1QU CoRE ¦ 4QU LoRE | Non-Red Flag Warning - Small Fires | Vegetation Contact | Aggregated | 2029 | 0.0014483 | 1483.0022 | 2.1479 | 2029 | Mitigation | 0.95 | 45 | 0 | esc | 0.00097009 | 1.405e-06 | 0.00097009 | 1.405e-06
[79 empty] | WLDFR | HFTD - Distribution - Tier 2 - 3QU CoRE ¦ 4QU LoRE | Red Flag Warning - Small Fires | 2030 | 3.6592e-07 | 3.6592e-07 | 0.083606 | 0.039055 | 0.001695 | 0.042856 | 0 | 0 | 0.00038616 | 3.0593e-08 | 0 | 3.0593e-08 | 3.0593e-08 | 0 | 3.0593e-08 | 0 | 0.0020204 | 0.0044287 | 0 | 0.0044287 | 0 | 0 | 6.719e-07 | 0 | 6.719e-07 | [12 empty] | 7.3.3.17.5 (Remote Grid) Updates to grid topology to minimize risk of ignition in HFTDs Remote GridWLDFRVegetation ContactAggregated | WLDFR | HFTD - Distribution - Tier 2 - 1QU CoRE ¦ 4QU LoRE | Non-Red Flag Warning - Small Fires | Vegetation Contact | Aggregated | 2030 | 0.0014483 | 1483.0022 | 2.1479 | 2030 | Mitigation | 0.95 | 45 | 0 | esc | 0.00097009 | 1.405e-06 | 0.00097009 | 1.405e-06
[79 empty] | WLDFR | HFTD - Distribution - Tier 2 - 3QU CoRE ¦ 4QU LoRE | Red Flag Warning - Small Fires | 2031 | 3.6592e-07 | 3.6592e-07 | 0.083606 | 0.039055 | 0.001695 | 0.042856 | 0 | 0 | 0.00038616 | 3.0593e-08 | 0 | 3.0593e-08 | 3.0593e-08 | 0 | 3.0593e-08 | 0 | 0.0020204 | 0.0044287 | 0 | 0.0044287 | 0 | 0 | 0 | 0 | 0 | [12 empty] | 7.3.3.17.5 (Remote Grid) Updates to grid topology to minimize risk of ignition in HFTDs Remote GridWLDFRVegetation ContactAggregated | WLDFR | HFTD - Distribution - Tier 2 - 1QU CoRE ¦ 4QU LoRE | Non-Red Flag Warning - Small Fires | Vegetation Contact | Aggregated | 2031 | 0.0014483 | 1483.0022 | 2.1479 | 2031 | Mitigation | 0.95 | 45 | 0 | esc | 0.00097009 | 1.405e-06 | 0.00097009 | 1.405e-06
[79 empty] | WLDFR | HFTD - Distribution - Tier 2 - 3QU CoRE ¦ 4QU LoRE | Red Flag Warning - Small Fires | 2032 | 3.6592e-07 | 3.6592e-07 | 0.083606 | 0.039055 | 0.001695 | 0.042856 | 0 | 0 | 0.00038616 | 3.0593e-08 | 0 | 3.0593e-08 | 3.0593e-08 | 0 | 3.0593e-08 | 0 | 0.0020204 | 0.0044287 | 0 | 0.0044287 | 0 | 0 | 0 | 0 | 0 | [12 empty] | 7.3.3.17.5 (Remote Grid) Updates to grid topology to minimize risk of ignition in HFTDs Remote GridWLDFRVegetation ContactAggregated | WLDFR | HFTD - Distribution - Tier 2 - 1QU CoRE ¦ 4QU LoRE | Non-Red Flag Warning - Small Fires | Vegetation Contact | Aggregated | 2032 | 0.0014483 | 1483.0022 | 2.1479 | 2032 | Mitigation | 0.95 | 45 | 0 | esc | 0.00097009 | 1.405e-06 | 0.00097009 | 1.405e-06
[79 empty] | WLDFR | HFTD - Distribution - Tier 2 - 3QU CoRE ¦ 4QU LoRE | Red Flag Warning - Small Fires | 2033 | 3.6592e-07 | 3.6592e-07 | 0.087211 | 0.040679 | 0.0017655 | 0.044766 | 0 | 0 | 0.00038616 | 3.1912e-08 | 0 | 3.1912e-08 | 3.1912e-08 | 0 | 3.1912e-08 | 0 | 0.0021196 | 0.0046463 | 0 | 0.0046463 | 0 | 1.4541e-06 | 0 | 0 | 0 | [12 empty] | 7.3.3.17.5 (Remote Grid) Updates to grid topology to minimize risk of ignition in HFTDs Remote GridWLDFRVegetation ContactAggregated | WLDFR | HFTD - Distribution - Tier 2 - 1QU CoRE ¦ 4QU LoRE | Non-Red Flag Warning - Small Fires | Vegetation Contact | Aggregated | 2033 | 0.0014483 | 1483.0022 | 2.1479 | 2033 | Mitigation | 0.95 | 45 | 0 | esc | 0.00097009 | 1.405e-06 | 0.00097009 | 1.405e-06
[79 empty] | WLDFR | HFTD - Distribution - Tier 2 - 3QU CoRE ¦ 4QU LoRE | Red Flag Warning - Small Fires | 2034 | 3.6592e-07 | 3.6592e-07 | 0.087211 | 0.040679 | 0.0017655 | 0.044766 | 0 | 0 | 0.00038616 | 3.1912e-08 | 0 | 3.1912e-08 | 3.1912e-08 | 0 | 3.1912e-08 | 0 | 0.0021196 | 0.0046463 | 0 | 0.0046463 | 0 | 1.5009e-06 | 3.0018e-06 | 0 | 3.0018e-06 | [12 empty] | 7.3.3.17.5 (Remote Grid) Updates to grid topology to minimize risk of ignition in HFTDs Remote GridWLDFRVegetation ContactAggregated | WLDFR | HFTD - Distribution - Tier 2 - 1QU CoRE ¦ 4QU LoRE | Non-Red Flag Warning - Small Fires | Vegetation Contact | Aggregated | 2034 | 0.0014483 | 1483.0022 | 2.1479 | 2034 | Mitigation | 0.95 | 45 | 0 | esc | 0.00097009 | 1.405e-06 | 0.00097009 | 1.405e-06
[79 empty] | WLDFR | HFTD - Distribution - Tier 2 - 3QU CoRE ¦ 4QU LoRE | Red Flag Warning - Small Fires | 2035 | 3.6592e-07 | 3.6592e-07 | 0.087211 | 0.040679 | 0.0017655 | 0.044766 | 0 | 0 | 0.00038616 | 3.1912e-08 | 0 | 3.1912e-08 | 3.1912e-08 | 0 | 3.1912e-08 | 0 | 0.0021196 | 0.0046463 | 0 | 0.0046463 | 0 | 1.5009e-06 | 3.0018e-06 | 0 | 3.0018e-06 | [12 empty] | 7.3.3.17.5 (Remote Grid) Updates to grid topology to minimize risk of ignition in HFTDs Remote GridWLDFRVegetation ContactAggregated | WLDFR | HFTD - Distribution - Tier 2 - 1QU CoRE ¦ 4QU LoRE | Non-Red Flag Warning - Small Fires | Vegetation Contact | Aggregated | 2035 | 0.0014483 | 1483.0022 | 2.1479 | 2035 | Mitigation | 0.95 | 45 | 0 | esc | 0.00097009 | 1.405e-06 | 0.00097009 | 1.405e-06
[79 empty] | WLDFR | HFTD - Distribution - Tier 2 - 3QU CoRE ¦ 4QU LoRE | Red Flag Warning - Small Fires | 2036 | 3.6592e-07 | 3.6592e-07 | 0.087211 | 0.040679 | 0.0017655 | 0.044766 | 0 | 0 | 0.00038616 | 3.1912e-08 | 0 | 3.1912e-08 | 3.1912e-08 | 0 | 3.1912e-08 | 0 | 0.0021196 | 0.0046463 | 0 | 0.0046463 | 0 | 1.5009e-06 | 3.0018e-06 | 0 | 3.0018e-06 | [12 empty] | 7.3.3.17.5 (Remote Grid) Updates to grid topology to minimize risk of ignition in HFTDs Remote GridWLDFRVegetation ContactAggregated | WLDFR | HFTD - Distribution - Tier 2 - 1QU CoRE ¦ 4QU LoRE | Non-Red Flag Warning - Small Fires | Vegetation Contact | Aggregated | 2036 | 0.0014483 | 1483.0022 | 2.1479 | 2036 | Mitigation | 0.95 | 45 | 0 | esc | 0.00097009 | 1.405e-06 | 0.00097009 | 1.405e-06
[79 empty] | WLDFR | HFTD - Distribution - Tier 2 - 3QU CoRE ¦ 4QU LoRE | Red Flag Warning - Small Fires | 2037 | 3.6592e-07 | 3.6592e-07 | 0.087211 | 0.040679 | 0.0017655 | 0.044766 | 0 | 0 | 0.00038616 | 3.1912e-08 | 0 | 3.1912e-08 | 3.1912e-08 | 0 | 3.1912e-08 | 0 | 0.0021196 | 0.0046463 | 0 | 0.0046463 | 0 | 1.5009e-06 | 3.0018e-06 | 0 | 3.0018e-06 | [12 empty] | 7.3.3.17.5 (Remote Grid) Updates to grid topology to minimize risk of ignition in HFTDs Remote GridWLDFRVegetation ContactAggregated | WLDFR | HFTD - Distribution - Tier 2 - 1QU CoRE ¦ 4QU LoRE | Non-Red Flag Warning - Small Fires | Vegetation Contact | Aggregated | 2037 | 0.0014483 | 1483.0022 | 2.1479 | 2037 | Mitigation | 0.95 | 45 | 0 | esc | 0.00097009 | 1.405e-06 | 0.00097009 | 1.405e-06
[79 empty] | WLDFR | HFTD - Distribution - Tier 2 - 3QU CoRE ¦ 4QU LoRE | Red Flag Warning - Small Fires | 2038 | 3.6592e-07 | 3.6592e-07 | 0.091184 | 0.042438 | 0.0018418 | 0.046905 | 0 | 0 | 0.00038616 | 3.3366e-08 | 0 | 3.3366e-08 | 3.3366e-08 | 0 | 3.3366e-08 | 0 | 0.0022254 | 0.004878 | 0 | 0.004878 | 0 | 1.5009e-06 | 3.0018e-06 | 0 | 3.0018e-06 | [12 empty] | 7.3.3.17.5 (Remote Grid) Updates to grid topology to minimize risk of ignition in HFTDs Remote GridWLDFRVegetation ContactAggregated | WLDFR | HFTD - Distribution - Tier 2 - 1QU CoRE ¦ 4QU LoRE | Non-Red Flag Warning - Small Fires | Vegetation Contact | Aggregated | 2038 | 0.0014483 | 1483.0022 | 2.1479 | 2038 | Mitigation | 0.95 | 45 | 0 | esc | 0.00097009 | 1.405e-06 | 0.00097009 | 1.405e-06
[79 empty] | WLDFR | HFTD - Distribution - Tier 2 - 3QU CoRE ¦ 4QU LoRE | Red Flag Warning - Small Fires | 2039 | 3.6592e-07 | 3.6592e-07 | 0.091184 | 0.042438 | 0.0018418 | 0.046905 | 0 | 0 | 0.00038616 | 3.3366e-08 | 0 | 3.3366e-08 | 3.3366e-08 | 0 | 3.3366e-08 | 0 | 0.0022254 | 0.004878 | 0 | 0.004878 | 0 | 1.5606e-06 | 3.1211e-06 | 0 | 3.1211e-06 | [12 empty] | 7.3.3.17.5 (Remote Grid) Updates to grid topology to minimize risk of ignition in HFTDs Remote GridWLDFRVegetation ContactAggregated | WLDFR | HFTD - Distribution - Tier 2 - 1QU CoRE ¦ 4QU LoRE | Non-Red Flag Warning - Small Fires | Vegetation Contact | Aggregated | 2039 | 0.0014483 | 1483.0022 | 2.1479 | 2039 | Mitigation | 0.95 | 45 | 0 | esc | 0.00097009 | 1.405e-06 | 0.00097009 | 1.405e-06
[79 empty] | WLDFR | HFTD - Distribution - Tier 2 - 3QU CoRE ¦ 4QU LoRE | Red Flag Warning - Small Fires | 2040 | 3.6592e-07 | 3.6592e-07 | 0.091184 | 0.042438 | 0.0018418 | 0.046905 | 0 | 0 | 0.00038616 | 3.3366e-08 | 0 | 3.3366e-08 | 3.3366e-08 | 0 | 3.3366e-08 | 0 | 0.0022254 | 0.004878 | 0 | 0.004878 | 0 | 1.5606e-06 | 3.1211e-06 | 0 | 3.1211e-06 | [12 empty] | 7.3.3.17.5 (Remote Grid) Updates to grid topology to minimize risk of ignition in HFTDs Remote GridWLDFRVegetation ContactAggregated | WLDFR | HFTD - Distribution - Tier 2 - 1QU CoRE ¦ 4QU LoRE | Non-Red Flag Warning - Small Fires | Vegetation Contact | Aggregated | 2040 | 0.0014483 | 1483.0022 | 2.1479 | 2040 | Mitigation | 0.95 | 45 | 0 | esc | 0.00097009 | 1.405e-06 | 0.00097009 | 1.405e-06
[79 empty] | WLDFR | HFTD - Distribution - Tier 2 - 3QU CoRE ¦ 4QU LoRE | Red Flag Warning - Small Fires | 2041 | 3.6592e-07 | 3.6592e-07 | 0.091184 | 0.042438 | 0.0018418 | 0.046905 | 0 | 0 | 0.00038616 | 3.3366e-08 | 0 | 3.3366e-08 | 3.3366e-08 | 0 | 3.3366e-08 | 0 | 0.0022254 | 0.004878 | 0 | 0.004878 | 0 | 1.5606e-06 | 3.1211e-06 | 0 | 3.1211e-06 | [12 empty] | 7.3.3.17.5 (Remote Grid) Updates to grid topology to minimize risk of ignition in HFTDs Remote GridWLDFRVegetation ContactAggregated | WLDFR | HFTD - Distribution - Tier 2 - 1QU CoRE ¦ 4QU LoRE | Non-Red Flag Warning - Small Fires | Vegetation Contact | Aggregated | 2041 | 0.0014483 | 1483.0022 | 2.1479 | 2041 | Mitigation | 0.95 | 45 | 0 | esc | 0.00097009 | 1.405e-06 | 0.00097009 | 1.405e-06
[79 empty] | WLDFR | HFTD - Distribution - Tier 2 - 3QU CoRE ¦ 4QU LoRE | Red Flag Warning - Small Fires | 2042 | 3.6592e-07 | 3.6592e-07 | 0.091184 | 0.042438 | 0.0018418 | 0.046905 | 0 | 0 | 0.00038616 | 3.3366e-08 | 0 | 3.3366e-08 | 3.3366e-08 | 0 | 3.3366e-08 | 0 | 0.0022254 | 0.004878 | 0 | 0.004878 | 0 | 1.5606e-06 | 3.1211e-06 | 0 | 3.1211e-06 | [12 empty] | 7.3.3.17.5 (Remote Grid) Updates to grid topology to minimize risk of ignition in HFTDs Remote GridWLDFRVegetation ContactAggregated | WLDFR | HFTD - Distribution - Tier 2 - 1QU CoRE ¦ 4QU LoRE | Non-Red Flag Warning - Small Fires | Vegetation Contact | Aggregated | 2042 | 0.0014483 | 1483.0022 | 2.1479 | 2042 | Mitigation | 0.95 | 45 | 0 | esc | 0.00097009 | 1.405e-06 | 0.00097009 | 1.405e-06
[79 empty] | WLDFR | HFTD - Distribution - Tier 2 - 3QU CoRE ¦ 4QU LoRE | Red Flag Warning - Small Fires | 2043 | 3.6592e-07 | 3.6592e-07 | 0.095486 | 0.044306 | 0.0019228 | 0.049257 | 0 | 0 | 0.00038616 | 3.494e-08 | 0 | 3.494e-08 | 3.494e-08 | 0 | 3.494e-08 | 0 | 0.0023362 | 0.005121 | 0 | 0.005121 | 0 | 1.5606e-06 | 3.1211e-06 | 0 | 3.1211e-06 | [12 empty] | 7.3.3.17.5 (Remote Grid) Updates to grid topology to minimize risk of ignition in HFTDs Remote GridWLDFRVegetation ContactAggregated | WLDFR | HFTD - Distribution - Tier 2 - 1QU CoRE ¦ 4QU LoRE | Non-Red Flag Warning - Small Fires | Vegetation Contact | Aggregated | 2043 | 0.0014483 | 1483.0022 | 2.1479 | 2043 | Mitigation | 0.95 | 45 | 0 | esc | 0.00097009 | 1.405e-06 | 0.00097009 | 1.405e-06
[79 empty] | WLDFR | HFTD - Distribution - Tier 2 - 3QU CoRE ¦ 4QU LoRE | Red Flag Warning - Small Fires | 2044 | 3.6592e-07 | 3.6592e-07 | 0.095486 | 0.044306 | 0.0019228 | 0.049257 | 0 | 0 | 0.00038616 | 3.494e-08 | 0 | 3.494e-08 | 3.494e-08 | 0 | 3.494e-08 | 0 | 0.0023362 | 0.005121 | 0 | 0.005121 | 0 | 1.6279e-06 | 3.2557e-06 | 0 | 3.2557e-06 | [12 empty] | 7.3.3.17.5 (Remote Grid) Updates to grid topology to minimize risk of ignition in HFTDs Remote GridWLDFRVegetation ContactAggregated | WLDFR | HFTD - Distribution - Tier 2 - 1QU CoRE ¦ 4QU LoRE | Non-Red Flag Warning - Small Fires | Vegetation Contact | Aggregated | 2044 | 0.0014483 | 1483.0022 | 2.1479 | 2044 | Mitigation | 0.95 | 45 | 0 | esc | 0.00097009 | 1.405e-06 | 0.00097009 | 1.405e-06
[79 empty] | WLDFR | HFTD - Distribution - Tier 2 - 3QU CoRE ¦ 4QU LoRE | Red Flag Warning - Small Fires | 2045 | 3.6592e-07 | 3.6592e-07 | 0.095486 | 0.044306 | 0.0019228 | 0.049257 | 0 | 0 | 0.00038616 | 3.494e-08 | 0 | 3.494e-08 | 3.494e-08 | 0 | 3.494e-08 | 0 | 0.0023362 | 0.005121 | 0 | 0.005121 | 0 | 1.6279e-06 | 3.2557e-06 | 0 | 3.2557e-06 | [12 empty] | 7.3.3.17.5 (Remote Grid) Updates to grid topology to minimize risk of ignition in HFTDs Remote GridWLDFRVegetation ContactAggregated | WLDFR | HFTD - Distribution - Tier 2 - 1QU CoRE ¦ 4QU LoRE | Non-Red Flag Warning - Small Fires | Vegetation Contact | Aggregated | 2045 | 0.0014483 | 1483.0022 | 2.1479 | 2045 | Mitigation | 0.95 | 45 | 0 | esc | 0.00097009 | 1.405e-06 | 0.00097009 | 1.405e-06
[79 empty] | WLDFR | HFTD - Distribution - Tier 2 - 3QU CoRE ¦ 4QU LoRE | Red Flag Warning - Small Fires | 2046 | 3.6592e-07 | 3.6592e-07 | 0.095486 | 0.044306 | 0.0019228 | 0.049257 | 0 | 0 | 0.00038616 | 3.494e-08 | 0 | 3.494e-08 | 3.494e-08 | 0 | 3.494e-08 | 0 | 0.0023362 | 0.005121 | 0 | 0.005121 | 0 | 1.6279e-06 | 3.2557e-06 | 0 | 3.2557e-06 | [12 empty] | 7.3.3.17.5 (Remote Grid) Updates to grid topology to minimize risk of ignition in HFTDs Remote GridWLDFRVegetation ContactAggregated | WLDFR | HFTD - Distribution - Tier 2 - 1QU CoRE ¦ 4QU LoRE | Non-Red Flag Warning - Small Fires | Vegetation Contact | Aggregated | 2046 | 0.0014483 | 1483.0022 | 2.1479 | 2046 | Mitigation | 0.95 | 45 | 0 | esc | 0.00097009 | 1.405e-06 | 0.00097009 | 1.405e-06
[79 empty] | WLDFR | HFTD - Distribution - Tier 2 - 3QU CoRE ¦ 4QU LoRE | Red Flag Warning - Small Fires | 2047 | 3.6592e-07 | 3.6592e-07 | 0.095486 | 0.044306 | 0.0019228 | 0.049257 | 0 | 0 | 0.00038616 | 3.494e-08 | 0 | 3.494e-08 | 3.494e-08 | 0 | 3.494e-08 | 0 | 0.0023362 | 0.005121 | 0 | 0.005121 | 0 | 1.6279e-06 | 3.2557e-06 | 0 | 3.2557e-06 | [12 empty] | 7.3.3.17.5 (Remote Grid) Updates to grid topology to minimize risk of ignition in HFTDs Remote GridWLDFRVegetation ContactAggregated | WLDFR | HFTD - Distribution - Tier 2 - 1QU CoRE ¦ 4QU LoRE | Non-Red Flag Warning - Small Fires | Vegetation Contact | Aggregated | 2047 | 0.0014483 | 1483.0022 | 2.1479 | 2047 | Mitigation | 0.95 | 45 | 0 | esc | 0.00097009 | 1.405e-06 | 0.00097009 | 1.405e-06
[79 empty] | WLDFR | HFTD - Distribution - Tier 2 - 3QU CoRE ¦ 4QU LoRE | Red Flag Warning - Small Fires | 2048 | 3.6592e-07 | 3.6592e-07 | 0.10007 | 0.04626 | 0.0020076 | 0.051804 | 0 | 0 | 0.00038616 | 3.6618e-08 | 0 | 3.6618e-08 | 3.6618e-08 | 0 | 3.6618e-08 | 0 | 0.0024508 | 0.0053721 | 0 | 0.0053721 | 0 | 1.6279e-06 | 3.2557e-06 | 0 | 3.2557e-06 | [12 empty] | 7.3.3.17.5 (Remote Grid) Updates to grid topology to minimize risk of ignition in HFTDs Remote GridWLDFRVegetation ContactAggregated | WLDFR | HFTD - Distribution - Tier 2 - 1QU CoRE ¦ 4QU LoRE | Non-Red Flag Warning - Small Fires | Vegetation Contact | Aggregated | 2048 | 0.0014483 | 1483.0022 | 2.1479 | 2048 | Mitigation | 0.95 | 45 | 0 | esc | 0.00097009 | 1.405e-06 | 0.00097009 | 1.405e-06
[79 empty] | WLDFR | HFTD - Distribution - Tier 2 - 3QU CoRE ¦ 4QU LoRE | Red Flag Warning - Small Fires | 2049 | 3.6592e-07 | 3.6592e-07 | 0.10007 | 0.04626 | 0.0020076 | 0.051804 | 0 | 0 | 0.00038616 | 3.6618e-08 | 0 | 3.6618e-08 | 3.6618e-08 | 0 | 3.6618e-08 | 0 | 0.0024508 | 0.0053721 | 0 | 0.0053721 | 0 | 1.702e-06 | 3.404e-06 | 0 | 3.404e-06 | [12 empty] | 7.3.3.17.5 (Remote Grid) Updates to grid topology to minimize risk of ignition in HFTDs Remote GridWLDFRVegetation ContactAggregated | WLDFR | HFTD - Distribution - Tier 2 - 1QU CoRE ¦ 4QU LoRE | Non-Red Flag Warning - Small Fires | Vegetation Contact | Aggregated | 2049 | 0.0014483 | 1483.0022 | 2.1479 | 2049 | Mitigation | 0.95 | 45 | 0 | esc | 0.00097009 | 1.405e-06 | 0.00097009 | 1.405e-06
[79 empty] | WLDFR | HFTD - Distribution - Tier 2 - 3QU CoRE ¦ 4QU LoRE | Red Flag Warning - Small Fires | 2050 | 3.6592e-07 | 3.6592e-07 | 0.10007 | 0.04626 | 0.0020076 | 0.051804 | 0 | 0 | 0.00038616 | 3.6618e-08 | 0 | 3.6618e-08 | 3.6618e-08 | 0 | 3.6618e-08 | 0 | 0.0024508 | 0.0053721 | 0 | 0.0053721 | 0 | 1.702e-06 | 3.404e-06 | 0 | 3.404e-06 | [12 empty] | 7.3.3.17.5 (Remote Grid) Updates to grid topology to minimize risk of ignition in HFTDs Remote GridWLDFRVegetation ContactAggregated | WLDFR | HFTD - Distribution - Tier 2 - 1QU CoRE ¦ 4QU LoRE | Non-Red Flag Warning - Small Fires | Vegetation Contact | Aggregated | 2050 | 0.0014483 | 1483.0022 | 2.1479 | 2050 | Mitigation | 0.95 | 45 | 0 | esc | 0.00097009 | 1.405e-06 | 0.00097009 | 1.405e-06
[79 empty] | WLDFR | HFTD - Distribution - Tier 2 - 3QU CoRE ¦ 4QU LoRE | Red Flag Warning - Small Fires | 2051 | 3.6592e-07 | 3.6592e-07 | 0.10007 | 0.04626 | 0.0020076 | 0.051804 | 0 | 0 | 0.00038616 | 3.6618e-08 | 0 | 3.6618e-08 | 3.6618e-08 | 0 | 3.6618e-08 | 0 | 0.0024508 | 0.0053721 | 0 | 0.0053721 | 0 | 1.702e-06 | 3.404e-06 | 0 | 3.404e-06 | [12 empty] | 7.3.3.17.5 (Remote Grid) Updates to grid topology to minimize risk of ignition in HFTDs Remote GridWLDFRVegetation ContactAggregated | WLDFR | HFTD - Distribution - Tier 2 - 1QU CoRE ¦ 4QU LoRE | Non-Red Flag Warning - Small Fires | Vegetation Contact | Aggregated | 2051 | 0.0014483 | 1483.0022 | 2.1479 | 2051 | Mitigation | 0.95 | 45 | 0 | esc | 0.00097009 | 1.405e-06 | 0.00097009 | 1.405e-06
[79 empty] | WLDFR | HFTD - Distribution - Tier 2 - 3QU CoRE ¦ 4QU LoRE | Red Flag Warning - Small Fires | 2052 | 3.6592e-07 | 3.6592e-07 | 0.10007 | 0.04626 | 0.0020076 | 0.051804 | 0 | 0 | 0.00038616 | 3.6618e-08 | 0 | 3.6618e-08 | 3.6618e-08 | 0 | 3.6618e-08 | 0 | 0.0024508 | 0.0053721 | 0 | 0.0053721 | 0 | 1.702e-06 | 3.404e-06 | 0 | 3.404e-06 | [12 empty] | 7.3.3.17.5 (Remote Grid) Updates to grid topology to minimize risk of ignition in HFTDs Remote GridWLDFRVegetation ContactAggregated | WLDFR | HFTD - Distribution - Tier 2 - 1QU CoRE ¦ 4QU LoRE | Non-Red Flag Warning - Small Fires | Vegetation Contact | Aggregated | 2052 | 0.0014483 | 1483.0022 | 2.1479 | 2052 | Mitigation | 0.95 | 45 | 0 | esc | 0.00097009 | 1.405e-06 | 0.00097009 | 1.405e-06
[79 empty] | WLDFR | HFTD - Distribution - Tier 2 - 3QU CoRE ¦ 4QU LoRE | Red Flag Warning - Small Fires | 2053 | 3.6592e-07 | 3.6592e-07 | 0.10489 | 0.048274 | 0.002095 | 0.054525 | 0 | 0 | 0.00038616 | 3.8383e-08 | 0 | 3.8383e-08 | 3.8383e-08 | 0 | 3.8383e-08 | 0 | 0.0025677 | 0.0056284 | 0 | 0.0056284 | 0 | 1.702e-06 | 3.404e-06 | 0 | 3.404e-06 | [12 empty] | 7.3.3.17.5 (Remote Grid) Updates to grid topology to minimize risk of ignition in HFTDs Remote GridWLDFRVegetation ContactAggregated | WLDFR | HFTD - Distribution - Tier 2 - 1QU CoRE ¦ 4QU LoRE | Non-Red Flag Warning - Small Fires | Vegetation Contact | Aggregated | 2053 | 0.0014483 | 1483.0022 | 2.1479 | 2053 | Mitigation | 0.95 | 45 | 0 | esc | 0.00097009 | 1.405e-06 | 0.00097009 | 1.405e-06
[79 empty] | WLDFR | HFTD - Distribution - Tier 2 - 3QU CoRE ¦ 4QU LoRE | Red Flag Warning - Small Fires | 2054 | 3.6592e-07 | 3.6592e-07 | 0.10489 | 0.048274 | 0.002095 | 0.054525 | 0 | 0 | 0.00038616 | 3.8383e-08 | 0 | 3.8383e-08 | 3.8383e-08 | 0 | 3.8383e-08 | 0 | 0.0025677 | 0.0056284 | 0 | 0.0056284 | 0 | 1.7823e-06 | 3.5646e-06 | 0 | 3.5646e-06 | [12 empty] | 7.3.3.17.5 (Remote Grid) Updates to grid topology to minimize risk of ignition in HFTDs Remote GridWLDFRVegetation ContactAggregated | WLDFR | HFTD - Distribution - Tier 2 - 1QU CoRE ¦ 4QU LoRE | Non-Red Flag Warning - Small Fires | Vegetation Contact | Aggregated | 2054 | 0.0014483 | 1483.0022 | 2.1479 | 2054 | Mitigation | 0.95 | 45 | 0 | esc | 0.00097009 | 1.405e-06 | 0.00097009 | 1.405e-06
[79 empty] | WLDFR | HFTD - Distribution - Tier 2 - 3QU CoRE ¦ 4QU LoRE | Red Flag Warning - Small Fires | 2055 | 3.6592e-07 | 3.6592e-07 | 0.10489 | 0.048274 | 0.002095 | 0.054525 | 0 | 0 | 0.00038616 | 3.8383e-08 | 0 | 3.8383e-08 | 3.8383e-08 | 0 | 3.8383e-08 | 0 | 0.0025677 | 0.0056284 | 0 | 0.0056284 | 0 | 1.7823e-06 | 3.5646e-06 | 0 | 3.5646e-06 | [12 empty] | 7.3.3.17.5 (Remote Grid) Updates to grid topology to minimize risk of ignition in HFTDs Remote GridWLDFRVegetation ContactAggregated | WLDFR | HFTD - Distribution - Tier 2 - 1QU CoRE ¦ 4QU LoRE | Non-Red Flag Warning - Small Fires | Vegetation Contact | Aggregated | 2055 | 0.0014483 | 1483.0022 | 2.1479 | 2055 | Mitigation | 0.95 | 45 | 0 | esc | 0.00097009 | 1.405e-06 | 0.00097009 | 1.405e-06
[79 empty] | WLDFR | HFTD - Distribution - Tier 2 - 3QU CoRE ¦ 4QU LoRE | Red Flag Warning - Small Fires | 2056 | 3.6592e-07 | 3.6592e-07 | 0.10489 | 0.048274 | 0.002095 | 0.054525 | 0 | 0 | 0.00038616 | 3.8383e-08 | 0 | 3.8383e-08 | 3.8383e-08 | 0 | 3.8383e-08 | 0 | 0.0025677 | 0.0056284 | 0 | 0.0056284 | 0 | 1.7823e-06 | 3.5646e-06 | 0 | 3.5646e-06 | [12 empty] | 7.3.3.17.5 (Remote Grid) Updates to grid topology to minimize risk of ignition in HFTDs Remote GridWLDFRVegetation ContactAggregated | WLDFR | HFTD - Distribution - Tier 2 - 1QU CoRE ¦ 4QU LoRE | Non-Red Flag Warning - Small Fires | Vegetation Contact | Aggregated | 2056 | 0.0014483 | 1483.0022 | 2.1479 | 2056 | Mitigation | 0.95 | 45 | 0 | esc | 0.00097009 | 1.405e-06 | 0.00097009 | 1.405e-06
[79 empty] | WLDFR | HFTD - Distribution - Tier 2 - 3QU CoRE ¦ 4QU LoRE | Red Flag Warning - Small Fires | 2057 | 3.6592e-07 | 3.6592e-07 | 0.10489 | 0.048274 | 0.002095 | 0.054525 | 0 | 0 | 0.00038616 | 3.8383e-08 | 0 | 3.8383e-08 | 3.8383e-08 | 0 | 3.8383e-08 | 0 | 0.0025677 | 0.0056284 | 0 | 0.0056284 | 0 | 1.7823e-06 | 3.5646e-06 | 0 | 3.5646e-06 | [12 empty] | 7.3.3.17.5 (Remote Grid) Updates to grid topology to minimize risk of ignition in HFTDs Remote GridWLDFRVegetation ContactAggregated | WLDFR | HFTD - Distribution - Tier 2 - 1QU CoRE ¦ 4QU LoRE | Non-Red Flag Warning - Small Fires | Vegetation Contact | Aggregated | 2057 | 0.0014483 | 1483.0022 | 2.1479 | 2057 | Mitigation | 0.95 | 45 | 0 | esc | 0.00097009 | 1.405e-06 | 0.00097009 | 1.405e-06
[79 empty] | WLDFR | HFTD - Distribution - Tier 2 - 3QU CoRE ¦ 4QU LoRE | Red Flag Warning - Small Fires | 2058 | 3.6592e-07 | 3.6592e-07 | 0.1099 | 0.050325 | 0.0021839 | 0.057393 | 0 | 0 | 0.00038616 | 4.0215e-08 | 0 | 4.0215e-08 | 4.0215e-08 | 0 | 4.0215e-08 | 0 | 0.0026855 | 0.0058866 | 0 | 0.0058866 | 0 | 1.7823e-06 | 3.5646e-06 | 0 | 3.5646e-06 | [12 empty] | 7.3.3.17.5 (Remote Grid) Updates to grid topology to minimize risk of ignition in HFTDs Remote GridWLDFRVegetation ContactAggregated | WLDFR | HFTD - Distribution - Tier 2 - 1QU CoRE ¦ 4QU LoRE | Non-Red Flag Warning - Small Fires | Vegetation Contact | Aggregated | 2058 | 0.0014483 | 1483.0022 | 2.1479 | 2058 | Mitigation | 0.95 | 45 | 0 | esc | 0.00097009 | 1.405e-06 | 0.00097009 | 1.405e-06
[79 empty] | WLDFR | HFTD - Distribution - Tier 2 - 3QU CoRE ¦ 4QU LoRE | Red Flag Warning - Small Fires | 2059 | 3.6592e-07 | 3.6592e-07 | 0.1099 | 0.050325 | 0.0021839 | 0.057393 | 0 | 0 | 0.00038616 | 4.0215e-08 | 0 | 4.0215e-08 | 4.0215e-08 | 0 | 4.0215e-08 | 0 | 0.0026855 | 0.0058866 | 0 | 0.0058866 | 0 | 1.8679e-06 | 3.7358e-06 | 0 | 3.7358e-06 | [12 empty] | 7.3.3.17.5 (Remote Grid) Updates to grid topology to minimize risk of ignition in HFTDs Remote GridWLDFRVegetation ContactAggregated | WLDFR | HFTD - Distribution - Tier 2 - 1QU CoRE ¦ 4QU LoRE | Non-Red Flag Warning - Small Fires | Vegetation Contact | Aggregated | 2059 | 0.0014483 | 1483.0022 | 2.1479 | 2059 | Mitigation | 0.95 | 45 | 0 | esc | 0.00097009 | 1.405e-06 | 0.00097009 | 1.405e-06
[79 empty] | WLDFR | HFTD - Distribution - Tier 2 - 3QU CoRE ¦ 4QU LoRE | Red Flag Warning - Small Fires | 2060 | 3.6592e-07 | 3.6592e-07 | 0.1099 | 0.050325 | 0.0021839 | 0.057393 | 0 | 0 | 0.00038616 | 4.0215e-08 | 0 | 4.0215e-08 | 4.0215e-08 | 0 | 4.0215e-08 | 0 | 0.0026855 | 0.0058866 | 0 | 0.0058866 | 0 | 1.8679e-06 | 3.7358e-06 | 0 | 3.7358e-06 | [12 empty] | 7.3.3.17.5 (Remote Grid) Updates to grid topology to minimize risk of ignition in HFTDs Remote GridWLDFRVegetation ContactAggregated | WLDFR | HFTD - Distribution - Tier 2 - 1QU CoRE ¦ 4QU LoRE | Non-Red Flag Warning - Small Fires | Vegetation Contact | Aggregated | 2060 | 0.0014483 | 1483.0022 | 2.1479 | 2060 | Mitigation | 0.95 | 45 | 0 | esc | 0.00097009 | 1.405e-06 | 0.00097009 | 1.405e-06
[79 empty] | WLDFR | HFTD - Distribution - Tier 2 - 3QU CoRE ¦ 4QU LoRE | Red Flag Warning - Small Fires | 2061 | 3.6592e-07 | 3.6592e-07 | 0.1099 | 0.050325 | 0.0021839 | 0.057393 | 0 | 0 | 0.00038616 | 4.0215e-08 | 0 | 4.0215e-08 | 4.0215e-08 | 0 | 4.0215e-08 | 0 | 0.0026855 | 0.0058866 | 0 | 0.0058866 | 0 | 1.8679e-06 | 3.7358e-06 | 0 | 3.7358e-06 | [12 empty] | 7.3.3.17.5 (Remote Grid) Updates to grid topology to minimize risk of ignition in HFTDs Remote GridWLDFRVegetation ContactAggregated | WLDFR | HFTD - Distribution - Tier 2 - 1QU CoRE ¦ 4QU LoRE | Non-Red Flag Warning - Small Fires | Vegetation Contact | Aggregated | 2061 | 0.0014483 | 1483.0022 | 2.1479 | 2061 | Mitigation | 0.95 | 45 | 0 | esc | 0.00097009 | 1.405e-06 | 0.00097009 | 1.405e-06
[79 empty] | WLDFR | HFTD - Distribution - Tier 2 - 3QU CoRE ¦ 4QU LoRE | Red Flag Warning - Small Fires | 2062 | 3.6592e-07 | 3.6592e-07 | 0.1099 | 0.050325 | 0.0021839 | 0.057393 | 0 | 0 | 0.00038616 | 4.0215e-08 | 0 | 4.0215e-08 | 4.0215e-08 | 0 | 4.0215e-08 | 0 | 0.0026855 | 0.0058866 | 0 | 0.0058866 | 0 | 1.8679e-06 | 3.7358e-06 | 0 | 3.7358e-06 | [12 empty] | 7.3.3.17.5 (Remote Grid) Updates to grid topology to minimize risk of ignition in HFTDs Remote GridWLDFRVegetation ContactAggregated | WLDFR | HFTD - Distribution - Tier 2 - 1QU CoRE ¦ 4QU LoRE | Non-Red Flag Warning - Small Fires | Vegetation Contact | Aggregated | 2062 | 0.0014483 | 1483.0022 | 2.1479 | 2062 | Mitigation | 0.95 | 45 | 0 | esc | 0.00097009 | 1.405e-06 | 0.00097009 | 1.405e-06
[79 empty] | WLDFR | HFTD - Distribution - Tier 2 - 3QU CoRE ¦ 4QU LoRE | Red Flag Warning - Small Fires | 2063 | 3.6592e-07 | 3.6592e-07 | 0.11504 | 0.052388 | 0.0022734 | 0.060377 | 0 | 0 | 0.00038616 | 4.2094e-08 | 0 | 4.2094e-08 | 4.2094e-08 | 0 | 4.2094e-08 | 0 | 0.0028028 | 0.0061437 | 0 | 0.0061437 | 0 | 0 | 3.7358e-06 | 0 | 3.7358e-06 | [12 empty] | 7.3.3.17.5 (Remote Grid) Updates to grid topology to minimize risk of ignition in HFTDs Remote GridWLDFRVegetation ContactAggregated | WLDFR | HFTD - Distribution - Tier 2 - 1QU CoRE ¦ 4QU LoRE | Non-Red Flag Warning - Small Fires | Vegetation Contact | Aggregated | 2063 | 0.0014483 | 1483.0022 | 2.1479 | 2063 | Mitigation | 0.95 | 45 | 0 | esc | 0.00097009 | 1.405e-06 | 0.00097009 | 1.405e-06
[79 empty] | WLDFR | HFTD - Distribution - Tier 2 - 3QU CoRE ¦ 4QU LoRE | Red Flag Warning - Small Fires | 2064 | 3.6592e-07 | 3.6592e-07 | 0.11504 | 0.052388 | 0.0022734 | 0.060377 | 0 | 0 | 0.00038616 | 4.2094e-08 | 0 | 4.2094e-08 | 4.2094e-08 | 0 | 4.2094e-08 | 0 | 0.0028028 | 0.0061437 | 0 | 0.0061437 | 0 | 0 | 0 | 0 | 0 | [12 empty] | 7.3.3.17.5 (Remote Grid) Updates to grid topology to minimize risk of ignition in HFTDs Remote GridWLDFRVegetation ContactAggregated | WLDFR | HFTD - Distribution - Tier 2 - 1QU CoRE ¦ 4QU LoRE | Non-Red Flag Warning - Small Fires | Vegetation Contact | Aggregated | 2064 | 0.0014483 | 1483.0022 | 2.1479 | 2064 | Mitigation | 0.95 | 45 | 0 | esc | 0.00097009 | 1.405e-06 | 0.00097009 | 1.405e-06
[79 empty] | WLDFR | HFTD - Distribution - Tier 2 - 3QU CoRE ¦ 4QU LoRE | Red Flag Warning - Small Fires | 2065 | 3.6592e-07 | 3.6592e-07 | 0.11504 | 0.052388 | 0.0022734 | 0.060377 | 0 | 0 | 0.00038616 | 4.2094e-08 | 0 | 4.2094e-08 | 4.2094e-08 | 0 | 4.2094e-08 | 0 | 0.0028028 | 0.0061437 | 0 | 0.0061437 | 0 | 0 | 0 | 0 | 0 | [12 empty] | 7.3.3.17.5 (Remote Grid) Updates to grid topology to minimize risk of ignition in HFTDs Remote GridWLDFRVegetation ContactAggregated | WLDFR | HFTD - Distribution - Tier 2 - 1QU CoRE ¦ 4QU LoRE | Non-Red Flag Warning - Small Fires | Vegetation Contact | Aggregated | 2065 | 0.0014483 | 1483.0022 | 2.1479 | 2065 | Mitigation | 0.95 | 45 | 0 | esc | 0.00097009 | 1.405e-06 | 0.00097009 | 1.405e-06
[79 empty] | WLDFR | HFTD - Distribution - Tier 2 - 3QU CoRE ¦ 4QU LoRE | Red Flag Warning - Small Fires | 2066 | 3.6592e-07 | 3.6592e-07 | 0.11504 | 0.052388 | 0.0022734 | 0.060377 | 0 | 0 | 0.00038616 | 4.2094e-08 | 0 | 4.2094e-08 | 4.2094e-08 | 0 | 4.2094e-08 | 0 | 0 | 0.0061437 | 0 | 0.0061437 | 0 | 0.00040021 | 0 | 0 | 0 | [12 empty] | 7.3.3.17.5 (Remote Grid) Updates to grid topology to minimize risk of ignition in HFTDs Remote GridWLDFRVegetation ContactAggregated | WLDFR | HFTD - Distribution - Tier 2 - 1QU CoRE ¦ 4QU LoRE | Non-Red Flag Warning - Small Fires | Vegetation Contact | Aggregated | 2066 | 0.0014483 | 1483.0022 | 2.1479 | 2066 | Mitigation | 0.95 | 45 | 0 | esc | 0.00097009 | 1.405e-06 | 0.00097009 | 1.405e-06
[79 empty] | WLDFR | HFTD - Distribution - Tier 2 - 3QU CoRE ¦ 4QU LoRE | Red Flag Warning - Small Fires | 2067 | 0 | 3.6592e-07 | 0.11504 | 0.052388 | 0.0022734 | 0.060377 | 0 | 0 | 0.00038616 | 0 | 0 | 0 | 4.2094e-08 | 0 | 4.2094e-08 | 0 | 0 | 0 | 0 | 0 | 0 | 0.00041488 | 0.00082975 | 0 | 0.00082975 | [12 empty] | 7.3.3.17.5 (Remote Grid) Updates to grid topology to minimize risk of ignition in HFTDs Remote GridWLDFRVegetation ContactAggregated | WLDFR | HFTD - Distribution - Tier 2 - 1QU CoRE ¦ 4QU LoRE | Non-Red Flag Warning - Small Fires | Vegetation Contact | Aggregated | 2067 | 0.0014483 | 1483.0022 | 2.1479 | 2067 | Mitigation | 0.95 | 45 | 0 | esc | 0 | 0 | 0.00097009 | 1.405e-06
[79 empty] | WLDFR | HFTD - Distribution - Tier 2 - 3QU CoRE ¦ 5QU LoRE | Non-Red Flag Warning - Catastrophic Fires | 2022 | 8.6064e-10 | 0 | 14146.1306 | 222.2294 | 8585.7228 | 5338.1784 | 0 | 0 | 1.1717e-06 | 1.2175e-05 | 0 | 1.2175e-05 | 0 | 0 | 0 | 0 | 0.00016052 | 0 | 0 | 0 | 0 | 0.00041488 | 0.00082975 | 0 | 0.00082975 | [12 empty] | 7.3.3.17.5 (Remote Grid) Updates to grid topology to minimize risk of ignition in HFTDs Remote GridWLDFRWire-to-wire contactAggregated | WLDFR | HFTD - Distribution - Tier 2 - 1QU CoRE ¦ 4QU LoRE | Non-Red Flag Warning - Small Fires | Wire-to-wire contact | Aggregated | 2022 | 0.00021787 | 1483.0022 | 0.3231 | 2022 | Mitigation | 0.95 | 45 | 0 | esc | 0.00097009 | 2.1135e-07 | 0 | 0
[79 empty] | WLDFR | HFTD - Distribution - Tier 2 - 3QU CoRE ¦ 5QU LoRE | Non-Red Flag Warning - Catastrophic Fires | 2023 | 8.6064e-10 | 8.6064e-10 | 14664.6376 | 233.2301 | 8896.516 | 5534.8915 | 0 | 0 | 1.1717e-06 | 1.2621e-05 | 0 | 1.2621e-05 | 1.2621e-05 | 0 | 1.2621e-05 | 0 | 0.00016638 | 0.00036471 | 0 | 0.00036471 | 0 | 0.00041488 | 0.00082975 | 0 | 0.00082975 | [12 empty] | 7.3.3.17.5 (Remote Grid) Updates to grid topology to minimize risk of ignition in HFTDs Remote GridWLDFRWire-to-wire contactAggregated | WLDFR | HFTD - Distribution - Tier 2 - 1QU CoRE ¦ 4QU LoRE | Non-Red Flag Warning - Small Fires | Wire-to-wire contact | Aggregated | 2023 | 0.00021787 | 1483.0022 | 0.3231 | 2023 | Mitigation | 0.95 | 45 | 0 | esc | 0.00097009 | 2.1135e-07 | 0.00097009 | 2.1135e-07
[79 empty] | WLDFR | HFTD - Distribution - Tier 2 - 3QU CoRE ¦ 5QU LoRE | Non-Red Flag Warning - Catastrophic Fires | 2024 | 8.6064e-10 | 8.6064e-10 | 14664.6376 | 233.2301 | 8896.516 | 5534.8915 | 0 | 0 | 1.1717e-06 | 1.2621e-05 | 0 | 1.2621e-05 | 1.2621e-05 | 0 | 1.2621e-05 | 0 | 0.00016638 | 0.00036471 | 0 | 0.00036471 | 0 | 0.00041488 | 0.00082975 | 0 | 0.00082975 | [12 empty] | 7.3.3.17.5 (Remote Grid) Updates to grid topology to minimize risk of ignition in HFTDs Remote GridWLDFRWire-to-wire contactAggregated | WLDFR | HFTD - Distribution - Tier 2 - 1QU CoRE ¦ 4QU LoRE | Non-Red Flag Warning - Small Fires | Wire-to-wire contact | Aggregated | 2024 | 0.00021787 | 1483.0022 | 0.3231 | 2024 | Mitigation | 0.95 | 45 | 0 | esc | 0.00097009 | 2.1135e-07 | 0.00097009 | 2.1135e-07
[79 empty] | WLDFR | HFTD - Distribution - Tier 2 - 3QU CoRE ¦ 5QU LoRE | Non-Red Flag Warning - Catastrophic Fires | 2025 | 8.6064e-10 | 8.6064e-10 | 14664.6376 | 233.2301 | 8896.516 | 5534.8915 | 0 | 0 | 1.1717e-06 | 1.2621e-05 | 0 | 1.2621e-05 | 1.2621e-05 | 0 | 1.2621e-05 | 0 | 0.00016638 | 0.00036471 | 0 | 0.00036471 | 0 | 0.00041488 | 0.00082975 | 0 | 0.00082975 | [12 empty] | 7.3.3.17.5 (Remote Grid) Updates to grid topology to minimize risk of ignition in HFTDs Remote GridWLDFRWire-to-wire contactAggregated | WLDFR | HFTD - Distribution - Tier 2 - 1QU CoRE ¦ 4QU LoRE | Non-Red Flag Warning - Small Fires | Wire-to-wire contact | Aggregated | 2025 | 0.00021787 | 1483.0022 | 0.3231 | 2025 | Mitigation | 0.95 | 45 | 0 | esc | 0.00097009 | 2.1135e-07 | 0.00097009 | 2.1135e-07
[79 empty] | WLDFR | HFTD - Distribution - Tier 2 - 3QU CoRE ¦ 5QU LoRE | Non-Red Flag Warning - Catastrophic Fires | 2026 | 8.6064e-10 | 8.6064e-10 | 14664.6376 | 233.2301 | 8896.516 | 5534.8915 | 0 | 0 | 1.1717e-06 | 1.2621e-05 | 0 | 1.2621e-05 | 1.2621e-05 | 0 | 1.2621e-05 | 0 | 0.00016638 | 0.00036471 | 0 | 0.00036471 | 0 | 0.00043336 | 0.00086672 | 0 | 0.00086672 | [12 empty] | 7.3.3.17.5 (Remote Grid) Updates to grid topology to minimize risk of ignition in HFTDs Remote GridWLDFRWire-to-wire contactAggregated | WLDFR | HFTD - Distribution - Tier 2 - 1QU CoRE ¦ 4QU LoRE | Non-Red Flag Warning - Small Fires | Wire-to-wire contact | Aggregated | 2026 | 0.00021787 | 1483.0022 | 0.3231 | 2026 | Mitigation | 0.95 | 45 | 0 | esc | 0.00097009 | 2.1135e-07 | 0.00097009 | 2.1135e-07
[79 empty] | WLDFR | HFTD - Distribution - Tier 2 - 3QU CoRE ¦ 5QU LoRE | Non-Red Flag Warning - Catastrophic Fires | 2027 | 8.6064e-10 | 8.6064e-10 | 14664.6376 | 233.2301 | 8896.516 | 5534.8915 | 0 | 0 | 1.1717e-06 | 1.2621e-05 | 0 | 1.2621e-05 | 1.2621e-05 | 0 | 1.2621e-05 | 0 | 0.00016638 | 0.00036471 | 0 | 0.00036471 | 0 | 0.00043336 | 0.00086672 | 0 | 0.00086672 | [12 empty] | 7.3.3.17.5 (Remote Grid) Updates to grid topology to minimize risk of ignition in HFTDs Remote GridWLDFRWire-to-wire contactAggregated | WLDFR | HFTD - Distribution - Tier 2 - 1QU CoRE ¦ 4QU LoRE | Non-Red Flag Warning - Small Fires | Wire-to-wire contact | Aggregated | 2027 | 0.00021787 | 1483.0022 | 0.3231 | 2027 | Mitigation | 0.95 | 45 | 0 | esc | 0.00097009 | 2.1135e-07 | 0.00097009 | 2.1135e-07
[79 empty] | WLDFR | HFTD - Distribution - Tier 2 - 3QU CoRE ¦ 5QU LoRE | Non-Red Flag Warning - Catastrophic Fires | 2028 | 8.6064e-10 | 8.6064e-10 | 15317.9909 | 247.273 | 9287.6491 | 5783.0689 | 0 | 0 | 1.1717e-06 | 1.3183e-05 | 0 | 1.3183e-05 | 1.3183e-05 | 0 | 1.3183e-05 | 0 | 0.00017377 | 0.0003809 | 0 | 0.0003809 | 0 | 0.00043336 | 0.00086672 | 0 | 0.00086672 | [12 empty] | 7.3.3.17.5 (Remote Grid) Updates to grid topology to minimize risk of ignition in HFTDs Remote GridWLDFRWire-to-wire contactAggregated | WLDFR | HFTD - Distribution - Tier 2 - 1QU CoRE ¦ 4QU LoRE | Non-Red Flag Warning - Small Fires | Wire-to-wire contact | Aggregated | 2028 | 0.00021787 | 1483.0022 | 0.3231 | 2028 | Mitigation | 0.95 | 45 | 0 | esc | 0.00097009 | 2.1135e-07 | 0.00097009 | 2.1135e-07
[79 empty] | WLDFR | HFTD - Distribution - Tier 2 - 3QU CoRE ¦ 5QU LoRE | Non-Red Flag Warning - Catastrophic Fires | 2029 | 8.6064e-10 | 8.6064e-10 | 15317.9909 | 247.273 | 9287.6491 | 5783.0689 | 0 | 0 | 1.1717e-06 | 1.3183e-05 | 0 | 1.3183e-05 | 1.3183e-05 | 0 | 1.3183e-05 | 0 | 0.00017377 | 0.0003809 | 0 | 0.0003809 | 0 | 0.00043336 | 0.00086672 | 0 | 0.00086672 | [12 empty] | 7.3.3.17.5 (Remote Grid) Updates to grid topology to minimize risk of ignition in HFTDs Remote GridWLDFRWire-to-wire contactAggregated | WLDFR | HFTD - Distribution - Tier 2 - 1QU CoRE ¦ 4QU LoRE | Non-Red Flag Warning - Small Fires | Wire-to-wire contact | Aggregated | 2029 | 0.00021787 | 1483.0022 | 0.3231 | 2029 | Mitigation | 0.95 | 45 | 0 | esc | 0.00097009 | 2.1135e-07 | 0.00097009 | 2.1135e-07
[79 empty] | WLDFR | HFTD - Distribution - Tier 2 - 3QU CoRE ¦ 5QU LoRE | Non-Red Flag Warning - Catastrophic Fires | 2030 | 8.6064e-10 | 8.6064e-10 | 15317.9909 | 247.273 | 9287.6491 | 5783.0689 | 0 | 0 | 1.1717e-06 | 1.3183e-05 | 0 | 1.3183e-05 | 1.3183e-05 | 0 | 1.3183e-05 | 0 | 0.00017377 | 0.0003809 | 0 | 0.0003809 | 0 | 0.00043336 | 0.00086672 | 0 | 0.00086672 | [12 empty] | 7.3.3.17.5 (Remote Grid) Updates to grid topology to minimize risk of ignition in HFTDs Remote GridWLDFRWire-to-wire contactAggregated | WLDFR | HFTD - Distribution - Tier 2 - 1QU CoRE ¦ 4QU LoRE | Non-Red Flag Warning - Small Fires | Wire-to-wire contact | Aggregated | 2030 | 0.00021787 | 1483.0022 | 0.3231 | 2030 | Mitigation | 0.95 | 45 | 0 | esc | 0.00097009 | 2.1135e-07 | 0.00097009 | 2.1135e-07
[79 empty] | WLDFR | HFTD - Distribution - Tier 2 - 3QU CoRE ¦ 5QU LoRE | Non-Red Flag Warning - Catastrophic Fires | 2031 | 8.6064e-10 | 8.6064e-10 | 15317.9909 | 247.273 | 9287.6491 | 5783.0689 | 0 | 0 | 1.1717e-06 | 1.3183e-05 | 0 | 1.3183e-05 | 1.3183e-05 | 0 | 1.3183e-05 | 0 | 0.00017377 | 0.0003809 | 0 | 0.0003809 | 0 | 0.0004539 | 0.00090781 | 0 | 0.00090781 | [12 empty] | 7.3.3.17.5 (Remote Grid) Updates to grid topology to minimize risk of ignition in HFTDs Remote GridWLDFRWire-to-wire contactAggregated | WLDFR | HFTD - Distribution - Tier 2 - 1QU CoRE ¦ 4QU LoRE | Non-Red Flag Warning - Small Fires | Wire-to-wire contact | Aggregated | 2031 | 0.00021787 | 1483.0022 | 0.3231 | 2031 | Mitigation | 0.95 | 45 | 0 | esc | 0.00097009 | 2.1135e-07 | 0.00097009 | 2.1135e-07
[79 empty] | WLDFR | HFTD - Distribution - Tier 2 - 3QU CoRE ¦ 5QU LoRE | Non-Red Flag Warning - Catastrophic Fires | 2032 | 8.6064e-10 | 8.6064e-10 | 15317.9909 | 247.273 | 9287.6491 | 5783.0689 | 0 | 0 | 1.1717e-06 | 1.3183e-05 | 0 | 1.3183e-05 | 1.3183e-05 | 0 | 1.3183e-05 | 0 | 0.00017377 | 0.0003809 | 0 | 0.0003809 | 0 | 0.0004539 | 0.00090781 | 0 | 0.00090781 | [12 empty] | 7.3.3.17.5 (Remote Grid) Updates to grid topology to minimize risk of ignition in HFTDs Remote GridWLDFRWire-to-wire contactAggregated | WLDFR | HFTD - Distribution - Tier 2 - 1QU CoRE ¦ 4QU LoRE | Non-Red Flag Warning - Small Fires | Wire-to-wire contact | Aggregated | 2032 | 0.00021787 | 1483.0022 | 0.3231 | 2032 | Mitigation | 0.95 | 45 | 0 | esc | 0.00097009 | 2.1135e-07 | 0.00097009 | 2.1135e-07
[79 empty] | WLDFR | HFTD - Distribution - Tier 2 - 3QU CoRE ¦ 5QU LoRE | Non-Red Flag Warning - Catastrophic Fires | 2033 | 8.6064e-10 | 8.6064e-10 | 16044.1264 | 263.1074 | 9721.74 | 6059.2791 | 0 | 0 | 1.1717e-06 | 1.3808e-05 | 0 | 1.3808e-05 | 1.3808e-05 | 0 | 1.3808e-05 | 0 | 0.00018196 | 0.00039887 | 0 | 0.00039887 | 0 | 0.0004539 | 0.00090781 | 0 | 0.00090781 | [12 empty] | 7.3.3.17.5 (Remote Grid) Updates to grid topology to minimize risk of ignition in HFTDs Remote GridWLDFRWire-to-wire contactAggregated | WLDFR | HFTD - Distribution - Tier 2 - 1QU CoRE ¦ 4QU LoRE | Non-Red Flag Warning - Small Fires | Wire-to-wire contact | Aggregated | 2033 | 0.00021787 | 1483.0022 | 0.3231 | 2033 | Mitigation | 0.95 | 45 | 0 | esc | 0.00097009 | 2.1135e-07 | 0.00097009 | 2.1135e-07
[79 empty] | WLDFR | HFTD - Distribution - Tier 2 - 3QU CoRE ¦ 5QU LoRE | Non-Red Flag Warning - Catastrophic Fires | 2034 | 8.6064e-10 | 8.6064e-10 | 16044.1264 | 263.1074 | 9721.74 | 6059.2791 | 0 | 0 | 1.1717e-06 | 1.3808e-05 | 0 | 1.3808e-05 | 1.3808e-05 | 0 | 1.3808e-05 | 0 | 0.00018196 | 0.00039887 | 0 | 0.00039887 | 0 | 0.0004539 | 0.00090781 | 0 | 0.00090781 | [12 empty] | 7.3.3.17.5 (Remote Grid) Updates to grid topology to minimize risk of ignition in HFTDs Remote GridWLDFRWire-to-wire contactAggregated | WLDFR | HFTD - Distribution - Tier 2 - 1QU CoRE ¦ 4QU LoRE | Non-Red Flag Warning - Small Fires | Wire-to-wire contact | Aggregated | 2034 | 0.00021787 | 1483.0022 | 0.3231 | 2034 | Mitigation | 0.95 | 45 | 0 | esc | 0.00097009 | 2.1135e-07 | 0.00097009 | 2.1135e-07
[79 empty] | WLDFR | HFTD - Distribution - Tier 2 - 3QU CoRE ¦ 5QU LoRE | Non-Red Flag Warning - Catastrophic Fires | 2035 | 8.6064e-10 | 8.6064e-10 | 16044.1264 | 263.1074 | 9721.74 | 6059.2791 | 0 | 0 | 1.1717e-06 | 1.3808e-05 | 0 | 1.3808e-05 | 1.3808e-05 | 0 | 1.3808e-05 | 0 | 0.00018196 | 0.00039887 | 0 | 0.00039887 | 0 | 0.0004539 | 0.00090781 | 0 | 0.00090781 | [12 empty] | 7.3.3.17.5 (Remote Grid) Updates to grid topology to minimize risk of ignition in HFTDs Remote GridWLDFRWire-to-wire contactAggregated | WLDFR | HFTD - Distribution - Tier 2 - 1QU CoRE ¦ 4QU LoRE | Non-Red Flag Warning - Small Fires | Wire-to-wire contact | Aggregated | 2035 | 0.00021787 | 1483.0022 | 0.3231 | 2035 | Mitigation | 0.95 | 45 | 0 | esc | 0.00097009 | 2.1135e-07 | 0.00097009 | 2.1135e-07
[79 empty] | WLDFR | HFTD - Distribution - Tier 2 - 3QU CoRE ¦ 5QU LoRE | Non-Red Flag Warning - Catastrophic Fires | 2036 | 8.6064e-10 | 8.6064e-10 | 16044.1264 | 263.1074 | 9721.74 | 6059.2791 | 0 | 0 | 1.1717e-06 | 1.3808e-05 | 0 | 1.3808e-05 | 1.3808e-05 | 0 | 1.3808e-05 | 0 | 0.00018196 | 0.00039887 | 0 | 0.00039887 | 0 | 0.0004762 | 0.00095241 | 0 | 0.00095241 | [12 empty] | 7.3.3.17.5 (Remote Grid) Updates to grid topology to minimize risk of ignition in HFTDs Remote GridWLDFRWire-to-wire contactAggregated | WLDFR | HFTD - Distribution - Tier 2 - 1QU CoRE ¦ 4QU LoRE | Non-Red Flag Warning - Small Fires | Wire-to-wire contact | Aggregated | 2036 | 0.00021787 | 1483.0022 | 0.3231 | 2036 | Mitigation | 0.95 | 45 | 0 | esc | 0.00097009 | 2.1135e-07 | 0.00097009 | 2.1135e-07
[79 empty] | WLDFR | HFTD - Distribution - Tier 2 - 3QU CoRE ¦ 5QU LoRE | Non-Red Flag Warning - Catastrophic Fires | 2037 | 8.6064e-10 | 8.6064e-10 | 16044.1264 | 263.1074 | 9721.74 | 6059.2791 | 0 | 0 | 1.1717e-06 | 1.3808e-05 | 0 | 1.3808e-05 | 1.3808e-05 | 0 | 1.3808e-05 | 0 | 0.00018196 | 0.00039887 | 0 | 0.00039887 | 0 | 0.0004762 | 0.00095241 | 0 | 0.00095241 | [12 empty] | 7.3.3.17.5 (Remote Grid) Updates to grid topology to minimize risk of ignition in HFTDs Remote GridWLDFRWire-to-wire contactAggregated | WLDFR | HFTD - Distribution - Tier 2 - 1QU CoRE ¦ 4QU LoRE | Non-Red Flag Warning - Small Fires | Wire-to-wire contact | Aggregated | 2037 | 0.00021787 | 1483.0022 | 0.3231 | 2037 | Mitigation | 0.95 | 45 | 0 | esc | 0.00097009 | 2.1135e-07 | 0.00097009 | 2.1135e-07
[79 empty] | WLDFR | HFTD - Distribution - Tier 2 - 3QU CoRE ¦ 5QU LoRE | Non-Red Flag Warning - Catastrophic Fires | 2038 | 8.6064e-10 | 8.6064e-10 | 16832.3912 | 280.5544 | 10192.2718 | 6359.5651 | 0 | 0 | 1.1717e-06 | 1.4487e-05 | 0 | 1.4487e-05 | 1.4487e-05 | 0 | 1.4487e-05 | 0 | 0.00019086 | 0.00041837 | 0 | 0.00041837 | 0 | 0.0004762 | 0.00095241 | 0 | 0.00095241 | [12 empty] | 7.3.3.17.5 (Remote Grid) Updates to grid topology to minimize risk of ignition in HFTDs Remote GridWLDFRWire-to-wire contactAggregated | WLDFR | HFTD - Distribution - Tier 2 - 1QU CoRE ¦ 4QU LoRE | Non-Red Flag Warning - Small Fires | Wire-to-wire contact | Aggregated | 2038 | 0.00021787 | 1483.0022 | 0.3231 | 2038 | Mitigation | 0.95 | 45 | 0 | esc | 0.00097009 | 2.1135e-07 | 0.00097009 | 2.1135e-07
[79 empty] | WLDFR | HFTD - Distribution - Tier 2 - 3QU CoRE ¦ 5QU LoRE | Non-Red Flag Warning - Catastrophic Fires | 2039 | 8.6064e-10 | 8.6064e-10 | 16832.3912 | 280.5544 | 10192.2718 | 6359.5651 | 0 | 0 | 1.1717e-06 | 1.4487e-05 | 0 | 1.4487e-05 | 1.4487e-05 | 0 | 1.4487e-05 | 0 | 0.00019086 | 0.00041837 | 0 | 0.00041837 | 0 | 0.0004762 | 0.00095241 | 0 | 0.00095241 | [12 empty] | 7.3.3.17.5 (Remote Grid) Updates to grid topology to minimize risk of ignition in HFTDs Remote GridWLDFRWire-to-wire contactAggregated | WLDFR | HFTD - Distribution - Tier 2 - 1QU CoRE ¦ 4QU LoRE | Non-Red Flag Warning - Small Fires | Wire-to-wire contact | Aggregated | 2039 | 0.00021787 | 1483.0022 | 0.3231 | 2039 | Mitigation | 0.95 | 45 | 0 | esc | 0.00097009 | 2.1135e-07 | 0.00097009 | 2.1135e-07
[79 empty] | WLDFR | HFTD - Distribution - Tier 2 - 3QU CoRE ¦ 5QU LoRE | Non-Red Flag Warning - Catastrophic Fires | 2040 | 8.6064e-10 | 8.6064e-10 | 16832.3912 | 280.5544 | 10192.2718 | 6359.5651 | 0 | 0 | 1.1717e-06 | 1.4487e-05 | 0 | 1.4487e-05 | 1.4487e-05 | 0 | 1.4487e-05 | 0 | 0.00019086 | 0.00041837 | 0 | 0.00041837 | 0 | 0.0004762 | 0.00095241 | 0 | 0.00095241 | [12 empty] | 7.3.3.17.5 (Remote Grid) Updates to grid topology to minimize risk of ignition in HFTDs Remote GridWLDFRWire-to-wire contactAggregated | WLDFR | HFTD - Distribution - Tier 2 - 1QU CoRE ¦ 4QU LoRE | Non-Red Flag Warning - Small Fires | Wire-to-wire contact | Aggregated | 2040 | 0.00021787 | 1483.0022 | 0.3231 | 2040 | Mitigation | 0.95 | 45 | 0 | esc | 0.00097009 | 2.1135e-07 | 0.00097009 | 2.1135e-07
[79 empty] | WLDFR | HFTD - Distribution - Tier 2 - 3QU CoRE ¦ 5QU LoRE | Non-Red Flag Warning - Catastrophic Fires | 2041 | 8.6064e-10 | 8.6064e-10 | 16832.3912 | 280.5544 | 10192.2718 | 6359.5651 | 0 | 0 | 1.1717e-06 | 1.4487e-05 | 0 | 1.4487e-05 | 1.4487e-05 | 0 | 1.4487e-05 | 0 | 0.00019086 | 0.00041837 | 0 | 0.00041837 | 0 | 0.00049996 | 0.00099992 | 0 | 0.00099992 | [12 empty] | 7.3.3.17.5 (Remote Grid) Updates to grid topology to minimize risk of ignition in HFTDs Remote GridWLDFRWire-to-wire contactAggregated | WLDFR | HFTD - Distribution - Tier 2 - 1QU CoRE ¦ 4QU LoRE | Non-Red Flag Warning - Small Fires | Wire-to-wire contact | Aggregated | 2041 | 0.00021787 | 1483.0022 | 0.3231 | 2041 | Mitigation | 0.95 | 45 | 0 | esc | 0.00097009 | 2.1135e-07 | 0.00097009 | 2.1135e-07
[79 empty] | WLDFR | HFTD - Distribution - Tier 2 - 3QU CoRE ¦ 5QU LoRE | Non-Red Flag Warning - Catastrophic Fires | 2042 | 8.6064e-10 | 8.6064e-10 | 16832.3912 | 280.5544 | 10192.2718 | 6359.5651 | 0 | 0 | 1.1717e-06 | 1.4487e-05 | 0 | 1.4487e-05 | 1.4487e-05 | 0 | 1.4487e-05 | 0 | 0.00019086 | 0.00041837 | 0 | 0.00041837 | 0 | 0.00049996 | 0.00099992 | 0 | 0.00099992 | [12 empty] | 7.3.3.17.5 (Remote Grid) Updates to grid topology to minimize risk of ignition in HFTDs Remote GridWLDFRWire-to-wire contactAggregated | WLDFR | HFTD - Distribution - Tier 2 - 1QU CoRE ¦ 4QU LoRE | Non-Red Flag Warning - Small Fires | Wire-to-wire contact | Aggregated | 2042 | 0.00021787 | 1483.0022 | 0.3231 | 2042 | Mitigation | 0.95 | 45 | 0 | esc | 0.00097009 | 2.1135e-07 | 0.00097009 | 2.1135e-07
[79 empty] | WLDFR | HFTD - Distribution - Tier 2 - 3QU CoRE ¦ 5QU LoRE | Non-Red Flag Warning - Catastrophic Fires | 2043 | 8.6064e-10 | 8.6064e-10 | 17672.0852 | 299.42 | 10692.7362 | 6679.929 | 0 | 0 | 1.1717e-06 | 1.5209e-05 | 0 | 1.5209e-05 | 1.5209e-05 | 0 | 1.5209e-05 | 0 | 0.00020032 | 0.00043911 | 0 | 0.00043911 | 0 | 0.00049996 | 0.00099992 | 0 | 0.00099992 | [12 empty] | 7.3.3.17.5 (Remote Grid) Updates to grid topology to minimize risk of ignition in HFTDs Remote GridWLDFRWire-to-wire contactAggregated | WLDFR | HFTD - Distribution - Tier 2 - 1QU CoRE ¦ 4QU LoRE | Non-Red Flag Warning - Small Fires | Wire-to-wire contact | Aggregated | 2043 | 0.00021787 | 1483.0022 | 0.3231 | 2043 | Mitigation | 0.95 | 45 | 0 | esc | 0.00097009 | 2.1135e-07 | 0.00097009 | 2.1135e-07
[79 empty] | WLDFR | HFTD - Distribution - Tier 2 - 3QU CoRE ¦ 5QU LoRE | Non-Red Flag Warning - Catastrophic Fires | 2044 | 8.6064e-10 | 8.6064e-10 | 17672.0852 | 299.42 | 10692.7362 | 6679.929 | 0 | 0 | 1.1717e-06 | 1.5209e-05 | 0 | 1.5209e-05 | 1.5209e-05 | 0 | 1.5209e-05 | 0 | 0.00020032 | 0.00043911 | 0 | 0.00043911 | 0 | 0.00049996 | 0.00099992 | 0 | 0.00099992 | [12 empty] | 7.3.3.17.5 (Remote Grid) Updates to grid topology to minimize risk of ignition in HFTDs Remote GridWLDFRWire-to-wire contactAggregated | WLDFR | HFTD - Distribution - Tier 2 - 1QU CoRE ¦ 4QU LoRE | Non-Red Flag Warning - Small Fires | Wire-to-wire contact | Aggregated | 2044 | 0.00021787 | 1483.0022 | 0.3231 | 2044 | Mitigation | 0.95 | 45 | 0 | esc | 0.00097009 | 2.1135e-07 | 0.00097009 | 2.1135e-07
[79 empty] | WLDFR | HFTD - Distribution - Tier 2 - 3QU CoRE ¦ 5QU LoRE | Non-Red Flag Warning - Catastrophic Fires | 2045 | 8.6064e-10 | 8.6064e-10 | 17672.0852 | 299.42 | 10692.7362 | 6679.929 | 0 | 0 | 1.1717e-06 | 1.5209e-05 | 0 | 1.5209e-05 | 1.5209e-05 | 0 | 1.5209e-05 | 0 | 0.00020032 | 0.00043911 | 0 | 0.00043911 | 0 | 0.00049996 | 0.00099992 | 0 | 0.00099992 | [12 empty] | 7.3.3.17.5 (Remote Grid) Updates to grid topology to minimize risk of ignition in HFTDs Remote GridWLDFRWire-to-wire contactAggregated | WLDFR | HFTD - Distribution - Tier 2 - 1QU CoRE ¦ 4QU LoRE | Non-Red Flag Warning - Small Fires | Wire-to-wire contact | Aggregated | 2045 | 0.00021787 | 1483.0022 | 0.3231 | 2045 | Mitigation | 0.95 | 45 | 0 | esc | 0.00097009 | 2.1135e-07 | 0.00097009 | 2.1135e-07
[79 empty] | WLDFR | HFTD - Distribution - Tier 2 - 3QU CoRE ¦ 5QU LoRE | Non-Red Flag Warning - Catastrophic Fires | 2046 | 8.6064e-10 | 8.6064e-10 | 17672.0852 | 299.42 | 10692.7362 | 6679.929 | 0 | 0 | 1.1717e-06 | 1.5209e-05 | 0 | 1.5209e-05 | 1.5209e-05 | 0 | 1.5209e-05 | 0 | 0.00020032 | 0.00043911 | 0 | 0.00043911 | 0 | 0.00052486 | 0.0010497 | 0 | 0.0010497 | [12 empty] | 7.3.3.17.5 (Remote Grid) Updates to grid topology to minimize risk of ignition in HFTDs Remote GridWLDFRWire-to-wire contactAggregated | WLDFR | HFTD - Distribution - Tier 2 - 1QU CoRE ¦ 4QU LoRE | Non-Red Flag Warning - Small Fires | Wire-to-wire contact | Aggregated | 2046 | 0.00021787 | 1483.0022 | 0.3231 | 2046 | Mitigation | 0.95 | 45 | 0 | esc | 0.00097009 | 2.1135e-07 | 0.00097009 | 2.1135e-07
[79 empty] | WLDFR | HFTD - Distribution - Tier 2 - 3QU CoRE ¦ 5QU LoRE | Non-Red Flag Warning - Catastrophic Fires | 2047 | 8.6064e-10 | 8.6064e-10 | 17672.0852 | 299.42 | 10692.7362 | 6679.929 | 0 | 0 | 1.1717e-06 | 1.5209e-05 | 0 | 1.5209e-05 | 1.5209e-05 | 0 | 1.5209e-05 | 0 | 0.00020032 | 0.00043911 | 0 | 0.00043911 | 0 | 0.00052486 | 0.0010497 | 0 | 0.0010497 | [12 empty] | 7.3.3.17.5 (Remote Grid) Updates to grid topology to minimize risk of ignition in HFTDs Remote GridWLDFRWire-to-wire contactAggregated | WLDFR | HFTD - Distribution - Tier 2 - 1QU CoRE ¦ 4QU LoRE | Non-Red Flag Warning - Small Fires | Wire-to-wire contact | Aggregated | 2047 | 0.00021787 | 1483.0022 | 0.3231 | 2047 | Mitigation | 0.95 | 45 | 0 | esc | 0.00097009 | 2.1135e-07 | 0.00097009 | 2.1135e-07
[79 empty] | WLDFR | HFTD - Distribution - Tier 2 - 3QU CoRE ¦ 5QU LoRE | Non-Red Flag Warning - Catastrophic Fires | 2048 | 8.6064e-10 | 8.6064e-10 | 18552.3348 | 319.4911 | 11216.5626 | 7016.281 | 0 | 0 | 1.1717e-06 | 1.5967e-05 | 0 | 1.5967e-05 | 1.5967e-05 | 0 | 1.5967e-05 | 0 | 0.00021023 | 0.00046084 | 0 | 0.00046084 | 0 | 0.00052486 | 0.0010497 | 0 | 0.0010497 | [12 empty] | 7.3.3.17.5 (Remote Grid) Updates to grid topology to minimize risk of ignition in HFTDs Remote GridWLDFRWire-to-wire contactAggregated | WLDFR | HFTD - Distribution - Tier 2 - 1QU CoRE ¦ 4QU LoRE | Non-Red Flag Warning - Small Fires | Wire-to-wire contact | Aggregated | 2048 | 0.00021787 | 1483.0022 | 0.3231 | 2048 | Mitigation | 0.95 | 45 | 0 | esc | 0.00097009 | 2.1135e-07 | 0.00097009 | 2.1135e-07
[79 empty] | WLDFR | HFTD - Distribution - Tier 2 - 3QU CoRE ¦ 5QU LoRE | Non-Red Flag Warning - Catastrophic Fires | 2049 | 8.6064e-10 | 8.6064e-10 | 18552.3348 | 319.4911 | 11216.5626 | 7016.281 | 0 | 0 | 1.1717e-06 | 1.5967e-05 | 0 | 1.5967e-05 | 1.5967e-05 | 0 | 1.5967e-05 | 0 | 0.00021023 | 0.00046084 | 0 | 0.00046084 | 0 | 0.00052486 | 0.0010497 | 0 | 0.0010497 | [12 empty] | 7.3.3.17.5 (Remote Grid) Updates to grid topology to minimize risk of ignition in HFTDs Remote GridWLDFRWire-to-wire contactAggregated | WLDFR | HFTD - Distribution - Tier 2 - 1QU CoRE ¦ 4QU LoRE | Non-Red Flag Warning - Small Fires | Wire-to-wire contact | Aggregated | 2049 | 0.00021787 | 1483.0022 | 0.3231 | 2049 | Mitigation | 0.95 | 45 | 0 | esc | 0.00097009 | 2.1135e-07 | 0.00097009 | 2.1135e-07
[79 empty] | WLDFR | HFTD - Distribution - Tier 2 - 3QU CoRE ¦ 5QU LoRE | Non-Red Flag Warning - Catastrophic Fires | 2050 | 8.6064e-10 | 8.6064e-10 | 18552.3348 | 319.4911 | 11216.5626 | 7016.281 | 0 | 0 | 1.1717e-06 | 1.5967e-05 | 0 | 1.5967e-05 | 1.5967e-05 | 0 | 1.5967e-05 | 0 | 0.00021023 | 0.00046084 | 0 | 0.00046084 | 0 | 0 | 0.0010497 | 0 | 0.0010497 | [12 empty] | 7.3.3.17.5 (Remote Grid) Updates to grid topology to minimize risk of ignition in HFTDs Remote GridWLDFRWire-to-wire contactAggregated | WLDFR | HFTD - Distribution - Tier 2 - 1QU CoRE ¦ 4QU LoRE | Non-Red Flag Warning - Small Fires | Wire-to-wire contact | Aggregated | 2050 | 0.00021787 | 1483.0022 | 0.3231 | 2050 | Mitigation | 0.95 | 45 | 0 | esc | 0.00097009 | 2.1135e-07 | 0.00097009 | 2.1135e-07
[79 empty] | WLDFR | HFTD - Distribution - Tier 2 - 3QU CoRE ¦ 5QU LoRE | Non-Red Flag Warning - Catastrophic Fires | 2051 | 8.6064e-10 | 8.6064e-10 | 18552.3348 | 319.4911 | 11216.5626 | 7016.281 | 0 | 0 | 1.1717e-06 | 1.5967e-05 | 0 | 1.5967e-05 | 1.5967e-05 | 0 | 1.5967e-05 | 0 | 0.00021023 | 0.00046084 | 0 | 0.00046084 | 0 | 0 | 0 | 0 | 0 | [12 empty] | 7.3.3.17.5 (Remote Grid) Updates to grid topology to minimize risk of ignition in HFTDs Remote GridWLDFRWire-to-wire contactAggregated | WLDFR | HFTD - Distribution - Tier 2 - 1QU CoRE ¦ 4QU LoRE | Non-Red Flag Warning - Small Fires | Wire-to-wire contact | Aggregated | 2051 | 0.00021787 | 1483.0022 | 0.3231 | 2051 | Mitigation | 0.95 | 45 | 0 | esc | 0.00097009 | 2.1135e-07 | 0.00097009 | 2.1135e-07
[79 empty] | WLDFR | HFTD - Distribution - Tier 2 - 3QU CoRE ¦ 5QU LoRE | Non-Red Flag Warning - Catastrophic Fires | 2052 | 8.6064e-10 | 8.6064e-10 | 18552.3348 | 319.4911 | 11216.5626 | 7016.281 | 0 | 0 | 1.1717e-06 | 1.5967e-05 | 0 | 1.5967e-05 | 1.5967e-05 | 0 | 1.5967e-05 | 0 | 0.00021023 | 0.00046084 | 0 | 0.00046084 | 0 | 0 | 0 | 0 | 0 | [12 empty] | 7.3.3.17.5 (Remote Grid) Updates to grid topology to minimize risk of ignition in HFTDs Remote GridWLDFRWire-to-wire contactAggregated | WLDFR | HFTD - Distribution - Tier 2 - 1QU CoRE ¦ 4QU LoRE | Non-Red Flag Warning - Small Fires | Wire-to-wire contact | Aggregated | 2052 | 0.00021787 | 1483.0022 | 0.3231 | 2052 | Mitigation | 0.95 | 45 | 0 | esc | 0.00097009 | 2.1135e-07 | 0.00097009 | 2.1135e-07
[79 empty] | WLDFR | HFTD - Distribution - Tier 2 - 3QU CoRE ¦ 5QU LoRE | Non-Red Flag Warning - Catastrophic Fires | 2053 | 8.6064e-10 | 8.6064e-10 | 19462.1283 | 340.5356 | 11757.1413 | 7364.4514 | 0 | 0 | 1.1717e-06 | 1.675e-05 | 0 | 1.675e-05 | 1.675e-05 | 0 | 1.675e-05 | 0 | 0.00022047 | 0.00048327 | 0 | 0.00048327 | 0 | 4.8079e-05 | 0 | 0 | 0 | [12 empty] | 7.3.3.17.5 (Remote Grid) Updates to grid topology to minimize risk of ignition in HFTDs Remote GridWLDFRWire-to-wire contactAggregated | WLDFR | HFTD - Distribution - Tier 2 - 1QU CoRE ¦ 4QU LoRE | Non-Red Flag Warning - Small Fires | Wire-to-wire contact | Aggregated | 2053 | 0.00021787 | 1483.0022 | 0.3231 | 2053 | Mitigation | 0.95 | 45 | 0 | esc | 0.00097009 | 2.1135e-07 | 0.00097009 | 2.1135e-07
[79 empty] | WLDFR | HFTD - Distribution - Tier 2 - 3QU CoRE ¦ 5QU LoRE | Non-Red Flag Warning - Catastrophic Fires | 2054 | 8.6064e-10 | 8.6064e-10 | 19462.1283 | 340.5356 | 11757.1413 | 7364.4514 | 0 | 0 | 1.1717e-06 | 1.675e-05 | 0 | 1.675e-05 | 1.675e-05 | 0 | 1.675e-05 | 0 | 0.00022047 | 0.00048327 | 0 | 0.00048327 | 0 | 4.9835e-05 | 9.967e-05 | 0 | 9.967e-05 | [12 empty] | 7.3.3.17.5 (Remote Grid) Updates to grid topology to minimize risk of ignition in HFTDs Remote GridWLDFRWire-to-wire contactAggregated | WLDFR | HFTD - Distribution - Tier 2 - 1QU CoRE ¦ 4QU LoRE | Non-Red Flag Warning - Small Fires | Wire-to-wire contact | Aggregated | 2054 | 0.00021787 | 1483.0022 | 0.3231 | 2054 | Mitigation | 0.95 | 45 | 0 | esc | 0.00097009 | 2.1135e-07 | 0.00097009 | 2.1135e-07
[79 empty] | WLDFR | HFTD - Distribution - Tier 2 - 3QU CoRE ¦ 5QU LoRE | Non-Red Flag Warning - Catastrophic Fires | 2055 | 8.6064e-10 | 8.6064e-10 | 19462.1283 | 340.5356 | 11757.1413 | 7364.4514 | 0 | 0 | 1.1717e-06 | 1.675e-05 | 0 | 1.675e-05 | 1.675e-05 | 0 | 1.675e-05 | 0 | 0.00022047 | 0.00048327 | 0 | 0.00048327 | 0 | 4.9835e-05 | 9.967e-05 | 0 | 9.967e-05 | [12 empty] | 7.3.3.17.5 (Remote Grid) Updates to grid topology to minimize risk of ignition in HFTDs Remote GridWLDFRWire-to-wire contactAggregated | WLDFR | HFTD - Distribution - Tier 2 - 1QU CoRE ¦ 4QU LoRE | Non-Red Flag Warning - Small Fires | Wire-to-wire contact | Aggregated | 2055 | 0.00021787 | 1483.0022 | 0.3231 | 2055 | Mitigation | 0.95 | 45 | 0 | esc | 0.00097009 | 2.1135e-07 | 0.00097009 | 2.1135e-07
[79 empty] | WLDFR | HFTD - Distribution - Tier 2 - 3QU CoRE ¦ 5QU LoRE | Non-Red Flag Warning - Catastrophic Fires | 2056 | 8.6064e-10 | 8.6064e-10 | 19462.1283 | 340.5356 | 11757.1413 | 7364.4514 | 0 | 0 | 1.1717e-06 | 1.675e-05 | 0 | 1.675e-05 | 1.675e-05 | 0 | 1.675e-05 | 0 | 0.00022047 | 0.00048327 | 0 | 0.00048327 | 0 | 4.9835e-05 | 9.967e-05 | 0 | 9.967e-05 | [12 empty] | 7.3.3.17.5 (Remote Grid) Updates to grid topology to minimize risk of ignition in HFTDs Remote GridWLDFRWire-to-wire contactAggregated | WLDFR | HFTD - Distribution - Tier 2 - 1QU CoRE ¦ 4QU LoRE | Non-Red Flag Warning - Small Fires | Wire-to-wire contact | Aggregated | 2056 | 0.00021787 | 1483.0022 | 0.3231 | 2056 | Mitigation | 0.95 | 45 | 0 | esc | 0.00097009 | 2.1135e-07 | 0.00097009 | 2.1135e-07
[79 empty] | WLDFR | HFTD - Distribution - Tier 2 - 3QU CoRE ¦ 5QU LoRE | Non-Red Flag Warning - Catastrophic Fires | 2057 | 8.6064e-10 | 8.6064e-10 | 19462.1283 | 340.5356 | 11757.1413 | 7364.4514 | 0 | 0 | 1.1717e-06 | 1.675e-05 | 0 | 1.675e-05 | 1.675e-05 | 0 | 1.675e-05 | 0 | 0.00022047 | 0.00048327 | 0 | 0.00048327 | 0 | 4.9835e-05 | 9.967e-05 | 0 | 9.967e-05 | [12 empty] | 7.3.3.17.5 (Remote Grid) Updates to grid topology to minimize risk of ignition in HFTDs Remote GridWLDFRWire-to-wire contactAggregated | WLDFR | HFTD - Distribution - Tier 2 - 1QU CoRE ¦ 4QU LoRE | Non-Red Flag Warning - Small Fires | Wire-to-wire contact | Aggregated | 2057 | 0.00021787 | 1483.0022 | 0.3231 | 2057 | Mitigation | 0.95 | 45 | 0 | esc | 0.00097009 | 2.1135e-07 | 0.00097009 | 2.1135e-07
[79 empty] | WLDFR | HFTD - Distribution - Tier 2 - 3QU CoRE ¦ 5QU LoRE | Non-Red Flag Warning - Catastrophic Fires | 2058 | 8.6064e-10 | 8.6064e-10 | 20390.4035 | 362.3049 | 12307.8747 | 7720.2238 | 0 | 0 | 1.1717e-06 | 1.7549e-05 | 0 | 1.7549e-05 | 1.7549e-05 | 0 | 1.7549e-05 | 0 | 0.0002309 | 0.00050614 | 0 | 0.00050614 | 0 | 4.9835e-05 | 9.967e-05 | 0 | 9.967e-05 | [12 empty] | 7.3.3.17.5 (Remote Grid) Updates to grid topology to minimize risk of ignition in HFTDs Remote GridWLDFRWire-to-wire contactAggregated | WLDFR | HFTD - Distribution - Tier 2 - 1QU CoRE ¦ 4QU LoRE | Non-Red Flag Warning - Small Fires | Wire-to-wire contact | Aggregated | 2058 | 0.00021787 | 1483.0022 | 0.3231 | 2058 | Mitigation | 0.95 | 45 | 0 | esc | 0.00097009 | 2.1135e-07 | 0.00097009 | 2.1135e-07
[79 empty] | WLDFR | HFTD - Distribution - Tier 2 - 3QU CoRE ¦ 5QU LoRE | Non-Red Flag Warning - Catastrophic Fires | 2059 | 8.6064e-10 | 8.6064e-10 | 20390.4035 | 362.3049 | 12307.8747 | 7720.2238 | 0 | 0 | 1.1717e-06 | 1.7549e-05 | 0 | 1.7549e-05 | 1.7549e-05 | 0 | 1.7549e-05 | 0 | 0.0002309 | 0.00050614 | 0 | 0.00050614 | 0 | 5.2047e-05 | 0.00010409 | 0 | 0.00010409 | [12 empty] | 7.3.3.17.5 (Remote Grid) Updates to grid topology to minimize risk of ignition in HFTDs Remote GridWLDFRWire-to-wire contactAggregated | WLDFR | HFTD - Distribution - Tier 2 - 1QU CoRE ¦ 4QU LoRE | Non-Red Flag Warning - Small Fires | Wire-to-wire contact | Aggregated | 2059 | 0.00021787 | 1483.0022 | 0.3231 | 2059 | Mitigation | 0.95 | 45 | 0 | esc | 0.00097009 | 2.1135e-07 | 0.00097009 | 2.1135e-07
[79 empty] | WLDFR | HFTD - Distribution - Tier 2 - 3QU CoRE ¦ 5QU LoRE | Non-Red Flag Warning - Catastrophic Fires | 2060 | 8.6064e-10 | 8.6064e-10 | 20390.4035 | 362.3049 | 12307.8747 | 7720.2238 | 0 | 0 | 1.1717e-06 | 1.7549e-05 | 0 | 1.7549e-05 | 1.7549e-05 | 0 | 1.7549e-05 | 0 | 0.0002309 | 0.00050614 | 0 | 0.00050614 | 0 | 5.2047e-05 | 0.00010409 | 0 | 0.00010409 | [12 empty] | 7.3.3.17.5 (Remote Grid) Updates to grid topology to minimize risk of ignition in HFTDs Remote GridWLDFRWire-to-wire contactAggregated | WLDFR | HFTD - Distribution - Tier 2 - 1QU CoRE ¦ 4QU LoRE | Non-Red Flag Warning - Small Fires | Wire-to-wire contact | Aggregated | 2060 | 0.00021787 | 1483.0022 | 0.3231 | 2060 | Mitigation | 0.95 | 45 | 0 | esc | 0.00097009 | 2.1135e-07 | 0.00097009 | 2.1135e-07
[79 empty] | WLDFR | HFTD - Distribution - Tier 2 - 3QU CoRE ¦ 5QU LoRE | Non-Red Flag Warning - Catastrophic Fires | 2061 | 8.6064e-10 | 8.6064e-10 | 20390.4035 | 362.3049 | 12307.8747 | 7720.2238 | 0 | 0 | 1.1717e-06 | 1.7549e-05 | 0 | 1.7549e-05 | 1.7549e-05 | 0 | 1.7549e-05 | 0 | 0.0002309 | 0.00050614 | 0 | 0.00050614 | 0 | 5.2047e-05 | 0.00010409 | 0 | 0.00010409 | [12 empty] | 7.3.3.17.5 (Remote Grid) Updates to grid topology to minimize risk of ignition in HFTDs Remote GridWLDFRWire-to-wire contactAggregated | WLDFR | HFTD - Distribution - Tier 2 - 1QU CoRE ¦ 4QU LoRE | Non-Red Flag Warning - Small Fires | Wire-to-wire contact | Aggregated | 2061 | 0.00021787 | 1483.0022 | 0.3231 | 2061 | Mitigation | 0.95 | 45 | 0 | esc | 0.00097009 | 2.1135e-07 | 0.00097009 | 2.1135e-07
[79 empty] | WLDFR | HFTD - Distribution - Tier 2 - 3QU CoRE ¦ 5QU LoRE | Non-Red Flag Warning - Catastrophic Fires | 2062 | 8.6064e-10 | 8.6064e-10 | 20390.4035 | 362.3049 | 12307.8747 | 7720.2238 | 0 | 0 | 1.1717e-06 | 1.7549e-05 | 0 | 1.7549e-05 | 1.7549e-05 | 0 | 1.7549e-05 | 0 | 0.0002309 | 0.00050614 | 0 | 0.00050614 | 0 | 5.2047e-05 | 0.00010409 | 0 | 0.00010409 | [12 empty] | 7.3.3.17.5 (Remote Grid) Updates to grid topology to minimize risk of ignition in HFTDs Remote GridWLDFRWire-to-wire contactAggregated | WLDFR | HFTD - Distribution - Tier 2 - 1QU CoRE ¦ 4QU LoRE | Non-Red Flag Warning - Small Fires | Wire-to-wire contact | Aggregated | 2062 | 0.00021787 | 1483.0022 | 0.3231 | 2062 | Mitigation | 0.95 | 45 | 0 | esc | 0.00097009 | 2.1135e-07 | 0.00097009 | 2.1135e-07
[79 empty] | WLDFR | HFTD - Distribution - Tier 2 - 3QU CoRE ¦ 5QU LoRE | Non-Red Flag Warning - Catastrophic Fires | 2063 | 8.6064e-10 | 8.6064e-10 | 21325.9188 | 384.5316 | 12862.0997 | 8079.2876 | 0 | 0 | 1.1717e-06 | 1.8354e-05 | 0 | 1.8354e-05 | 1.8354e-05 | 0 | 1.8354e-05 | 0 | 0.00024141 | 0.00052917 | 0 | 0.00052917 | 0 | 5.2047e-05 | 0.00010409 | 0 | 0.00010409 | [12 empty] | 7.3.3.17.5 (Remote Grid) Updates to grid topology to minimize risk of ignition in HFTDs Remote GridWLDFRWire-to-wire contactAggregated | WLDFR | HFTD - Distribution - Tier 2 - 1QU CoRE ¦ 4QU LoRE | Non-Red Flag Warning - Small Fires | Wire-to-wire contact | Aggregated | 2063 | 0.00021787 | 1483.0022 | 0.3231 | 2063 | Mitigation | 0.95 | 45 | 0 | esc | 0.00097009 | 2.1135e-07 | 0.00097009 | 2.1135e-07
[79 empty] | WLDFR | HFTD - Distribution - Tier 2 - 3QU CoRE ¦ 5QU LoRE | Non-Red Flag Warning - Catastrophic Fires | 2064 | 8.6064e-10 | 8.6064e-10 | 21325.9188 | 384.5316 | 12862.0997 | 8079.2876 | 0 | 0 | 1.1717e-06 | 1.8354e-05 | 0 | 1.8354e-05 | 1.8354e-05 | 0 | 1.8354e-05 | 0 | 0.00024141 | 0.00052917 | 0 | 0.00052917 | 0 | 5.4503e-05 | 0.00010901 | 0 | 0.00010901 | [12 empty] | 7.3.3.17.5 (Remote Grid) Updates to grid topology to minimize risk of ignition in HFTDs Remote GridWLDFRWire-to-wire contactAggregated | WLDFR | HFTD - Distribution - Tier 2 - 1QU CoRE ¦ 4QU LoRE | Non-Red Flag Warning - Small Fires | Wire-to-wire contact | Aggregated | 2064 | 0.00021787 | 1483.0022 | 0.3231 | 2064 | Mitigation | 0.95 | 45 | 0 | esc | 0.00097009 | 2.1135e-07 | 0.00097009 | 2.1135e-07
[79 empty] | WLDFR | HFTD - Distribution - Tier 2 - 3QU CoRE ¦ 5QU LoRE | Non-Red Flag Warning - Catastrophic Fires | 2065 | 8.6064e-10 | 8.6064e-10 | 21325.9188 | 384.5316 | 12862.0997 | 8079.2876 | 0 | 0 | 1.1717e-06 | 1.8354e-05 | 0 | 1.8354e-05 | 1.8354e-05 | 0 | 1.8354e-05 | 0 | 0.00024141 | 0.00052917 | 0 | 0.00052917 | 0 | 5.4503e-05 | 0.00010901 | 0 | 0.00010901 | [12 empty] | 7.3.3.17.5 (Remote Grid) Updates to grid topology to minimize risk of ignition in HFTDs Remote GridWLDFRWire-to-wire contactAggregated | WLDFR | HFTD - Distribution - Tier 2 - 1QU CoRE ¦ 4QU LoRE | Non-Red Flag Warning - Small Fires | Wire-to-wire contact | Aggregated | 2065 | 0.00021787 | 1483.0022 | 0.3231 | 2065 | Mitigation | 0.95 | 45 | 0 | esc | 0.00097009 | 2.1135e-07 | 0.00097009 | 2.1135e-07
[79 empty] | WLDFR | HFTD - Distribution - Tier 2 - 3QU CoRE ¦ 5QU LoRE | Non-Red Flag Warning - Catastrophic Fires | 2066 | 8.6064e-10 | 8.6064e-10 | 21325.9188 | 384.5316 | 12862.0997 | 8079.2876 | 0 | 0 | 1.1717e-06 | 1.8354e-05 | 0 | 1.8354e-05 | 1.8354e-05 | 0 | 1.8354e-05 | 0 | 0.00024141 | 0.00052917 | 0 | 0.00052917 | 0 | 5.4503e-05 | 0.00010901 | 0 | 0.00010901 | [12 empty] | 7.3.3.17.5 (Remote Grid) Updates to grid topology to minimize risk of ignition in HFTDs Remote GridWLDFRWire-to-wire contactAggregated | WLDFR | HFTD - Distribution - Tier 2 - 1QU CoRE ¦ 4QU LoRE | Non-Red Flag Warning - Small Fires | Wire-to-wire contact | Aggregated | 2066 | 0.00021787 | 1483.0022 | 0.3231 | 2066 | Mitigation | 0.95 | 45 | 0 | esc | 0.00097009 | 2.1135e-07 | 0.00097009 | 2.1135e-07
[79 empty] | WLDFR | HFTD - Distribution - Tier 2 - 3QU CoRE ¦ 5QU LoRE | Non-Red Flag Warning - Catastrophic Fires | 2067 | 0 | 8.6064e-10 | 21325.9188 | 384.5316 | 12862.0997 | 8079.2876 | 0 | 0 | 1.1717e-06 | 0 | 0 | 0 | 1.8354e-05 | 0 | 1.8354e-05 | 0 | 0.00024141 | 0.00052917 | 0 | 0.00052917 | 0 | 5.4503e-05 | 0.00010901 | 0 | 0.00010901 | [12 empty] | 7.3.3.17.5 (Remote Grid) Updates to grid topology to minimize risk of ignition in HFTDs Remote GridWLDFRWire-to-wire contactAggregated | WLDFR | HFTD - Distribution - Tier 2 - 1QU CoRE ¦ 4QU LoRE | Non-Red Flag Warning - Small Fires | Wire-to-wire contact | Aggregated | 2067 | 0.00021787 | 1483.0022 | 0.3231 | 2067 | Mitigation | 0.95 | 45 | 0 | esc | 0 | 0 | 0.00097009 | 2.1135e-07
[79 empty] | WLDFR | HFTD - Distribution - Tier 2 - 3QU CoRE ¦ 5QU LoRE | Non-Red Flag Warning - Destructive Fires | 2022 | 8.4908e-10 | 0 | 8807.9522 | 222.2294 | 8585.7228 | 0 | 0 | 0 | 1.0822e-06 | 7.4787e-06 | 0 | 7.4787e-06 | 0 | 0 | 0 | 0 | 0.00025186 | 0.00055208 | 0 | 0.00055208 | 0 | 5.4503e-05 | 0.00010901 | 0 | 0.00010901 | [12 empty] | 7.3.3.17.5 (Remote Grid) Updates to grid topology to minimize risk of ignition in HFTDs Remote GridWLDFREquipment / facility failureAggregated | WLDFR | HFTD - Distribution - Tier 2 - 1QU CoRE ¦ 4QU LoRE | Red Flag Warning - Catastrophic Fires | Equipment / facility failure | Aggregated | 2022 | 5.3834e-05 | 1483.0022 | 0.079836 | 2022 | Mitigation | 0.95 | 45 | 0 | esc | 0.00097009 | 5.2223e-08 | 0 | 0
[79 empty] | WLDFR | HFTD - Distribution - Tier 2 - 3QU CoRE ¦ 5QU LoRE | Non-Red Flag Warning - Destructive Fires | 2023 | 8.4908e-10 | 8.4908e-10 | 9129.7461 | 233.2301 | 8896.516 | 0 | 0 | 0 | 1.0822e-06 | 7.7519e-06 | 0 | 7.7519e-06 | 7.7519e-06 | 0 | 7.7519e-06 | 0 | 0.00025186 | 0.00055208 | 0 | 0.00055208 | 0 | 5.7166e-05 | 0.00011433 | 0 | 0.00011433 | [12 empty] | 7.3.3.17.5 (Remote Grid) Updates to grid topology to minimize risk of ignition in HFTDs Remote GridWLDFREquipment / facility failureAggregated | WLDFR | HFTD - Distribution - Tier 2 - 1QU CoRE ¦ 4QU LoRE | Red Flag Warning - Catastrophic Fires | Equipment / facility failure | Aggregated | 2023 | 5.3834e-05 | 1483.0022 | 0.079836 | 2023 | Mitigation | 0.95 | 45 | 0 | esc | 0.00097009 | 5.2223e-08 | 0.00097009 | 5.2223e-08
[79 empty] | WLDFR | HFTD - Distribution - Tier 2 - 3QU CoRE ¦ 5QU LoRE | Non-Red Flag Warning - Destructive Fires | 2024 | 8.4908e-10 | 8.4908e-10 | 9129.7461 | 233.2301 | 8896.516 | 0 | 0 | 0 | 1.0822e-06 | 7.7519e-06 | 0 | 7.7519e-06 | 7.7519e-06 | 0 | 7.7519e-06 | 0 | 0.00025186 | 0.00055208 | 0 | 0.00055208 | 0 | 5.7166e-05 | 0.00011433 | 0 | 0.00011433 | [12 empty] | 7.3.3.17.5 (Remote Grid) Updates to grid topology to minimize risk of ignition in HFTDs Remote GridWLDFREquipment / facility failureAggregated | WLDFR | HFTD - Distribution - Tier 2 - 1QU CoRE ¦ 4QU LoRE | Red Flag Warning - Catastrophic Fires | Equipment / facility failure | Aggregated | 2024 | 5.3834e-05 | 1483.0022 | 0.079836 | 2024 | Mitigation | 0.95 | 45 | 0 | esc | 0.00097009 | 5.2223e-08 | 0.00097009 | 5.2223e-08
[79 empty] | WLDFR | HFTD - Distribution - Tier 2 - 3QU CoRE ¦ 5QU LoRE | Non-Red Flag Warning - Destructive Fires | 2025 | 8.4908e-10 | 8.4908e-10 | 9129.7461 | 233.2301 | 8896.516 | 0 | 0 | 0 | 1.0822e-06 | 7.7519e-06 | 0 | 7.7519e-06 | 7.7519e-06 | 0 | 7.7519e-06 | 0 | 0 | 0.00055208 | 0 | 0.00055208 | 0 | 5.7166e-05 | 0.00011433 | 0 | 0.00011433 | [12 empty] | 7.3.3.17.5 (Remote Grid) Updates to grid topology to minimize risk of ignition in HFTDs Remote GridWLDFREquipment / facility failureAggregated | WLDFR | HFTD - Distribution - Tier 2 - 1QU CoRE ¦ 4QU LoRE | Red Flag Warning - Catastrophic Fires | Equipment / facility failure | Aggregated | 2025 | 5.3834e-05 | 1483.0022 | 0.079836 | 2025 | Mitigation | 0.95 | 45 | 0 | esc | 0.00097009 | 5.2223e-08 | 0.00097009 | 5.2223e-08
[79 empty] | WLDFR | HFTD - Distribution - Tier 2 - 3QU CoRE ¦ 5QU LoRE | Non-Red Flag Warning - Destructive Fires | 2026 | 8.4908e-10 | 8.4908e-10 | 9129.7461 | 233.2301 | 8896.516 | 0 | 0 | 0 | 1.0822e-06 | 7.7519e-06 | 0 | 7.7519e-06 | 7.7519e-06 | 0 | 7.7519e-06 | 0 | 0 | 0 | 0 | 0 | 0 | 5.7166e-05 | 0.00011433 | 0 | 0.00011433 | [12 empty] | 7.3.3.17.5 (Remote Grid) Updates to grid topology to minimize risk of ignition in HFTDs Remote GridWLDFREquipment / facility failureAggregated | WLDFR | HFTD - Distribution - Tier 2 - 1QU CoRE ¦ 4QU LoRE | Red Flag Warning - Catastrophic Fires | Equipment / facility failure | Aggregated | 2026 | 5.3834e-05 | 1483.0022 | 0.079836 | 2026 | Mitigation | 0.95 | 45 | 0 | esc | 0.00097009 | 5.2223e-08 | 0.00097009 | 5.2223e-08
[79 empty] | WLDFR | HFTD - Distribution - Tier 2 - 3QU CoRE ¦ 5QU LoRE | Non-Red Flag Warning - Destructive Fires | 2027 | 8.4908e-10 | 8.4908e-10 | 9129.7461 | 233.2301 | 8896.516 | 0 | 0 | 0 | 1.0822e-06 | 7.7519e-06 | 0 | 7.7519e-06 | 7.7519e-06 | 0 | 7.7519e-06 | 0 | 8.2507e-07 | 0 | 0 | 0 | 0 | 5.7166e-05 | 0.00011433 | 0 | 0.00011433 | [12 empty] | 7.3.3.17.5 (Remote Grid) Updates to grid topology to minimize risk of ignition in HFTDs Remote GridWLDFREquipment / facility failureAggregated | WLDFR | HFTD - Distribution - Tier 2 - 1QU CoRE ¦ 4QU LoRE | Red Flag Warning - Catastrophic Fires | Equipment / facility failure | Aggregated | 2027 | 5.3834e-05 | 1483.0022 | 0.079836 | 2027 | Mitigation | 0.95 | 45 | 0 | esc | 0.00097009 | 5.2223e-08 | 0.00097009 | 5.2223e-08
[79 empty] | WLDFR | HFTD - Distribution - Tier 2 - 3QU CoRE ¦ 5QU LoRE | Non-Red Flag Warning - Destructive Fires | 2028 | 8.4908e-10 | 8.4908e-10 | 9534.9221 | 247.273 | 9287.6491 | 0 | 0 | 0 | 1.0822e-06 | 8.0959e-06 | 0 | 8.0959e-06 | 8.0959e-06 | 0 | 8.0959e-06 | 0 | 8.6199e-07 | 1.8895e-06 | 0 | 1.8895e-06 | 0 | 6.0001e-05 | 0.00012 | 0 | 0.00012 | [12 empty] | 7.3.3.17.5 (Remote Grid) Updates to grid topology to minimize risk of ignition in HFTDs Remote GridWLDFREquipment / facility failureAggregated | WLDFR | HFTD - Distribution - Tier 2 - 1QU CoRE ¦ 4QU LoRE | Red Flag Warning - Catastrophic Fires | Equipment / facility failure | Aggregated | 2028 | 5.3834e-05 | 1483.0022 | 0.079836 | 2028 | Mitigation | 0.95 | 45 | 0 | esc | 0.00097009 | 5.2223e-08 | 0.00097009 | 5.2223e-08
[79 empty] | WLDFR | HFTD - Distribution - Tier 2 - 3QU CoRE ¦ 5QU LoRE | Non-Red Flag Warning - Destructive Fires | 2029 | 8.4908e-10 | 8.4908e-10 | 9534.9221 | 247.273 | 9287.6491 | 0 | 0 | 0 | 1.0822e-06 | 8.0959e-06 | 0 | 8.0959e-06 | 8.0959e-06 | 0 | 8.0959e-06 | 0 | 8.6199e-07 | 1.8895e-06 | 0 | 1.8895e-06 | 0 | 6.0001e-05 | 0.00012 | 0 | 0.00012 | [12 empty] | 7.3.3.17.5 (Remote Grid) Updates to grid topology to minimize risk of ignition in HFTDs Remote GridWLDFREquipment / facility failureAggregated | WLDFR | HFTD - Distribution - Tier 2 - 1QU CoRE ¦ 4QU LoRE | Red Flag Warning - Catastrophic Fires | Equipment / facility failure | Aggregated | 2029 | 5.3834e-05 | 1483.0022 | 0.079836 | 2029 | Mitigation | 0.95 | 45 | 0 | esc | 0.00097009 | 5.2223e-08 | 0.00097009 | 5.2223e-08
[79 empty] | WLDFR | HFTD - Distribution - Tier 2 - 3QU CoRE ¦ 5QU LoRE | Non-Red Flag Warning - Destructive Fires | 2030 | 8.4908e-10 | 8.4908e-10 | 9534.9221 | 247.273 | 9287.6491 | 0 | 0 | 0 | 1.0822e-06 | 8.0959e-06 | 0 | 8.0959e-06 | 8.0959e-06 | 0 | 8.0959e-06 | 0 | 8.6199e-07 | 1.8895e-06 | 0 | 1.8895e-06 | 0 | 6.0001e-05 | 0.00012 | 0 | 0.00012 | [12 empty] | 7.3.3.17.5 (Remote Grid) Updates to grid topology to minimize risk of ignition in HFTDs Remote GridWLDFREquipment / facility failureAggregated | WLDFR | HFTD - Distribution - Tier 2 - 1QU CoRE ¦ 4QU LoRE | Red Flag Warning - Catastrophic Fires | Equipment / facility failure | Aggregated | 2030 | 5.3834e-05 | 1483.0022 | 0.079836 | 2030 | Mitigation | 0.95 | 45 | 0 | esc | 0.00097009 | 5.2223e-08 | 0.00097009 | 5.2223e-08
[79 empty] | WLDFR | HFTD - Distribution - Tier 2 - 3QU CoRE ¦ 5QU LoRE | Non-Red Flag Warning - Destructive Fires | 2031 | 8.4908e-10 | 8.4908e-10 | 9534.9221 | 247.273 | 9287.6491 | 0 | 0 | 0 | 1.0822e-06 | 8.0959e-06 | 0 | 8.0959e-06 | 8.0959e-06 | 0 | 8.0959e-06 | 0 | 8.6199e-07 | 1.8895e-06 | 0 | 1.8895e-06 | 0 | 6.0001e-05 | 0.00012 | 0 | 0.00012 | [12 empty] | 7.3.3.17.5 (Remote Grid) Updates to grid topology to minimize risk of ignition in HFTDs Remote GridWLDFREquipment / facility failureAggregated | WLDFR | HFTD - Distribution - Tier 2 - 1QU CoRE ¦ 4QU LoRE | Red Flag Warning - Catastrophic Fires | Equipment / facility failure | Aggregated | 2031 | 5.3834e-05 | 1483.0022 | 0.079836 | 2031 | Mitigation | 0.95 | 45 | 0 | esc | 0.00097009 | 5.2223e-08 | 0.00097009 | 5.2223e-08
[79 empty] | WLDFR | HFTD - Distribution - Tier 2 - 3QU CoRE ¦ 5QU LoRE | Non-Red Flag Warning - Destructive Fires | 2032 | 8.4908e-10 | 8.4908e-10 | 9534.9221 | 247.273 | 9287.6491 | 0 | 0 | 0 | 1.0822e-06 | 8.0959e-06 | 0 | 8.0959e-06 | 8.0959e-06 | 0 | 8.0959e-06 | 0 | 8.6199e-07 | 1.8895e-06 | 0 | 1.8895e-06 | 0 | 6.0001e-05 | 0.00012 | 0 | 0.00012 | [12 empty] | 7.3.3.17.5 (Remote Grid) Updates to grid topology to minimize risk of ignition in HFTDs Remote GridWLDFREquipment / facility failureAggregated | WLDFR | HFTD - Distribution - Tier 2 - 1QU CoRE ¦ 4QU LoRE | Red Flag Warning - Catastrophic Fires | Equipment / facility failure | Aggregated | 2032 | 5.3834e-05 | 1483.0022 | 0.079836 | 2032 | Mitigation | 0.95 | 45 | 0 | esc | 0.00097009 | 5.2223e-08 | 0.00097009 | 5.2223e-08
[79 empty] | WLDFR | HFTD - Distribution - Tier 2 - 3QU CoRE ¦ 5QU LoRE | Non-Red Flag Warning - Destructive Fires | 2033 | 8.4908e-10 | 8.4908e-10 | 9984.8474 | 263.1074 | 9721.74 | 0 | 0 | 0 | 1.0822e-06 | 8.478e-06 | 0 | 8.478e-06 | 8.478e-06 | 0 | 8.478e-06 | 0 | 9.0953e-07 | 1.9937e-06 | 0 | 1.9937e-06 | 0 | 6.297e-05 | 0.00012594 | 0 | 0.00012594 | [12 empty] | 7.3.3.17.5 (Remote Grid) Updates to grid topology to minimize risk of ignition in HFTDs Remote GridWLDFREquipment / facility failureAggregated | WLDFR | HFTD - Distribution - Tier 2 - 1QU CoRE ¦ 4QU LoRE | Red Flag Warning - Catastrophic Fires | Equipment / facility failure | Aggregated | 2033 | 5.3834e-05 | 1483.0022 | 0.079836 | 2033 | Mitigation | 0.95 | 45 | 0 | esc | 0.00097009 | 5.2223e-08 | 0.00097009 | 5.2223e-08
[79 empty] | WLDFR | HFTD - Distribution - Tier 2 - 3QU CoRE ¦ 5QU LoRE | Non-Red Flag Warning - Destructive Fires | 2034 | 8.4908e-10 | 8.4908e-10 | 9984.8474 | 263.1074 | 9721.74 | 0 | 0 | 0 | 1.0822e-06 | 8.478e-06 | 0 | 8.478e-06 | 8.478e-06 | 0 | 8.478e-06 | 0 | 9.0953e-07 | 1.9937e-06 | 0 | 1.9937e-06 | 0 | 6.297e-05 | 0.00012594 | 0 | 0.00012594 | [12 empty] | 7.3.3.17.5 (Remote Grid) Updates to grid topology to minimize risk of ignition in HFTDs Remote GridWLDFREquipment / facility failureAggregated | WLDFR | HFTD - Distribution - Tier 2 - 1QU CoRE ¦ 4QU LoRE | Red Flag Warning - Catastrophic Fires | Equipment / facility failure | Aggregated | 2034 | 5.3834e-05 | 1483.0022 | 0.079836 | 2034 | Mitigation | 0.95 | 45 | 0 | esc | 0.00097009 | 5.2223e-08 | 0.00097009 | 5.2223e-08
[79 empty] | WLDFR | HFTD - Distribution - Tier 2 - 3QU CoRE ¦ 5QU LoRE | Non-Red Flag Warning - Destructive Fires | 2035 | 8.4908e-10 | 8.4908e-10 | 9984.8474 | 263.1074 | 9721.74 | 0 | 0 | 0 | 1.0822e-06 | 8.478e-06 | 0 | 8.478e-06 | 8.478e-06 | 0 | 8.478e-06 | 0 | 9.0953e-07 | 1.9937e-06 | 0 | 1.9937e-06 | 0 | 6.297e-05 | 0.00012594 | 0 | 0.00012594 | [12 empty] | 7.3.3.17.5 (Remote Grid) Updates to grid topology to minimize risk of ignition in HFTDs Remote GridWLDFREquipment / facility failureAggregated | WLDFR | HFTD - Distribution - Tier 2 - 1QU CoRE ¦ 4QU LoRE | Red Flag Warning - Catastrophic Fires | Equipment / facility failure | Aggregated | 2035 | 5.3834e-05 | 1483.0022 | 0.079836 | 2035 | Mitigation | 0.95 | 45 | 0 | esc | 0.00097009 | 5.2223e-08 | 0.00097009 | 5.2223e-08
[79 empty] | WLDFR | HFTD - Distribution - Tier 2 - 3QU CoRE ¦ 5QU LoRE | Non-Red Flag Warning - Destructive Fires | 2036 | 8.4908e-10 | 8.4908e-10 | 9984.8474 | 263.1074 | 9721.74 | 0 | 0 | 0 | 1.0822e-06 | 8.478e-06 | 0 | 8.478e-06 | 8.478e-06 | 0 | 8.478e-06 | 0 | 9.0953e-07 | 1.9937e-06 | 0 | 1.9937e-06 | 0 | 6.297e-05 | 0.00012594 | 0 | 0.00012594 | [12 empty] | 7.3.3.17.5 (Remote Grid) Updates to grid topology to minimize risk of ignition in HFTDs Remote GridWLDFREquipment / facility failureAggregated | WLDFR | HFTD - Distribution - Tier 2 - 1QU CoRE ¦ 4QU LoRE | Red Flag Warning - Catastrophic Fires | Equipment / facility failure | Aggregated | 2036 | 5.3834e-05 | 1483.0022 | 0.079836 | 2036 | Mitigation | 0.95 | 45 | 0 | esc | 0.00097009 | 5.2223e-08 | 0.00097009 | 5.2223e-08
[79 empty] | WLDFR | HFTD - Distribution - Tier 2 - 3QU CoRE ¦ 5QU LoRE | Non-Red Flag Warning - Destructive Fires | 2037 | 8.4908e-10 | 8.4908e-10 | 9984.8474 | 263.1074 | 9721.74 | 0 | 0 | 0 | 1.0822e-06 | 8.478e-06 | 0 | 8.478e-06 | 8.478e-06 | 0 | 8.478e-06 | 0 | 9.0953e-07 | 1.9937e-06 | 0 | 1.9937e-06 | 0 | 0 | 0.00012594 | 0 | 0.00012594 | [12 empty] | 7.3.3.17.5 (Remote Grid) Updates to grid topology to minimize risk of ignition in HFTDs Remote GridWLDFREquipment / facility failureAggregated | WLDFR | HFTD - Distribution - Tier 2 - 1QU CoRE ¦ 4QU LoRE | Red Flag Warning - Catastrophic Fires | Equipment / facility failure | Aggregated | 2037 | 5.3834e-05 | 1483.0022 | 0.079836 | 2037 | Mitigation | 0.95 | 45 | 0 | esc | 0.00097009 | 5.2223e-08 | 0.00097009 | 5.2223e-08
[79 empty] | WLDFR | HFTD - Distribution - Tier 2 - 3QU CoRE ¦ 5QU LoRE | Non-Red Flag Warning - Destructive Fires | 2038 | 8.4908e-10 | 8.4908e-10 | 10472.8261 | 280.5544 | 10192.2718 | 0 | 0 | 0 | 1.0822e-06 | 8.8923e-06 | 0 | 8.8923e-06 | 8.8923e-06 | 0 | 8.8923e-06 | 0 | 9.6361e-07 | 2.1123e-06 | 0 | 2.1123e-06 | 0 | 0 | 0 | 0 | 0 | [12 empty] | 7.3.3.17.5 (Remote Grid) Updates to grid topology to minimize risk of ignition in HFTDs Remote GridWLDFREquipment / facility failureAggregated | WLDFR | HFTD - Distribution - Tier 2 - 1QU CoRE ¦ 4QU LoRE | Red Flag Warning - Catastrophic Fires | Equipment / facility failure | Aggregated | 2038 | 5.3834e-05 | 1483.0022 | 0.079836 | 2038 | Mitigation | 0.95 | 45 | 0 | esc | 0.00097009 | 5.2223e-08 | 0.00097009 | 5.2223e-08
[79 empty] | WLDFR | HFTD - Distribution - Tier 2 - 3QU CoRE ¦ 5QU LoRE | Non-Red Flag Warning - Destructive Fires | 2039 | 8.4908e-10 | 8.4908e-10 | 10472.8261 | 280.5544 | 10192.2718 | 0 | 0 | 0 | 1.0822e-06 | 8.8923e-06 | 0 | 8.8923e-06 | 8.8923e-06 | 0 | 8.8923e-06 | 0 | 9.6361e-07 | 2.1123e-06 | 0 | 2.1123e-06 | 0 | 0 | 0 | 0 | 0 | [12 empty] | 7.3.3.17.5 (Remote Grid) Updates to grid topology to minimize risk of ignition in HFTDs Remote GridWLDFREquipment / facility failureAggregated | WLDFR | HFTD - Distribution - Tier 2 - 1QU CoRE ¦ 4QU LoRE | Red Flag Warning - Catastrophic Fires | Equipment / facility failure | Aggregated | 2039 | 5.3834e-05 | 1483.0022 | 0.079836 | 2039 | Mitigation | 0.95 | 45 | 0 | esc | 0.00097009 | 5.2223e-08 | 0.00097009 | 5.2223e-08
[79 empty] | WLDFR | HFTD - Distribution - Tier 2 - 3QU CoRE ¦ 5QU LoRE | Non-Red Flag Warning - Destructive Fires | 2040 | 8.4908e-10 | 8.4908e-10 | 10472.8261 | 280.5544 | 10192.2718 | 0 | 0 | 0 | 1.0822e-06 | 8.8923e-06 | 0 | 8.8923e-06 | 8.8923e-06 | 0 | 8.8923e-06 | 0 | 9.6361e-07 | 2.1123e-06 | 0 | 2.1123e-06 | 0 | 5.9529e-07 | 0 | 0 | 0 | [12 empty] | 7.3.3.17.5 (Remote Grid) Updates to grid topology to minimize risk of ignition in HFTDs Remote GridWLDFREquipment / facility failureAggregated | WLDFR | HFTD - Distribution - Tier 2 - 1QU CoRE ¦ 4QU LoRE | Red Flag Warning - Catastrophic Fires | Equipment / facility failure | Aggregated | 2040 | 5.3834e-05 | 1483.0022 | 0.079836 | 2040 | Mitigation | 0.95 | 45 | 0 | esc | 0.00097009 | 5.2223e-08 | 0.00097009 | 5.2223e-08
[79 empty] | WLDFR | HFTD - Distribution - Tier 2 - 3QU CoRE ¦ 5QU LoRE | Non-Red Flag Warning - Destructive Fires | 2041 | 8.4908e-10 | 8.4908e-10 | 10472.8261 | 280.5544 | 10192.2718 | 0 | 0 | 0 | 1.0822e-06 | 8.8923e-06 | 0 | 8.8923e-06 | 8.8923e-06 | 0 | 8.8923e-06 | 0 | 9.6361e-07 | 2.1123e-06 | 0 | 2.1123e-06 | 0 | 6.2193e-07 | 1.2439e-06 | 0 | 1.2439e-06 | [12 empty] | 7.3.3.17.5 (Remote Grid) Updates to grid topology to minimize risk of ignition in HFTDs Remote GridWLDFREquipment / facility failureAggregated | WLDFR | HFTD - Distribution - Tier 2 - 1QU CoRE ¦ 4QU LoRE | Red Flag Warning - Catastrophic Fires | Equipment / facility failure | Aggregated | 2041 | 5.3834e-05 | 1483.0022 | 0.079836 | 2041 | Mitigation | 0.95 | 45 | 0 | esc | 0.00097009 | 5.2223e-08 | 0.00097009 | 5.2223e-08
[79 empty] | WLDFR | HFTD - Distribution - Tier 2 - 3QU CoRE ¦ 5QU LoRE | Non-Red Flag Warning - Destructive Fires | 2042 | 8.4908e-10 | 8.4908e-10 | 10472.8261 | 280.5544 | 10192.2718 | 0 | 0 | 0 | 1.0822e-06 | 8.8923e-06 | 0 | 8.8923e-06 | 8.8923e-06 | 0 | 8.8923e-06 | 0 | 9.6361e-07 | 2.1123e-06 | 0 | 2.1123e-06 | 0 | 6.2193e-07 | 1.2439e-06 | 0 | 1.2439e-06 | [12 empty] | 7.3.3.17.5 (Remote Grid) Updates to grid topology to minimize risk of ignition in HFTDs Remote GridWLDFREquipment / facility failureAggregated | WLDFR | HFTD - Distribution - Tier 2 - 1QU CoRE ¦ 4QU LoRE | Red Flag Warning - Catastrophic Fires | Equipment / facility failure | Aggregated | 2042 | 5.3834e-05 | 1483.0022 | 0.079836 | 2042 | Mitigation | 0.95 | 45 | 0 | esc | 0.00097009 | 5.2223e-08 | 0.00097009 | 5.2223e-08
[79 empty] | WLDFR | HFTD - Distribution - Tier 2 - 3QU CoRE ¦ 5QU LoRE | Non-Red Flag Warning - Destructive Fires | 2043 | 8.4908e-10 | 8.4908e-10 | 10992.1562 | 299.42 | 10692.7362 | 0 | 0 | 0 | 1.0822e-06 | 9.3333e-06 | 0 | 9.3333e-06 | 9.3333e-06 | 0 | 9.3333e-06 | 0 | 1.0238e-06 | 2.2442e-06 | 0 | 2.2442e-06 | 0 | 6.2193e-07 | 1.2439e-06 | 0 | 1.2439e-06 | [12 empty] | 7.3.3.17.5 (Remote Grid) Updates to grid topology to minimize risk of ignition in HFTDs Remote GridWLDFREquipment / facility failureAggregated | WLDFR | HFTD - Distribution - Tier 2 - 1QU CoRE ¦ 4QU LoRE | Red Flag Warning - Catastrophic Fires | Equipment / facility failure | Aggregated | 2043 | 5.3834e-05 | 1483.0022 | 0.079836 | 2043 | Mitigation | 0.95 | 45 | 0 | esc | 0.00097009 | 5.2223e-08 | 0.00097009 | 5.2223e-08
[79 empty] | WLDFR | HFTD - Distribution - Tier 2 - 3QU CoRE ¦ 5QU LoRE | Non-Red Flag Warning - Destructive Fires | 2044 | 8.4908e-10 | 8.4908e-10 | 10992.1562 | 299.42 | 10692.7362 | 0 | 0 | 0 | 1.0822e-06 | 9.3333e-06 | 0 | 9.3333e-06 | 9.3333e-06 | 0 | 9.3333e-06 | 0 | 1.0238e-06 | 2.2442e-06 | 0 | 2.2442e-06 | 0 | 6.2193e-07 | 1.2439e-06 | 0 | 1.2439e-06 | [12 empty] | 7.3.3.17.5 (Remote Grid) Updates to grid topology to minimize risk of ignition in HFTDs Remote GridWLDFREquipment / facility failureAggregated | WLDFR | HFTD - Distribution - Tier 2 - 1QU CoRE ¦ 4QU LoRE | Red Flag Warning - Catastrophic Fires | Equipment / facility failure | Aggregated | 2044 | 5.3834e-05 | 1483.0022 | 0.079836 | 2044 | Mitigation | 0.95 | 45 | 0 | esc | 0.00097009 | 5.2223e-08 | 0.00097009 | 5.2223e-08
[79 empty] | WLDFR | HFTD - Distribution - Tier 2 - 3QU CoRE ¦ 5QU LoRE | Non-Red Flag Warning - Destructive Fires | 2045 | 8.4908e-10 | 8.4908e-10 | 10992.1562 | 299.42 | 10692.7362 | 0 | 0 | 0 | 1.0822e-06 | 9.3333e-06 | 0 | 9.3333e-06 | 9.3333e-06 | 0 | 9.3333e-06 | 0 | 1.0238e-06 | 2.2442e-06 | 0 | 2.2442e-06 | 0 | 6.2193e-07 | 1.2439e-06 | 0 | 1.2439e-06 | [12 empty] | 7.3.3.17.5 (Remote Grid) Updates to grid topology to minimize risk of ignition in HFTDs Remote GridWLDFREquipment / facility failureAggregated | WLDFR | HFTD - Distribution - Tier 2 - 1QU CoRE ¦ 4QU LoRE | Red Flag Warning - Catastrophic Fires | Equipment / facility failure | Aggregated | 2045 | 5.3834e-05 | 1483.0022 | 0.079836 | 2045 | Mitigation | 0.95 | 45 | 0 | esc | 0.00097009 | 5.2223e-08 | 0.00097009 | 5.2223e-08
[79 empty] | WLDFR | HFTD - Distribution - Tier 2 - 3QU CoRE ¦ 5QU LoRE | Non-Red Flag Warning - Destructive Fires | 2046 | 8.4908e-10 | 8.4908e-10 | 10992.1562 | 299.42 | 10692.7362 | 0 | 0 | 0 | 1.0822e-06 | 9.3333e-06 | 0 | 9.3333e-06 | 9.3333e-06 | 0 | 9.3333e-06 | 0 | 1.0238e-06 | 2.2442e-06 | 0 | 2.2442e-06 | 0 | 6.5623e-07 | 1.3125e-06 | 0 | 1.3125e-06 | [12 empty] | 7.3.3.17.5 (Remote Grid) Updates to grid topology to minimize risk of ignition in HFTDs Remote GridWLDFREquipment / facility failureAggregated | WLDFR | HFTD - Distribution - Tier 2 - 1QU CoRE ¦ 4QU LoRE | Red Flag Warning - Catastrophic Fires | Equipment / facility failure | Aggregated | 2046 | 5.3834e-05 | 1483.0022 | 0.079836 | 2046 | Mitigation | 0.95 | 45 | 0 | esc | 0.00097009 | 5.2223e-08 | 0.00097009 | 5.2223e-08
[79 empty] | WLDFR | HFTD - Distribution - Tier 2 - 3QU CoRE ¦ 5QU LoRE | Non-Red Flag Warning - Destructive Fires | 2047 | 8.4908e-10 | 8.4908e-10 | 10992.1562 | 299.42 | 10692.7362 | 0 | 0 | 0 | 1.0822e-06 | 9.3333e-06 | 0 | 9.3333e-06 | 9.3333e-06 | 0 | 9.3333e-06 | 0 | 1.0238e-06 | 2.2442e-06 | 0 | 2.2442e-06 | 0 | 6.5623e-07 | 1.3125e-06 | 0 | 1.3125e-06 | [12 empty] | 7.3.3.17.5 (Remote Grid) Updates to grid topology to minimize risk of ignition in HFTDs Remote GridWLDFREquipment / facility failureAggregated | WLDFR | HFTD - Distribution - Tier 2 - 1QU CoRE ¦ 4QU LoRE | Red Flag Warning - Catastrophic Fires | Equipment / facility failure | Aggregated | 2047 | 5.3834e-05 | 1483.0022 | 0.079836 | 2047 | Mitigation | 0.95 | 45 | 0 | esc | 0.00097009 | 5.2223e-08 | 0.00097009 | 5.2223e-08
[79 empty] | WLDFR | HFTD - Distribution - Tier 2 - 3QU CoRE ¦ 5QU LoRE | Non-Red Flag Warning - Destructive Fires | 2048 | 8.4908e-10 | 8.4908e-10 | 11536.0538 | 319.4911 | 11216.5626 | 0 | 0 | 0 | 1.0822e-06 | 9.7951e-06 | 0 | 9.7951e-06 | 9.7951e-06 | 0 | 9.7951e-06 | 0 | 1.0896e-06 | 2.3885e-06 | 0 | 2.3885e-06 | 0 | 6.5623e-07 | 1.3125e-06 | 0 | 1.3125e-06 | [12 empty] | 7.3.3.17.5 (Remote Grid) Updates to grid topology to minimize risk of ignition in HFTDs Remote GridWLDFREquipment / facility failureAggregated | WLDFR | HFTD - Distribution - Tier 2 - 1QU CoRE ¦ 4QU LoRE | Red Flag Warning - Catastrophic Fires | Equipment / facility failure | Aggregated | 2048 | 5.3834e-05 | 1483.0022 | 0.079836 | 2048 | Mitigation | 0.95 | 45 | 0 | esc | 0.00097009 | 5.2223e-08 | 0.00097009 | 5.2223e-08
[79 empty] | WLDFR | HFTD - Distribution - Tier 2 - 3QU CoRE ¦ 5QU LoRE | Non-Red Flag Warning - Destructive Fires | 2049 | 8.4908e-10 | 8.4908e-10 | 11536.0538 | 319.4911 | 11216.5626 | 0 | 0 | 0 | 1.0822e-06 | 9.7951e-06 | 0 | 9.7951e-06 | 9.7951e-06 | 0 | 9.7951e-06 | 0 | 1.0896e-06 | 2.3885e-06 | 0 | 2.3885e-06 | 0 | 6.5623e-07 | 1.3125e-06 | 0 | 1.3125e-06 | [12 empty] | 7.3.3.17.5 (Remote Grid) Updates to grid topology to minimize risk of ignition in HFTDs Remote GridWLDFREquipment / facility failureAggregated | WLDFR | HFTD - Distribution - Tier 2 - 1QU CoRE ¦ 4QU LoRE | Red Flag Warning - Catastrophic Fires | Equipment / facility failure | Aggregated | 2049 | 5.3834e-05 | 1483.0022 | 0.079836 | 2049 | Mitigation | 0.95 | 45 | 0 | esc | 0.00097009 | 5.2223e-08 | 0.00097009 | 5.2223e-08
[79 empty] | WLDFR | HFTD - Distribution - Tier 2 - 3QU CoRE ¦ 5QU LoRE | Non-Red Flag Warning - Destructive Fires | 2050 | 8.4908e-10 | 8.4908e-10 | 11536.0538 | 319.4911 | 11216.5626 | 0 | 0 | 0 | 1.0822e-06 | 9.7951e-06 | 0 | 9.7951e-06 | 9.7951e-06 | 0 | 9.7951e-06 | 0 | 1.0896e-06 | 2.3885e-06 | 0 | 2.3885e-06 | 0 | 6.5623e-07 | 1.3125e-06 | 0 | 1.3125e-06 | [12 empty] | 7.3.3.17.5 (Remote Grid) Updates to grid topology to minimize risk of ignition in HFTDs Remote GridWLDFREquipment / facility failureAggregated | WLDFR | HFTD - Distribution - Tier 2 - 1QU CoRE ¦ 4QU LoRE | Red Flag Warning - Catastrophic Fires | Equipment / facility failure | Aggregated | 2050 | 5.3834e-05 | 1483.0022 | 0.079836 | 2050 | Mitigation | 0.95 | 45 | 0 | esc | 0.00097009 | 5.2223e-08 | 0.00097009 | 5.2223e-08
[79 empty] | WLDFR | HFTD - Distribution - Tier 2 - 3QU CoRE ¦ 5QU LoRE | Non-Red Flag Warning - Destructive Fires | 2051 | 8.4908e-10 | 8.4908e-10 | 11536.0538 | 319.4911 | 11216.5626 | 0 | 0 | 0 | 1.0822e-06 | 9.7951e-06 | 0 | 9.7951e-06 | 9.7951e-06 | 0 | 9.7951e-06 | 0 | 1.0896e-06 | 2.3885e-06 | 0 | 2.3885e-06 | 0 | 6.9525e-07 | 1.3905e-06 | 0 | 1.3905e-06 | [12 empty] | 7.3.3.17.5 (Remote Grid) Updates to grid topology to minimize risk of ignition in HFTDs Remote GridWLDFREquipment / facility failureAggregated | WLDFR | HFTD - Distribution - Tier 2 - 1QU CoRE ¦ 4QU LoRE | Red Flag Warning - Catastrophic Fires | Equipment / facility failure | Aggregated | 2051 | 5.3834e-05 | 1483.0022 | 0.079836 | 2051 | Mitigation | 0.95 | 45 | 0 | esc | 0.00097009 | 5.2223e-08 | 0.00097009 | 5.2223e-08
[79 empty] | WLDFR | HFTD - Distribution - Tier 2 - 3QU CoRE ¦ 5QU LoRE | Non-Red Flag Warning - Destructive Fires | 2052 | 8.4908e-10 | 8.4908e-10 | 11536.0538 | 319.4911 | 11216.5626 | 0 | 0 | 0 | 1.0822e-06 | 9.7951e-06 | 0 | 9.7951e-06 | 9.7951e-06 | 0 | 9.7951e-06 | 0 | 1.0896e-06 | 2.3885e-06 | 0 | 2.3885e-06 | 0 | 6.9525e-07 | 1.3905e-06 | 0 | 1.3905e-06 | [12 empty] | 7.3.3.17.5 (Remote Grid) Updates to grid topology to minimize risk of ignition in HFTDs Remote GridWLDFREquipment / facility failureAggregated | WLDFR | HFTD - Distribution - Tier 2 - 1QU CoRE ¦ 4QU LoRE | Red Flag Warning - Catastrophic Fires | Equipment / facility failure | Aggregated | 2052 | 5.3834e-05 | 1483.0022 | 0.079836 | 2052 | Mitigation | 0.95 | 45 | 0 | esc | 0.00097009 | 5.2223e-08 | 0.00097009 | 5.2223e-08
[79 empty] | WLDFR | HFTD - Distribution - Tier 2 - 3QU CoRE ¦ 5QU LoRE | Non-Red Flag Warning - Destructive Fires | 2053 | 8.4908e-10 | 8.4908e-10 | 12097.6769 | 340.5356 | 11757.1413 | 0 | 0 | 0 | 1.0822e-06 | 1.0272e-05 | 0 | 1.0272e-05 | 1.0272e-05 | 0 | 1.0272e-05 | 0 | 1.1605e-06 | 2.5439e-06 | 0 | 2.5439e-06 | 0 | 6.9525e-07 | 1.3905e-06 | 0 | 1.3905e-06 | [12 empty] | 7.3.3.17.5 (Remote Grid) Updates to grid topology to minimize risk of ignition in HFTDs Remote GridWLDFREquipment / facility failureAggregated | WLDFR | HFTD - Distribution - Tier 2 - 1QU CoRE ¦ 4QU LoRE | Red Flag Warning - Catastrophic Fires | Equipment / facility failure | Aggregated | 2053 | 5.3834e-05 | 1483.0022 | 0.079836 | 2053 | Mitigation | 0.95 | 45 | 0 | esc | 0.00097009 | 5.2223e-08 | 0.00097009 | 5.2223e-08
[79 empty] | WLDFR | HFTD - Distribution - Tier 2 - 3QU CoRE ¦ 5QU LoRE | Non-Red Flag Warning - Destructive Fires | 2054 | 8.4908e-10 | 8.4908e-10 | 12097.6769 | 340.5356 | 11757.1413 | 0 | 0 | 0 | 1.0822e-06 | 1.0272e-05 | 0 | 1.0272e-05 | 1.0272e-05 | 0 | 1.0272e-05 | 0 | 1.1605e-06 | 2.5439e-06 | 0 | 2.5439e-06 | 0 | 6.9525e-07 | 1.3905e-06 | 0 | 1.3905e-06 | [12 empty] | 7.3.3.17.5 (Remote Grid) Updates to grid topology to minimize risk of ignition in HFTDs Remote GridWLDFREquipment / facility failureAggregated | WLDFR | HFTD - Distribution - Tier 2 - 1QU CoRE ¦ 4QU LoRE | Red Flag Warning - Catastrophic Fires | Equipment / facility failure | Aggregated | 2054 | 5.3834e-05 | 1483.0022 | 0.079836 | 2054 | Mitigation | 0.95 | 45 | 0 | esc | 0.00097009 | 5.2223e-08 | 0.00097009 | 5.2223e-08
[79 empty] | WLDFR | HFTD - Distribution - Tier 2 - 3QU CoRE ¦ 5QU LoRE | Non-Red Flag Warning - Destructive Fires | 2055 | 8.4908e-10 | 8.4908e-10 | 12097.6769 | 340.5356 | 11757.1413 | 0 | 0 | 0 | 1.0822e-06 | 1.0272e-05 | 0 | 1.0272e-05 | 1.0272e-05 | 0 | 1.0272e-05 | 0 | 1.1605e-06 | 2.5439e-06 | 0 | 2.5439e-06 | 0 | 6.9525e-07 | 1.3905e-06 | 0 | 1.3905e-06 | [12 empty] | 7.3.3.17.5 (Remote Grid) Updates to grid topology to minimize risk of ignition in HFTDs Remote GridWLDFREquipment / facility failureAggregated | WLDFR | HFTD - Distribution - Tier 2 - 1QU CoRE ¦ 4QU LoRE | Red Flag Warning - Catastrophic Fires | Equipment / facility failure | Aggregated | 2055 | 5.3834e-05 | 1483.0022 | 0.079836 | 2055 | Mitigation | 0.95 | 45 | 0 | esc | 0.00097009 | 5.2223e-08 | 0.00097009 | 5.2223e-08
[79 empty] | WLDFR | HFTD - Distribution - Tier 2 - 3QU CoRE ¦ 5QU LoRE | Non-Red Flag Warning - Destructive Fires | 2056 | 8.4908e-10 | 8.4908e-10 | 12097.6769 | 340.5356 | 11757.1413 | 0 | 0 | 0 | 1.0822e-06 | 1.0272e-05 | 0 | 1.0272e-05 | 1.0272e-05 | 0 | 1.0272e-05 | 0 | 1.1605e-06 | 2.5439e-06 | 0 | 2.5439e-06 | 0 | 7.3867e-07 | 1.4773e-06 | 0 | 1.4773e-06 | [12 empty] | 7.3.3.17.5 (Remote Grid) Updates to grid topology to minimize risk of ignition in HFTDs Remote GridWLDFREquipment / facility failureAggregated | WLDFR | HFTD - Distribution - Tier 2 - 1QU CoRE ¦ 4QU LoRE | Red Flag Warning - Catastrophic Fires | Equipment / facility failure | Aggregated | 2056 | 5.3834e-05 | 1483.0022 | 0.079836 | 2056 | Mitigation | 0.95 | 45 | 0 | esc | 0.00097009 | 5.2223e-08 | 0.00097009 | 5.2223e-08
[79 empty] | WLDFR | HFTD - Distribution - Tier 2 - 3QU CoRE ¦ 5QU LoRE | Non-Red Flag Warning - Destructive Fires | 2057 | 8.4908e-10 | 8.4908e-10 | 12097.6769 | 340.5356 | 11757.1413 | 0 | 0 | 0 | 1.0822e-06 | 1.0272e-05 | 0 | 1.0272e-05 | 1.0272e-05 | 0 | 1.0272e-05 | 0 | 1.1605e-06 | 2.5439e-06 | 0 | 2.5439e-06 | 0 | 7.3867e-07 | 1.4773e-06 | 0 | 1.4773e-06 | [12 empty] | 7.3.3.17.5 (Remote Grid) Updates to grid topology to minimize risk of ignition in HFTDs Remote GridWLDFREquipment / facility failureAggregated | WLDFR | HFTD - Distribution - Tier 2 - 1QU CoRE ¦ 4QU LoRE | Red Flag Warning - Catastrophic Fires | Equipment / facility failure | Aggregated | 2057 | 5.3834e-05 | 1483.0022 | 0.079836 | 2057 | Mitigation | 0.95 | 45 | 0 | esc | 0.00097009 | 5.2223e-08 | 0.00097009 | 5.2223e-08
[79 empty] | WLDFR | HFTD - Distribution - Tier 2 - 3QU CoRE ¦ 5QU LoRE | Non-Red Flag Warning - Destructive Fires | 2058 | 8.4908e-10 | 8.4908e-10 | 12670.1796 | 362.3049 | 12307.8747 | 0 | 0 | 0 | 1.0822e-06 | 1.0758e-05 | 0 | 1.0758e-05 | 1.0758e-05 | 0 | 1.0758e-05 | 0 | 1.236e-06 | 2.7092e-06 | 0 | 2.7092e-06 | 0 | 7.3867e-07 | 1.4773e-06 | 0 | 1.4773e-06 | [12 empty] | 7.3.3.17.5 (Remote Grid) Updates to grid topology to minimize risk of ignition in HFTDs Remote GridWLDFREquipment / facility failureAggregated | WLDFR | HFTD - Distribution - Tier 2 - 1QU CoRE ¦ 4QU LoRE | Red Flag Warning - Catastrophic Fires | Equipment / facility failure | Aggregated | 2058 | 5.3834e-05 | 1483.0022 | 0.079836 | 2058 | Mitigation | 0.95 | 45 | 0 | esc | 0.00097009 | 5.2223e-08 | 0.00097009 | 5.2223e-08
[79 empty] | WLDFR | HFTD - Distribution - Tier 2 - 3QU CoRE ¦ 5QU LoRE | Non-Red Flag Warning - Destructive Fires | 2059 | 8.4908e-10 | 8.4908e-10 | 12670.1796 | 362.3049 | 12307.8747 | 0 | 0 | 0 | 1.0822e-06 | 1.0758e-05 | 0 | 1.0758e-05 | 1.0758e-05 | 0 | 1.0758e-05 | 0 | 1.236e-06 | 2.7092e-06 | 0 | 2.7092e-06 | 0 | 7.3867e-07 | 1.4773e-06 | 0 | 1.4773e-06 | [12 empty] | 7.3.3.17.5 (Remote Grid) Updates to grid topology to minimize risk of ignition in HFTDs Remote GridWLDFREquipment / facility failureAggregated | WLDFR | HFTD - Distribution - Tier 2 - 1QU CoRE ¦ 4QU LoRE | Red Flag Warning - Catastrophic Fires | Equipment / facility failure | Aggregated | 2059 | 5.3834e-05 | 1483.0022 | 0.079836 | 2059 | Mitigation | 0.95 | 45 | 0 | esc | 0.00097009 | 5.2223e-08 | 0.00097009 | 5.2223e-08
[79 empty] | WLDFR | HFTD - Distribution - Tier 2 - 3QU CoRE ¦ 5QU LoRE | Non-Red Flag Warning - Destructive Fires | 2060 | 8.4908e-10 | 8.4908e-10 | 12670.1796 | 362.3049 | 12307.8747 | 0 | 0 | 0 | 1.0822e-06 | 1.0758e-05 | 0 | 1.0758e-05 | 1.0758e-05 | 0 | 1.0758e-05 | 0 | 1.236e-06 | 2.7092e-06 | 0 | 2.7092e-06 | 0 | 7.3867e-07 | 1.4773e-06 | 0 | 1.4773e-06 | [12 empty] | 7.3.3.17.5 (Remote Grid) Updates to grid topology to minimize risk of ignition in HFTDs Remote GridWLDFREquipment / facility failureAggregated | WLDFR | HFTD - Distribution - Tier 2 - 1QU CoRE ¦ 4QU LoRE | Red Flag Warning - Catastrophic Fires | Equipment / facility failure | Aggregated | 2060 | 5.3834e-05 | 1483.0022 | 0.079836 | 2060 | Mitigation | 0.95 | 45 | 0 | esc | 0.00097009 | 5.2223e-08 | 0.00097009 | 5.2223e-08
[79 empty] | WLDFR | HFTD - Distribution - Tier 2 - 3QU CoRE ¦ 5QU LoRE | Non-Red Flag Warning - Destructive Fires | 2061 | 8.4908e-10 | 8.4908e-10 | 12670.1796 | 362.3049 | 12307.8747 | 0 | 0 | 0 | 1.0822e-06 | 1.0758e-05 | 0 | 1.0758e-05 | 1.0758e-05 | 0 | 1.0758e-05 | 0 | 1.236e-06 | 2.7092e-06 | 0 | 2.7092e-06 | 0 | 7.8617e-07 | 1.5723e-06 | 0 | 1.5723e-06 | [12 empty] | 7.3.3.17.5 (Remote Grid) Updates to grid topology to minimize risk of ignition in HFTDs Remote GridWLDFREquipment / facility failureAggregated | WLDFR | HFTD - Distribution - Tier 2 - 1QU CoRE ¦ 4QU LoRE | Red Flag Warning - Catastrophic Fires | Equipment / facility failure | Aggregated | 2061 | 5.3834e-05 | 1483.0022 | 0.079836 | 2061 | Mitigation | 0.95 | 45 | 0 | esc | 0.00097009 | 5.2223e-08 | 0.00097009 | 5.2223e-08
[79 empty] | WLDFR | HFTD - Distribution - Tier 2 - 3QU CoRE ¦ 5QU LoRE | Non-Red Flag Warning - Destructive Fires | 2062 | 8.4908e-10 | 8.4908e-10 | 12670.1796 | 362.3049 | 12307.8747 | 0 | 0 | 0 | 1.0822e-06 | 1.0758e-05 | 0 | 1.0758e-05 | 1.0758e-05 | 0 | 1.0758e-05 | 0 | 1.236e-06 | 2.7092e-06 | 0 | 2.7092e-06 | 0 | 7.8617e-07 | 1.5723e-06 | 0 | 1.5723e-06 | [12 empty] | 7.3.3.17.5 (Remote Grid) Updates to grid topology to minimize risk of ignition in HFTDs Remote GridWLDFREquipment / facility failureAggregated | WLDFR | HFTD - Distribution - Tier 2 - 1QU CoRE ¦ 4QU LoRE | Red Flag Warning - Catastrophic Fires | Equipment / facility failure | Aggregated | 2062 | 5.3834e-05 | 1483.0022 | 0.079836 | 2062 | Mitigation | 0.95 | 45 | 0 | esc | 0.00097009 | 5.2223e-08 | 0.00097009 | 5.2223e-08
[79 empty] | WLDFR | HFTD - Distribution - Tier 2 - 3QU CoRE ¦ 5QU LoRE | Non-Red Flag Warning - Destructive Fires | 2063 | 8.4908e-10 | 8.4908e-10 | 13246.6313 | 384.5316 | 12862.0997 | 0 | 0 | 0 | 1.0822e-06 | 1.1247e-05 | 0 | 1.1247e-05 | 1.1247e-05 | 0 | 1.1247e-05 | 0 | 1.315e-06 | 2.8825e-06 | 0 | 2.8825e-06 | 0 | 7.8617e-07 | 1.5723e-06 | 0 | 1.5723e-06 | [12 empty] | 7.3.3.17.5 (Remote Grid) Updates to grid topology to minimize risk of ignition in HFTDs Remote GridWLDFREquipment / facility failureAggregated | WLDFR | HFTD - Distribution - Tier 2 - 1QU CoRE ¦ 4QU LoRE | Red Flag Warning - Catastrophic Fires | Equipment / facility failure | Aggregated | 2063 | 5.3834e-05 | 1483.0022 | 0.079836 | 2063 | Mitigation | 0.95 | 45 | 0 | esc | 0.00097009 | 5.2223e-08 | 0.00097009 | 5.2223e-08
[79 empty] | WLDFR | HFTD - Distribution - Tier 2 - 3QU CoRE ¦ 5QU LoRE | Non-Red Flag Warning - Destructive Fires | 2064 | 8.4908e-10 | 8.4908e-10 | 13246.6313 | 384.5316 | 12862.0997 | 0 | 0 | 0 | 1.0822e-06 | 1.1247e-05 | 0 | 1.1247e-05 | 1.1247e-05 | 0 | 1.1247e-05 | 0 | 1.315e-06 | 2.8825e-06 | 0 | 2.8825e-06 | 0 | 7.8617e-07 | 1.5723e-06 | 0 | 1.5723e-06 | [12 empty] | 7.3.3.17.5 (Remote Grid) Updates to grid topology to minimize risk of ignition in HFTDs Remote GridWLDFREquipment / facility failureAggregated | WLDFR | HFTD - Distribution - Tier 2 - 1QU CoRE ¦ 4QU LoRE | Red Flag Warning - Catastrophic Fires | Equipment / facility failure | Aggregated | 2064 | 5.3834e-05 | 1483.0022 | 0.079836 | 2064 | Mitigation | 0.95 | 45 | 0 | esc | 0.00097009 | 5.2223e-08 | 0.00097009 | 5.2223e-08
[79 empty] | WLDFR | HFTD - Distribution - Tier 2 - 3QU CoRE ¦ 5QU LoRE | Non-Red Flag Warning - Destructive Fires | 2065 | 8.4908e-10 | 8.4908e-10 | 13246.6313 | 384.5316 | 12862.0997 | 0 | 0 | 0 | 1.0822e-06 | 1.1247e-05 | 0 | 1.1247e-05 | 1.1247e-05 | 0 | 1.1247e-05 | 0 | 1.315e-06 | 2.8825e-06 | 0 | 2.8825e-06 | 0 | 7.8617e-07 | 1.5723e-06 | 0 | 1.5723e-06 | [12 empty] | 7.3.3.17.5 (Remote Grid) Updates to grid topology to minimize risk of ignition in HFTDs Remote GridWLDFREquipment / facility failureAggregated | WLDFR | HFTD - Distribution - Tier 2 - 1QU CoRE ¦ 4QU LoRE | Red Flag Warning - Catastrophic Fires | Equipment / facility failure | Aggregated | 2065 | 5.3834e-05 | 1483.0022 | 0.079836 | 2065 | Mitigation | 0.95 | 45 | 0 | esc | 0.00097009 | 5.2223e-08 | 0.00097009 | 5.2223e-08
[79 empty] | WLDFR | HFTD - Distribution - Tier 2 - 3QU CoRE ¦ 5QU LoRE | Non-Red Flag Warning - Destructive Fires | 2066 | 8.4908e-10 | 8.4908e-10 | 13246.6313 | 384.5316 | 12862.0997 | 0 | 0 | 0 | 1.0822e-06 | 1.1247e-05 | 0 | 1.1247e-05 | 1.1247e-05 | 0 | 1.1247e-05 | 0 | 1.315e-06 | 2.8825e-06 | 0 | 2.8825e-06 | 0 | 8.3733e-07 | 1.6747e-06 | 0 | 1.6747e-06 | [12 empty] | 7.3.3.17.5 (Remote Grid) Updates to grid topology to minimize risk of ignition in HFTDs Remote GridWLDFREquipment / facility failureAggregated | WLDFR | HFTD - Distribution - Tier 2 - 1QU CoRE ¦ 4QU LoRE | Red Flag Warning - Catastrophic Fires | Equipment / facility failure | Aggregated | 2066 | 5.3834e-05 | 1483.0022 | 0.079836 | 2066 | Mitigation | 0.95 | 45 | 0 | esc | 0.00097009 | 5.2223e-08 | 0.00097009 | 5.2223e-08
[79 empty] | WLDFR | HFTD - Distribution - Tier 2 - 3QU CoRE ¦ 5QU LoRE | Non-Red Flag Warning - Destructive Fires | 2067 | 0 | 8.4908e-10 | 13246.6313 | 384.5316 | 12862.0997 | 0 | 0 | 0 | 1.0822e-06 | 0 | 0 | 0 | 1.1247e-05 | 0 | 1.1247e-05 | 0 | 1.315e-06 | 2.8825e-06 | 0 | 2.8825e-06 | 0 | 8.3733e-07 | 1.6747e-06 | 0 | 1.6747e-06 | [12 empty] | 7.3.3.17.5 (Remote Grid) Updates to grid topology to minimize risk of ignition in HFTDs Remote GridWLDFREquipment / facility failureAggregated | WLDFR | HFTD - Distribution - Tier 2 - 1QU CoRE ¦ 4QU LoRE | Red Flag Warning - Catastrophic Fires | Equipment / facility failure | Aggregated | 2067 | 5.3834e-05 | 1483.0022 | 0.079836 | 2067 | Mitigation | 0.95 | 45 | 0 | esc | 0 | 0 | 0.00097009 | 5.2223e-08
[79 empty] | WLDFR | HFTD - Distribution - Tier 2 - 3QU CoRE ¦ 5QU LoRE | Non-Red Flag Warning - Large Fires | 2022 | 1.3537e-08 | 0 | 5.2406 | 0.69642 | 2.942 | 1.6022 | 0 | 0 | 1.6566e-05 | 7.0943e-08 | 0 | 7.0943e-08 | 0 | 0 | 0 | 0 | 1.3968e-06 | 3.0618e-06 | 0 | 3.0618e-06 | 0 | 8.3733e-07 | 1.6747e-06 | 0 | 1.6747e-06 | [12 empty] | 7.3.3.17.5 (Remote Grid) Updates to grid topology to minimize risk of ignition in HFTDs Remote GridWLDFRVegetation ContactAggregated | WLDFR | HFTD - Distribution - Tier 2 - 1QU CoRE ¦ 4QU LoRE | Red Flag Warning - Catastrophic Fires | Vegetation Contact | Aggregated | 2022 | 0.00010532 | 1483.0022 | 0.15619 | 2022 | Mitigation | 0.95 | 45 | 0 | esc | 0.00097009 | 1.0217e-07 | 0 | 0
[79 empty] | WLDFR | HFTD - Distribution - Tier 2 - 3QU CoRE ¦ 5QU LoRE | Non-Red Flag Warning - Large Fires | 2023 | 1.3537e-08 | 1.3537e-08 | 5.475 | 0.71896 | 3.0715 | 1.6846 | 0 | 0 | 1.6566e-05 | 7.4117e-08 | 0 | 7.4117e-08 | 7.4117e-08 | 0 | 7.4117e-08 | 0 | 1.3968e-06 | 3.0618e-06 | 0 | 3.0618e-06 | 0 | 8.3733e-07 | 1.6747e-06 | 0 | 1.6747e-06 | [12 empty] | 7.3.3.17.5 (Remote Grid) Updates to grid topology to minimize risk of ignition in HFTDs Remote GridWLDFRVegetation ContactAggregated | WLDFR | HFTD - Distribution - Tier 2 - 1QU CoRE ¦ 4QU LoRE | Red Flag Warning - Catastrophic Fires | Vegetation Contact | Aggregated | 2023 | 0.00010532 | 1483.0022 | 0.15619 | 2023 | Mitigation | 0.95 | 45 | 0 | esc | 0.00097009 | 1.0217e-07 | 0.00097009 | 1.0217e-07
[79 empty] | WLDFR | HFTD - Distribution - Tier 2 - 3QU CoRE ¦ 5QU LoRE | Non-Red Flag Warning - Large Fires | 2024 | 1.3537e-08 | 1.3537e-08 | 5.475 | 0.71896 | 3.0715 | 1.6846 | 0 | 0 | 1.6566e-05 | 7.4117e-08 | 0 | 7.4117e-08 | 7.4117e-08 | 0 | 7.4117e-08 | 0 | 1.3968e-06 | 3.0618e-06 | 0 | 3.0618e-06 | 0 | 0 | 1.6747e-06 | 0 | 1.6747e-06 | [12 empty] | 7.3.3.17.5 (Remote Grid) Updates to grid topology to minimize risk of ignition in HFTDs Remote GridWLDFRVegetation ContactAggregated | WLDFR | HFTD - Distribution - Tier 2 - 1QU CoRE ¦ 4QU LoRE | Red Flag Warning - Catastrophic Fires | Vegetation Contact | Aggregated | 2024 | 0.00010532 | 1483.0022 | 0.15619 | 2024 | Mitigation | 0.95 | 45 | 0 | esc | 0.00097009 | 1.0217e-07 | 0.00097009 | 1.0217e-07
[79 empty] | WLDFR | HFTD - Distribution - Tier 2 - 3QU CoRE ¦ 5QU LoRE | Non-Red Flag Warning - Large Fires | 2025 | 1.3537e-08 | 1.3537e-08 | 5.475 | 0.71896 | 3.0715 | 1.6846 | 0 | 0 | 1.6566e-05 | 7.4117e-08 | 0 | 7.4117e-08 | 7.4117e-08 | 0 | 7.4117e-08 | 0 | 1.3968e-06 | 3.0618e-06 | 0 | 3.0618e-06 | 0 | 0 | 0 | 0 | 0 | [12 empty] | 7.3.3.17.5 (Remote Grid) Updates to grid topology to minimize risk of ignition in HFTDs Remote GridWLDFRVegetation ContactAggregated | WLDFR | HFTD - Distribution - Tier 2 - 1QU CoRE ¦ 4QU LoRE | Red Flag Warning - Catastrophic Fires | Vegetation Contact | Aggregated | 2025 | 0.00010532 | 1483.0022 | 0.15619 | 2025 | Mitigation | 0.95 | 45 | 0 | esc | 0.00097009 | 1.0217e-07 | 0.00097009 | 1.0217e-07
[79 empty] | WLDFR | HFTD - Distribution - Tier 2 - 3QU CoRE ¦ 5QU LoRE | Non-Red Flag Warning - Large Fires | 2026 | 1.3537e-08 | 1.3537e-08 | 5.475 | 0.71896 | 3.0715 | 1.6846 | 0 | 0 | 1.6566e-05 | 7.4117e-08 | 0 | 7.4117e-08 | 7.4117e-08 | 0 | 7.4117e-08 | 0 | 1.3968e-06 | 3.0618e-06 | 0 | 3.0618e-06 | 0 | 0 | 0 | 0 | 0 | [12 empty] | 7.3.3.17.5 (Remote Grid) Updates to grid topology to minimize risk of ignition in HFTDs Remote GridWLDFRVegetation ContactAggregated | WLDFR | HFTD - Distribution - Tier 2 - 1QU CoRE ¦ 4QU LoRE | Red Flag Warning - Catastrophic Fires | Vegetation Contact | Aggregated | 2026 | 0.00010532 | 1483.0022 | 0.15619 | 2026 | Mitigation | 0.95 | 45 | 0 | esc | 0.00097009 | 1.0217e-07 | 0.00097009 | 1.0217e-07
[79 empty] | WLDFR | HFTD - Distribution - Tier 2 - 3QU CoRE ¦ 5QU LoRE | Non-Red Flag Warning - Large Fires | 2027 | 1.3537e-08 | 1.3537e-08 | 5.475 | 0.71896 | 3.0715 | 1.6846 | 0 | 0 | 1.6566e-05 | 7.4117e-08 | 0 | 7.4117e-08 | 7.4117e-08 | 0 | 7.4117e-08 | 0 | 1.4804e-06 | 3.2452e-06 | 0 | 3.2452e-06 | 0 | 5.6708e-08 | 0 | 0 | 0 | [12 empty] | 7.3.3.17.5 (Remote Grid) Updates to grid topology to minimize risk of ignition in HFTDs Remote GridWLDFRVegetation ContactAggregated | WLDFR | HFTD - Distribution - Tier 2 - 1QU CoRE ¦ 4QU LoRE | Red Flag Warning - Catastrophic Fires | Vegetation Contact | Aggregated | 2027 | 0.00010532 | 1483.0022 | 0.15619 | 2027 | Mitigation | 0.95 | 45 | 0 | esc | 0.00097009 | 1.0217e-07 | 0.00097009 | 1.0217e-07
[79 empty] | WLDFR | HFTD - Distribution - Tier 2 - 3QU CoRE ¦ 5QU LoRE | Non-Red Flag Warning - Large Fires | 2028 | 1.3537e-08 | 1.3537e-08 | 5.777 | 0.74734 | 3.238 | 1.7917 | 0 | 0 | 1.6566e-05 | 7.8205e-08 | 0 | 7.8205e-08 | 7.8205e-08 | 0 | 7.8205e-08 | 0 | 1.4804e-06 | 3.2452e-06 | 0 | 3.2452e-06 | 0 | 5.8533e-08 | 1.1707e-07 | 0 | 1.1707e-07 | [12 empty] | 7.3.3.17.5 (Remote Grid) Updates to grid topology to minimize risk of ignition in HFTDs Remote GridWLDFRVegetation ContactAggregated | WLDFR | HFTD - Distribution - Tier 2 - 1QU CoRE ¦ 4QU LoRE | Red Flag Warning - Catastrophic Fires | Vegetation Contact | Aggregated | 2028 | 0.00010532 | 1483.0022 | 0.15619 | 2028 | Mitigation | 0.95 | 45 | 0 | esc | 0.00097009 | 1.0217e-07 | 0.00097009 | 1.0217e-07
[79 empty] | WLDFR | HFTD - Distribution - Tier 2 - 3QU CoRE ¦ 5QU LoRE | Non-Red Flag Warning - Large Fires | 2029 | 1.3537e-08 | 1.3537e-08 | 5.777 | 0.74734 | 3.238 | 1.7917 | 0 | 0 | 1.6566e-05 | 7.8205e-08 | 0 | 7.8205e-08 | 7.8205e-08 | 0 | 7.8205e-08 | 0 | 1.4804e-06 | 3.2452e-06 | 0 | 3.2452e-06 | 0 | 5.8533e-08 | 1.1707e-07 | 0 | 1.1707e-07 | [12 empty] | 7.3.3.17.5 (Remote Grid) Updates to grid topology to minimize risk of ignition in HFTDs Remote GridWLDFRVegetation ContactAggregated | WLDFR | HFTD - Distribution - Tier 2 - 1QU CoRE ¦ 4QU LoRE | Red Flag Warning - Catastrophic Fires | Vegetation Contact | Aggregated | 2029 | 0.00010532 | 1483.0022 | 0.15619 | 2029 | Mitigation | 0.95 | 45 | 0 | esc | 0.00097009 | 1.0217e-07 | 0.00097009 | 1.0217e-07
[79 empty] | WLDFR | HFTD - Distribution - Tier 2 - 3QU CoRE ¦ 5QU LoRE | Non-Red Flag Warning - Large Fires | 2030 | 1.3537e-08 | 1.3537e-08 | 5.777 | 0.74734 | 3.238 | 1.7917 | 0 | 0 | 1.6566e-05 | 7.8205e-08 | 0 | 7.8205e-08 | 7.8205e-08 | 0 | 7.8205e-08 | 0 | 0 | 3.2452e-06 | 0 | 3.2452e-06 | 0 | 5.8533e-08 | 1.1707e-07 | 0 | 1.1707e-07 | [12 empty] | 7.3.3.17.5 (Remote Grid) Updates to grid topology to minimize risk of ignition in HFTDs Remote GridWLDFRVegetation ContactAggregated | WLDFR | HFTD - Distribution - Tier 2 - 1QU CoRE ¦ 4QU LoRE | Red Flag Warning - Catastrophic Fires | Vegetation Contact | Aggregated | 2030 | 0.00010532 | 1483.0022 | 0.15619 | 2030 | Mitigation | 0.95 | 45 | 0 | esc | 0.00097009 | 1.0217e-07 | 0.00097009 | 1.0217e-07
[79 empty] | WLDFR | HFTD - Distribution - Tier 2 - 3QU CoRE ¦ 5QU LoRE | Non-Red Flag Warning - Large Fires | 2031 | 1.3537e-08 | 1.3537e-08 | 5.777 | 0.74734 | 3.238 | 1.7917 | 0 | 0 | 1.6566e-05 | 7.8205e-08 | 0 | 7.8205e-08 | 7.8205e-08 | 0 | 7.8205e-08 | 0 | 0 | 0 | 0 | 0 | 0 | 5.8533e-08 | 1.1707e-07 | 0 | 1.1707e-07 | [12 empty] | 7.3.3.17.5 (Remote Grid) Updates to grid topology to minimize risk of ignition in HFTDs Remote GridWLDFRVegetation ContactAggregated | WLDFR | HFTD - Distribution - Tier 2 - 1QU CoRE ¦ 4QU LoRE | Red Flag Warning - Catastrophic Fires | Vegetation Contact | Aggregated | 2031 | 0.00010532 | 1483.0022 | 0.15619 | 2031 | Mitigation | 0.95 | 45 | 0 | esc | 0.00097009 | 1.0217e-07 | 0.00097009 | 1.0217e-07
[79 empty] | WLDFR | HFTD - Distribution - Tier 2 - 3QU CoRE ¦ 5QU LoRE | Non-Red Flag Warning - Large Fires | 2032 | 1.3537e-08 | 1.3537e-08 | 5.777 | 0.74734 | 3.238 | 1.7917 | 0 | 0 | 1.6566e-05 | 7.8205e-08 | 0 | 7.8205e-08 | 7.8205e-08 | 0 | 7.8205e-08 | 0 | 1.9148e-07 | 0 | 0 | 0 | 0 | 5.8533e-08 | 1.1707e-07 | 0 | 1.1707e-07 | [12 empty] | 7.3.3.17.5 (Remote Grid) Updates to grid topology to minimize risk of ignition in HFTDs Remote GridWLDFRVegetation ContactAggregated | WLDFR | HFTD - Distribution - Tier 2 - 1QU CoRE ¦ 4QU LoRE | Red Flag Warning - Catastrophic Fires | Vegetation Contact | Aggregated | 2032 | 0.00010532 | 1483.0022 | 0.15619 | 2032 | Mitigation | 0.95 | 45 | 0 | esc | 0.00097009 | 1.0217e-07 | 0.00097009 | 1.0217e-07
[79 empty] | WLDFR | HFTD - Distribution - Tier 2 - 3QU CoRE ¦ 5QU LoRE | Non-Red Flag Warning - Large Fires | 2033 | 1.3537e-08 | 1.3537e-08 | 6.1205 | 0.77885 | 3.4265 | 1.9151 | 0 | 0 | 1.6566e-05 | 8.2855e-08 | 0 | 8.2855e-08 | 8.2855e-08 | 0 | 8.2855e-08 | 0 | 1.9764e-07 | 4.3324e-07 | 0 | 4.3324e-07 | 0 | 6.0861e-08 | 1.2172e-07 | 0 | 1.2172e-07 | [12 empty] | 7.3.3.17.5 (Remote Grid) Updates to grid topology to minimize risk of ignition in HFTDs Remote GridWLDFRVegetation ContactAggregated | WLDFR | HFTD - Distribution - Tier 2 - 1QU CoRE ¦ 4QU LoRE | Red Flag Warning - Catastrophic Fires | Vegetation Contact | Aggregated | 2033 | 0.00010532 | 1483.0022 | 0.15619 | 2033 | Mitigation | 0.95 | 45 | 0 | esc | 0.00097009 | 1.0217e-07 | 0.00097009 | 1.0217e-07
[79 empty] | WLDFR | HFTD - Distribution - Tier 2 - 3QU CoRE ¦ 5QU LoRE | Non-Red Flag Warning - Large Fires | 2034 | 1.3537e-08 | 1.3537e-08 | 6.1205 | 0.77885 | 3.4265 | 1.9151 | 0 | 0 | 1.6566e-05 | 8.2855e-08 | 0 | 8.2855e-08 | 8.2855e-08 | 0 | 8.2855e-08 | 0 | 1.9764e-07 | 4.3324e-07 | 0 | 4.3324e-07 | 0 | 6.0861e-08 | 1.2172e-07 | 0 | 1.2172e-07 | [12 empty] | 7.3.3.17.5 (Remote Grid) Updates to grid topology to minimize risk of ignition in HFTDs Remote GridWLDFRVegetation ContactAggregated | WLDFR | HFTD - Distribution - Tier 2 - 1QU CoRE ¦ 4QU LoRE | Red Flag Warning - Catastrophic Fires | Vegetation Contact | Aggregated | 2034 | 0.00010532 | 1483.0022 | 0.15619 | 2034 | Mitigation | 0.95 | 45 | 0 | esc | 0.00097009 | 1.0217e-07 | 0.00097009 | 1.0217e-07
[79 empty] | WLDFR | HFTD - Distribution - Tier 2 - 3QU CoRE ¦ 5QU LoRE | Non-Red Flag Warning - Large Fires | 2035 | 1.3537e-08 | 1.3537e-08 | 6.1205 | 0.77885 | 3.4265 | 1.9151 | 0 | 0 | 1.6566e-05 | 8.2855e-08 | 0 | 8.2855e-08 | 8.2855e-08 | 0 | 8.2855e-08 | 0 | 1.9764e-07 | 4.3324e-07 | 0 | 4.3324e-07 | 0 | 6.0861e-08 | 1.2172e-07 | 0 | 1.2172e-07 | [12 empty] | 7.3.3.17.5 (Remote Grid) Updates to grid topology to minimize risk of ignition in HFTDs Remote GridWLDFRVegetation ContactAggregated | WLDFR | HFTD - Distribution - Tier 2 - 1QU CoRE ¦ 4QU LoRE | Red Flag Warning - Catastrophic Fires | Vegetation Contact | Aggregated | 2035 | 0.00010532 | 1483.0022 | 0.15619 | 2035 | Mitigation | 0.95 | 45 | 0 | esc | 0.00097009 | 1.0217e-07 | 0.00097009 | 1.0217e-07
[79 empty] | WLDFR | HFTD - Distribution - Tier 2 - 3QU CoRE ¦ 5QU LoRE | Non-Red Flag Warning - Large Fires | 2036 | 1.3537e-08 | 1.3537e-08 | 6.1205 | 0.77885 | 3.4265 | 1.9151 | 0 | 0 | 1.6566e-05 | 8.2855e-08 | 0 | 8.2855e-08 | 8.2855e-08 | 0 | 8.2855e-08 | 0 | 1.9764e-07 | 4.3324e-07 | 0 | 4.3324e-07 | 0 | 6.0861e-08 | 1.2172e-07 | 0 | 1.2172e-07 | [12 empty] | 7.3.3.17.5 (Remote Grid) Updates to grid topology to minimize risk of ignition in HFTDs Remote GridWLDFRVegetation ContactAggregated | WLDFR | HFTD - Distribution - Tier 2 - 1QU CoRE ¦ 4QU LoRE | Red Flag Warning - Catastrophic Fires | Vegetation Contact | Aggregated | 2036 | 0.00010532 | 1483.0022 | 0.15619 | 2036 | Mitigation | 0.95 | 45 | 0 | esc | 0.00097009 | 1.0217e-07 | 0.00097009 | 1.0217e-07
[79 empty] | WLDFR | HFTD - Distribution - Tier 2 - 3QU CoRE ¦ 5QU LoRE | Non-Red Flag Warning - Large Fires | 2037 | 1.3537e-08 | 1.3537e-08 | 6.1205 | 0.77885 | 3.4265 | 1.9151 | 0 | 0 | 1.6566e-05 | 8.2855e-08 | 0 | 8.2855e-08 | 8.2855e-08 | 0 | 8.2855e-08 | 0 | 1.9764e-07 | 4.3324e-07 | 0 | 4.3324e-07 | 0 | 6.0861e-08 | 1.2172e-07 | 0 | 1.2172e-07 | [12 empty] | 7.3.3.17.5 (Remote Grid) Updates to grid topology to minimize risk of ignition in HFTDs Remote GridWLDFRVegetation ContactAggregated | WLDFR | HFTD - Distribution - Tier 2 - 1QU CoRE ¦ 4QU LoRE | Red Flag Warning - Catastrophic Fires | Vegetation Contact | Aggregated | 2037 | 0.00010532 | 1483.0022 | 0.15619 | 2037 | Mitigation | 0.95 | 45 | 0 | esc | 0.00097009 | 1.0217e-07 | 0.00097009 | 1.0217e-07
[79 empty] | WLDFR | HFTD - Distribution - Tier 2 - 3QU CoRE ¦ 5QU LoRE | Non-Red Flag Warning - Large Fires | 2038 | 1.3537e-08 | 1.3537e-08 | 6.5028 | 0.81304 | 3.6355 | 2.0543 | 0 | 0 | 1.6566e-05 | 8.8031e-08 | 0 | 8.8031e-08 | 8.8031e-08 | 0 | 8.8031e-08 | 0 | 2.055e-07 | 4.5047e-07 | 0 | 4.5047e-07 | 0 | 6.3485e-08 | 1.2697e-07 | 0 | 1.2697e-07 | [12 empty] | 7.3.3.17.5 (Remote Grid) Updates to grid topology to minimize risk of ignition in HFTDs Remote GridWLDFRVegetation ContactAggregated | WLDFR | HFTD - Distribution - Tier 2 - 1QU CoRE ¦ 4QU LoRE | Red Flag Warning - Catastrophic Fires | Vegetation Contact | Aggregated | 2038 | 0.00010532 | 1483.0022 | 0.15619 | 2038 | Mitigation | 0.95 | 45 | 0 | esc | 0.00097009 | 1.0217e-07 | 0.00097009 | 1.0217e-07
[79 empty] | WLDFR | HFTD - Distribution - Tier 2 - 3QU CoRE ¦ 5QU LoRE | Non-Red Flag Warning - Large Fires | 2039 | 1.3537e-08 | 1.3537e-08 | 6.5028 | 0.81304 | 3.6355 | 2.0543 | 0 | 0 | 1.6566e-05 | 8.8031e-08 | 0 | 8.8031e-08 | 8.8031e-08 | 0 | 8.8031e-08 | 0 | 2.055e-07 | 4.5047e-07 | 0 | 4.5047e-07 | 0 | 6.3485e-08 | 1.2697e-07 | 0 | 1.2697e-07 | [12 empty] | 7.3.3.17.5 (Remote Grid) Updates to grid topology to minimize risk of ignition in HFTDs Remote GridWLDFRVegetation ContactAggregated | WLDFR | HFTD - Distribution - Tier 2 - 1QU CoRE ¦ 4QU LoRE | Red Flag Warning - Catastrophic Fires | Vegetation Contact | Aggregated | 2039 | 0.00010532 | 1483.0022 | 0.15619 | 2039 | Mitigation | 0.95 | 45 | 0 | esc | 0.00097009 | 1.0217e-07 | 0.00097009 | 1.0217e-07
[79 empty] | WLDFR | HFTD - Distribution - Tier 2 - 3QU CoRE ¦ 5QU LoRE | Non-Red Flag Warning - Large Fires | 2040 | 1.3537e-08 | 1.3537e-08 | 6.5028 | 0.81304 | 3.6355 | 2.0543 | 0 | 0 | 1.6566e-05 | 8.8031e-08 | 0 | 8.8031e-08 | 8.8031e-08 | 0 | 8.8031e-08 | 0 | 2.055e-07 | 4.5047e-07 | 0 | 4.5047e-07 | 0 | 6.3485e-08 | 1.2697e-07 | 0 | 1.2697e-07 | [12 empty] | 7.3.3.17.5 (Remote Grid) Updates to grid topology to minimize risk of ignition in HFTDs Remote GridWLDFRVegetation ContactAggregated | WLDFR | HFTD - Distribution - Tier 2 - 1QU CoRE ¦ 4QU LoRE | Red Flag Warning - Catastrophic Fires | Vegetation Contact | Aggregated | 2040 | 0.00010532 | 1483.0022 | 0.15619 | 2040 | Mitigation | 0.95 | 45 | 0 | esc | 0.00097009 | 1.0217e-07 | 0.00097009 | 1.0217e-07
[79 empty] | WLDFR | HFTD - Distribution - Tier 2 - 3QU CoRE ¦ 5QU LoRE | Non-Red Flag Warning - Large Fires | 2041 | 1.3537e-08 | 1.3537e-08 | 6.5028 | 0.81304 | 3.6355 | 2.0543 | 0 | 0 | 1.6566e-05 | 8.8031e-08 | 0 | 8.8031e-08 | 8.8031e-08 | 0 | 8.8031e-08 | 0 | 2.055e-07 | 4.5047e-07 | 0 | 4.5047e-07 | 0 | 6.3485e-08 | 1.2697e-07 | 0 | 1.2697e-07 | [12 empty] | 7.3.3.17.5 (Remote Grid) Updates to grid topology to minimize risk of ignition in HFTDs Remote GridWLDFRVegetation ContactAggregated | WLDFR | HFTD - Distribution - Tier 2 - 1QU CoRE ¦ 4QU LoRE | Red Flag Warning - Catastrophic Fires | Vegetation Contact | Aggregated | 2041 | 0.00010532 | 1483.0022 | 0.15619 | 2041 | Mitigation | 0.95 | 45 | 0 | esc | 0.00097009 | 1.0217e-07 | 0.00097009 | 1.0217e-07
[79 empty] | WLDFR | HFTD - Distribution - Tier 2 - 3QU CoRE ¦ 5QU LoRE | Non-Red Flag Warning - Large Fires | 2042 | 1.3537e-08 | 1.3537e-08 | 6.5028 | 0.81304 | 3.6355 | 2.0543 | 0 | 0 | 1.6566e-05 | 8.8031e-08 | 0 | 8.8031e-08 | 8.8031e-08 | 0 | 8.8031e-08 | 0 | 2.055e-07 | 4.5047e-07 | 0 | 4.5047e-07 | 0 | 6.3485e-08 | 1.2697e-07 | 0 | 1.2697e-07 | [12 empty] | 7.3.3.17.5 (Remote Grid) Updates to grid topology to minimize risk of ignition in HFTDs Remote GridWLDFRVegetation ContactAggregated | WLDFR | HFTD - Distribution - Tier 2 - 1QU CoRE ¦ 4QU LoRE | Red Flag Warning - Catastrophic Fires | Vegetation Contact | Aggregated | 2042 | 0.00010532 | 1483.0022 | 0.15619 | 2042 | Mitigation | 0.95 | 45 | 0 | esc | 0.00097009 | 1.0217e-07 | 0.00097009 | 1.0217e-07
[79 empty] | WLDFR | HFTD - Distribution - Tier 2 - 3QU CoRE ¦ 5QU LoRE | Non-Red Flag Warning - Large Fires | 2043 | 1.3537e-08 | 1.3537e-08 | 6.9209 | 0.84944 | 3.8632 | 2.2083 | 0 | 0 | 1.6566e-05 | 9.3691e-08 | 0 | 9.3691e-08 | 9.3691e-08 | 0 | 9.3691e-08 | 0 | 2.1436e-07 | 4.6989e-07 | 0 | 4.6989e-07 | 0 | 6.6377e-08 | 1.3275e-07 | 0 | 1.3275e-07 | [12 empty] | 7.3.3.17.5 (Remote Grid) Updates to grid topology to minimize risk of ignition in HFTDs Remote GridWLDFRVegetation ContactAggregated | WLDFR | HFTD - Distribution - Tier 2 - 1QU CoRE ¦ 4QU LoRE | Red Flag Warning - Catastrophic Fires | Vegetation Contact | Aggregated | 2043 | 0.00010532 | 1483.0022 | 0.15619 | 2043 | Mitigation | 0.95 | 45 | 0 | esc | 0.00097009 | 1.0217e-07 | 0.00097009 | 1.0217e-07
[79 empty] | WLDFR | HFTD - Distribution - Tier 2 - 3QU CoRE ¦ 5QU LoRE | Non-Red Flag Warning - Large Fires | 2044 | 1.3537e-08 | 1.3537e-08 | 6.9209 | 0.84944 | 3.8632 | 2.2083 | 0 | 0 | 1.6566e-05 | 9.3691e-08 | 0 | 9.3691e-08 | 9.3691e-08 | 0 | 9.3691e-08 | 0 | 2.1436e-07 | 4.6989e-07 | 0 | 4.6989e-07 | 0 | 6.6377e-08 | 1.3275e-07 | 0 | 1.3275e-07 | [12 empty] | 7.3.3.17.5 (Remote Grid) Updates to grid topology to minimize risk of ignition in HFTDs Remote GridWLDFRVegetation ContactAggregated | WLDFR | HFTD - Distribution - Tier 2 - 1QU CoRE ¦ 4QU LoRE | Red Flag Warning - Catastrophic Fires | Vegetation Contact | Aggregated | 2044 | 0.00010532 | 1483.0022 | 0.15619 | 2044 | Mitigation | 0.95 | 45 | 0 | esc | 0.00097009 | 1.0217e-07 | 0.00097009 | 1.0217e-07
[79 empty] | WLDFR | HFTD - Distribution - Tier 2 - 3QU CoRE ¦ 5QU LoRE | Non-Red Flag Warning - Large Fires | 2045 | 1.3537e-08 | 1.3537e-08 | 6.9209 | 0.84944 | 3.8632 | 2.2083 | 0 | 0 | 1.6566e-05 | 9.3691e-08 | 0 | 9.3691e-08 | 9.3691e-08 | 0 | 9.3691e-08 | 0 | 2.1436e-07 | 4.6989e-07 | 0 | 4.6989e-07 | 0 | 6.6377e-08 | 1.3275e-07 | 0 | 1.3275e-07 | [12 empty] | 7.3.3.17.5 (Remote Grid) Updates to grid topology to minimize risk of ignition in HFTDs Remote GridWLDFRVegetation ContactAggregated | WLDFR | HFTD - Distribution - Tier 2 - 1QU CoRE ¦ 4QU LoRE | Red Flag Warning - Catastrophic Fires | Vegetation Contact | Aggregated | 2045 | 0.00010532 | 1483.0022 | 0.15619 | 2045 | Mitigation | 0.95 | 45 | 0 | esc | 0.00097009 | 1.0217e-07 | 0.00097009 | 1.0217e-07
[79 empty] | WLDFR | HFTD - Distribution - Tier 2 - 3QU CoRE ¦ 5QU LoRE | Non-Red Flag Warning - Large Fires | 2046 | 1.3537e-08 | 1.3537e-08 | 6.9209 | 0.84944 | 3.8632 | 2.2083 | 0 | 0 | 1.6566e-05 | 9.3691e-08 | 0 | 9.3691e-08 | 9.3691e-08 | 0 | 9.3691e-08 | 0 | 2.1436e-07 | 4.6989e-07 | 0 | 4.6989e-07 | 0 | 6.6377e-08 | 1.3275e-07 | 0 | 1.3275e-07 | [12 empty] | 7.3.3.17.5 (Remote Grid) Updates to grid topology to minimize risk of ignition in HFTDs Remote GridWLDFRVegetation ContactAggregated | WLDFR | HFTD - Distribution - Tier 2 - 1QU CoRE ¦ 4QU LoRE | Red Flag Warning - Catastrophic Fires | Vegetation Contact | Aggregated | 2046 | 0.00010532 | 1483.0022 | 0.15619 | 2046 | Mitigation | 0.95 | 45 | 0 | esc | 0.00097009 | 1.0217e-07 | 0.00097009 | 1.0217e-07
[79 empty] | WLDFR | HFTD - Distribution - Tier 2 - 3QU CoRE ¦ 5QU LoRE | Non-Red Flag Warning - Large Fires | 2047 | 1.3537e-08 | 1.3537e-08 | 6.9209 | 0.84944 | 3.8632 | 2.2083 | 0 | 0 | 1.6566e-05 | 9.3691e-08 | 0 | 9.3691e-08 | 9.3691e-08 | 0 | 9.3691e-08 | 0 | 2.1436e-07 | 4.6989e-07 | 0 | 4.6989e-07 | 0 | 6.6377e-08 | 1.3275e-07 | 0 | 1.3275e-07 | [12 empty] | 7.3.3.17.5 (Remote Grid) Updates to grid topology to minimize risk of ignition in HFTDs Remote GridWLDFRVegetation ContactAggregated | WLDFR | HFTD - Distribution - Tier 2 - 1QU CoRE ¦ 4QU LoRE | Red Flag Warning - Catastrophic Fires | Vegetation Contact | Aggregated | 2047 | 0.00010532 | 1483.0022 | 0.15619 | 2047 | Mitigation | 0.95 | 45 | 0 | esc | 0.00097009 | 1.0217e-07 | 0.00097009 | 1.0217e-07
[79 empty] | WLDFR | HFTD - Distribution - Tier 2 - 3QU CoRE ¦ 5QU LoRE | Non-Red Flag Warning - Large Fires | 2048 | 1.3537e-08 | 1.3537e-08 | 7.3713 | 0.88759 | 4.1075 | 2.3763 | 0 | 0 | 1.6566e-05 | 9.9788e-08 | 0 | 9.9788e-08 | 9.9788e-08 | 0 | 9.9788e-08 | 0 | 2.2413e-07 | 4.913e-07 | 0 | 4.913e-07 | 0 | 6.9509e-08 | 1.3902e-07 | 0 | 1.3902e-07 | [12 empty] | 7.3.3.17.5 (Remote Grid) Updates to grid topology to minimize risk of ignition in HFTDs Remote GridWLDFRVegetation ContactAggregated | WLDFR | HFTD - Distribution - Tier 2 - 1QU CoRE ¦ 4QU LoRE | Red Flag Warning - Catastrophic Fires | Vegetation Contact | Aggregated | 2048 | 0.00010532 | 1483.0022 | 0.15619 | 2048 | Mitigation | 0.95 | 45 | 0 | esc | 0.00097009 | 1.0217e-07 | 0.00097009 | 1.0217e-07
[79 empty] | WLDFR | HFTD - Distribution - Tier 2 - 3QU CoRE ¦ 5QU LoRE | Non-Red Flag Warning - Large Fires | 2049 | 1.3537e-08 | 1.3537e-08 | 7.3713 | 0.88759 | 4.1075 | 2.3763 | 0 | 0 | 1.6566e-05 | 9.9788e-08 | 0 | 9.9788e-08 | 9.9788e-08 | 0 | 9.9788e-08 | 0 | 2.2413e-07 | 4.913e-07 | 0 | 4.913e-07 | 0 | 6.9509e-08 | 1.3902e-07 | 0 | 1.3902e-07 | [12 empty] | 7.3.3.17.5 (Remote Grid) Updates to grid topology to minimize risk of ignition in HFTDs Remote GridWLDFRVegetation ContactAggregated | WLDFR | HFTD - Distribution - Tier 2 - 1QU CoRE ¦ 4QU LoRE | Red Flag Warning - Catastrophic Fires | Vegetation Contact | Aggregated | 2049 | 0.00010532 | 1483.0022 | 0.15619 | 2049 | Mitigation | 0.95 | 45 | 0 | esc | 0.00097009 | 1.0217e-07 | 0.00097009 | 1.0217e-07
[79 empty] | WLDFR | HFTD - Distribution - Tier 2 - 3QU CoRE ¦ 5QU LoRE | Non-Red Flag Warning - Large Fires | 2050 | 1.3537e-08 | 1.3537e-08 | 7.3713 | 0.88759 | 4.1075 | 2.3763 | 0 | 0 | 1.6566e-05 | 9.9788e-08 | 0 | 9.9788e-08 | 9.9788e-08 | 0 | 9.9788e-08 | 0 | 2.2413e-07 | 4.913e-07 | 0 | 4.913e-07 | 0 | 6.9509e-08 | 1.3902e-07 | 0 | 1.3902e-07 | [12 empty] | 7.3.3.17.5 (Remote Grid) Updates to grid topology to minimize risk of ignition in HFTDs Remote GridWLDFRVegetation ContactAggregated | WLDFR | HFTD - Distribution - Tier 2 - 1QU CoRE ¦ 4QU LoRE | Red Flag Warning - Catastrophic Fires | Vegetation Contact | Aggregated | 2050 | 0.00010532 | 1483.0022 | 0.15619 | 2050 | Mitigation | 0.95 | 45 | 0 | esc | 0.00097009 | 1.0217e-07 | 0.00097009 | 1.0217e-07
[79 empty] | WLDFR | HFTD - Distribution - Tier 2 - 3QU CoRE ¦ 5QU LoRE | Non-Red Flag Warning - Large Fires | 2051 | 1.3537e-08 | 1.3537e-08 | 7.3713 | 0.88759 | 4.1075 | 2.3763 | 0 | 0 | 1.6566e-05 | 9.9788e-08 | 0 | 9.9788e-08 | 9.9788e-08 | 0 | 9.9788e-08 | 0 | 2.2413e-07 | 4.913e-07 | 0 | 4.913e-07 | 0 | 6.9509e-08 | 1.3902e-07 | 0 | 1.3902e-07 | [12 empty] | 7.3.3.17.5 (Remote Grid) Updates to grid topology to minimize risk of ignition in HFTDs Remote GridWLDFRVegetation ContactAggregated | WLDFR | HFTD - Distribution - Tier 2 - 1QU CoRE ¦ 4QU LoRE | Red Flag Warning - Catastrophic Fires | Vegetation Contact | Aggregated | 2051 | 0.00010532 | 1483.0022 | 0.15619 | 2051 | Mitigation | 0.95 | 45 | 0 | esc | 0.00097009 | 1.0217e-07 | 0.00097009 | 1.0217e-07
[79 empty] | WLDFR | HFTD - Distribution - Tier 2 - 3QU CoRE ¦ 5QU LoRE | Non-Red Flag Warning - Large Fires | 2052 | 1.3537e-08 | 1.3537e-08 | 7.3713 | 0.88759 | 4.1075 | 2.3763 | 0 | 0 | 1.6566e-05 | 9.9788e-08 | 0 | 9.9788e-08 | 9.9788e-08 | 0 | 9.9788e-08 | 0 | 2.2413e-07 | 4.913e-07 | 0 | 4.913e-07 | 0 | 6.9509e-08 | 1.3902e-07 | 0 | 1.3902e-07 | [12 empty] | 7.3.3.17.5 (Remote Grid) Updates to grid topology to minimize risk of ignition in HFTDs Remote GridWLDFRVegetation ContactAggregated | WLDFR | HFTD - Distribution - Tier 2 - 1QU CoRE ¦ 4QU LoRE | Red Flag Warning - Catastrophic Fires | Vegetation Contact | Aggregated | 2052 | 0.00010532 | 1483.0022 | 0.15619 | 2052 | Mitigation | 0.95 | 45 | 0 | esc | 0.00097009 | 1.0217e-07 | 0.00097009 | 1.0217e-07
[79 empty] | WLDFR | HFTD - Distribution - Tier 2 - 3QU CoRE ¦ 5QU LoRE | Non-Red Flag Warning - Large Fires | 2053 | 1.3537e-08 | 1.3537e-08 | 7.8503 | 0.92702 | 4.3664 | 2.5569 | 0 | 0 | 1.6566e-05 | 1.0627e-07 | 0 | 1.0627e-07 | 1.0627e-07 | 0 | 1.0627e-07 | 0 | 2.347e-07 | 5.1448e-07 | 0 | 5.1448e-07 | 0 | 7.2847e-08 | 1.4569e-07 | 0 | 1.4569e-07 | [12 empty] | 7.3.3.17.5 (Remote Grid) Updates to grid topology to minimize risk of ignition in HFTDs Remote GridWLDFRVegetation ContactAggregated | WLDFR | HFTD - Distribution - Tier 2 - 1QU CoRE ¦ 4QU LoRE | Red Flag Warning - Catastrophic Fires | Vegetation Contact | Aggregated | 2053 | 0.00010532 | 1483.0022 | 0.15619 | 2053 | Mitigation | 0.95 | 45 | 0 | esc | 0.00097009 | 1.0217e-07 | 0.00097009 | 1.0217e-07
[79 empty] | WLDFR | HFTD - Distribution - Tier 2 - 3QU CoRE ¦ 5QU LoRE | Non-Red Flag Warning - Large Fires | 2054 | 1.3537e-08 | 1.3537e-08 | 7.8503 | 0.92702 | 4.3664 | 2.5569 | 0 | 0 | 1.6566e-05 | 1.0627e-07 | 0 | 1.0627e-07 | 1.0627e-07 | 0 | 1.0627e-07 | 0 | 2.347e-07 | 5.1448e-07 | 0 | 5.1448e-07 | 0 | 7.2847e-08 | 1.4569e-07 | 0 | 1.4569e-07 | [12 empty] | 7.3.3.17.5 (Remote Grid) Updates to grid topology to minimize risk of ignition in HFTDs Remote GridWLDFRVegetation ContactAggregated | WLDFR | HFTD - Distribution - Tier 2 - 1QU CoRE ¦ 4QU LoRE | Red Flag Warning - Catastrophic Fires | Vegetation Contact | Aggregated | 2054 | 0.00010532 | 1483.0022 | 0.15619 | 2054 | Mitigation | 0.95 | 45 | 0 | esc | 0.00097009 | 1.0217e-07 | 0.00097009 | 1.0217e-07
[79 empty] | WLDFR | HFTD - Distribution - Tier 2 - 3QU CoRE ¦ 5QU LoRE | Non-Red Flag Warning - Large Fires | 2055 | 1.3537e-08 | 1.3537e-08 | 7.8503 | 0.92702 | 4.3664 | 2.5569 | 0 | 0 | 1.6566e-05 | 1.0627e-07 | 0 | 1.0627e-07 | 1.0627e-07 | 0 | 1.0627e-07 | 0 | 2.347e-07 | 5.1448e-07 | 0 | 5.1448e-07 | 0 | 7.2847e-08 | 1.4569e-07 | 0 | 1.4569e-07 | [12 empty] | 7.3.3.17.5 (Remote Grid) Updates to grid topology to minimize risk of ignition in HFTDs Remote GridWLDFRVegetation ContactAggregated | WLDFR | HFTD - Distribution - Tier 2 - 1QU CoRE ¦ 4QU LoRE | Red Flag Warning - Catastrophic Fires | Vegetation Contact | Aggregated | 2055 | 0.00010532 | 1483.0022 | 0.15619 | 2055 | Mitigation | 0.95 | 45 | 0 | esc | 0.00097009 | 1.0217e-07 | 0.00097009 | 1.0217e-07
[79 empty] | WLDFR | HFTD - Distribution - Tier 2 - 3QU CoRE ¦ 5QU LoRE | Non-Red Flag Warning - Large Fires | 2056 | 1.3537e-08 | 1.3537e-08 | 7.8503 | 0.92702 | 4.3664 | 2.5569 | 0 | 0 | 1.6566e-05 | 1.0627e-07 | 0 | 1.0627e-07 | 1.0627e-07 | 0 | 1.0627e-07 | 0 | 2.347e-07 | 5.1448e-07 | 0 | 5.1448e-07 | 0 | 7.2847e-08 | 1.4569e-07 | 0 | 1.4569e-07 | [12 empty] | 7.3.3.17.5 (Remote Grid) Updates to grid topology to minimize risk of ignition in HFTDs Remote GridWLDFRVegetation ContactAggregated | WLDFR | HFTD - Distribution - Tier 2 - 1QU CoRE ¦ 4QU LoRE | Red Flag Warning - Catastrophic Fires | Vegetation Contact | Aggregated | 2056 | 0.00010532 | 1483.0022 | 0.15619 | 2056 | Mitigation | 0.95 | 45 | 0 | esc | 0.00097009 | 1.0217e-07 | 0.00097009 | 1.0217e-07
[79 empty] | WLDFR | HFTD - Distribution - Tier 2 - 3QU CoRE ¦ 5QU LoRE | Non-Red Flag Warning - Large Fires | 2057 | 1.3537e-08 | 1.3537e-08 | 7.8503 | 0.92702 | 4.3664 | 2.5569 | 0 | 0 | 1.6566e-05 | 1.0627e-07 | 0 | 1.0627e-07 | 1.0627e-07 | 0 | 1.0627e-07 | 0 | 2.347e-07 | 5.1448e-07 | 0 | 5.1448e-07 | 0 | 0 | 1.4569e-07 | 0 | 1.4569e-07 | [12 empty] | 7.3.3.17.5 (Remote Grid) Updates to grid topology to minimize risk of ignition in HFTDs Remote GridWLDFRVegetation ContactAggregated | WLDFR | HFTD - Distribution - Tier 2 - 1QU CoRE ¦ 4QU LoRE | Red Flag Warning - Catastrophic Fires | Vegetation Contact | Aggregated | 2057 | 0.00010532 | 1483.0022 | 0.15619 | 2057 | Mitigation | 0.95 | 45 | 0 | esc | 0.00097009 | 1.0217e-07 | 0.00097009 | 1.0217e-07
[79 empty] | WLDFR | HFTD - Distribution - Tier 2 - 3QU CoRE ¦ 5QU LoRE | Non-Red Flag Warning - Large Fires | 2058 | 1.3537e-08 | 1.3537e-08 | 8.3524 | 0.96727 | 4.6367 | 2.7484 | 0 | 0 | 1.6566e-05 | 1.1307e-07 | 0 | 1.1307e-07 | 1.1307e-07 | 0 | 1.1307e-07 | 0 | 2.4598e-07 | 5.3918e-07 | 0 | 5.3918e-07 | 0 | 0 | 0 | 0 | 0 | [12 empty] | 7.3.3.17.5 (Remote Grid) Updates to grid topology to minimize risk of ignition in HFTDs Remote GridWLDFRVegetation ContactAggregated | WLDFR | HFTD - Distribution - Tier 2 - 1QU CoRE ¦ 4QU LoRE | Red Flag Warning - Catastrophic Fires | Vegetation Contact | Aggregated | 2058 | 0.00010532 | 1483.0022 | 0.15619 | 2058 | Mitigation | 0.95 | 45 | 0 | esc | 0.00097009 | 1.0217e-07 | 0.00097009 | 1.0217e-07
[79 empty] | WLDFR | HFTD - Distribution - Tier 2 - 3QU CoRE ¦ 5QU LoRE | Non-Red Flag Warning - Large Fires | 2059 | 1.3537e-08 | 1.3537e-08 | 8.3524 | 0.96727 | 4.6367 | 2.7484 | 0 | 0 | 1.6566e-05 | 1.1307e-07 | 0 | 1.1307e-07 | 1.1307e-07 | 0 | 1.1307e-07 | 0 | 2.4598e-07 | 5.3918e-07 | 0 | 5.3918e-07 | 0 | 0 | 0 | 0 | 0 | [12 empty] | 7.3.3.17.5 (Remote Grid) Updates to grid topology to minimize risk of ignition in HFTDs Remote GridWLDFRVegetation ContactAggregated | WLDFR | HFTD - Distribution - Tier 2 - 1QU CoRE ¦ 4QU LoRE | Red Flag Warning - Catastrophic Fires | Vegetation Contact | Aggregated | 2059 | 0.00010532 | 1483.0022 | 0.15619 | 2059 | Mitigation | 0.95 | 45 | 0 | esc | 0.00097009 | 1.0217e-07 | 0.00097009 | 1.0217e-07
[79 empty] | WLDFR | HFTD - Distribution - Tier 2 - 3QU CoRE ¦ 5QU LoRE | Non-Red Flag Warning - Large Fires | 2060 | 1.3537e-08 | 1.3537e-08 | 8.3524 | 0.96727 | 4.6367 | 2.7484 | 0 | 0 | 1.6566e-05 | 1.1307e-07 | 0 | 1.1307e-07 | 1.1307e-07 | 0 | 1.1307e-07 | 0 | 2.4598e-07 | 5.3918e-07 | 0 | 5.3918e-07 | 0 | 1.4062e-06 | 0 | 0 | 0 | [12 empty] | 7.3.3.17.5 (Remote Grid) Updates to grid topology to minimize risk of ignition in HFTDs Remote GridWLDFRVegetation ContactAggregated | WLDFR | HFTD - Distribution - Tier 2 - 1QU CoRE ¦ 4QU LoRE | Red Flag Warning - Catastrophic Fires | Vegetation Contact | Aggregated | 2060 | 0.00010532 | 1483.0022 | 0.15619 | 2060 | Mitigation | 0.95 | 45 | 0 | esc | 0.00097009 | 1.0217e-07 | 0.00097009 | 1.0217e-07
[79 empty] | WLDFR | HFTD - Distribution - Tier 2 - 3QU CoRE ¦ 5QU LoRE | Non-Red Flag Warning - Large Fires | 2061 | 1.3537e-08 | 1.3537e-08 | 8.3524 | 0.96727 | 4.6367 | 2.7484 | 0 | 0 | 1.6566e-05 | 1.1307e-07 | 0 | 1.1307e-07 | 1.1307e-07 | 0 | 1.1307e-07 | 0 | 2.4598e-07 | 5.3918e-07 | 0 | 5.3918e-07 | 0 | 1.4577e-06 | 2.9155e-06 | 0 | 2.9155e-06 | [12 empty] | 7.3.3.17.5 (Remote Grid) Updates to grid topology to minimize risk of ignition in HFTDs Remote GridWLDFRVegetation ContactAggregated | WLDFR | HFTD - Distribution - Tier 2 - 1QU CoRE ¦ 4QU LoRE | Red Flag Warning - Catastrophic Fires | Vegetation Contact | Aggregated | 2061 | 0.00010532 | 1483.0022 | 0.15619 | 2061 | Mitigation | 0.95 | 45 | 0 | esc | 0.00097009 | 1.0217e-07 | 0.00097009 | 1.0217e-07
[79 empty] | WLDFR | HFTD - Distribution - Tier 2 - 3QU CoRE ¦ 5QU LoRE | Non-Red Flag Warning - Large Fires | 2062 | 1.3537e-08 | 1.3537e-08 | 8.3524 | 0.96727 | 4.6367 | 2.7484 | 0 | 0 | 1.6566e-05 | 1.1307e-07 | 0 | 1.1307e-07 | 1.1307e-07 | 0 | 1.1307e-07 | 0 | 2.4598e-07 | 5.3918e-07 | 0 | 5.3918e-07 | 0 | 1.4577e-06 | 2.9155e-06 | 0 | 2.9155e-06 | [12 empty] | 7.3.3.17.5 (Remote Grid) Updates to grid topology to minimize risk of ignition in HFTDs Remote GridWLDFRVegetation ContactAggregated | WLDFR | HFTD - Distribution - Tier 2 - 1QU CoRE ¦ 4QU LoRE | Red Flag Warning - Catastrophic Fires | Vegetation Contact | Aggregated | 2062 | 0.00010532 | 1483.0022 | 0.15619 | 2062 | Mitigation | 0.95 | 45 | 0 | esc | 0.00097009 | 1.0217e-07 | 0.00097009 | 1.0217e-07
[79 empty] | WLDFR | HFTD - Distribution - Tier 2 - 3QU CoRE ¦ 5QU LoRE | Non-Red Flag Warning - Large Fires | 2063 | 1.3537e-08 | 1.3537e-08 | 8.872 | 1.0079 | 4.9153 | 2.9488 | 0 | 0 | 1.6566e-05 | 1.201e-07 | 0 | 1.201e-07 | 1.201e-07 | 0 | 1.201e-07 | 0 | 2.5783e-07 | 5.6517e-07 | 0 | 5.6517e-07 | 0 | 1.4577e-06 | 2.9155e-06 | 0 | 2.9155e-06 | [12 empty] | 7.3.3.17.5 (Remote Grid) Updates to grid topology to minimize risk of ignition in HFTDs Remote GridWLDFRVegetation ContactAggregated | WLDFR | HFTD - Distribution - Tier 2 - 1QU CoRE ¦ 4QU LoRE | Red Flag Warning - Catastrophic Fires | Vegetation Contact | Aggregated | 2063 | 0.00010532 | 1483.0022 | 0.15619 | 2063 | Mitigation | 0.95 | 45 | 0 | esc | 0.00097009 | 1.0217e-07 | 0.00097009 | 1.0217e-07
[79 empty] | WLDFR | HFTD - Distribution - Tier 2 - 3QU CoRE ¦ 5QU LoRE | Non-Red Flag Warning - Large Fires | 2064 | 1.3537e-08 | 1.3537e-08 | 8.872 | 1.0079 | 4.9153 | 2.9488 | 0 | 0 | 1.6566e-05 | 1.201e-07 | 0 | 1.201e-07 | 1.201e-07 | 0 | 1.201e-07 | 0 | 2.5783e-07 | 5.6517e-07 | 0 | 5.6517e-07 | 0 | 1.4577e-06 | 2.9155e-06 | 0 | 2.9155e-06 | [12 empty] | 7.3.3.17.5 (Remote Grid) Updates to grid topology to minimize risk of ignition in HFTDs Remote GridWLDFRVegetation ContactAggregated | WLDFR | HFTD - Distribution - Tier 2 - 1QU CoRE ¦ 4QU LoRE | Red Flag Warning - Catastrophic Fires | Vegetation Contact | Aggregated | 2064 | 0.00010532 | 1483.0022 | 0.15619 | 2064 | Mitigation | 0.95 | 45 | 0 | esc | 0.00097009 | 1.0217e-07 | 0.00097009 | 1.0217e-07
[79 empty] | WLDFR | HFTD - Distribution - Tier 2 - 3QU CoRE ¦ 5QU LoRE | Non-Red Flag Warning - Large Fires | 2065 | 1.3537e-08 | 1.3537e-08 | 8.872 | 1.0079 | 4.9153 | 2.9488 | 0 | 0 | 1.6566e-05 | 1.201e-07 | 0 | 1.201e-07 | 1.201e-07 | 0 | 1.201e-07 | 0 | 2.5783e-07 | 5.6517e-07 | 0 | 5.6517e-07 | 0 | 1.4577e-06 | 2.9155e-06 | 0 | 2.9155e-06 | [12 empty] | 7.3.3.17.5 (Remote Grid) Updates to grid topology to minimize risk of ignition in HFTDs Remote GridWLDFRVegetation ContactAggregated | WLDFR | HFTD - Distribution - Tier 2 - 1QU CoRE ¦ 4QU LoRE | Red Flag Warning - Catastrophic Fires | Vegetation Contact | Aggregated | 2065 | 0.00010532 | 1483.0022 | 0.15619 | 2065 | Mitigation | 0.95 | 45 | 0 | esc | 0.00097009 | 1.0217e-07 | 0.00097009 | 1.0217e-07
[79 empty] | WLDFR | HFTD - Distribution - Tier 2 - 3QU CoRE ¦ 5QU LoRE | Non-Red Flag Warning - Large Fires | 2066 | 1.3537e-08 | 1.3537e-08 | 8.872 | 1.0079 | 4.9153 | 2.9488 | 0 | 0 | 1.6566e-05 | 1.201e-07 | 0 | 1.201e-07 | 1.201e-07 | 0 | 1.201e-07 | 0 | 2.5783e-07 | 5.6517e-07 | 0 | 5.6517e-07 | 0 | 1.5227e-06 | 3.0454e-06 | 0 | 3.0454e-06 | [12 empty] | 7.3.3.17.5 (Remote Grid) Updates to grid topology to minimize risk of ignition in HFTDs Remote GridWLDFRVegetation ContactAggregated | WLDFR | HFTD - Distribution - Tier 2 - 1QU CoRE ¦ 4QU LoRE | Red Flag Warning - Catastrophic Fires | Vegetation Contact | Aggregated | 2066 | 0.00010532 | 1483.0022 | 0.15619 | 2066 | Mitigation | 0.95 | 45 | 0 | esc | 0.00097009 | 1.0217e-07 | 0.00097009 | 1.0217e-07
[79 empty] | WLDFR | HFTD - Distribution - Tier 2 - 3QU CoRE ¦ 5QU LoRE | Non-Red Flag Warning - Large Fires | 2067 | 0 | 1.3537e-08 | 8.872 | 1.0079 | 4.9153 | 2.9488 | 0 | 0 | 1.6566e-05 | 0 | 0 | 0 | 1.201e-07 | 0 | 1.201e-07 | 0 | 2.5783e-07 | 5.6517e-07 | 0 | 5.6517e-07 | 0 | 1.5227e-06 | 3.0454e-06 | 0 | 3.0454e-06 | [12 empty] | 7.3.3.17.5 (Remote Grid) Updates to grid topology to minimize risk of ignition in HFTDs Remote GridWLDFRVegetation ContactAggregated | WLDFR | HFTD - Distribution - Tier 2 - 1QU CoRE ¦ 4QU LoRE | Red Flag Warning - Catastrophic Fires | Vegetation Contact | Aggregated | 2067 | 0.00010532 | 1483.0022 | 0.15619 | 2067 | Mitigation | 0.95 | 45 | 0 | esc | 0 | 0 | 0.00097009 | 1.0217e-07
[79 empty] | WLDFR | HFTD - Distribution - Tier 2 - 3QU CoRE ¦ 5QU LoRE | Non-Red Flag Warning - Small Fires | 2022 | 1.9111e-06 | 0 | 0.077901 | 0.036425 | 0.0015809 | 0.039895 | 0 | 0 | 0.0021972 | 1.4887e-07 | 0 | 1.4887e-07 | 0 | 0 | 0 | 0 | 2.7014e-07 | 5.9215e-07 | 0 | 5.9215e-07 | 0 | 1.5227e-06 | 3.0454e-06 | 0 | 3.0454e-06 | [12 empty] | 7.3.3.17.5 (Remote Grid) Updates to grid topology to minimize risk of ignition in HFTDs Remote GridWLDFREquipment / facility failureAggregated | WLDFR | HFTD - Distribution - Tier 2 - 1QU CoRE ¦ 4QU LoRE | Red Flag Warning - Destructive Fires | Equipment / facility failure | Aggregated | 2022 | 9.1256e-06 | 1483.0022 | 0.013533 | 2022 | Mitigation | 0.95 | 45 | 0 | esc | 0.00097009 | 8.8526e-09 | 0 | 0
[79 empty] | WLDFR | HFTD - Distribution - Tier 2 - 3QU CoRE ¦ 5QU LoRE | Non-Red Flag Warning - Small Fires | 2023 | 1.9111e-06 | 1.9111e-06 | 0.080408 | 0.03759 | 0.0016314 | 0.041187 | 0 | 0 | 0.0021972 | 1.5367e-07 | 0 | 1.5367e-07 | 1.5367e-07 | 0 | 1.5367e-07 | 0 | 2.7014e-07 | 5.9215e-07 | 0 | 5.9215e-07 | 0 | 1.5227e-06 | 3.0454e-06 | 0 | 3.0454e-06 | [12 empty] | 7.3.3.17.5 (Remote Grid) Updates to grid topology to minimize risk of ignition in HFTDs Remote GridWLDFREquipment / facility failureAggregated | WLDFR | HFTD - Distribution - Tier 2 - 1QU CoRE ¦ 4QU LoRE | Red Flag Warning - Destructive Fires | Equipment / facility failure | Aggregated | 2023 | 9.1256e-06 | 1483.0022 | 0.013533 | 2023 | Mitigation | 0.95 | 45 | 0 | esc | 0.00097009 | 8.8526e-09 | 0.00097009 | 8.8526e-09
[79 empty] | WLDFR | HFTD - Distribution - Tier 2 - 3QU CoRE ¦ 5QU LoRE | Non-Red Flag Warning - Small Fires | 2024 | 1.9111e-06 | 1.9111e-06 | 0.080408 | 0.03759 | 0.0016314 | 0.041187 | 0 | 0 | 0.0021972 | 1.5367e-07 | 0 | 1.5367e-07 | 1.5367e-07 | 0 | 1.5367e-07 | 0 | 2.7014e-07 | 5.9215e-07 | 0 | 5.9215e-07 | 0 | 1.5227e-06 | 3.0454e-06 | 0 | 3.0454e-06 | [12 empty] | 7.3.3.17.5 (Remote Grid) Updates to grid topology to minimize risk of ignition in HFTDs Remote GridWLDFREquipment / facility failureAggregated | WLDFR | HFTD - Distribution - Tier 2 - 1QU CoRE ¦ 4QU LoRE | Red Flag Warning - Destructive Fires | Equipment / facility failure | Aggregated | 2024 | 9.1256e-06 | 1483.0022 | 0.013533 | 2024 | Mitigation | 0.95 | 45 | 0 | esc | 0.00097009 | 8.8526e-09 | 0.00097009 | 8.8526e-09
[79 empty] | WLDFR | HFTD - Distribution - Tier 2 - 3QU CoRE ¦ 5QU LoRE | Non-Red Flag Warning - Small Fires | 2025 | 1.9111e-06 | 1.9111e-06 | 0.080408 | 0.03759 | 0.0016314 | 0.041187 | 0 | 0 | 0.0021972 | 1.5367e-07 | 0 | 1.5367e-07 | 1.5367e-07 | 0 | 1.5367e-07 | 0 | 2.7014e-07 | 5.9215e-07 | 0 | 5.9215e-07 | 0 | 1.5949e-06 | 3.1897e-06 | 0 | 3.1897e-06 | [12 empty] | 7.3.3.17.5 (Remote Grid) Updates to grid topology to minimize risk of ignition in HFTDs Remote GridWLDFREquipment / facility failureAggregated | WLDFR | HFTD - Distribution - Tier 2 - 1QU CoRE ¦ 4QU LoRE | Red Flag Warning - Destructive Fires | Equipment / facility failure | Aggregated | 2025 | 9.1256e-06 | 1483.0022 | 0.013533 | 2025 | Mitigation | 0.95 | 45 | 0 | esc | 0.00097009 | 8.8526e-09 | 0.00097009 | 8.8526e-09
[79 empty] | WLDFR | HFTD - Distribution - Tier 2 - 3QU CoRE ¦ 5QU LoRE | Non-Red Flag Warning - Small Fires | 2026 | 1.9111e-06 | 1.9111e-06 | 0.080408 | 0.03759 | 0.0016314 | 0.041187 | 0 | 0 | 0.0021972 | 1.5367e-07 | 0 | 1.5367e-07 | 1.5367e-07 | 0 | 1.5367e-07 | 0 | 2.7014e-07 | 5.9215e-07 | 0 | 5.9215e-07 | 0 | 1.5949e-06 | 3.1897e-06 | 0 | 3.1897e-06 | [12 empty] | 7.3.3.17.5 (Remote Grid) Updates to grid topology to minimize risk of ignition in HFTDs Remote GridWLDFREquipment / facility failureAggregated | WLDFR | HFTD - Distribution - Tier 2 - 1QU CoRE ¦ 4QU LoRE | Red Flag Warning - Destructive Fires | Equipment / facility failure | Aggregated | 2026 | 9.1256e-06 | 1483.0022 | 0.013533 | 2026 | Mitigation | 0.95 | 45 | 0 | esc | 0.00097009 | 8.8526e-09 | 0.00097009 | 8.8526e-09
[79 empty] | WLDFR | HFTD - Distribution - Tier 2 - 3QU CoRE ¦ 5QU LoRE | Non-Red Flag Warning - Small Fires | 2027 | 1.9111e-06 | 1.9111e-06 | 0.080408 | 0.03759 | 0.0016314 | 0.041187 | 0 | 0 | 0.0021972 | 1.5367e-07 | 0 | 1.5367e-07 | 1.5367e-07 | 0 | 1.5367e-07 | 0 | 2.8276e-07 | 6.1982e-07 | 0 | 6.1982e-07 | 0 | 1.5949e-06 | 3.1897e-06 | 0 | 3.1897e-06 | [12 empty] | 7.3.3.17.5 (Remote Grid) Updates to grid topology to minimize risk of ignition in HFTDs Remote GridWLDFREquipment / facility failureAggregated | WLDFR | HFTD - Distribution - Tier 2 - 1QU CoRE ¦ 4QU LoRE | Red Flag Warning - Destructive Fires | Equipment / facility failure | Aggregated | 2027 | 9.1256e-06 | 1483.0022 | 0.013533 | 2027 | Mitigation | 0.95 | 45 | 0 | esc | 0.00097009 | 8.8526e-09 | 0.00097009 | 8.8526e-09
[79 empty] | WLDFR | HFTD - Distribution - Tier 2 - 3QU CoRE ¦ 5QU LoRE | Non-Red Flag Warning - Small Fires | 2028 | 1.9111e-06 | 1.9111e-06 | 0.083606 | 0.039055 | 0.001695 | 0.042856 | 0 | 0 | 0.0021972 | 1.5978e-07 | 0 | 1.5978e-07 | 1.5978e-07 | 0 | 1.5978e-07 | 0 | 2.8276e-07 | 6.1982e-07 | 0 | 6.1982e-07 | 0 | 1.5949e-06 | 3.1897e-06 | 0 | 3.1897e-06 | [12 empty] | 7.3.3.17.5 (Remote Grid) Updates to grid topology to minimize risk of ignition in HFTDs Remote GridWLDFREquipment / facility failureAggregated | WLDFR | HFTD - Distribution - Tier 2 - 1QU CoRE ¦ 4QU LoRE | Red Flag Warning - Destructive Fires | Equipment / facility failure | Aggregated | 2028 | 9.1256e-06 | 1483.0022 | 0.013533 | 2028 | Mitigation | 0.95 | 45 | 0 | esc | 0.00097009 | 8.8526e-09 | 0.00097009 | 8.8526e-09
[79 empty] | WLDFR | HFTD - Distribution - Tier 2 - 3QU CoRE ¦ 5QU LoRE | Non-Red Flag Warning - Small Fires | 2029 | 1.9111e-06 | 1.9111e-06 | 0.083606 | 0.039055 | 0.001695 | 0.042856 | 0 | 0 | 0.0021972 | 1.5978e-07 | 0 | 1.5978e-07 | 1.5978e-07 | 0 | 1.5978e-07 | 0 | 2.8276e-07 | 6.1982e-07 | 0 | 6.1982e-07 | 0 | 1.5949e-06 | 3.1897e-06 | 0 | 3.1897e-06 | [12 empty] | 7.3.3.17.5 (Remote Grid) Updates to grid topology to minimize risk of ignition in HFTDs Remote GridWLDFREquipment / facility failureAggregated | WLDFR | HFTD - Distribution - Tier 2 - 1QU CoRE ¦ 4QU LoRE | Red Flag Warning - Destructive Fires | Equipment / facility failure | Aggregated | 2029 | 9.1256e-06 | 1483.0022 | 0.013533 | 2029 | Mitigation | 0.95 | 45 | 0 | esc | 0.00097009 | 8.8526e-09 | 0.00097009 | 8.8526e-09
[79 empty] | WLDFR | HFTD - Distribution - Tier 2 - 3QU CoRE ¦ 5QU LoRE | Non-Red Flag Warning - Small Fires | 2030 | 1.9111e-06 | 1.9111e-06 | 0.083606 | 0.039055 | 0.001695 | 0.042856 | 0 | 0 | 0.0021972 | 1.5978e-07 | 0 | 1.5978e-07 | 1.5978e-07 | 0 | 1.5978e-07 | 0 | 2.8276e-07 | 6.1982e-07 | 0 | 6.1982e-07 | 0 | 1.6732e-06 | 3.3464e-06 | 0 | 3.3464e-06 | [12 empty] | 7.3.3.17.5 (Remote Grid) Updates to grid topology to minimize risk of ignition in HFTDs Remote GridWLDFREquipment / facility failureAggregated | WLDFR | HFTD - Distribution - Tier 2 - 1QU CoRE ¦ 4QU LoRE | Red Flag Warning - Destructive Fires | Equipment / facility failure | Aggregated | 2030 | 9.1256e-06 | 1483.0022 | 0.013533 | 2030 | Mitigation | 0.95 | 45 | 0 | esc | 0.00097009 | 8.8526e-09 | 0.00097009 | 8.8526e-09
[79 empty] | WLDFR | HFTD - Distribution - Tier 2 - 3QU CoRE ¦ 5QU LoRE | Non-Red Flag Warning - Small Fires | 2031 | 1.9111e-06 | 1.9111e-06 | 0.083606 | 0.039055 | 0.001695 | 0.042856 | 0 | 0 | 0.0021972 | 1.5978e-07 | 0 | 1.5978e-07 | 1.5978e-07 | 0 | 1.5978e-07 | 0 | 2.8276e-07 | 6.1982e-07 | 0 | 6.1982e-07 | 0 | 1.6732e-06 | 3.3464e-06 | 0 | 3.3464e-06 | [12 empty] | 7.3.3.17.5 (Remote Grid) Updates to grid topology to minimize risk of ignition in HFTDs Remote GridWLDFREquipment / facility failureAggregated | WLDFR | HFTD - Distribution - Tier 2 - 1QU CoRE ¦ 4QU LoRE | Red Flag Warning - Destructive Fires | Equipment / facility failure | Aggregated | 2031 | 9.1256e-06 | 1483.0022 | 0.013533 | 2031 | Mitigation | 0.95 | 45 | 0 | esc | 0.00097009 | 8.8526e-09 | 0.00097009 | 8.8526e-09
[79 empty] | WLDFR | HFTD - Distribution - Tier 2 - 3QU CoRE ¦ 5QU LoRE | Non-Red Flag Warning - Small Fires | 2032 | 1.9111e-06 | 1.9111e-06 | 0.083606 | 0.039055 | 0.001695 | 0.042856 | 0 | 0 | 0.0021972 | 1.5978e-07 | 0 | 1.5978e-07 | 1.5978e-07 | 0 | 1.5978e-07 | 0 | 2.9555e-07 | 6.4786e-07 | 0 | 6.4786e-07 | 0 | 1.6732e-06 | 3.3464e-06 | 0 | 3.3464e-06 | [12 empty] | 7.3.3.17.5 (Remote Grid) Updates to grid topology to minimize risk of ignition in HFTDs Remote GridWLDFREquipment / facility failureAggregated | WLDFR | HFTD - Distribution - Tier 2 - 1QU CoRE ¦ 4QU LoRE | Red Flag Warning - Destructive Fires | Equipment / facility failure | Aggregated | 2032 | 9.1256e-06 | 1483.0022 | 0.013533 | 2032 | Mitigation | 0.95 | 45 | 0 | esc | 0.00097009 | 8.8526e-09 | 0.00097009 | 8.8526e-09
[79 empty] | WLDFR | HFTD - Distribution - Tier 2 - 3QU CoRE ¦ 5QU LoRE | Non-Red Flag Warning - Small Fires | 2033 | 1.9111e-06 | 1.9111e-06 | 0.087211 | 0.040679 | 0.0017655 | 0.044766 | 0 | 0 | 0.0021972 | 1.6667e-07 | 0 | 1.6667e-07 | 1.6667e-07 | 0 | 1.6667e-07 | 0 | 2.9555e-07 | 6.4786e-07 | 0 | 6.4786e-07 | 0 | 1.6732e-06 | 3.3464e-06 | 0 | 3.3464e-06 | [12 empty] | 7.3.3.17.5 (Remote Grid) Updates to grid topology to minimize risk of ignition in HFTDs Remote GridWLDFREquipment / facility failureAggregated | WLDFR | HFTD - Distribution - Tier 2 - 1QU CoRE ¦ 4QU LoRE | Red Flag Warning - Destructive Fires | Equipment / facility failure | Aggregated | 2033 | 9.1256e-06 | 1483.0022 | 0.013533 | 2033 | Mitigation | 0.95 | 45 | 0 | esc | 0.00097009 | 8.8526e-09 | 0.00097009 | 8.8526e-09
[79 empty] | WLDFR | HFTD - Distribution - Tier 2 - 3QU CoRE ¦ 5QU LoRE | Non-Red Flag Warning - Small Fires | 2034 | 1.9111e-06 | 1.9111e-06 | 0.087211 | 0.040679 | 0.0017655 | 0.044766 | 0 | 0 | 0.0021972 | 1.6667e-07 | 0 | 1.6667e-07 | 1.6667e-07 | 0 | 1.6667e-07 | 0 | 2.9555e-07 | 6.4786e-07 | 0 | 6.4786e-07 | 0 | 1.6732e-06 | 3.3464e-06 | 0 | 3.3464e-06 | [12 empty] | 7.3.3.17.5 (Remote Grid) Updates to grid topology to minimize risk of ignition in HFTDs Remote GridWLDFREquipment / facility failureAggregated | WLDFR | HFTD - Distribution - Tier 2 - 1QU CoRE ¦ 4QU LoRE | Red Flag Warning - Destructive Fires | Equipment / facility failure | Aggregated | 2034 | 9.1256e-06 | 1483.0022 | 0.013533 | 2034 | Mitigation | 0.95 | 45 | 0 | esc | 0.00097009 | 8.8526e-09 | 0.00097009 | 8.8526e-09
[79 empty] | WLDFR | HFTD - Distribution - Tier 2 - 3QU CoRE ¦ 5QU LoRE | Non-Red Flag Warning - Small Fires | 2035 | 1.9111e-06 | 1.9111e-06 | 0.087211 | 0.040679 | 0.0017655 | 0.044766 | 0 | 0 | 0.0021972 | 1.6667e-07 | 0 | 1.6667e-07 | 1.6667e-07 | 0 | 1.6667e-07 | 0 | 0 | 6.4786e-07 | 0 | 6.4786e-07 | 0 | 1.7567e-06 | 3.5134e-06 | 0 | 3.5134e-06 | [12 empty] | 7.3.3.17.5 (Remote Grid) Updates to grid topology to minimize risk of ignition in HFTDs Remote GridWLDFREquipment / facility failureAggregated | WLDFR | HFTD - Distribution - Tier 2 - 1QU CoRE ¦ 4QU LoRE | Red Flag Warning - Destructive Fires | Equipment / facility failure | Aggregated | 2035 | 9.1256e-06 | 1483.0022 | 0.013533 | 2035 | Mitigation | 0.95 | 45 | 0 | esc | 0.00097009 | 8.8526e-09 | 0.00097009 | 8.8526e-09
[79 empty] | WLDFR | HFTD - Distribution - Tier 2 - 3QU CoRE ¦ 5QU LoRE | Non-Red Flag Warning - Small Fires | 2036 | 1.9111e-06 | 1.9111e-06 | 0.087211 | 0.040679 | 0.0017655 | 0.044766 | 0 | 0 | 0.0021972 | 1.6667e-07 | 0 | 1.6667e-07 | 1.6667e-07 | 0 | 1.6667e-07 | 0 | 0 | 0 | 0 | 0 | 0 | 1.7567e-06 | 3.5134e-06 | 0 | 3.5134e-06 | [12 empty] | 7.3.3.17.5 (Remote Grid) Updates to grid topology to minimize risk of ignition in HFTDs Remote GridWLDFREquipment / facility failureAggregated | WLDFR | HFTD - Distribution - Tier 2 - 1QU CoRE ¦ 4QU LoRE | Red Flag Warning - Destructive Fires | Equipment / facility failure | Aggregated | 2036 | 9.1256e-06 | 1483.0022 | 0.013533 | 2036 | Mitigation | 0.95 | 45 | 0 | esc | 0.00097009 | 8.8526e-09 | 0.00097009 | 8.8526e-09
[79 empty] | WLDFR | HFTD - Distribution - Tier 2 - 3QU CoRE ¦ 5QU LoRE | Non-Red Flag Warning - Small Fires | 2037 | 1.9111e-06 | 1.9111e-06 | 0.087211 | 0.040679 | 0.0017655 | 0.044766 | 0 | 0 | 0.0021972 | 1.6667e-07 | 0 | 1.6667e-07 | 1.6667e-07 | 0 | 1.6667e-07 | 0 | 5.9382e-05 | 0 | 0 | 0 | 0 | 1.7567e-06 | 3.5134e-06 | 0 | 3.5134e-06 | [12 empty] | 7.3.3.17.5 (Remote Grid) Updates to grid topology to minimize risk of ignition in HFTDs Remote GridWLDFREquipment / facility failureAggregated | WLDFR | HFTD - Distribution - Tier 2 - 1QU CoRE ¦ 4QU LoRE | Red Flag Warning - Destructive Fires | Equipment / facility failure | Aggregated | 2037 | 9.1256e-06 | 1483.0022 | 0.013533 | 2037 | Mitigation | 0.95 | 45 | 0 | esc | 0.00097009 | 8.8526e-09 | 0.00097009 | 8.8526e-09
[79 empty] | WLDFR | HFTD - Distribution - Tier 2 - 3QU CoRE ¦ 5QU LoRE | Non-Red Flag Warning - Small Fires | 2038 | 1.9111e-06 | 1.9111e-06 | 0.091184 | 0.042438 | 0.0018418 | 0.046905 | 0 | 0 | 0.0021972 | 1.7426e-07 | 0 | 1.7426e-07 | 1.7426e-07 | 0 | 1.7426e-07 | 0 | 6.1559e-05 | 0.00013494 | 0 | 0.00013494 | 0 | 1.7567e-06 | 3.5134e-06 | 0 | 3.5134e-06 | [12 empty] | 7.3.3.17.5 (Remote Grid) Updates to grid topology to minimize risk of ignition in HFTDs Remote GridWLDFREquipment / facility failureAggregated | WLDFR | HFTD - Distribution - Tier 2 - 1QU CoRE ¦ 4QU LoRE | Red Flag Warning - Destructive Fires | Equipment / facility failure | Aggregated | 2038 | 9.1256e-06 | 1483.0022 | 0.013533 | 2038 | Mitigation | 0.95 | 45 | 0 | esc | 0.00097009 | 8.8526e-09 | 0.00097009 | 8.8526e-09
[79 empty] | WLDFR | HFTD - Distribution - Tier 2 - 3QU CoRE ¦ 5QU LoRE | Non-Red Flag Warning - Small Fires | 2039 | 1.9111e-06 | 1.9111e-06 | 0.091184 | 0.042438 | 0.0018418 | 0.046905 | 0 | 0 | 0.0021972 | 1.7426e-07 | 0 | 1.7426e-07 | 1.7426e-07 | 0 | 1.7426e-07 | 0 | 6.1559e-05 | 0.00013494 | 0 | 0.00013494 | 0 | 1.7567e-06 | 3.5134e-06 | 0 | 3.5134e-06 | [12 empty] | 7.3.3.17.5 (Remote Grid) Updates to grid topology to minimize risk of ignition in HFTDs Remote GridWLDFREquipment / facility failureAggregated | WLDFR | HFTD - Distribution - Tier 2 - 1QU CoRE ¦ 4QU LoRE | Red Flag Warning - Destructive Fires | Equipment / facility failure | Aggregated | 2039 | 9.1256e-06 | 1483.0022 | 0.013533 | 2039 | Mitigation | 0.95 | 45 | 0 | esc | 0.00097009 | 8.8526e-09 | 0.00097009 | 8.8526e-09
[79 empty] | WLDFR | HFTD - Distribution - Tier 2 - 3QU CoRE ¦ 5QU LoRE | Non-Red Flag Warning - Small Fires | 2040 | 1.9111e-06 | 1.9111e-06 | 0.091184 | 0.042438 | 0.0018418 | 0.046905 | 0 | 0 | 0.0021972 | 1.7426e-07 | 0 | 1.7426e-07 | 1.7426e-07 | 0 | 1.7426e-07 | 0 | 6.1559e-05 | 0.00013494 | 0 | 0.00013494 | 0 | 1.8442e-06 | 3.6884e-06 | 0 | 3.6884e-06 | [12 empty] | 7.3.3.17.5 (Remote Grid) Updates to grid topology to minimize risk of ignition in HFTDs Remote GridWLDFREquipment / facility failureAggregated | WLDFR | HFTD - Distribution - Tier 2 - 1QU CoRE ¦ 4QU LoRE | Red Flag Warning - Destructive Fires | Equipment / facility failure | Aggregated | 2040 | 9.1256e-06 | 1483.0022 | 0.013533 | 2040 | Mitigation | 0.95 | 45 | 0 | esc | 0.00097009 | 8.8526e-09 | 0.00097009 | 8.8526e-09
[79 empty] | WLDFR | HFTD - Distribution - Tier 2 - 3QU CoRE ¦ 5QU LoRE | Non-Red Flag Warning - Small Fires | 2041 | 1.9111e-06 | 1.9111e-06 | 0.091184 | 0.042438 | 0.0018418 | 0.046905 | 0 | 0 | 0.0021972 | 1.7426e-07 | 0 | 1.7426e-07 | 1.7426e-07 | 0 | 1.7426e-07 | 0 | 6.1559e-05 | 0.00013494 | 0 | 0.00013494 | 0 | 1.8442e-06 | 3.6884e-06 | 0 | 3.6884e-06 | [12 empty] | 7.3.3.17.5 (Remote Grid) Updates to grid topology to minimize risk of ignition in HFTDs Remote GridWLDFREquipment / facility failureAggregated | WLDFR | HFTD - Distribution - Tier 2 - 1QU CoRE ¦ 4QU LoRE | Red Flag Warning - Destructive Fires | Equipment / facility failure | Aggregated | 2041 | 9.1256e-06 | 1483.0022 | 0.013533 | 2041 | Mitigation | 0.95 | 45 | 0 | esc | 0.00097009 | 8.8526e-09 | 0.00097009 | 8.8526e-09
[79 empty] | WLDFR | HFTD - Distribution - Tier 2 - 3QU CoRE ¦ 5QU LoRE | Non-Red Flag Warning - Small Fires | 2042 | 1.9111e-06 | 1.9111e-06 | 0.091184 | 0.042438 | 0.0018418 | 0.046905 | 0 | 0 | 0.0021972 | 1.7426e-07 | 0 | 1.7426e-07 | 1.7426e-07 | 0 | 1.7426e-07 | 0 | 6.1559e-05 | 0.00013494 | 0 | 0.00013494 | 0 | 1.8442e-06 | 3.6884e-06 | 0 | 3.6884e-06 | [12 empty] | 7.3.3.17.5 (Remote Grid) Updates to grid topology to minimize risk of ignition in HFTDs Remote GridWLDFREquipment / facility failureAggregated | WLDFR | HFTD - Distribution - Tier 2 - 1QU CoRE ¦ 4QU LoRE | Red Flag Warning - Destructive Fires | Equipment / facility failure | Aggregated | 2042 | 9.1256e-06 | 1483.0022 | 0.013533 | 2042 | Mitigation | 0.95 | 45 | 0 | esc | 0.00097009 | 8.8526e-09 | 0.00097009 | 8.8526e-09
[79 empty] | WLDFR | HFTD - Distribution - Tier 2 - 3QU CoRE ¦ 5QU LoRE | Non-Red Flag Warning - Small Fires | 2043 | 1.9111e-06 | 1.9111e-06 | 0.095486 | 0.044306 | 0.0019228 | 0.049257 | 0 | 0 | 0.0021972 | 1.8248e-07 | 0 | 1.8248e-07 | 1.8248e-07 | 0 | 1.8248e-07 | 0 | 6.4302e-05 | 0.00014095 | 0 | 0.00014095 | 0 | 1.8442e-06 | 3.6884e-06 | 0 | 3.6884e-06 | [12 empty] | 7.3.3.17.5 (Remote Grid) Updates to grid topology to minimize risk of ignition in HFTDs Remote GridWLDFREquipment / facility failureAggregated | WLDFR | HFTD - Distribution - Tier 2 - 1QU CoRE ¦ 4QU LoRE | Red Flag Warning - Destructive Fires | Equipment / facility failure | Aggregated | 2043 | 9.1256e-06 | 1483.0022 | 0.013533 | 2043 | Mitigation | 0.95 | 45 | 0 | esc | 0.00097009 | 8.8526e-09 | 0.00097009 | 8.8526e-09
[79 empty] | WLDFR | HFTD - Distribution - Tier 2 - 3QU CoRE ¦ 5QU LoRE | Non-Red Flag Warning - Small Fires | 2044 | 1.9111e-06 | 1.9111e-06 | 0.095486 | 0.044306 | 0.0019228 | 0.049257 | 0 | 0 | 0.0021972 | 1.8248e-07 | 0 | 1.8248e-07 | 1.8248e-07 | 0 | 1.8248e-07 | 0 | 6.4302e-05 | 0.00014095 | 0 | 0.00014095 | 0 | 0 | 3.6884e-06 | 0 | 3.6884e-06 | [12 empty] | 7.3.3.17.5 (Remote Grid) Updates to grid topology to minimize risk of ignition in HFTDs Remote GridWLDFREquipment / facility failureAggregated | WLDFR | HFTD - Distribution - Tier 2 - 1QU CoRE ¦ 4QU LoRE | Red Flag Warning - Destructive Fires | Equipment / facility failure | Aggregated | 2044 | 9.1256e-06 | 1483.0022 | 0.013533 | 2044 | Mitigation | 0.95 | 45 | 0 | esc | 0.00097009 | 8.8526e-09 | 0.00097009 | 8.8526e-09
[79 empty] | WLDFR | HFTD - Distribution - Tier 2 - 3QU CoRE ¦ 5QU LoRE | Non-Red Flag Warning - Small Fires | 2045 | 1.9111e-06 | 1.9111e-06 | 0.095486 | 0.044306 | 0.0019228 | 0.049257 | 0 | 0 | 0.0021972 | 1.8248e-07 | 0 | 1.8248e-07 | 1.8248e-07 | 0 | 1.8248e-07 | 0 | 6.4302e-05 | 0.00014095 | 0 | 0.00014095 | 0 | 0 | 0 | 0 | 0 | [12 empty] | 7.3.3.17.5 (Remote Grid) Updates to grid topology to minimize risk of ignition in HFTDs Remote GridWLDFREquipment / facility failureAggregated | WLDFR | HFTD - Distribution - Tier 2 - 1QU CoRE ¦ 4QU LoRE | Red Flag Warning - Destructive Fires | Equipment / facility failure | Aggregated | 2045 | 9.1256e-06 | 1483.0022 | 0.013533 | 2045 | Mitigation | 0.95 | 45 | 0 | esc | 0.00097009 | 8.8526e-09 | 0.00097009 | 8.8526e-09
[79 empty] | WLDFR | HFTD - Distribution - Tier 2 - 3QU CoRE ¦ 5QU LoRE | Non-Red Flag Warning - Small Fires | 2046 | 1.9111e-06 | 1.9111e-06 | 0.095486 | 0.044306 | 0.0019228 | 0.049257 | 0 | 0 | 0.0021972 | 1.8248e-07 | 0 | 1.8248e-07 | 1.8248e-07 | 0 | 1.8248e-07 | 0 | 6.4302e-05 | 0.00014095 | 0 | 0.00014095 | 0 | 0 | 0 | 0 | 0 | [12 empty] | 7.3.3.17.5 (Remote Grid) Updates to grid topology to minimize risk of ignition in HFTDs Remote GridWLDFREquipment / facility failureAggregated | WLDFR | HFTD - Distribution - Tier 2 - 1QU CoRE ¦ 4QU LoRE | Red Flag Warning - Destructive Fires | Equipment / facility failure | Aggregated | 2046 | 9.1256e-06 | 1483.0022 | 0.013533 | 2046 | Mitigation | 0.95 | 45 | 0 | esc | 0.00097009 | 8.8526e-09 | 0.00097009 | 8.8526e-09
[79 empty] | WLDFR | HFTD - Distribution - Tier 2 - 3QU CoRE ¦ 5QU LoRE | Non-Red Flag Warning - Small Fires | 2047 | 1.9111e-06 | 1.9111e-06 | 0.095486 | 0.044306 | 0.0019228 | 0.049257 | 0 | 0 | 0.0021972 | 1.8248e-07 | 0 | 1.8248e-07 | 1.8248e-07 | 0 | 1.8248e-07 | 0 | 6.4302e-05 | 0.00014095 | 0 | 0.00014095 | 0 | 3.8438e-06 | 0 | 0 | 0 | [12 empty] | 7.3.3.17.5 (Remote Grid) Updates to grid topology to minimize risk of ignition in HFTDs Remote GridWLDFREquipment / facility failureAggregated | WLDFR | HFTD - Distribution - Tier 2 - 1QU CoRE ¦ 4QU LoRE | Red Flag Warning - Destructive Fires | Equipment / facility failure | Aggregated | 2047 | 9.1256e-06 | 1483.0022 | 0.013533 | 2047 | Mitigation | 0.95 | 45 | 0 | esc | 0.00097009 | 8.8526e-09 | 0.00097009 | 8.8526e-09
[79 empty] | WLDFR | HFTD - Distribution - Tier 2 - 3QU CoRE ¦ 5QU LoRE | Non-Red Flag Warning - Small Fires | 2048 | 1.9111e-06 | 1.9111e-06 | 0.10007 | 0.04626 | 0.0020076 | 0.051804 | 0 | 0 | 0.0021972 | 1.9124e-07 | 0 | 1.9124e-07 | 1.9124e-07 | 0 | 1.9124e-07 | 0 | 6.735e-05 | 0.00014763 | 0 | 0.00014763 | 0 | 3.9842e-06 | 7.9684e-06 | 0 | 7.9684e-06 | [12 empty] | 7.3.3.17.5 (Remote Grid) Updates to grid topology to minimize risk of ignition in HFTDs Remote GridWLDFREquipment / facility failureAggregated | WLDFR | HFTD - Distribution - Tier 2 - 1QU CoRE ¦ 4QU LoRE | Red Flag Warning - Destructive Fires | Equipment / facility failure | Aggregated | 2048 | 9.1256e-06 | 1483.0022 | 0.013533 | 2048 | Mitigation | 0.95 | 45 | 0 | esc | 0.00097009 | 8.8526e-09 | 0.00097009 | 8.8526e-09
[79 empty] | WLDFR | HFTD - Distribution - Tier 2 - 3QU CoRE ¦ 5QU LoRE | Non-Red Flag Warning - Small Fires | 2049 | 1.9111e-06 | 1.9111e-06 | 0.10007 | 0.04626 | 0.0020076 | 0.051804 | 0 | 0 | 0.0021972 | 1.9124e-07 | 0 | 1.9124e-07 | 1.9124e-07 | 0 | 1.9124e-07 | 0 | 6.735e-05 | 0.00014763 | 0 | 0.00014763 | 0 | 3.9842e-06 | 7.9684e-06 | 0 | 7.9684e-06 | [12 empty] | 7.3.3.17.5 (Remote Grid) Updates to grid topology to minimize risk of ignition in HFTDs Remote GridWLDFREquipment / facility failureAggregated | WLDFR | HFTD - Distribution - Tier 2 - 1QU CoRE ¦ 4QU LoRE | Red Flag Warning - Destructive Fires | Equipment / facility failure | Aggregated | 2049 | 9.1256e-06 | 1483.0022 | 0.013533 | 2049 | Mitigation | 0.95 | 45 | 0 | esc | 0.00097009 | 8.8526e-09 | 0.00097009 | 8.8526e-09
[79 empty] | WLDFR | HFTD - Distribution - Tier 2 - 3QU CoRE ¦ 5QU LoRE | Non-Red Flag Warning - Small Fires | 2050 | 1.9111e-06 | 1.9111e-06 | 0.10007 | 0.04626 | 0.0020076 | 0.051804 | 0 | 0 | 0.0021972 | 1.9124e-07 | 0 | 1.9124e-07 | 1.9124e-07 | 0 | 1.9124e-07 | 0 | 6.735e-05 | 0.00014763 | 0 | 0.00014763 | 0 | 3.9842e-06 | 7.9684e-06 | 0 | 7.9684e-06 | [12 empty] | 7.3.3.17.5 (Remote Grid) Updates to grid topology to minimize risk of ignition in HFTDs Remote GridWLDFREquipment / facility failureAggregated | WLDFR | HFTD - Distribution - Tier 2 - 1QU CoRE ¦ 4QU LoRE | Red Flag Warning - Destructive Fires | Equipment / facility failure | Aggregated | 2050 | 9.1256e-06 | 1483.0022 | 0.013533 | 2050 | Mitigation | 0.95 | 45 | 0 | esc | 0.00097009 | 8.8526e-09 | 0.00097009 | 8.8526e-09
[79 empty] | WLDFR | HFTD - Distribution - Tier 2 - 3QU CoRE ¦ 5QU LoRE | Non-Red Flag Warning - Small Fires | 2051 | 1.9111e-06 | 1.9111e-06 | 0.10007 | 0.04626 | 0.0020076 | 0.051804 | 0 | 0 | 0.0021972 | 1.9124e-07 | 0 | 1.9124e-07 | 1.9124e-07 | 0 | 1.9124e-07 | 0 | 6.735e-05 | 0.00014763 | 0 | 0.00014763 | 0 | 3.9842e-06 | 7.9684e-06 | 0 | 7.9684e-06 | [12 empty] | 7.3.3.17.5 (Remote Grid) Updates to grid topology to minimize risk of ignition in HFTDs Remote GridWLDFREquipment / facility failureAggregated | WLDFR | HFTD - Distribution - Tier 2 - 1QU CoRE ¦ 4QU LoRE | Red Flag Warning - Destructive Fires | Equipment / facility failure | Aggregated | 2051 | 9.1256e-06 | 1483.0022 | 0.013533 | 2051 | Mitigation | 0.95 | 45 | 0 | esc | 0.00097009 | 8.8526e-09 | 0.00097009 | 8.8526e-09
[79 empty] | WLDFR | HFTD - Distribution - Tier 2 - 3QU CoRE ¦ 5QU LoRE | Non-Red Flag Warning - Small Fires | 2052 | 1.9111e-06 | 1.9111e-06 | 0.10007 | 0.04626 | 0.0020076 | 0.051804 | 0 | 0 | 0.0021972 | 1.9124e-07 | 0 | 1.9124e-07 | 1.9124e-07 | 0 | 1.9124e-07 | 0 | 6.735e-05 | 0.00014763 | 0 | 0.00014763 | 0 | 3.9842e-06 | 7.9684e-06 | 0 | 7.9684e-06 | [12 empty] | 7.3.3.17.5 (Remote Grid) Updates to grid topology to minimize risk of ignition in HFTDs Remote GridWLDFREquipment / facility failureAggregated | WLDFR | HFTD - Distribution - Tier 2 - 1QU CoRE ¦ 4QU LoRE | Red Flag Warning - Destructive Fires | Equipment / facility failure | Aggregated | 2052 | 9.1256e-06 | 1483.0022 | 0.013533 | 2052 | Mitigation | 0.95 | 45 | 0 | esc | 0.00097009 | 8.8526e-09 | 0.00097009 | 8.8526e-09
[79 empty] | WLDFR | HFTD - Distribution - Tier 2 - 3QU CoRE ¦ 5QU LoRE | Non-Red Flag Warning - Small Fires | 2053 | 1.9111e-06 | 1.9111e-06 | 0.10489 | 0.048274 | 0.002095 | 0.054525 | 0 | 0 | 0.0021972 | 2.0046e-07 | 0 | 2.0046e-07 | 2.0046e-07 | 0 | 2.0046e-07 | 0 | 7.0659e-05 | 0.00015489 | 0 | 0.00015489 | 0 | 4.161e-06 | 8.3221e-06 | 0 | 8.3221e-06 | [12 empty] | 7.3.3.17.5 (Remote Grid) Updates to grid topology to minimize risk of ignition in HFTDs Remote GridWLDFREquipment / facility failureAggregated | WLDFR | HFTD - Distribution - Tier 2 - 1QU CoRE ¦ 4QU LoRE | Red Flag Warning - Destructive Fires | Equipment / facility failure | Aggregated | 2053 | 9.1256e-06 | 1483.0022 | 0.013533 | 2053 | Mitigation | 0.95 | 45 | 0 | esc | 0.00097009 | 8.8526e-09 | 0.00097009 | 8.8526e-09
[79 empty] | WLDFR | HFTD - Distribution - Tier 2 - 3QU CoRE ¦ 5QU LoRE | Non-Red Flag Warning - Small Fires | 2054 | 1.9111e-06 | 1.9111e-06 | 0.10489 | 0.048274 | 0.002095 | 0.054525 | 0 | 0 | 0.0021972 | 2.0046e-07 | 0 | 2.0046e-07 | 2.0046e-07 | 0 | 2.0046e-07 | 0 | 7.0659e-05 | 0.00015489 | 0 | 0.00015489 | 0 | 4.161e-06 | 8.3221e-06 | 0 | 8.3221e-06 | [12 empty] | 7.3.3.17.5 (Remote Grid) Updates to grid topology to minimize risk of ignition in HFTDs Remote GridWLDFREquipment / facility failureAggregated | WLDFR | HFTD - Distribution - Tier 2 - 1QU CoRE ¦ 4QU LoRE | Red Flag Warning - Destructive Fires | Equipment / facility failure | Aggregated | 2054 | 9.1256e-06 | 1483.0022 | 0.013533 | 2054 | Mitigation | 0.95 | 45 | 0 | esc | 0.00097009 | 8.8526e-09 | 0.00097009 | 8.8526e-09
[79 empty] | WLDFR | HFTD - Distribution - Tier 2 - 3QU CoRE ¦ 5QU LoRE | Non-Red Flag Warning - Small Fires | 2055 | 1.9111e-06 | 1.9111e-06 | 0.10489 | 0.048274 | 0.002095 | 0.054525 | 0 | 0 | 0.0021972 | 2.0046e-07 | 0 | 2.0046e-07 | 2.0046e-07 | 0 | 2.0046e-07 | 0 | 7.0659e-05 | 0.00015489 | 0 | 0.00015489 | 0 | 4.161e-06 | 8.3221e-06 | 0 | 8.3221e-06 | [12 empty] | 7.3.3.17.5 (Remote Grid) Updates to grid topology to minimize risk of ignition in HFTDs Remote GridWLDFREquipment / facility failureAggregated | WLDFR | HFTD - Distribution - Tier 2 - 1QU CoRE ¦ 4QU LoRE | Red Flag Warning - Destructive Fires | Equipment / facility failure | Aggregated | 2055 | 9.1256e-06 | 1483.0022 | 0.013533 | 2055 | Mitigation | 0.95 | 45 | 0 | esc | 0.00097009 | 8.8526e-09 | 0.00097009 | 8.8526e-09
[79 empty] | WLDFR | HFTD - Distribution - Tier 2 - 3QU CoRE ¦ 5QU LoRE | Non-Red Flag Warning - Small Fires | 2056 | 1.9111e-06 | 1.9111e-06 | 0.10489 | 0.048274 | 0.002095 | 0.054525 | 0 | 0 | 0.0021972 | 2.0046e-07 | 0 | 2.0046e-07 | 2.0046e-07 | 0 | 2.0046e-07 | 0 | 7.0659e-05 | 0.00015489 | 0 | 0.00015489 | 0 | 4.161e-06 | 8.3221e-06 | 0 | 8.3221e-06 | [12 empty] | 7.3.3.17.5 (Remote Grid) Updates to grid topology to minimize risk of ignition in HFTDs Remote GridWLDFREquipment / facility failureAggregated | WLDFR | HFTD - Distribution - Tier 2 - 1QU CoRE ¦ 4QU LoRE | Red Flag Warning - Destructive Fires | Equipment / facility failure | Aggregated | 2056 | 9.1256e-06 | 1483.0022 | 0.013533 | 2056 | Mitigation | 0.95 | 45 | 0 | esc | 0.00097009 | 8.8526e-09 | 0.00097009 | 8.8526e-09
[79 empty] | WLDFR | HFTD - Distribution - Tier 2 - 3QU CoRE ¦ 5QU LoRE | Non-Red Flag Warning - Small Fires | 2057 | 1.9111e-06 | 1.9111e-06 | 0.10489 | 0.048274 | 0.002095 | 0.054525 | 0 | 0 | 0.0021972 | 2.0046e-07 | 0 | 2.0046e-07 | 2.0046e-07 | 0 | 2.0046e-07 | 0 | 7.0659e-05 | 0.00015489 | 0 | 0.00015489 | 0 | 4.161e-06 | 8.3221e-06 | 0 | 8.3221e-06 | [12 empty] | 7.3.3.17.5 (Remote Grid) Updates to grid topology to minimize risk of ignition in HFTDs Remote GridWLDFREquipment / facility failureAggregated | WLDFR | HFTD - Distribution - Tier 2 - 1QU CoRE ¦ 4QU LoRE | Red Flag Warning - Destructive Fires | Equipment / facility failure | Aggregated | 2057 | 9.1256e-06 | 1483.0022 | 0.013533 | 2057 | Mitigation | 0.95 | 45 | 0 | esc | 0.00097009 | 8.8526e-09 | 0.00097009 | 8.8526e-09
[79 empty] | WLDFR | HFTD - Distribution - Tier 2 - 3QU CoRE ¦ 5QU LoRE | Non-Red Flag Warning - Small Fires | 2058 | 1.9111e-06 | 1.9111e-06 | 0.1099 | 0.050325 | 0.0021839 | 0.057393 | 0 | 0 | 0.0021972 | 2.1003e-07 | 0 | 2.1003e-07 | 2.1003e-07 | 0 | 2.1003e-07 | 0 | 7.4184e-05 | 0.00016261 | 0 | 0.00016261 | 0 | 4.3574e-06 | 8.7148e-06 | 0 | 8.7148e-06 | [12 empty] | 7.3.3.17.5 (Remote Grid) Updates to grid topology to minimize risk of ignition in HFTDs Remote GridWLDFREquipment / facility failureAggregated | WLDFR | HFTD - Distribution - Tier 2 - 1QU CoRE ¦ 4QU LoRE | Red Flag Warning - Destructive Fires | Equipment / facility failure | Aggregated | 2058 | 9.1256e-06 | 1483.0022 | 0.013533 | 2058 | Mitigation | 0.95 | 45 | 0 | esc | 0.00097009 | 8.8526e-09 | 0.00097009 | 8.8526e-09
[79 empty] | WLDFR | HFTD - Distribution - Tier 2 - 3QU CoRE ¦ 5QU LoRE | Non-Red Flag Warning - Small Fires | 2059 | 1.9111e-06 | 1.9111e-06 | 0.1099 | 0.050325 | 0.0021839 | 0.057393 | 0 | 0 | 0.0021972 | 2.1003e-07 | 0 | 2.1003e-07 | 2.1003e-07 | 0 | 2.1003e-07 | 0 | 7.4184e-05 | 0.00016261 | 0 | 0.00016261 | 0 | 4.3574e-06 | 8.7148e-06 | 0 | 8.7148e-06 | [12 empty] | 7.3.3.17.5 (Remote Grid) Updates to grid topology to minimize risk of ignition in HFTDs Remote GridWLDFREquipment / facility failureAggregated | WLDFR | HFTD - Distribution - Tier 2 - 1QU CoRE ¦ 4QU LoRE | Red Flag Warning - Destructive Fires | Equipment / facility failure | Aggregated | 2059 | 9.1256e-06 | 1483.0022 | 0.013533 | 2059 | Mitigation | 0.95 | 45 | 0 | esc | 0.00097009 | 8.8526e-09 | 0.00097009 | 8.8526e-09
[79 empty] | WLDFR | HFTD - Distribution - Tier 2 - 3QU CoRE ¦ 5QU LoRE | Non-Red Flag Warning - Small Fires | 2060 | 1.9111e-06 | 1.9111e-06 | 0.1099 | 0.050325 | 0.0021839 | 0.057393 | 0 | 0 | 0.0021972 | 2.1003e-07 | 0 | 2.1003e-07 | 2.1003e-07 | 0 | 2.1003e-07 | 0 | 7.4184e-05 | 0.00016261 | 0 | 0.00016261 | 0 | 4.3574e-06 | 8.7148e-06 | 0 | 8.7148e-06 | [12 empty] | 7.3.3.17.5 (Remote Grid) Updates to grid topology to minimize risk of ignition in HFTDs Remote GridWLDFREquipment / facility failureAggregated | WLDFR | HFTD - Distribution - Tier 2 - 1QU CoRE ¦ 4QU LoRE | Red Flag Warning - Destructive Fires | Equipment / facility failure | Aggregated | 2060 | 9.1256e-06 | 1483.0022 | 0.013533 | 2060 | Mitigation | 0.95 | 45 | 0 | esc | 0.00097009 | 8.8526e-09 | 0.00097009 | 8.8526e-09
[79 empty] | WLDFR | HFTD - Distribution - Tier 2 - 3QU CoRE ¦ 5QU LoRE | Non-Red Flag Warning - Small Fires | 2061 | 1.9111e-06 | 1.9111e-06 | 0.1099 | 0.050325 | 0.0021839 | 0.057393 | 0 | 0 | 0.0021972 | 2.1003e-07 | 0 | 2.1003e-07 | 2.1003e-07 | 0 | 2.1003e-07 | 0 | 7.4184e-05 | 0.00016261 | 0 | 0.00016261 | 0 | 4.3574e-06 | 8.7148e-06 | 0 | 8.7148e-06 | [12 empty] | 7.3.3.17.5 (Remote Grid) Updates to grid topology to minimize risk of ignition in HFTDs Remote GridWLDFREquipment / facility failureAggregated | WLDFR | HFTD - Distribution - Tier 2 - 1QU CoRE ¦ 4QU LoRE | Red Flag Warning - Destructive Fires | Equipment / facility failure | Aggregated | 2061 | 9.1256e-06 | 1483.0022 | 0.013533 | 2061 | Mitigation | 0.95 | 45 | 0 | esc | 0.00097009 | 8.8526e-09 | 0.00097009 | 8.8526e-09
[79 empty] | WLDFR | HFTD - Distribution - Tier 2 - 3QU CoRE ¦ 5QU LoRE | Non-Red Flag Warning - Small Fires | 2062 | 1.9111e-06 | 1.9111e-06 | 0.1099 | 0.050325 | 0.0021839 | 0.057393 | 0 | 0 | 0.0021972 | 2.1003e-07 | 0 | 2.1003e-07 | 2.1003e-07 | 0 | 2.1003e-07 | 0 | 7.4184e-05 | 0.00016261 | 0 | 0.00016261 | 0 | 4.3574e-06 | 8.7148e-06 | 0 | 8.7148e-06 | [12 empty] | 7.3.3.17.5 (Remote Grid) Updates to grid topology to minimize risk of ignition in HFTDs Remote GridWLDFREquipment / facility failureAggregated | WLDFR | HFTD - Distribution - Tier 2 - 1QU CoRE ¦ 4QU LoRE | Red Flag Warning - Destructive Fires | Equipment / facility failure | Aggregated | 2062 | 9.1256e-06 | 1483.0022 | 0.013533 | 2062 | Mitigation | 0.95 | 45 | 0 | esc | 0.00097009 | 8.8526e-09 | 0.00097009 | 8.8526e-09
[79 empty] | WLDFR | HFTD - Distribution - Tier 2 - 3QU CoRE ¦ 5QU LoRE | Non-Red Flag Warning - Small Fires | 2063 | 1.9111e-06 | 1.9111e-06 | 0.11504 | 0.052388 | 0.0022734 | 0.060377 | 0 | 0 | 0.0021972 | 2.1985e-07 | 0 | 2.1985e-07 | 2.1985e-07 | 0 | 2.1985e-07 | 0 | 7.7879e-05 | 0.00017071 | 0 | 0.00017071 | 0 | 4.5703e-06 | 9.1407e-06 | 0 | 9.1407e-06 | [12 empty] | 7.3.3.17.5 (Remote Grid) Updates to grid topology to minimize risk of ignition in HFTDs Remote GridWLDFREquipment / facility failureAggregated | WLDFR | HFTD - Distribution - Tier 2 - 1QU CoRE ¦ 4QU LoRE | Red Flag Warning - Destructive Fires | Equipment / facility failure | Aggregated | 2063 | 9.1256e-06 | 1483.0022 | 0.013533 | 2063 | Mitigation | 0.95 | 45 | 0 | esc | 0.00097009 | 8.8526e-09 | 0.00097009 | 8.8526e-09
[79 empty] | WLDFR | HFTD - Distribution - Tier 2 - 3QU CoRE ¦ 5QU LoRE | Non-Red Flag Warning - Small Fires | 2064 | 1.9111e-06 | 1.9111e-06 | 0.11504 | 0.052388 | 0.0022734 | 0.060377 | 0 | 0 | 0.0021972 | 2.1985e-07 | 0 | 2.1985e-07 | 2.1985e-07 | 0 | 2.1985e-07 | 0 | 7.7879e-05 | 0.00017071 | 0 | 0.00017071 | 0 | 4.5703e-06 | 9.1407e-06 | 0 | 9.1407e-06 | [12 empty] | 7.3.3.17.5 (Remote Grid) Updates to grid topology to minimize risk of ignition in HFTDs Remote GridWLDFREquipment / facility failureAggregated | WLDFR | HFTD - Distribution - Tier 2 - 1QU CoRE ¦ 4QU LoRE | Red Flag Warning - Destructive Fires | Equipment / facility failure | Aggregated | 2064 | 9.1256e-06 | 1483.0022 | 0.013533 | 2064 | Mitigation | 0.95 | 45 | 0 | esc | 0.00097009 | 8.8526e-09 | 0.00097009 | 8.8526e-09
[79 empty] | WLDFR | HFTD - Distribution - Tier 2 - 3QU CoRE ¦ 5QU LoRE | Non-Red Flag Warning - Small Fires | 2065 | 1.9111e-06 | 1.9111e-06 | 0.11504 | 0.052388 | 0.0022734 | 0.060377 | 0 | 0 | 0.0021972 | 2.1985e-07 | 0 | 2.1985e-07 | 2.1985e-07 | 0 | 2.1985e-07 | 0 | 7.7879e-05 | 0.00017071 | 0 | 0.00017071 | 0 | 4.5703e-06 | 9.1407e-06 | 0 | 9.1407e-06 | [12 empty] | 7.3.3.17.5 (Remote Grid) Updates to grid topology to minimize risk of ignition in HFTDs Remote GridWLDFREquipment / facility failureAggregated | WLDFR | HFTD - Distribution - Tier 2 - 1QU CoRE ¦ 4QU LoRE | Red Flag Warning - Destructive Fires | Equipment / facility failure | Aggregated | 2065 | 9.1256e-06 | 1483.0022 | 0.013533 | 2065 | Mitigation | 0.95 | 45 | 0 | esc | 0.00097009 | 8.8526e-09 | 0.00097009 | 8.8526e-09
[79 empty] | WLDFR | HFTD - Distribution - Tier 2 - 3QU CoRE ¦ 5QU LoRE | Non-Red Flag Warning - Small Fires | 2066 | 1.9111e-06 | 1.9111e-06 | 0.11504 | 0.052388 | 0.0022734 | 0.060377 | 0 | 0 | 0.0021972 | 2.1985e-07 | 0 | 2.1985e-07 | 2.1985e-07 | 0 | 2.1985e-07 | 0 | 7.7879e-05 | 0.00017071 | 0 | 0.00017071 | 0 | 4.5703e-06 | 9.1407e-06 | 0 | 9.1407e-06 | [12 empty] | 7.3.3.17.5 (Remote Grid) Updates to grid topology to minimize risk of ignition in HFTDs Remote GridWLDFREquipment / facility failureAggregated | WLDFR | HFTD - Distribution - Tier 2 - 1QU CoRE ¦ 4QU LoRE | Red Flag Warning - Destructive Fires | Equipment / facility failure | Aggregated | 2066 | 9.1256e-06 | 1483.0022 | 0.013533 | 2066 | Mitigation | 0.95 | 45 | 0 | esc | 0.00097009 | 8.8526e-09 | 0.00097009 | 8.8526e-09
[79 empty] | WLDFR | HFTD - Distribution - Tier 2 - 3QU CoRE ¦ 5QU LoRE | Non-Red Flag Warning - Small Fires | 2067 | 0 | 1.9111e-06 | 0.11504 | 0.052388 | 0.0022734 | 0.060377 | 0 | 0 | 0.0021972 | 0 | 0 | 0 | 2.1985e-07 | 0 | 2.1985e-07 | 0 | 7.7879e-05 | 0.00017071 | 0 | 0.00017071 | 0 | 4.5703e-06 | 9.1407e-06 | 0 | 9.1407e-06 | [12 empty] | 7.3.3.17.5 (Remote Grid) Updates to grid topology to minimize risk of ignition in HFTDs Remote GridWLDFREquipment / facility failureAggregated | WLDFR | HFTD - Distribution - Tier 2 - 1QU CoRE ¦ 4QU LoRE | Red Flag Warning - Destructive Fires | Equipment / facility failure | Aggregated | 2067 | 9.1256e-06 | 1483.0022 | 0.013533 | 2067 | Mitigation | 0.95 | 45 | 0 | esc | 0 | 0 | 0.00097009 | 8.8526e-09
[79 empty] | WLDFR | HFTD - Distribution - Tier 2 - 3QU CoRE ¦ 5QU LoRE | Red Flag Warning - Catastrophic Fires | 2022 | 1.4407e-08 | 0 | 14146.1306 | 222.2294 | 8585.7228 | 5338.1784 | 0 | 0 | 1.4851e-05 | 0.0002038 | 0 | 0.0002038 | 0 | 0 | 0 | 0 | 8.1698e-05 | 0.00017908 | 0 | 0.00017908 | 0 | 4.797e-06 | 9.594e-06 | 0 | 9.594e-06 | [12 empty] | 7.3.3.17.5 (Remote Grid) Updates to grid topology to minimize risk of ignition in HFTDs Remote GridWLDFRVegetation ContactAggregated | WLDFR | HFTD - Distribution - Tier 2 - 1QU CoRE ¦ 4QU LoRE | Red Flag Warning - Destructive Fires | Vegetation Contact | Aggregated | 2022 | 1.2198e-05 | 1483.0022 | 0.018089 | 2022 | Mitigation | 0.95 | 45 | 0 | esc | 0.00097009 | 1.1833e-08 | 0 | 0
[79 empty] | WLDFR | HFTD - Distribution - Tier 2 - 3QU CoRE ¦ 5QU LoRE | Red Flag Warning - Catastrophic Fires | 2023 | 1.4407e-08 | 1.4407e-08 | 14664.6376 | 233.2301 | 8896.516 | 5534.8915 | 0 | 0 | 1.4851e-05 | 0.00021127 | 0 | 0.00021127 | 0.00021127 | 0 | 0.00021127 | 0 | 8.1698e-05 | 0.00017908 | 0 | 0.00017908 | 0 | 4.797e-06 | 9.594e-06 | 0 | 9.594e-06 | [12 empty] | 7.3.3.17.5 (Remote Grid) Updates to grid topology to minimize risk of ignition in HFTDs Remote GridWLDFRVegetation ContactAggregated | WLDFR | HFTD - Distribution - Tier 2 - 1QU CoRE ¦ 4QU LoRE | Red Flag Warning - Destructive Fires | Vegetation Contact | Aggregated | 2023 | 1.2198e-05 | 1483.0022 | 0.018089 | 2023 | Mitigation | 0.95 | 45 | 0 | esc | 0.00097009 | 1.1833e-08 | 0.00097009 | 1.1833e-08
[79 empty] | WLDFR | HFTD - Distribution - Tier 2 - 3QU CoRE ¦ 5QU LoRE | Red Flag Warning - Catastrophic Fires | 2024 | 1.4407e-08 | 1.4407e-08 | 14664.6376 | 233.2301 | 8896.516 | 5534.8915 | 0 | 0 | 1.4851e-05 | 0.00021127 | 0 | 0.00021127 | 0.00021127 | 0 | 0.00021127 | 0 | 8.1698e-05 | 0.00017908 | 0 | 0.00017908 | 0 | 4.797e-06 | 9.594e-06 | 0 | 9.594e-06 | [12 empty] | 7.3.3.17.5 (Remote Grid) Updates to grid topology to minimize risk of ignition in HFTDs Remote GridWLDFRVegetation ContactAggregated | WLDFR | HFTD - Distribution - Tier 2 - 1QU CoRE ¦ 4QU LoRE | Red Flag Warning - Destructive Fires | Vegetation Contact | Aggregated | 2024 | 1.2198e-05 | 1483.0022 | 0.018089 | 2024 | Mitigation | 0.95 | 45 | 0 | esc | 0.00097009 | 1.1833e-08 | 0.00097009 | 1.1833e-08
[79 empty] | WLDFR | HFTD - Distribution - Tier 2 - 3QU CoRE ¦ 5QU LoRE | Red Flag Warning - Catastrophic Fires | 2025 | 1.4407e-08 | 1.4407e-08 | 14664.6376 | 233.2301 | 8896.516 | 5534.8915 | 0 | 0 | 1.4851e-05 | 0.00021127 | 0 | 0.00021127 | 0.00021127 | 0 | 0.00021127 | 0 | 8.1698e-05 | 0.00017908 | 0 | 0.00017908 | 0 | 4.797e-06 | 9.594e-06 | 0 | 9.594e-06 | [12 empty] | 7.3.3.17.5 (Remote Grid) Updates to grid topology to minimize risk of ignition in HFTDs Remote GridWLDFRVegetation ContactAggregated | WLDFR | HFTD - Distribution - Tier 2 - 1QU CoRE ¦ 4QU LoRE | Red Flag Warning - Destructive Fires | Vegetation Contact | Aggregated | 2025 | 1.2198e-05 | 1483.0022 | 0.018089 | 2025 | Mitigation | 0.95 | 45 | 0 | esc | 0.00097009 | 1.1833e-08 | 0.00097009 | 1.1833e-08
[79 empty] | WLDFR | HFTD - Distribution - Tier 2 - 3QU CoRE ¦ 5QU LoRE | Red Flag Warning - Catastrophic Fires | 2026 | 1.4407e-08 | 1.4407e-08 | 14664.6376 | 233.2301 | 8896.516 | 5534.8915 | 0 | 0 | 1.4851e-05 | 0.00021127 | 0 | 0.00021127 | 0.00021127 | 0 | 0.00021127 | 0 | 8.1698e-05 | 0.00017908 | 0 | 0.00017908 | 0 | 4.797e-06 | 9.594e-06 | 0 | 9.594e-06 | [12 empty] | 7.3.3.17.5 (Remote Grid) Updates to grid topology to minimize risk of ignition in HFTDs Remote GridWLDFRVegetation ContactAggregated | WLDFR | HFTD - Distribution - Tier 2 - 1QU CoRE ¦ 4QU LoRE | Red Flag Warning - Destructive Fires | Vegetation Contact | Aggregated | 2026 | 1.2198e-05 | 1483.0022 | 0.018089 | 2026 | Mitigation | 0.95 | 45 | 0 | esc | 0.00097009 | 1.1833e-08 | 0.00097009 | 1.1833e-08
[79 empty] | WLDFR | HFTD - Distribution - Tier 2 - 3QU CoRE ¦ 5QU LoRE | Red Flag Warning - Catastrophic Fires | 2027 | 1.4407e-08 | 1.4407e-08 | 14664.6376 | 233.2301 | 8896.516 | 5534.8915 | 0 | 0 | 1.4851e-05 | 0.00021127 | 0 | 0.00021127 | 0.00021127 | 0 | 0.00021127 | 0 | 8.5595e-05 | 0.00018763 | 0 | 0.00018763 | 0 | 5.0343e-06 | 1.0069e-05 | 0 | 1.0069e-05 | [12 empty] | 7.3.3.17.5 (Remote Grid) Updates to grid topology to minimize risk of ignition in HFTDs Remote GridWLDFRVegetation ContactAggregated | WLDFR | HFTD - Distribution - Tier 2 - 1QU CoRE ¦ 4QU LoRE | Red Flag Warning - Destructive Fires | Vegetation Contact | Aggregated | 2027 | 1.2198e-05 | 1483.0022 | 0.018089 | 2027 | Mitigation | 0.95 | 45 | 0 | esc | 0.00097009 | 1.1833e-08 | 0.00097009 | 1.1833e-08
[79 empty] | WLDFR | HFTD - Distribution - Tier 2 - 3QU CoRE ¦ 5QU LoRE | Red Flag Warning - Catastrophic Fires | 2028 | 1.4407e-08 | 1.4407e-08 | 15317.9909 | 247.273 | 9287.6491 | 5783.0689 | 0 | 0 | 1.4851e-05 | 0.00022068 | 0 | 0.00022068 | 0.00022068 | 0 | 0.00022068 | 0 | 8.5595e-05 | 0.00018763 | 0 | 0.00018763 | 0 | 5.0343e-06 | 1.0069e-05 | 0 | 1.0069e-05 | [12 empty] | 7.3.3.17.5 (Remote Grid) Updates to grid topology to minimize risk of ignition in HFTDs Remote GridWLDFRVegetation ContactAggregated | WLDFR | HFTD - Distribution - Tier 2 - 1QU CoRE ¦ 4QU LoRE | Red Flag Warning - Destructive Fires | Vegetation Contact | Aggregated | 2028 | 1.2198e-05 | 1483.0022 | 0.018089 | 2028 | Mitigation | 0.95 | 45 | 0 | esc | 0.00097009 | 1.1833e-08 | 0.00097009 | 1.1833e-08
[79 empty] | WLDFR | HFTD - Distribution - Tier 2 - 3QU CoRE ¦ 5QU LoRE | Red Flag Warning - Catastrophic Fires | 2029 | 1.4407e-08 | 1.4407e-08 | 15317.9909 | 247.273 | 9287.6491 | 5783.0689 | 0 | 0 | 1.4851e-05 | 0.00022068 | 0 | 0.00022068 | 0.00022068 | 0 | 0.00022068 | 0 | 8.5595e-05 | 0.00018763 | 0 | 0.00018763 | 0 | 5.0343e-06 | 1.0069e-05 | 0 | 1.0069e-05 | [12 empty] | 7.3.3.17.5 (Remote Grid) Updates to grid topology to minimize risk of ignition in HFTDs Remote GridWLDFRVegetation ContactAggregated | WLDFR | HFTD - Distribution - Tier 2 - 1QU CoRE ¦ 4QU LoRE | Red Flag Warning - Destructive Fires | Vegetation Contact | Aggregated | 2029 | 1.2198e-05 | 1483.0022 | 0.018089 | 2029 | Mitigation | 0.95 | 45 | 0 | esc | 0.00097009 | 1.1833e-08 | 0.00097009 | 1.1833e-08
[79 empty] | WLDFR | HFTD - Distribution - Tier 2 - 3QU CoRE ¦ 5QU LoRE | Red Flag Warning - Catastrophic Fires | 2030 | 1.4407e-08 | 1.4407e-08 | 15317.9909 | 247.273 | 9287.6491 | 5783.0689 | 0 | 0 | 1.4851e-05 | 0.00022068 | 0 | 0.00022068 | 0.00022068 | 0 | 0.00022068 | 0 | 8.5595e-05 | 0.00018763 | 0 | 0.00018763 | 0 | 5.0343e-06 | 1.0069e-05 | 0 | 1.0069e-05 | [12 empty] | 7.3.3.17.5 (Remote Grid) Updates to grid topology to minimize risk of ignition in HFTDs Remote GridWLDFRVegetation ContactAggregated | WLDFR | HFTD - Distribution - Tier 2 - 1QU CoRE ¦ 4QU LoRE | Red Flag Warning - Destructive Fires | Vegetation Contact | Aggregated | 2030 | 1.2198e-05 | 1483.0022 | 0.018089 | 2030 | Mitigation | 0.95 | 45 | 0 | esc | 0.00097009 | 1.1833e-08 | 0.00097009 | 1.1833e-08
[79 empty] | WLDFR | HFTD - Distribution - Tier 2 - 3QU CoRE ¦ 5QU LoRE | Red Flag Warning - Catastrophic Fires | 2031 | 1.4407e-08 | 1.4407e-08 | 15317.9909 | 247.273 | 9287.6491 | 5783.0689 | 0 | 0 | 1.4851e-05 | 0.00022068 | 0 | 0.00022068 | 0.00022068 | 0 | 0.00022068 | 0 | 8.5595e-05 | 0.00018763 | 0 | 0.00018763 | 0 | 0 | 1.0069e-05 | 0 | 1.0069e-05 | [12 empty] | 7.3.3.17.5 (Remote Grid) Updates to grid topology to minimize risk of ignition in HFTDs Remote GridWLDFRVegetation ContactAggregated | WLDFR | HFTD - Distribution - Tier 2 - 1QU CoRE ¦ 4QU LoRE | Red Flag Warning - Destructive Fires | Vegetation Contact | Aggregated | 2031 | 1.2198e-05 | 1483.0022 | 0.018089 | 2031 | Mitigation | 0.95 | 45 | 0 | esc | 0.00097009 | 1.1833e-08 | 0.00097009 | 1.1833e-08
[79 empty] | WLDFR | HFTD - Distribution - Tier 2 - 3QU CoRE ¦ 5QU LoRE | Red Flag Warning - Catastrophic Fires | 2032 | 1.4407e-08 | 1.4407e-08 | 15317.9909 | 247.273 | 9287.6491 | 5783.0689 | 0 | 0 | 1.4851e-05 | 0.00022068 | 0 | 0.00022068 | 0.00022068 | 0 | 0.00022068 | 0 | 8.9522e-05 | 0.00019623 | 0 | 0.00019623 | 0 | 0 | 0 | 0 | 0 | [12 empty] | 7.3.3.17.5 (Remote Grid) Updates to grid topology to minimize risk of ignition in HFTDs Remote GridWLDFRVegetation ContactAggregated | WLDFR | HFTD - Distribution - Tier 2 - 1QU CoRE ¦ 4QU LoRE | Red Flag Warning - Destructive Fires | Vegetation Contact | Aggregated | 2032 | 1.2198e-05 | 1483.0022 | 0.018089 | 2032 | Mitigation | 0.95 | 45 | 0 | esc | 0.00097009 | 1.1833e-08 | 0.00097009 | 1.1833e-08
[79 empty] | WLDFR | HFTD - Distribution - Tier 2 - 3QU CoRE ¦ 5QU LoRE | Red Flag Warning - Catastrophic Fires | 2033 | 1.4407e-08 | 1.4407e-08 | 16044.1264 | 263.1074 | 9721.74 | 6059.2791 | 0 | 0 | 1.4851e-05 | 0.00023114 | 0 | 0.00023114 | 0.00023114 | 0 | 0.00023114 | 0 | 8.9522e-05 | 0.00019623 | 0 | 0.00019623 | 0 | 0 | 0 | 0 | 0 | [12 empty] | 7.3.3.17.5 (Remote Grid) Updates to grid topology to minimize risk of ignition in HFTDs Remote GridWLDFRVegetation ContactAggregated | WLDFR | HFTD - Distribution - Tier 2 - 1QU CoRE ¦ 4QU LoRE | Red Flag Warning - Destructive Fires | Vegetation Contact | Aggregated | 2033 | 1.2198e-05 | 1483.0022 | 0.018089 | 2033 | Mitigation | 0.95 | 45 | 0 | esc | 0.00097009 | 1.1833e-08 | 0.00097009 | 1.1833e-08
[79 empty] | WLDFR | HFTD - Distribution - Tier 2 - 3QU CoRE ¦ 5QU LoRE | Red Flag Warning - Catastrophic Fires | 2034 | 1.4407e-08 | 1.4407e-08 | 16044.1264 | 263.1074 | 9721.74 | 6059.2791 | 0 | 0 | 1.4851e-05 | 0.00023114 | 0 | 0.00023114 | 0.00023114 | 0 | 0.00023114 | 0 | 8.9522e-05 | 0.00019623 | 0 | 0.00019623 | 0 | 4.2074e-07 | 0 | 0 | 0 | [12 empty] | 7.3.3.17.5 (Remote Grid) Updates to grid topology to minimize risk of ignition in HFTDs Remote GridWLDFRVegetation ContactAggregated | WLDFR | HFTD - Distribution - Tier 2 - 1QU CoRE ¦ 4QU LoRE | Red Flag Warning - Destructive Fires | Vegetation Contact | Aggregated | 2034 | 1.2198e-05 | 1483.0022 | 0.018089 | 2034 | Mitigation | 0.95 | 45 | 0 | esc | 0.00097009 | 1.1833e-08 | 0.00097009 | 1.1833e-08
[79 empty] | WLDFR | HFTD - Distribution - Tier 2 - 3QU CoRE ¦ 5QU LoRE | Red Flag Warning - Catastrophic Fires | 2035 | 1.4407e-08 | 1.4407e-08 | 16044.1264 | 263.1074 | 9721.74 | 6059.2791 | 0 | 0 | 1.4851e-05 | 0.00023114 | 0 | 0.00023114 | 0.00023114 | 0 | 0.00023114 | 0 | 8.9522e-05 | 0.00019623 | 0 | 0.00019623 | 0 | 4.3956e-07 | 8.7912e-07 | 0 | 8.7912e-07 | [12 empty] | 7.3.3.17.5 (Remote Grid) Updates to grid topology to minimize risk of ignition in HFTDs Remote GridWLDFRVegetation ContactAggregated | WLDFR | HFTD - Distribution - Tier 2 - 1QU CoRE ¦ 4QU LoRE | Red Flag Warning - Destructive Fires | Vegetation Contact | Aggregated | 2035 | 1.2198e-05 | 1483.0022 | 0.018089 | 2035 | Mitigation | 0.95 | 45 | 0 | esc | 0.00097009 | 1.1833e-08 | 0.00097009 | 1.1833e-08
[79 empty] | WLDFR | HFTD - Distribution - Tier 2 - 3QU CoRE ¦ 5QU LoRE | Red Flag Warning - Catastrophic Fires | 2036 | 1.4407e-08 | 1.4407e-08 | 16044.1264 | 263.1074 | 9721.74 | 6059.2791 | 0 | 0 | 1.4851e-05 | 0.00023114 | 0 | 0.00023114 | 0.00023114 | 0 | 0.00023114 | 0 | 8.9522e-05 | 0.00019623 | 0 | 0.00019623 | 0 | 4.3956e-07 | 8.7912e-07 | 0 | 8.7912e-07 | [12 empty] | 7.3.3.17.5 (Remote Grid) Updates to grid topology to minimize risk of ignition in HFTDs Remote GridWLDFRVegetation ContactAggregated | WLDFR | HFTD - Distribution - Tier 2 - 1QU CoRE ¦ 4QU LoRE | Red Flag Warning - Destructive Fires | Vegetation Contact | Aggregated | 2036 | 1.2198e-05 | 1483.0022 | 0.018089 | 2036 | Mitigation | 0.95 | 45 | 0 | esc | 0.00097009 | 1.1833e-08 | 0.00097009 | 1.1833e-08
[79 empty] | WLDFR | HFTD - Distribution - Tier 2 - 3QU CoRE ¦ 5QU LoRE | Red Flag Warning - Catastrophic Fires | 2037 | 1.4407e-08 | 1.4407e-08 | 16044.1264 | 263.1074 | 9721.74 | 6059.2791 | 0 | 0 | 1.4851e-05 | 0.00023114 | 0 | 0.00023114 | 0.00023114 | 0 | 0.00023114 | 0 | 9.3432e-05 | 0.00020481 | 0 | 0.00020481 | 0 | 4.3956e-07 | 8.7912e-07 | 0 | 8.7912e-07 | [12 empty] | 7.3.3.17.5 (Remote Grid) Updates to grid topology to minimize risk of ignition in HFTDs Remote GridWLDFRVegetation ContactAggregated | WLDFR | HFTD - Distribution - Tier 2 - 1QU CoRE ¦ 4QU LoRE | Red Flag Warning - Destructive Fires | Vegetation Contact | Aggregated | 2037 | 1.2198e-05 | 1483.0022 | 0.018089 | 2037 | Mitigation | 0.95 | 45 | 0 | esc | 0.00097009 | 1.1833e-08 | 0.00097009 | 1.1833e-08
[79 empty] | WLDFR | HFTD - Distribution - Tier 2 - 3QU CoRE ¦ 5QU LoRE | Red Flag Warning - Catastrophic Fires | 2038 | 1.4407e-08 | 1.4407e-08 | 16832.3912 | 280.5544 | 10192.2718 | 6359.5651 | 0 | 0 | 1.4851e-05 | 0.0002425 | 0 | 0.0002425 | 0.0002425 | 0 | 0.0002425 | 0 | 9.3432e-05 | 0.00020481 | 0 | 0.00020481 | 0 | 4.3956e-07 | 8.7912e-07 | 0 | 8.7912e-07 | [12 empty] | 7.3.3.17.5 (Remote Grid) Updates to grid topology to minimize risk of ignition in HFTDs Remote GridWLDFRVegetation ContactAggregated | WLDFR | HFTD - Distribution - Tier 2 - 1QU CoRE ¦ 4QU LoRE | Red Flag Warning - Destructive Fires | Vegetation Contact | Aggregated | 2038 | 1.2198e-05 | 1483.0022 | 0.018089 | 2038 | Mitigation | 0.95 | 45 | 0 | esc | 0.00097009 | 1.1833e-08 | 0.00097009 | 1.1833e-08
[79 empty] | WLDFR | HFTD - Distribution - Tier 2 - 3QU CoRE ¦ 5QU LoRE | Red Flag Warning - Catastrophic Fires | 2039 | 1.4407e-08 | 1.4407e-08 | 16832.3912 | 280.5544 | 10192.2718 | 6359.5651 | 0 | 0 | 1.4851e-05 | 0.0002425 | 0 | 0.0002425 | 0.0002425 | 0 | 0.0002425 | 0 | 9.3432e-05 | 0.00020481 | 0 | 0.00020481 | 0 | 4.3956e-07 | 8.7912e-07 | 0 | 8.7912e-07 | [12 empty] | 7.3.3.17.5 (Remote Grid) Updates to grid topology to minimize risk of ignition in HFTDs Remote GridWLDFRVegetation ContactAggregated | WLDFR | HFTD - Distribution - Tier 2 - 1QU CoRE ¦ 4QU LoRE | Red Flag Warning - Destructive Fires | Vegetation Contact | Aggregated | 2039 | 1.2198e-05 | 1483.0022 | 0.018089 | 2039 | Mitigation | 0.95 | 45 | 0 | esc | 0.00097009 | 1.1833e-08 | 0.00097009 | 1.1833e-08
[79 empty] | WLDFR | HFTD - Distribution - Tier 2 - 3QU CoRE ¦ 5QU LoRE | Red Flag Warning - Catastrophic Fires | 2040 | 1.4407e-08 | 1.4407e-08 | 16832.3912 | 280.5544 | 10192.2718 | 6359.5651 | 0 | 0 | 1.4851e-05 | 0.0002425 | 0 | 0.0002425 | 0.0002425 | 0 | 0.0002425 | 0 | 0 | 0.00020481 | 0 | 0.00020481 | 0 | 4.6381e-07 | 9.2761e-07 | 0 | 9.2761e-07 | [12 empty] | 7.3.3.17.5 (Remote Grid) Updates to grid topology to minimize risk of ignition in HFTDs Remote GridWLDFRVegetation ContactAggregated | WLDFR | HFTD - Distribution - Tier 2 - 1QU CoRE ¦ 4QU LoRE | Red Flag Warning - Destructive Fires | Vegetation Contact | Aggregated | 2040 | 1.2198e-05 | 1483.0022 | 0.018089 | 2040 | Mitigation | 0.95 | 45 | 0 | esc | 0.00097009 | 1.1833e-08 | 0.00097009 | 1.1833e-08
[79 empty] | WLDFR | HFTD - Distribution - Tier 2 - 3QU CoRE ¦ 5QU LoRE | Red Flag Warning - Catastrophic Fires | 2041 | 1.4407e-08 | 1.4407e-08 | 16832.3912 | 280.5544 | 10192.2718 | 6359.5651 | 0 | 0 | 1.4851e-05 | 0.0002425 | 0 | 0.0002425 | 0.0002425 | 0 | 0.0002425 | 0 | 0 | 0 | 0 | 0 | 0 | 4.6381e-07 | 9.2761e-07 | 0 | 9.2761e-07 | [12 empty] | 7.3.3.17.5 (Remote Grid) Updates to grid topology to minimize risk of ignition in HFTDs Remote GridWLDFRVegetation ContactAggregated | WLDFR | HFTD - Distribution - Tier 2 - 1QU CoRE ¦ 4QU LoRE | Red Flag Warning - Destructive Fires | Vegetation Contact | Aggregated | 2041 | 1.2198e-05 | 1483.0022 | 0.018089 | 2041 | Mitigation | 0.95 | 45 | 0 | esc | 0.00097009 | 1.1833e-08 | 0.00097009 | 1.1833e-08
[79 empty] | WLDFR | HFTD - Distribution - Tier 2 - 3QU CoRE ¦ 5QU LoRE | Red Flag Warning - Catastrophic Fires | 2042 | 1.4407e-08 | 1.4407e-08 | 16832.3912 | 280.5544 | 10192.2718 | 6359.5651 | 0 | 0 | 1.4851e-05 | 0.0002425 | 0 | 0.0002425 | 0.0002425 | 0 | 0.0002425 | 0 | 3.5642e-05 | 0 | 0 | 0 | 0 | 4.6381e-07 | 9.2761e-07 | 0 | 9.2761e-07 | [12 empty] | 7.3.3.17.5 (Remote Grid) Updates to grid topology to minimize risk of ignition in HFTDs Remote GridWLDFRVegetation ContactAggregated | WLDFR | HFTD - Distribution - Tier 2 - 1QU CoRE ¦ 4QU LoRE | Red Flag Warning - Destructive Fires | Vegetation Contact | Aggregated | 2042 | 1.2198e-05 | 1483.0022 | 0.018089 | 2042 | Mitigation | 0.95 | 45 | 0 | esc | 0.00097009 | 1.1833e-08 | 0.00097009 | 1.1833e-08
[79 empty] | WLDFR | HFTD - Distribution - Tier 2 - 3QU CoRE ¦ 5QU LoRE | Red Flag Warning - Catastrophic Fires | 2043 | 1.4407e-08 | 1.4407e-08 | 17672.0852 | 299.42 | 10692.7362 | 6679.929 | 0 | 0 | 1.4851e-05 | 0.0002546 | 0 | 0.0002546 | 0.0002546 | 0 | 0.0002546 | 0 | 3.6944e-05 | 8.0983e-05 | 0 | 8.0983e-05 | 0 | 4.6381e-07 | 9.2761e-07 | 0 | 9.2761e-07 | [12 empty] | 7.3.3.17.5 (Remote Grid) Updates to grid topology to minimize risk of ignition in HFTDs Remote GridWLDFRVegetation ContactAggregated | WLDFR | HFTD - Distribution - Tier 2 - 1QU CoRE ¦ 4QU LoRE | Red Flag Warning - Destructive Fires | Vegetation Contact | Aggregated | 2043 | 1.2198e-05 | 1483.0022 | 0.018089 | 2043 | Mitigation | 0.95 | 45 | 0 | esc | 0.00097009 | 1.1833e-08 | 0.00097009 | 1.1833e-08
[79 empty] | WLDFR | HFTD - Distribution - Tier 2 - 3QU CoRE ¦ 5QU LoRE | Red Flag Warning - Catastrophic Fires | 2044 | 1.4407e-08 | 1.4407e-08 | 17672.0852 | 299.42 | 10692.7362 | 6679.929 | 0 | 0 | 1.4851e-05 | 0.0002546 | 0 | 0.0002546 | 0.0002546 | 0 | 0.0002546 | 0 | 3.6944e-05 | 8.0983e-05 | 0 | 8.0983e-05 | 0 | 4.6381e-07 | 9.2761e-07 | 0 | 9.2761e-07 | [12 empty] | 7.3.3.17.5 (Remote Grid) Updates to grid topology to minimize risk of ignition in HFTDs Remote GridWLDFRVegetation ContactAggregated | WLDFR | HFTD - Distribution - Tier 2 - 1QU CoRE ¦ 4QU LoRE | Red Flag Warning - Destructive Fires | Vegetation Contact | Aggregated | 2044 | 1.2198e-05 | 1483.0022 | 0.018089 | 2044 | Mitigation | 0.95 | 45 | 0 | esc | 0.00097009 | 1.1833e-08 | 0.00097009 | 1.1833e-08
[79 empty] | WLDFR | HFTD - Distribution - Tier 2 - 3QU CoRE ¦ 5QU LoRE | Red Flag Warning - Catastrophic Fires | 2045 | 1.4407e-08 | 1.4407e-08 | 17672.0852 | 299.42 | 10692.7362 | 6679.929 | 0 | 0 | 1.4851e-05 | 0.0002546 | 0 | 0.0002546 | 0.0002546 | 0 | 0.0002546 | 0 | 3.6944e-05 | 8.0983e-05 | 0 | 8.0983e-05 | 0 | 4.9138e-07 | 9.8277e-07 | 0 | 9.8277e-07 | [12 empty] | 7.3.3.17.5 (Remote Grid) Updates to grid topology to minimize risk of ignition in HFTDs Remote GridWLDFRVegetation ContactAggregated | WLDFR | HFTD - Distribution - Tier 2 - 1QU CoRE ¦ 4QU LoRE | Red Flag Warning - Destructive Fires | Vegetation Contact | Aggregated | 2045 | 1.2198e-05 | 1483.0022 | 0.018089 | 2045 | Mitigation | 0.95 | 45 | 0 | esc | 0.00097009 | 1.1833e-08 | 0.00097009 | 1.1833e-08
[79 empty] | WLDFR | HFTD - Distribution - Tier 2 - 3QU CoRE ¦ 5QU LoRE | Red Flag Warning - Catastrophic Fires | 2046 | 1.4407e-08 | 1.4407e-08 | 17672.0852 | 299.42 | 10692.7362 | 6679.929 | 0 | 0 | 1.4851e-05 | 0.0002546 | 0 | 0.0002546 | 0.0002546 | 0 | 0.0002546 | 0 | 3.6944e-05 | 8.0983e-05 | 0 | 8.0983e-05 | 0 | 4.9138e-07 | 9.8277e-07 | 0 | 9.8277e-07 | [12 empty] | 7.3.3.17.5 (Remote Grid) Updates to grid topology to minimize risk of ignition in HFTDs Remote GridWLDFRVegetation ContactAggregated | WLDFR | HFTD - Distribution - Tier 2 - 1QU CoRE ¦ 4QU LoRE | Red Flag Warning - Destructive Fires | Vegetation Contact | Aggregated | 2046 | 1.2198e-05 | 1483.0022 | 0.018089 | 2046 | Mitigation | 0.95 | 45 | 0 | esc | 0.00097009 | 1.1833e-08 | 0.00097009 | 1.1833e-08
[79 empty] | WLDFR | HFTD - Distribution - Tier 2 - 3QU CoRE ¦ 5QU LoRE | Red Flag Warning - Catastrophic Fires | 2047 | 1.4407e-08 | 1.4407e-08 | 17672.0852 | 299.42 | 10692.7362 | 6679.929 | 0 | 0 | 1.4851e-05 | 0.0002546 | 0 | 0.0002546 | 0.0002546 | 0 | 0.0002546 | 0 | 3.6944e-05 | 8.0983e-05 | 0 | 8.0983e-05 | 0 | 4.9138e-07 | 9.8277e-07 | 0 | 9.8277e-07 | [12 empty] | 7.3.3.17.5 (Remote Grid) Updates to grid topology to minimize risk of ignition in HFTDs Remote GridWLDFRVegetation ContactAggregated | WLDFR | HFTD - Distribution - Tier 2 - 1QU CoRE ¦ 4QU LoRE | Red Flag Warning - Destructive Fires | Vegetation Contact | Aggregated | 2047 | 1.2198e-05 | 1483.0022 | 0.018089 | 2047 | Mitigation | 0.95 | 45 | 0 | esc | 0.00097009 | 1.1833e-08 | 0.00097009 | 1.1833e-08
[79 empty] | WLDFR | HFTD - Distribution - Tier 2 - 3QU CoRE ¦ 5QU LoRE | Red Flag Warning - Catastrophic Fires | 2048 | 1.4407e-08 | 1.4407e-08 | 18552.3348 | 319.4911 | 11216.5626 | 7016.281 | 0 | 0 | 1.4851e-05 | 0.00026728 | 0 | 0.00026728 | 0.00026728 | 0 | 0.00026728 | 0 | 3.8584e-05 | 8.4577e-05 | 0 | 8.4577e-05 | 0 | 4.9138e-07 | 9.8277e-07 | 0 | 9.8277e-07 | [12 empty] | 7.3.3.17.5 (Remote Grid) Updates to grid topology to minimize risk of ignition in HFTDs Remote GridWLDFRVegetation ContactAggregated | WLDFR | HFTD - Distribution - Tier 2 - 1QU CoRE ¦ 4QU LoRE | Red Flag Warning - Destructive Fires | Vegetation Contact | Aggregated | 2048 | 1.2198e-05 | 1483.0022 | 0.018089 | 2048 | Mitigation | 0.95 | 45 | 0 | esc | 0.00097009 | 1.1833e-08 | 0.00097009 | 1.1833e-08
[79 empty] | WLDFR | HFTD - Distribution - Tier 2 - 3QU CoRE ¦ 5QU LoRE | Red Flag Warning - Catastrophic Fires | 2049 | 1.4407e-08 | 1.4407e-08 | 18552.3348 | 319.4911 | 11216.5626 | 7016.281 | 0 | 0 | 1.4851e-05 | 0.00026728 | 0 | 0.00026728 | 0.00026728 | 0 | 0.00026728 | 0 | 3.8584e-05 | 8.4577e-05 | 0 | 8.4577e-05 | 0 | 4.9138e-07 | 9.8277e-07 | 0 | 9.8277e-07 | [12 empty] | 7.3.3.17.5 (Remote Grid) Updates to grid topology to minimize risk of ignition in HFTDs Remote GridWLDFRVegetation ContactAggregated | WLDFR | HFTD - Distribution - Tier 2 - 1QU CoRE ¦ 4QU LoRE | Red Flag Warning - Destructive Fires | Vegetation Contact | Aggregated | 2049 | 1.2198e-05 | 1483.0022 | 0.018089 | 2049 | Mitigation | 0.95 | 45 | 0 | esc | 0.00097009 | 1.1833e-08 | 0.00097009 | 1.1833e-08
[79 empty] | WLDFR | HFTD - Distribution - Tier 2 - 3QU CoRE ¦ 5QU LoRE | Red Flag Warning - Catastrophic Fires | 2050 | 1.4407e-08 | 1.4407e-08 | 18552.3348 | 319.4911 | 11216.5626 | 7016.281 | 0 | 0 | 1.4851e-05 | 0.00026728 | 0 | 0.00026728 | 0.00026728 | 0 | 0.00026728 | 0 | 3.8584e-05 | 8.4577e-05 | 0 | 8.4577e-05 | 0 | 5.2208e-07 | 1.0442e-06 | 0 | 1.0442e-06 | [12 empty] | 7.3.3.17.5 (Remote Grid) Updates to grid topology to minimize risk of ignition in HFTDs Remote GridWLDFRVegetation ContactAggregated | WLDFR | HFTD - Distribution - Tier 2 - 1QU CoRE ¦ 4QU LoRE | Red Flag Warning - Destructive Fires | Vegetation Contact | Aggregated | 2050 | 1.2198e-05 | 1483.0022 | 0.018089 | 2050 | Mitigation | 0.95 | 45 | 0 | esc | 0.00097009 | 1.1833e-08 | 0.00097009 | 1.1833e-08
[79 empty] | WLDFR | HFTD - Distribution - Tier 2 - 3QU CoRE ¦ 5QU LoRE | Red Flag Warning - Catastrophic Fires | 2051 | 1.4407e-08 | 1.4407e-08 | 18552.3348 | 319.4911 | 11216.5626 | 7016.281 | 0 | 0 | 1.4851e-05 | 0.00026728 | 0 | 0.00026728 | 0.00026728 | 0 | 0.00026728 | 0 | 3.8584e-05 | 8.4577e-05 | 0 | 8.4577e-05 | 0 | 5.2208e-07 | 1.0442e-06 | 0 | 1.0442e-06 | [12 empty] | 7.3.3.17.5 (Remote Grid) Updates to grid topology to minimize risk of ignition in HFTDs Remote GridWLDFRVegetation ContactAggregated | WLDFR | HFTD - Distribution - Tier 2 - 1QU CoRE ¦ 4QU LoRE | Red Flag Warning - Destructive Fires | Vegetation Contact | Aggregated | 2051 | 1.2198e-05 | 1483.0022 | 0.018089 | 2051 | Mitigation | 0.95 | 45 | 0 | esc | 0.00097009 | 1.1833e-08 | 0.00097009 | 1.1833e-08
[79 empty] | WLDFR | HFTD - Distribution - Tier 2 - 3QU CoRE ¦ 5QU LoRE | Red Flag Warning - Catastrophic Fires | 2052 | 1.4407e-08 | 1.4407e-08 | 18552.3348 | 319.4911 | 11216.5626 | 7016.281 | 0 | 0 | 1.4851e-05 | 0.00026728 | 0 | 0.00026728 | 0.00026728 | 0 | 0.00026728 | 0 | 3.8584e-05 | 8.4577e-05 | 0 | 8.4577e-05 | 0 | 5.2208e-07 | 1.0442e-06 | 0 | 1.0442e-06 | [12 empty] | 7.3.3.17.5 (Remote Grid) Updates to grid topology to minimize risk of ignition in HFTDs Remote GridWLDFRVegetation ContactAggregated | WLDFR | HFTD - Distribution - Tier 2 - 1QU CoRE ¦ 4QU LoRE | Red Flag Warning - Destructive Fires | Vegetation Contact | Aggregated | 2052 | 1.2198e-05 | 1483.0022 | 0.018089 | 2052 | Mitigation | 0.95 | 45 | 0 | esc | 0.00097009 | 1.1833e-08 | 0.00097009 | 1.1833e-08
[79 empty] | WLDFR | HFTD - Distribution - Tier 2 - 3QU CoRE ¦ 5QU LoRE | Red Flag Warning - Catastrophic Fires | 2053 | 1.4407e-08 | 1.4407e-08 | 19462.1283 | 340.5356 | 11757.1413 | 7364.4514 | 0 | 0 | 1.4851e-05 | 0.00028039 | 0 | 0.00028039 | 0.00028039 | 0 | 0.00028039 | 0 | 4.0404e-05 | 8.8567e-05 | 0 | 8.8567e-05 | 0 | 5.2208e-07 | 1.0442e-06 | 0 | 1.0442e-06 | [12 empty] | 7.3.3.17.5 (Remote Grid) Updates to grid topology to minimize risk of ignition in HFTDs Remote GridWLDFRVegetation ContactAggregated | WLDFR | HFTD - Distribution - Tier 2 - 1QU CoRE ¦ 4QU LoRE | Red Flag Warning - Destructive Fires | Vegetation Contact | Aggregated | 2053 | 1.2198e-05 | 1483.0022 | 0.018089 | 2053 | Mitigation | 0.95 | 45 | 0 | esc | 0.00097009 | 1.1833e-08 | 0.00097009 | 1.1833e-08
[79 empty] | WLDFR | HFTD - Distribution - Tier 2 - 3QU CoRE ¦ 5QU LoRE | Red Flag Warning - Catastrophic Fires | 2054 | 1.4407e-08 | 1.4407e-08 | 19462.1283 | 340.5356 | 11757.1413 | 7364.4514 | 0 | 0 | 1.4851e-05 | 0.00028039 | 0 | 0.00028039 | 0.00028039 | 0 | 0.00028039 | 0 | 4.0404e-05 | 8.8567e-05 | 0 | 8.8567e-05 | 0 | 5.2208e-07 | 1.0442e-06 | 0 | 1.0442e-06 | [12 empty] | 7.3.3.17.5 (Remote Grid) Updates to grid topology to minimize risk of ignition in HFTDs Remote GridWLDFRVegetation ContactAggregated | WLDFR | HFTD - Distribution - Tier 2 - 1QU CoRE ¦ 4QU LoRE | Red Flag Warning - Destructive Fires | Vegetation Contact | Aggregated | 2054 | 1.2198e-05 | 1483.0022 | 0.018089 | 2054 | Mitigation | 0.95 | 45 | 0 | esc | 0.00097009 | 1.1833e-08 | 0.00097009 | 1.1833e-08
[79 empty] | WLDFR | HFTD - Distribution - Tier 2 - 3QU CoRE ¦ 5QU LoRE | Red Flag Warning - Catastrophic Fires | 2055 | 1.4407e-08 | 1.4407e-08 | 19462.1283 | 340.5356 | 11757.1413 | 7364.4514 | 0 | 0 | 1.4851e-05 | 0.00028039 | 0 | 0.00028039 | 0.00028039 | 0 | 0.00028039 | 0 | 4.0404e-05 | 8.8567e-05 | 0 | 8.8567e-05 | 0 | 5.5564e-07 | 1.1113e-06 | 0 | 1.1113e-06 | [12 empty] | 7.3.3.17.5 (Remote Grid) Updates to grid topology to minimize risk of ignition in HFTDs Remote GridWLDFRVegetation ContactAggregated | WLDFR | HFTD - Distribution - Tier 2 - 1QU CoRE ¦ 4QU LoRE | Red Flag Warning - Destructive Fires | Vegetation Contact | Aggregated | 2055 | 1.2198e-05 | 1483.0022 | 0.018089 | 2055 | Mitigation | 0.95 | 45 | 0 | esc | 0.00097009 | 1.1833e-08 | 0.00097009 | 1.1833e-08
[79 empty] | WLDFR | HFTD - Distribution - Tier 2 - 3QU CoRE ¦ 5QU LoRE | Red Flag Warning - Catastrophic Fires | 2056 | 1.4407e-08 | 1.4407e-08 | 19462.1283 | 340.5356 | 11757.1413 | 7364.4514 | 0 | 0 | 1.4851e-05 | 0.00028039 | 0 | 0.00028039 | 0.00028039 | 0 | 0.00028039 | 0 | 4.0404e-05 | 8.8567e-05 | 0 | 8.8567e-05 | 0 | 5.5564e-07 | 1.1113e-06 | 0 | 1.1113e-06 | [12 empty] | 7.3.3.17.5 (Remote Grid) Updates to grid topology to minimize risk of ignition in HFTDs Remote GridWLDFRVegetation ContactAggregated | WLDFR | HFTD - Distribution - Tier 2 - 1QU CoRE ¦ 4QU LoRE | Red Flag Warning - Destructive Fires | Vegetation Contact | Aggregated | 2056 | 1.2198e-05 | 1483.0022 | 0.018089 | 2056 | Mitigation | 0.95 | 45 | 0 | esc | 0.00097009 | 1.1833e-08 | 0.00097009 | 1.1833e-08
[79 empty] | WLDFR | HFTD - Distribution - Tier 2 - 3QU CoRE ¦ 5QU LoRE | Red Flag Warning - Catastrophic Fires | 2057 | 1.4407e-08 | 1.4407e-08 | 19462.1283 | 340.5356 | 11757.1413 | 7364.4514 | 0 | 0 | 1.4851e-05 | 0.00028039 | 0 | 0.00028039 | 0.00028039 | 0 | 0.00028039 | 0 | 4.0404e-05 | 8.8567e-05 | 0 | 8.8567e-05 | 0 | 5.5564e-07 | 1.1113e-06 | 0 | 1.1113e-06 | [12 empty] | 7.3.3.17.5 (Remote Grid) Updates to grid topology to minimize risk of ignition in HFTDs Remote GridWLDFRVegetation ContactAggregated | WLDFR | HFTD - Distribution - Tier 2 - 1QU CoRE ¦ 4QU LoRE | Red Flag Warning - Destructive Fires | Vegetation Contact | Aggregated | 2057 | 1.2198e-05 | 1483.0022 | 0.018089 | 2057 | Mitigation | 0.95 | 45 | 0 | esc | 0.00097009 | 1.1833e-08 | 0.00097009 | 1.1833e-08
[79 empty] | WLDFR | HFTD - Distribution - Tier 2 - 3QU CoRE ¦ 5QU LoRE | Red Flag Warning - Catastrophic Fires | 2058 | 1.4407e-08 | 1.4407e-08 | 20390.4035 | 362.3049 | 12307.8747 | 7720.2238 | 0 | 0 | 1.4851e-05 | 0.00029376 | 0 | 0.00029376 | 0.00029376 | 0 | 0.00029376 | 0 | 4.2379e-05 | 9.2896e-05 | 0 | 9.2896e-05 | 0 | 5.5564e-07 | 1.1113e-06 | 0 | 1.1113e-06 | [12 empty] | 7.3.3.17.5 (Remote Grid) Updates to grid topology to minimize risk of ignition in HFTDs Remote GridWLDFRVegetation ContactAggregated | WLDFR | HFTD - Distribution - Tier 2 - 1QU CoRE ¦ 4QU LoRE | Red Flag Warning - Destructive Fires | Vegetation Contact | Aggregated | 2058 | 1.2198e-05 | 1483.0022 | 0.018089 | 2058 | Mitigation | 0.95 | 45 | 0 | esc | 0.00097009 | 1.1833e-08 | 0.00097009 | 1.1833e-08
[79 empty] | WLDFR | HFTD - Distribution - Tier 2 - 3QU CoRE ¦ 5QU LoRE | Red Flag Warning - Catastrophic Fires | 2059 | 1.4407e-08 | 1.4407e-08 | 20390.4035 | 362.3049 | 12307.8747 | 7720.2238 | 0 | 0 | 1.4851e-05 | 0.00029376 | 0 | 0.00029376 | 0.00029376 | 0 | 0.00029376 | 0 | 4.2379e-05 | 9.2896e-05 | 0 | 9.2896e-05 | 0 | 5.5564e-07 | 1.1113e-06 | 0 | 1.1113e-06 | [12 empty] | 7.3.3.17.5 (Remote Grid) Updates to grid topology to minimize risk of ignition in HFTDs Remote GridWLDFRVegetation ContactAggregated | WLDFR | HFTD - Distribution - Tier 2 - 1QU CoRE ¦ 4QU LoRE | Red Flag Warning - Destructive Fires | Vegetation Contact | Aggregated | 2059 | 1.2198e-05 | 1483.0022 | 0.018089 | 2059 | Mitigation | 0.95 | 45 | 0 | esc | 0.00097009 | 1.1833e-08 | 0.00097009 | 1.1833e-08
[79 empty] | WLDFR | HFTD - Distribution - Tier 2 - 3QU CoRE ¦ 5QU LoRE | Red Flag Warning - Catastrophic Fires | 2060 | 1.4407e-08 | 1.4407e-08 | 20390.4035 | 362.3049 | 12307.8747 | 7720.2238 | 0 | 0 | 1.4851e-05 | 0.00029376 | 0 | 0.00029376 | 0.00029376 | 0 | 0.00029376 | 0 | 4.2379e-05 | 9.2896e-05 | 0 | 9.2896e-05 | 0 | 5.9181e-07 | 1.1836e-06 | 0 | 1.1836e-06 | [12 empty] | 7.3.3.17.5 (Remote Grid) Updates to grid topology to minimize risk of ignition in HFTDs Remote GridWLDFRVegetation ContactAggregated | WLDFR | HFTD - Distribution - Tier 2 - 1QU CoRE ¦ 4QU LoRE | Red Flag Warning - Destructive Fires | Vegetation Contact | Aggregated | 2060 | 1.2198e-05 | 1483.0022 | 0.018089 | 2060 | Mitigation | 0.95 | 45 | 0 | esc | 0.00097009 | 1.1833e-08 | 0.00097009 | 1.1833e-08
[79 empty] | WLDFR | HFTD - Distribution - Tier 2 - 3QU CoRE ¦ 5QU LoRE | Red Flag Warning - Catastrophic Fires | 2061 | 1.4407e-08 | 1.4407e-08 | 20390.4035 | 362.3049 | 12307.8747 | 7720.2238 | 0 | 0 | 1.4851e-05 | 0.00029376 | 0 | 0.00029376 | 0.00029376 | 0 | 0.00029376 | 0 | 4.2379e-05 | 9.2896e-05 | 0 | 9.2896e-05 | 0 | 5.9181e-07 | 1.1836e-06 | 0 | 1.1836e-06 | [12 empty] | 7.3.3.17.5 (Remote Grid) Updates to grid topology to minimize risk of ignition in HFTDs Remote GridWLDFRVegetation ContactAggregated | WLDFR | HFTD - Distribution - Tier 2 - 1QU CoRE ¦ 4QU LoRE | Red Flag Warning - Destructive Fires | Vegetation Contact | Aggregated | 2061 | 1.2198e-05 | 1483.0022 | 0.018089 | 2061 | Mitigation | 0.95 | 45 | 0 | esc | 0.00097009 | 1.1833e-08 | 0.00097009 | 1.1833e-08
[79 empty] | WLDFR | HFTD - Distribution - Tier 2 - 3QU CoRE ¦ 5QU LoRE | Red Flag Warning - Catastrophic Fires | 2062 | 1.4407e-08 | 1.4407e-08 | 20390.4035 | 362.3049 | 12307.8747 | 7720.2238 | 0 | 0 | 1.4851e-05 | 0.00029376 | 0 | 0.00029376 | 0.00029376 | 0 | 0.00029376 | 0 | 4.2379e-05 | 9.2896e-05 | 0 | 9.2896e-05 | 0 | 5.9181e-07 | 1.1836e-06 | 0 | 1.1836e-06 | [12 empty] | 7.3.3.17.5 (Remote Grid) Updates to grid topology to minimize risk of ignition in HFTDs Remote GridWLDFRVegetation ContactAggregated | WLDFR | HFTD - Distribution - Tier 2 - 1QU CoRE ¦ 4QU LoRE | Red Flag Warning - Destructive Fires | Vegetation Contact | Aggregated | 2062 | 1.2198e-05 | 1483.0022 | 0.018089 | 2062 | Mitigation | 0.95 | 45 | 0 | esc | 0.00097009 | 1.1833e-08 | 0.00097009 | 1.1833e-08
[79 empty] | WLDFR | HFTD - Distribution - Tier 2 - 3QU CoRE ¦ 5QU LoRE | Red Flag Warning - Catastrophic Fires | 2063 | 1.4407e-08 | 1.4407e-08 | 21325.9188 | 384.5316 | 12862.0997 | 8079.2876 | 0 | 0 | 1.4851e-05 | 0.00030724 | 0 | 0.00030724 | 0.00030724 | 0 | 0.00030724 | 0 | 4.4481e-05 | 9.7503e-05 | 0 | 9.7503e-05 | 0 | 5.9181e-07 | 1.1836e-06 | 0 | 1.1836e-06 | [12 empty] | 7.3.3.17.5 (Remote Grid) Updates to grid topology to minimize risk of ignition in HFTDs Remote GridWLDFRVegetation ContactAggregated | WLDFR | HFTD - Distribution - Tier 2 - 1QU CoRE ¦ 4QU LoRE | Red Flag Warning - Destructive Fires | Vegetation Contact | Aggregated | 2063 | 1.2198e-05 | 1483.0022 | 0.018089 | 2063 | Mitigation | 0.95 | 45 | 0 | esc | 0.00097009 | 1.1833e-08 | 0.00097009 | 1.1833e-08
[79 empty] | WLDFR | HFTD - Distribution - Tier 2 - 3QU CoRE ¦ 5QU LoRE | Red Flag Warning - Catastrophic Fires | 2064 | 1.4407e-08 | 1.4407e-08 | 21325.9188 | 384.5316 | 12862.0997 | 8079.2876 | 0 | 0 | 1.4851e-05 | 0.00030724 | 0 | 0.00030724 | 0.00030724 | 0 | 0.00030724 | 0 | 4.4481e-05 | 9.7503e-05 | 0 | 9.7503e-05 | 0 | 0 | 1.1836e-06 | 0 | 1.1836e-06 | [12 empty] | 7.3.3.17.5 (Remote Grid) Updates to grid topology to minimize risk of ignition in HFTDs Remote GridWLDFRVegetation ContactAggregated | WLDFR | HFTD - Distribution - Tier 2 - 1QU CoRE ¦ 4QU LoRE | Red Flag Warning - Destructive Fires | Vegetation Contact | Aggregated | 2064 | 1.2198e-05 | 1483.0022 | 0.018089 | 2064 | Mitigation | 0.95 | 45 | 0 | esc | 0.00097009 | 1.1833e-08 | 0.00097009 | 1.1833e-08
[79 empty] | WLDFR | HFTD - Distribution - Tier 2 - 3QU CoRE ¦ 5QU LoRE | Red Flag Warning - Catastrophic Fires | 2065 | 1.4407e-08 | 1.4407e-08 | 21325.9188 | 384.5316 | 12862.0997 | 8079.2876 | 0 | 0 | 1.4851e-05 | 0.00030724 | 0 | 0.00030724 | 0.00030724 | 0 | 0.00030724 | 0 | 4.4481e-05 | 9.7503e-05 | 0 | 9.7503e-05 | 0 | 0 | 0 | 0 | 0 | [12 empty] | 7.3.3.17.5 (Remote Grid) Updates to grid topology to minimize risk of ignition in HFTDs Remote GridWLDFRVegetation ContactAggregated | WLDFR | HFTD - Distribution - Tier 2 - 1QU CoRE ¦ 4QU LoRE | Red Flag Warning - Destructive Fires | Vegetation Contact | Aggregated | 2065 | 1.2198e-05 | 1483.0022 | 0.018089 | 2065 | Mitigation | 0.95 | 45 | 0 | esc | 0.00097009 | 1.1833e-08 | 0.00097009 | 1.1833e-08
[79 empty] | WLDFR | HFTD - Distribution - Tier 2 - 3QU CoRE ¦ 5QU LoRE | Red Flag Warning - Catastrophic Fires | 2066 | 1.4407e-08 | 1.4407e-08 | 21325.9188 | 384.5316 | 12862.0997 | 8079.2876 | 0 | 0 | 1.4851e-05 | 0.00030724 | 0 | 0.00030724 | 0.00030724 | 0 | 0.00030724 | 0 | 4.4481e-05 | 9.7503e-05 | 0 | 9.7503e-05 | 0 | 0 | 0 | 0 | 0 | [12 empty] | 7.3.3.17.5 (Remote Grid) Updates to grid topology to minimize risk of ignition in HFTDs Remote GridWLDFRVegetation ContactAggregated | WLDFR | HFTD - Distribution - Tier 2 - 1QU CoRE ¦ 4QU LoRE | Red Flag Warning - Destructive Fires | Vegetation Contact | Aggregated | 2066 | 1.2198e-05 | 1483.0022 | 0.018089 | 2066 | Mitigation | 0.95 | 45 | 0 | esc | 0.00097009 | 1.1833e-08 | 0.00097009 | 1.1833e-08
[79 empty] | WLDFR | HFTD - Distribution - Tier 2 - 3QU CoRE ¦ 5QU LoRE | Red Flag Warning - Catastrophic Fires | 2067 | 0 | 1.4407e-08 | 21325.9188 | 384.5316 | 12862.0997 | 8079.2876 | 0 | 0 | 1.4851e-05 | 0 | 0 | 0 | 0.00030724 | 0 | 0.00030724 | 0 | 4.4481e-05 | 9.7503e-05 | 0 | 9.7503e-05 | 0 | 5.2357e-06 | 0 | 0 | 0 | [12 empty] | 7.3.3.17.5 (Remote Grid) Updates to grid topology to minimize risk of ignition in HFTDs Remote GridWLDFRVegetation ContactAggregated | WLDFR | HFTD - Distribution - Tier 2 - 1QU CoRE ¦ 4QU LoRE | Red Flag Warning - Destructive Fires | Vegetation Contact | Aggregated | 2067 | 1.2198e-05 | 1483.0022 | 0.018089 | 2067 | Mitigation | 0.95 | 45 | 0 | esc | 0 | 0 | 0.00097009 | 1.1833e-08
[79 empty] | WLDFR | HFTD - Distribution - Tier 2 - 3QU CoRE ¦ 5QU LoRE | Red Flag Warning - Destructive Fires | 2022 | 2.2632e-09 | 0 | 8807.9522 | 222.2294 | 8585.7228 | 0 | 0 | 0 | 2.333e-06 | 1.9934e-05 | 0 | 1.9934e-05 | 0 | 0 | 0 | 0 | 4.6682e-05 | 0.00010233 | 0 | 0.00010233 | 0 | 5.4043e-06 | 1.0809e-05 | 0 | 1.0809e-05 | [12 empty] | 7.3.3.17.5 (Remote Grid) Updates to grid topology to minimize risk of ignition in HFTDs Remote GridWLDFREquipment / facility failureAggregated | WLDFR | HFTD - Distribution - Tier 2 - 1QU CoRE ¦ 4QU LoRE | Red Flag Warning - Large Fires | Equipment / facility failure | Aggregated | 2022 | 4.0562e-05 | 1483.0022 | 0.060153 | 2022 | Mitigation | 0.95 | 45 | 0 | esc | 0.00097009 | 3.9348e-08 | 0 | 0
[79 empty] | WLDFR | HFTD - Distribution - Tier 2 - 3QU CoRE ¦ 5QU LoRE | Red Flag Warning - Destructive Fires | 2023 | 2.2632e-09 | 2.2632e-09 | 9129.7461 | 233.2301 | 8896.516 | 0 | 0 | 0 | 2.333e-06 | 2.0663e-05 | 0 | 2.0663e-05 | 2.0663e-05 | 0 | 2.0663e-05 | 0 | 4.6682e-05 | 0.00010233 | 0 | 0.00010233 | 0 | 5.4043e-06 | 1.0809e-05 | 0 | 1.0809e-05 | [12 empty] | 7.3.3.17.5 (Remote Grid) Updates to grid topology to minimize risk of ignition in HFTDs Remote GridWLDFREquipment / facility failureAggregated | WLDFR | HFTD - Distribution - Tier 2 - 1QU CoRE ¦ 4QU LoRE | Red Flag Warning - Large Fires | Equipment / facility failure | Aggregated | 2023 | 4.0562e-05 | 1483.0022 | 0.060153 | 2023 | Mitigation | 0.95 | 45 | 0 | esc | 0.00097009 | 3.9348e-08 | 0.00097009 | 3.9348e-08
[79 empty] | WLDFR | HFTD - Distribution - Tier 2 - 3QU CoRE ¦ 5QU LoRE | Red Flag Warning - Destructive Fires | 2024 | 2.2632e-09 | 2.2632e-09 | 9129.7461 | 233.2301 | 8896.516 | 0 | 0 | 0 | 2.333e-06 | 2.0663e-05 | 0 | 2.0663e-05 | 2.0663e-05 | 0 | 2.0663e-05 | 0 | 4.6682e-05 | 0.00010233 | 0 | 0.00010233 | 0 | 5.4043e-06 | 1.0809e-05 | 0 | 1.0809e-05 | [12 empty] | 7.3.3.17.5 (Remote Grid) Updates to grid topology to minimize risk of ignition in HFTDs Remote GridWLDFREquipment / facility failureAggregated | WLDFR | HFTD - Distribution - Tier 2 - 1QU CoRE ¦ 4QU LoRE | Red Flag Warning - Large Fires | Equipment / facility failure | Aggregated | 2024 | 4.0562e-05 | 1483.0022 | 0.060153 | 2024 | Mitigation | 0.95 | 45 | 0 | esc | 0.00097009 | 3.9348e-08 | 0.00097009 | 3.9348e-08
[79 empty] | WLDFR | HFTD - Distribution - Tier 2 - 3QU CoRE ¦ 5QU LoRE | Red Flag Warning - Destructive Fires | 2025 | 2.2632e-09 | 2.2632e-09 | 9129.7461 | 233.2301 | 8896.516 | 0 | 0 | 0 | 2.333e-06 | 2.0663e-05 | 0 | 2.0663e-05 | 2.0663e-05 | 0 | 2.0663e-05 | 0 | 4.6682e-05 | 0.00010233 | 0 | 0.00010233 | 0 | 5.4043e-06 | 1.0809e-05 | 0 | 1.0809e-05 | [12 empty] | 7.3.3.17.5 (Remote Grid) Updates to grid topology to minimize risk of ignition in HFTDs Remote GridWLDFREquipment / facility failureAggregated | WLDFR | HFTD - Distribution - Tier 2 - 1QU CoRE ¦ 4QU LoRE | Red Flag Warning - Large Fires | Equipment / facility failure | Aggregated | 2025 | 4.0562e-05 | 1483.0022 | 0.060153 | 2025 | Mitigation | 0.95 | 45 | 0 | esc | 0.00097009 | 3.9348e-08 | 0.00097009 | 3.9348e-08
[79 empty] | WLDFR | HFTD - Distribution - Tier 2 - 3QU CoRE ¦ 5QU LoRE | Red Flag Warning - Destructive Fires | 2026 | 2.2632e-09 | 2.2632e-09 | 9129.7461 | 233.2301 | 8896.516 | 0 | 0 | 0 | 2.333e-06 | 2.0663e-05 | 0 | 2.0663e-05 | 2.0663e-05 | 0 | 2.0663e-05 | 0 | 4.6682e-05 | 0.00010233 | 0 | 0.00010233 | 0 | 5.4043e-06 | 1.0809e-05 | 0 | 1.0809e-05 | [12 empty] | 7.3.3.17.5 (Remote Grid) Updates to grid topology to minimize risk of ignition in HFTDs Remote GridWLDFREquipment / facility failureAggregated | WLDFR | HFTD - Distribution - Tier 2 - 1QU CoRE ¦ 4QU LoRE | Red Flag Warning - Large Fires | Equipment / facility failure | Aggregated | 2026 | 4.0562e-05 | 1483.0022 | 0.060153 | 2026 | Mitigation | 0.95 | 45 | 0 | esc | 0.00097009 | 3.9348e-08 | 0.00097009 | 3.9348e-08
[79 empty] | WLDFR | HFTD - Distribution - Tier 2 - 3QU CoRE ¦ 5QU LoRE | Red Flag Warning - Destructive Fires | 2027 | 2.2632e-09 | 2.2632e-09 | 9129.7461 | 233.2301 | 8896.516 | 0 | 0 | 0 | 2.333e-06 | 2.0663e-05 | 0 | 2.0663e-05 | 2.0663e-05 | 0 | 2.0663e-05 | 0 | 4.8954e-05 | 0.00010731 | 0 | 0.00010731 | 0 | 5.6192e-06 | 1.1238e-05 | 0 | 1.1238e-05 | [12 empty] | 7.3.3.17.5 (Remote Grid) Updates to grid topology to minimize risk of ignition in HFTDs Remote GridWLDFREquipment / facility failureAggregated | WLDFR | HFTD - Distribution - Tier 2 - 1QU CoRE ¦ 4QU LoRE | Red Flag Warning - Large Fires | Equipment / facility failure | Aggregated | 2027 | 4.0562e-05 | 1483.0022 | 0.060153 | 2027 | Mitigation | 0.95 | 45 | 0 | esc | 0.00097009 | 3.9348e-08 | 0.00097009 | 3.9348e-08
[79 empty] | WLDFR | HFTD - Distribution - Tier 2 - 3QU CoRE ¦ 5QU LoRE | Red Flag Warning - Destructive Fires | 2028 | 2.2632e-09 | 2.2632e-09 | 9534.9221 | 247.273 | 9287.6491 | 0 | 0 | 0 | 2.333e-06 | 2.158e-05 | 0 | 2.158e-05 | 2.158e-05 | 0 | 2.158e-05 | 0 | 4.8954e-05 | 0.00010731 | 0 | 0.00010731 | 0 | 5.6192e-06 | 1.1238e-05 | 0 | 1.1238e-05 | [12 empty] | 7.3.3.17.5 (Remote Grid) Updates to grid topology to minimize risk of ignition in HFTDs Remote GridWLDFREquipment / facility failureAggregated | WLDFR | HFTD - Distribution - Tier 2 - 1QU CoRE ¦ 4QU LoRE | Red Flag Warning - Large Fires | Equipment / facility failure | Aggregated | 2028 | 4.0562e-05 | 1483.0022 | 0.060153 | 2028 | Mitigation | 0.95 | 45 | 0 | esc | 0.00097009 | 3.9348e-08 | 0.00097009 | 3.9348e-08
[79 empty] | WLDFR | HFTD - Distribution - Tier 2 - 3QU CoRE ¦ 5QU LoRE | Red Flag Warning - Destructive Fires | 2029 | 2.2632e-09 | 2.2632e-09 | 9534.9221 | 247.273 | 9287.6491 | 0 | 0 | 0 | 2.333e-06 | 2.158e-05 | 0 | 2.158e-05 | 2.158e-05 | 0 | 2.158e-05 | 0 | 4.8954e-05 | 0.00010731 | 0 | 0.00010731 | 0 | 5.6192e-06 | 1.1238e-05 | 0 | 1.1238e-05 | [12 empty] | 7.3.3.17.5 (Remote Grid) Updates to grid topology to minimize risk of ignition in HFTDs Remote GridWLDFREquipment / facility failureAggregated | WLDFR | HFTD - Distribution - Tier 2 - 1QU CoRE ¦ 4QU LoRE | Red Flag Warning - Large Fires | Equipment / facility failure | Aggregated | 2029 | 4.0562e-05 | 1483.0022 | 0.060153 | 2029 | Mitigation | 0.95 | 45 | 0 | esc | 0.00097009 | 3.9348e-08 | 0.00097009 | 3.9348e-08
[79 empty] | WLDFR | HFTD - Distribution - Tier 2 - 3QU CoRE ¦ 5QU LoRE | Red Flag Warning - Destructive Fires | 2030 | 2.2632e-09 | 2.2632e-09 | 9534.9221 | 247.273 | 9287.6491 | 0 | 0 | 0 | 2.333e-06 | 2.158e-05 | 0 | 2.158e-05 | 2.158e-05 | 0 | 2.158e-05 | 0 | 4.8954e-05 | 0.00010731 | 0 | 0.00010731 | 0 | 5.6192e-06 | 1.1238e-05 | 0 | 1.1238e-05 | [12 empty] | 7.3.3.17.5 (Remote Grid) Updates to grid topology to minimize risk of ignition in HFTDs Remote GridWLDFREquipment / facility failureAggregated | WLDFR | HFTD - Distribution - Tier 2 - 1QU CoRE ¦ 4QU LoRE | Red Flag Warning - Large Fires | Equipment / facility failure | Aggregated | 2030 | 4.0562e-05 | 1483.0022 | 0.060153 | 2030 | Mitigation | 0.95 | 45 | 0 | esc | 0.00097009 | 3.9348e-08 | 0.00097009 | 3.9348e-08
[79 empty] | WLDFR | HFTD - Distribution - Tier 2 - 3QU CoRE ¦ 5QU LoRE | Red Flag Warning - Destructive Fires | 2031 | 2.2632e-09 | 2.2632e-09 | 9534.9221 | 247.273 | 9287.6491 | 0 | 0 | 0 | 2.333e-06 | 2.158e-05 | 0 | 2.158e-05 | 2.158e-05 | 0 | 2.158e-05 | 0 | 4.8954e-05 | 0.00010731 | 0 | 0.00010731 | 0 | 5.6192e-06 | 1.1238e-05 | 0 | 1.1238e-05 | [12 empty] | 7.3.3.17.5 (Remote Grid) Updates to grid topology to minimize risk of ignition in HFTDs Remote GridWLDFREquipment / facility failureAggregated | WLDFR | HFTD - Distribution - Tier 2 - 1QU CoRE ¦ 4QU LoRE | Red Flag Warning - Large Fires | Equipment / facility failure | Aggregated | 2031 | 4.0562e-05 | 1483.0022 | 0.060153 | 2031 | Mitigation | 0.95 | 45 | 0 | esc | 0.00097009 | 3.9348e-08 | 0.00097009 | 3.9348e-08
[79 empty] | WLDFR | HFTD - Distribution - Tier 2 - 3QU CoRE ¦ 5QU LoRE | Red Flag Warning - Destructive Fires | 2032 | 2.2632e-09 | 2.2632e-09 | 9534.9221 | 247.273 | 9287.6491 | 0 | 0 | 0 | 2.333e-06 | 2.158e-05 | 0 | 2.158e-05 | 2.158e-05 | 0 | 2.158e-05 | 0 | 5.1271e-05 | 0.00011239 | 0 | 0.00011239 | 0 | 5.8615e-06 | 1.1723e-05 | 0 | 1.1723e-05 | [12 empty] | 7.3.3.17.5 (Remote Grid) Updates to grid topology to minimize risk of ignition in HFTDs Remote GridWLDFREquipment / facility failureAggregated | WLDFR | HFTD - Distribution - Tier 2 - 1QU CoRE ¦ 4QU LoRE | Red Flag Warning - Large Fires | Equipment / facility failure | Aggregated | 2032 | 4.0562e-05 | 1483.0022 | 0.060153 | 2032 | Mitigation | 0.95 | 45 | 0 | esc | 0.00097009 | 3.9348e-08 | 0.00097009 | 3.9348e-08
[79 empty] | WLDFR | HFTD - Distribution - Tier 2 - 3QU CoRE ¦ 5QU LoRE | Red Flag Warning - Destructive Fires | 2033 | 2.2632e-09 | 2.2632e-09 | 9984.8474 | 263.1074 | 9721.74 | 0 | 0 | 0 | 2.333e-06 | 2.2598e-05 | 0 | 2.2598e-05 | 2.2598e-05 | 0 | 2.2598e-05 | 0 | 5.1271e-05 | 0.00011239 | 0 | 0.00011239 | 0 | 5.8615e-06 | 1.1723e-05 | 0 | 1.1723e-05 | [12 empty] | 7.3.3.17.5 (Remote Grid) Updates to grid topology to minimize risk of ignition in HFTDs Remote GridWLDFREquipment / facility failureAggregated | WLDFR | HFTD - Distribution - Tier 2 - 1QU CoRE ¦ 4QU LoRE | Red Flag Warning - Large Fires | Equipment / facility failure | Aggregated | 2033 | 4.0562e-05 | 1483.0022 | 0.060153 | 2033 | Mitigation | 0.95 | 45 | 0 | esc | 0.00097009 | 3.9348e-08 | 0.00097009 | 3.9348e-08
[79 empty] | WLDFR | HFTD - Distribution - Tier 2 - 3QU CoRE ¦ 5QU LoRE | Red Flag Warning - Destructive Fires | 2034 | 2.2632e-09 | 2.2632e-09 | 9984.8474 | 263.1074 | 9721.74 | 0 | 0 | 0 | 2.333e-06 | 2.2598e-05 | 0 | 2.2598e-05 | 2.2598e-05 | 0 | 2.2598e-05 | 0 | 5.1271e-05 | 0.00011239 | 0 | 0.00011239 | 0 | 5.8615e-06 | 1.1723e-05 | 0 | 1.1723e-05 | [12 empty] | 7.3.3.17.5 (Remote Grid) Updates to grid topology to minimize risk of ignition in HFTDs Remote GridWLDFREquipment / facility failureAggregated | WLDFR | HFTD - Distribution - Tier 2 - 1QU CoRE ¦ 4QU LoRE | Red Flag Warning - Large Fires | Equipment / facility failure | Aggregated | 2034 | 4.0562e-05 | 1483.0022 | 0.060153 | 2034 | Mitigation | 0.95 | 45 | 0 | esc | 0.00097009 | 3.9348e-08 | 0.00097009 | 3.9348e-08
[79 empty] | WLDFR | HFTD - Distribution - Tier 2 - 3QU CoRE ¦ 5QU LoRE | Red Flag Warning - Destructive Fires | 2035 | 2.2632e-09 | 2.2632e-09 | 9984.8474 | 263.1074 | 9721.74 | 0 | 0 | 0 | 2.333e-06 | 2.2598e-05 | 0 | 2.2598e-05 | 2.2598e-05 | 0 | 2.2598e-05 | 0 | 5.1271e-05 | 0.00011239 | 0 | 0.00011239 | 0 | 5.8615e-06 | 1.1723e-05 | 0 | 1.1723e-05 | [12 empty] | 7.3.3.17.5 (Remote Grid) Updates to grid topology to minimize risk of ignition in HFTDs Remote GridWLDFREquipment / facility failureAggregated | WLDFR | HFTD - Distribution - Tier 2 - 1QU CoRE ¦ 4QU LoRE | Red Flag Warning - Large Fires | Equipment / facility failure | Aggregated | 2035 | 4.0562e-05 | 1483.0022 | 0.060153 | 2035 | Mitigation | 0.95 | 45 | 0 | esc | 0.00097009 | 3.9348e-08 | 0.00097009 | 3.9348e-08
[79 empty] | WLDFR | HFTD - Distribution - Tier 2 - 3QU CoRE ¦ 5QU LoRE | Red Flag Warning - Destructive Fires | 2036 | 2.2632e-09 | 2.2632e-09 | 9984.8474 | 263.1074 | 9721.74 | 0 | 0 | 0 | 2.333e-06 | 2.2598e-05 | 0 | 2.2598e-05 | 2.2598e-05 | 0 | 2.2598e-05 | 0 | 5.1271e-05 | 0.00011239 | 0 | 0.00011239 | 0 | 5.8615e-06 | 1.1723e-05 | 0 | 1.1723e-05 | [12 empty] | 7.3.3.17.5 (Remote Grid) Updates to grid topology to minimize risk of ignition in HFTDs Remote GridWLDFREquipment / facility failureAggregated | WLDFR | HFTD - Distribution - Tier 2 - 1QU CoRE ¦ 4QU LoRE | Red Flag Warning - Large Fires | Equipment / facility failure | Aggregated | 2036 | 4.0562e-05 | 1483.0022 | 0.060153 | 2036 | Mitigation | 0.95 | 45 | 0 | esc | 0.00097009 | 3.9348e-08 | 0.00097009 | 3.9348e-08
[79 empty] | WLDFR | HFTD - Distribution - Tier 2 - 3QU CoRE ¦ 5QU LoRE | Red Flag Warning - Destructive Fires | 2037 | 2.2632e-09 | 2.2632e-09 | 9984.8474 | 263.1074 | 9721.74 | 0 | 0 | 0 | 2.333e-06 | 2.2598e-05 | 0 | 2.2598e-05 | 2.2598e-05 | 0 | 2.2598e-05 | 0 | 5.3603e-05 | 0.0001175 | 0 | 0.0001175 | 0 | 6.1285e-06 | 1.2257e-05 | 0 | 1.2257e-05 | [12 empty] | 7.3.3.17.5 (Remote Grid) Updates to grid topology to minimize risk of ignition in HFTDs Remote GridWLDFREquipment / facility failureAggregated | WLDFR | HFTD - Distribution - Tier 2 - 1QU CoRE ¦ 4QU LoRE | Red Flag Warning - Large Fires | Equipment / facility failure | Aggregated | 2037 | 4.0562e-05 | 1483.0022 | 0.060153 | 2037 | Mitigation | 0.95 | 45 | 0 | esc | 0.00097009 | 3.9348e-08 | 0.00097009 | 3.9348e-08
[79 empty] | WLDFR | HFTD - Distribution - Tier 2 - 3QU CoRE ¦ 5QU LoRE | Red Flag Warning - Destructive Fires | 2038 | 2.2632e-09 | 2.2632e-09 | 10472.8261 | 280.5544 | 10192.2718 | 0 | 0 | 0 | 2.333e-06 | 2.3702e-05 | 0 | 2.3702e-05 | 2.3702e-05 | 0 | 2.3702e-05 | 0 | 5.3603e-05 | 0.0001175 | 0 | 0.0001175 | 0 | 6.1285e-06 | 1.2257e-05 | 0 | 1.2257e-05 | [12 empty] | 7.3.3.17.5 (Remote Grid) Updates to grid topology to minimize risk of ignition in HFTDs Remote GridWLDFREquipment / facility failureAggregated | WLDFR | HFTD - Distribution - Tier 2 - 1QU CoRE ¦ 4QU LoRE | Red Flag Warning - Large Fires | Equipment / facility failure | Aggregated | 2038 | 4.0562e-05 | 1483.0022 | 0.060153 | 2038 | Mitigation | 0.95 | 45 | 0 | esc | 0.00097009 | 3.9348e-08 | 0.00097009 | 3.9348e-08
[79 empty] | WLDFR | HFTD - Distribution - Tier 2 - 3QU CoRE ¦ 5QU LoRE | Red Flag Warning - Destructive Fires | 2039 | 2.2632e-09 | 2.2632e-09 | 10472.8261 | 280.5544 | 10192.2718 | 0 | 0 | 0 | 2.333e-06 | 2.3702e-05 | 0 | 2.3702e-05 | 2.3702e-05 | 0 | 2.3702e-05 | 0 | 5.3603e-05 | 0.0001175 | 0 | 0.0001175 | 0 | 6.1285e-06 | 1.2257e-05 | 0 | 1.2257e-05 | [12 empty] | 7.3.3.17.5 (Remote Grid) Updates to grid topology to minimize risk of ignition in HFTDs Remote GridWLDFREquipment / facility failureAggregated | WLDFR | HFTD - Distribution - Tier 2 - 1QU CoRE ¦ 4QU LoRE | Red Flag Warning - Large Fires | Equipment / facility failure | Aggregated | 2039 | 4.0562e-05 | 1483.0022 | 0.060153 | 2039 | Mitigation | 0.95 | 45 | 0 | esc | 0.00097009 | 3.9348e-08 | 0.00097009 | 3.9348e-08
[79 empty] | WLDFR | HFTD - Distribution - Tier 2 - 3QU CoRE ¦ 5QU LoRE | Red Flag Warning - Destructive Fires | 2040 | 2.2632e-09 | 2.2632e-09 | 10472.8261 | 280.5544 | 10192.2718 | 0 | 0 | 0 | 2.333e-06 | 2.3702e-05 | 0 | 2.3702e-05 | 2.3702e-05 | 0 | 2.3702e-05 | 0 | 5.3603e-05 | 0.0001175 | 0 | 0.0001175 | 0 | 6.1285e-06 | 1.2257e-05 | 0 | 1.2257e-05 | [12 empty] | 7.3.3.17.5 (Remote Grid) Updates to grid topology to minimize risk of ignition in HFTDs Remote GridWLDFREquipment / facility failureAggregated | WLDFR | HFTD - Distribution - Tier 2 - 1QU CoRE ¦ 4QU LoRE | Red Flag Warning - Large Fires | Equipment / facility failure | Aggregated | 2040 | 4.0562e-05 | 1483.0022 | 0.060153 | 2040 | Mitigation | 0.95 | 45 | 0 | esc | 0.00097009 | 3.9348e-08 | 0.00097009 | 3.9348e-08
[79 empty] | WLDFR | HFTD - Distribution - Tier 2 - 3QU CoRE ¦ 5QU LoRE | Red Flag Warning - Destructive Fires | 2041 | 2.2632e-09 | 2.2632e-09 | 10472.8261 | 280.5544 | 10192.2718 | 0 | 0 | 0 | 2.333e-06 | 2.3702e-05 | 0 | 2.3702e-05 | 2.3702e-05 | 0 | 2.3702e-05 | 0 | 5.3603e-05 | 0.0001175 | 0 | 0.0001175 | 0 | 6.1285e-06 | 1.2257e-05 | 0 | 1.2257e-05 | [12 empty] | 7.3.3.17.5 (Remote Grid) Updates to grid topology to minimize risk of ignition in HFTDs Remote GridWLDFREquipment / facility failureAggregated | WLDFR | HFTD - Distribution - Tier 2 - 1QU CoRE ¦ 4QU LoRE | Red Flag Warning - Large Fires | Equipment / facility failure | Aggregated | 2041 | 4.0562e-05 | 1483.0022 | 0.060153 | 2041 | Mitigation | 0.95 | 45 | 0 | esc | 0.00097009 | 3.9348e-08 | 0.00097009 | 3.9348e-08
[79 empty] | WLDFR | HFTD - Distribution - Tier 2 - 3QU CoRE ¦ 5QU LoRE | Red Flag Warning - Destructive Fires | 2042 | 2.2632e-09 | 2.2632e-09 | 10472.8261 | 280.5544 | 10192.2718 | 0 | 0 | 0 | 2.333e-06 | 2.3702e-05 | 0 | 2.3702e-05 | 2.3702e-05 | 0 | 2.3702e-05 | 0 | 5.5924e-05 | 0.00012259 | 0 | 0.00012259 | 0 | 6.4176e-06 | 1.2835e-05 | 0 | 1.2835e-05 | [12 empty] | 7.3.3.17.5 (Remote Grid) Updates to grid topology to minimize risk of ignition in HFTDs Remote GridWLDFREquipment / facility failureAggregated | WLDFR | HFTD - Distribution - Tier 2 - 1QU CoRE ¦ 4QU LoRE | Red Flag Warning - Large Fires | Equipment / facility failure | Aggregated | 2042 | 4.0562e-05 | 1483.0022 | 0.060153 | 2042 | Mitigation | 0.95 | 45 | 0 | esc | 0.00097009 | 3.9348e-08 | 0.00097009 | 3.9348e-08
[79 empty] | WLDFR | HFTD - Distribution - Tier 2 - 3QU CoRE ¦ 5QU LoRE | Red Flag Warning - Destructive Fires | 2043 | 2.2632e-09 | 2.2632e-09 | 10992.1562 | 299.42 | 10692.7362 | 0 | 0 | 0 | 2.333e-06 | 2.4878e-05 | 0 | 2.4878e-05 | 2.4878e-05 | 0 | 2.4878e-05 | 0 | 5.5924e-05 | 0.00012259 | 0 | 0.00012259 | 0 | 6.4176e-06 | 1.2835e-05 | 0 | 1.2835e-05 | [12 empty] | 7.3.3.17.5 (Remote Grid) Updates to grid topology to minimize risk of ignition in HFTDs Remote GridWLDFREquipment / facility failureAggregated | WLDFR | HFTD - Distribution - Tier 2 - 1QU CoRE ¦ 4QU LoRE | Red Flag Warning - Large Fires | Equipment / facility failure | Aggregated | 2043 | 4.0562e-05 | 1483.0022 | 0.060153 | 2043 | Mitigation | 0.95 | 45 | 0 | esc | 0.00097009 | 3.9348e-08 | 0.00097009 | 3.9348e-08
[79 empty] | WLDFR | HFTD - Distribution - Tier 2 - 3QU CoRE ¦ 5QU LoRE | Red Flag Warning - Destructive Fires | 2044 | 2.2632e-09 | 2.2632e-09 | 10992.1562 | 299.42 | 10692.7362 | 0 | 0 | 0 | 2.333e-06 | 2.4878e-05 | 0 | 2.4878e-05 | 2.4878e-05 | 0 | 2.4878e-05 | 0 | 5.5924e-05 | 0.00012259 | 0 | 0.00012259 | 0 | 6.4176e-06 | 1.2835e-05 | 0 | 1.2835e-05 | [12 empty] | 7.3.3.17.5 (Remote Grid) Updates to grid topology to minimize risk of ignition in HFTDs Remote GridWLDFREquipment / facility failureAggregated | WLDFR | HFTD - Distribution - Tier 2 - 1QU CoRE ¦ 4QU LoRE | Red Flag Warning - Large Fires | Equipment / facility failure | Aggregated | 2044 | 4.0562e-05 | 1483.0022 | 0.060153 | 2044 | Mitigation | 0.95 | 45 | 0 | esc | 0.00097009 | 3.9348e-08 | 0.00097009 | 3.9348e-08
[79 empty] | WLDFR | HFTD - Distribution - Tier 2 - 3QU CoRE ¦ 5QU LoRE | Red Flag Warning - Destructive Fires | 2045 | 2.2632e-09 | 2.2632e-09 | 10992.1562 | 299.42 | 10692.7362 | 0 | 0 | 0 | 2.333e-06 | 2.4878e-05 | 0 | 2.4878e-05 | 2.4878e-05 | 0 | 2.4878e-05 | 0 | 0 | 0.00012259 | 0 | 0.00012259 | 0 | 6.4176e-06 | 1.2835e-05 | 0 | 1.2835e-05 | [12 empty] | 7.3.3.17.5 (Remote Grid) Updates to grid topology to minimize risk of ignition in HFTDs Remote GridWLDFREquipment / facility failureAggregated | WLDFR | HFTD - Distribution - Tier 2 - 1QU CoRE ¦ 4QU LoRE | Red Flag Warning - Large Fires | Equipment / facility failure | Aggregated | 2045 | 4.0562e-05 | 1483.0022 | 0.060153 | 2045 | Mitigation | 0.95 | 45 | 0 | esc | 0.00097009 | 3.9348e-08 | 0.00097009 | 3.9348e-08
[79 empty] | WLDFR | HFTD - Distribution - Tier 2 - 3QU CoRE ¦ 5QU LoRE | Red Flag Warning - Destructive Fires | 2046 | 2.2632e-09 | 2.2632e-09 | 10992.1562 | 299.42 | 10692.7362 | 0 | 0 | 0 | 2.333e-06 | 2.4878e-05 | 0 | 2.4878e-05 | 2.4878e-05 | 0 | 2.4878e-05 | 0 | 0 | 0 | 0 | 0 | 0 | 6.4176e-06 | 1.2835e-05 | 0 | 1.2835e-05 | [12 empty] | 7.3.3.17.5 (Remote Grid) Updates to grid topology to minimize risk of ignition in HFTDs Remote GridWLDFREquipment / facility failureAggregated | WLDFR | HFTD - Distribution - Tier 2 - 1QU CoRE ¦ 4QU LoRE | Red Flag Warning - Large Fires | Equipment / facility failure | Aggregated | 2046 | 4.0562e-05 | 1483.0022 | 0.060153 | 2046 | Mitigation | 0.95 | 45 | 0 | esc | 0.00097009 | 3.9348e-08 | 0.00097009 | 3.9348e-08
[79 empty] | WLDFR | HFTD - Distribution - Tier 2 - 3QU CoRE ¦ 5QU LoRE | Red Flag Warning - Destructive Fires | 2047 | 2.2632e-09 | 2.2632e-09 | 10992.1562 | 299.42 | 10692.7362 | 0 | 0 | 0 | 2.333e-06 | 2.4878e-05 | 0 | 2.4878e-05 | 2.4878e-05 | 0 | 2.4878e-05 | 0 | 3.5053e-07 | 0 | 0 | 0 | 0 | 6.7258e-06 | 1.3452e-05 | 0 | 1.3452e-05 | [12 empty] | 7.3.3.17.5 (Remote Grid) Updates to grid topology to minimize risk of ignition in HFTDs Remote GridWLDFREquipment / facility failureAggregated | WLDFR | HFTD - Distribution - Tier 2 - 1QU CoRE ¦ 4QU LoRE | Red Flag Warning - Large Fires | Equipment / facility failure | Aggregated | 2047 | 4.0562e-05 | 1483.0022 | 0.060153 | 2047 | Mitigation | 0.95 | 45 | 0 | esc | 0.00097009 | 3.9348e-08 | 0.00097009 | 3.9348e-08
[79 empty] | WLDFR | HFTD - Distribution - Tier 2 - 3QU CoRE ¦ 5QU LoRE | Red Flag Warning - Destructive Fires | 2048 | 2.2632e-09 | 2.2632e-09 | 11536.0538 | 319.4911 | 11216.5626 | 0 | 0 | 0 | 2.333e-06 | 2.6109e-05 | 0 | 2.6109e-05 | 2.6109e-05 | 0 | 2.6109e-05 | 0 | 3.6622e-07 | 8.0276e-07 | 0 | 8.0276e-07 | 0 | 6.7258e-06 | 1.3452e-05 | 0 | 1.3452e-05 | [12 empty] | 7.3.3.17.5 (Remote Grid) Updates to grid topology to minimize risk of ignition in HFTDs Remote GridWLDFREquipment / facility failureAggregated | WLDFR | HFTD - Distribution - Tier 2 - 1QU CoRE ¦ 4QU LoRE | Red Flag Warning - Large Fires | Equipment / facility failure | Aggregated | 2048 | 4.0562e-05 | 1483.0022 | 0.060153 | 2048 | Mitigation | 0.95 | 45 | 0 | esc | 0.00097009 | 3.9348e-08 | 0.00097009 | 3.9348e-08
[79 empty] | WLDFR | HFTD - Distribution - Tier 2 - 3QU CoRE ¦ 5QU LoRE | Red Flag Warning - Destructive Fires | 2049 | 2.2632e-09 | 2.2632e-09 | 11536.0538 | 319.4911 | 11216.5626 | 0 | 0 | 0 | 2.333e-06 | 2.6109e-05 | 0 | 2.6109e-05 | 2.6109e-05 | 0 | 2.6109e-05 | 0 | 3.6622e-07 | 8.0276e-07 | 0 | 8.0276e-07 | 0 | 6.7258e-06 | 1.3452e-05 | 0 | 1.3452e-05 | [12 empty] | 7.3.3.17.5 (Remote Grid) Updates to grid topology to minimize risk of ignition in HFTDs Remote GridWLDFREquipment / facility failureAggregated | WLDFR | HFTD - Distribution - Tier 2 - 1QU CoRE ¦ 4QU LoRE | Red Flag Warning - Large Fires | Equipment / facility failure | Aggregated | 2049 | 4.0562e-05 | 1483.0022 | 0.060153 | 2049 | Mitigation | 0.95 | 45 | 0 | esc | 0.00097009 | 3.9348e-08 | 0.00097009 | 3.9348e-08
[79 empty] | WLDFR | HFTD - Distribution - Tier 2 - 3QU CoRE ¦ 5QU LoRE | Red Flag Warning - Destructive Fires | 2050 | 2.2632e-09 | 2.2632e-09 | 11536.0538 | 319.4911 | 11216.5626 | 0 | 0 | 0 | 2.333e-06 | 2.6109e-05 | 0 | 2.6109e-05 | 2.6109e-05 | 0 | 2.6109e-05 | 0 | 3.6622e-07 | 8.0276e-07 | 0 | 8.0276e-07 | 0 | 6.7258e-06 | 1.3452e-05 | 0 | 1.3452e-05 | [12 empty] | 7.3.3.17.5 (Remote Grid) Updates to grid topology to minimize risk of ignition in HFTDs Remote GridWLDFREquipment / facility failureAggregated | WLDFR | HFTD - Distribution - Tier 2 - 1QU CoRE ¦ 4QU LoRE | Red Flag Warning - Large Fires | Equipment / facility failure | Aggregated | 2050 | 4.0562e-05 | 1483.0022 | 0.060153 | 2050 | Mitigation | 0.95 | 45 | 0 | esc | 0.00097009 | 3.9348e-08 | 0.00097009 | 3.9348e-08
[79 empty] | WLDFR | HFTD - Distribution - Tier 2 - 3QU CoRE ¦ 5QU LoRE | Red Flag Warning - Destructive Fires | 2051 | 2.2632e-09 | 2.2632e-09 | 11536.0538 | 319.4911 | 11216.5626 | 0 | 0 | 0 | 2.333e-06 | 2.6109e-05 | 0 | 2.6109e-05 | 2.6109e-05 | 0 | 2.6109e-05 | 0 | 3.6622e-07 | 8.0276e-07 | 0 | 8.0276e-07 | 0 | 0 | 1.3452e-05 | 0 | 1.3452e-05 | [12 empty] | 7.3.3.17.5 (Remote Grid) Updates to grid topology to minimize risk of ignition in HFTDs Remote GridWLDFREquipment / facility failureAggregated | WLDFR | HFTD - Distribution - Tier 2 - 1QU CoRE ¦ 4QU LoRE | Red Flag Warning - Large Fires | Equipment / facility failure | Aggregated | 2051 | 4.0562e-05 | 1483.0022 | 0.060153 | 2051 | Mitigation | 0.95 | 45 | 0 | esc | 0.00097009 | 3.9348e-08 | 0.00097009 | 3.9348e-08
[79 empty] | WLDFR | HFTD - Distribution - Tier 2 - 3QU CoRE ¦ 5QU LoRE | Red Flag Warning - Destructive Fires | 2052 | 2.2632e-09 | 2.2632e-09 | 11536.0538 | 319.4911 | 11216.5626 | 0 | 0 | 0 | 2.333e-06 | 2.6109e-05 | 0 | 2.6109e-05 | 2.6109e-05 | 0 | 2.6109e-05 | 0 | 3.6622e-07 | 8.0276e-07 | 0 | 8.0276e-07 | 0 | 0 | 0 | 0 | 0 | [12 empty] | 7.3.3.17.5 (Remote Grid) Updates to grid topology to minimize risk of ignition in HFTDs Remote GridWLDFREquipment / facility failureAggregated | WLDFR | HFTD - Distribution - Tier 2 - 1QU CoRE ¦ 4QU LoRE | Red Flag Warning - Large Fires | Equipment / facility failure | Aggregated | 2052 | 4.0562e-05 | 1483.0022 | 0.060153 | 2052 | Mitigation | 0.95 | 45 | 0 | esc | 0.00097009 | 3.9348e-08 | 0.00097009 | 3.9348e-08
[79 empty] | WLDFR | HFTD - Distribution - Tier 2 - 3QU CoRE ¦ 5QU LoRE | Red Flag Warning - Destructive Fires | 2053 | 2.2632e-09 | 2.2632e-09 | 12097.6769 | 340.5356 | 11757.1413 | 0 | 0 | 0 | 2.333e-06 | 2.738e-05 | 0 | 2.738e-05 | 2.738e-05 | 0 | 2.738e-05 | 0 | 3.8642e-07 | 8.4703e-07 | 0 | 8.4703e-07 | 0 | 0 | 0 | 0 | 0 | [12 empty] | 7.3.3.17.5 (Remote Grid) Updates to grid topology to minimize risk of ignition in HFTDs Remote GridWLDFREquipment / facility failureAggregated | WLDFR | HFTD - Distribution - Tier 2 - 1QU CoRE ¦ 4QU LoRE | Red Flag Warning - Large Fires | Equipment / facility failure | Aggregated | 2053 | 4.0562e-05 | 1483.0022 | 0.060153 | 2053 | Mitigation | 0.95 | 45 | 0 | esc | 0.00097009 | 3.9348e-08 | 0.00097009 | 3.9348e-08
[79 empty] | WLDFR | HFTD - Distribution - Tier 2 - 3QU CoRE ¦ 5QU LoRE | Red Flag Warning - Destructive Fires | 2054 | 2.2632e-09 | 2.2632e-09 | 12097.6769 | 340.5356 | 11757.1413 | 0 | 0 | 0 | 2.333e-06 | 2.738e-05 | 0 | 2.738e-05 | 2.738e-05 | 0 | 2.738e-05 | 0 | 3.8642e-07 | 8.4703e-07 | 0 | 8.4703e-07 | 0 | 0.00012719 | 0 | 0 | 0 | [12 empty] | 7.3.3.17.5 (Remote Grid) Updates to grid topology to minimize risk of ignition in HFTDs Remote GridWLDFREquipment / facility failureAggregated | WLDFR | HFTD - Distribution - Tier 2 - 1QU CoRE ¦ 4QU LoRE | Red Flag Warning - Large Fires | Equipment / facility failure | Aggregated | 2054 | 4.0562e-05 | 1483.0022 | 0.060153 | 2054 | Mitigation | 0.95 | 45 | 0 | esc | 0.00097009 | 3.9348e-08 | 0.00097009 | 3.9348e-08
[79 empty] | WLDFR | HFTD - Distribution - Tier 2 - 3QU CoRE ¦ 5QU LoRE | Red Flag Warning - Destructive Fires | 2055 | 2.2632e-09 | 2.2632e-09 | 12097.6769 | 340.5356 | 11757.1413 | 0 | 0 | 0 | 2.333e-06 | 2.738e-05 | 0 | 2.738e-05 | 2.738e-05 | 0 | 2.738e-05 | 0 | 3.8642e-07 | 8.4703e-07 | 0 | 8.4703e-07 | 0 | 0.00013185 | 0.00026371 | 0 | 0.00026371 | [12 empty] | 7.3.3.17.5 (Remote Grid) Updates to grid topology to minimize risk of ignition in HFTDs Remote GridWLDFREquipment / facility failureAggregated | WLDFR | HFTD - Distribution - Tier 2 - 1QU CoRE ¦ 4QU LoRE | Red Flag Warning - Large Fires | Equipment / facility failure | Aggregated | 2055 | 4.0562e-05 | 1483.0022 | 0.060153 | 2055 | Mitigation | 0.95 | 45 | 0 | esc | 0.00097009 | 3.9348e-08 | 0.00097009 | 3.9348e-08
[79 empty] | WLDFR | HFTD - Distribution - Tier 2 - 3QU CoRE ¦ 5QU LoRE | Red Flag Warning - Destructive Fires | 2056 | 2.2632e-09 | 2.2632e-09 | 12097.6769 | 340.5356 | 11757.1413 | 0 | 0 | 0 | 2.333e-06 | 2.738e-05 | 0 | 2.738e-05 | 2.738e-05 | 0 | 2.738e-05 | 0 | 3.8642e-07 | 8.4703e-07 | 0 | 8.4703e-07 | 0 | 0.00013185 | 0.00026371 | 0 | 0.00026371 | [12 empty] | 7.3.3.17.5 (Remote Grid) Updates to grid topology to minimize risk of ignition in HFTDs Remote GridWLDFREquipment / facility failureAggregated | WLDFR | HFTD - Distribution - Tier 2 - 1QU CoRE ¦ 4QU LoRE | Red Flag Warning - Large Fires | Equipment / facility failure | Aggregated | 2056 | 4.0562e-05 | 1483.0022 | 0.060153 | 2056 | Mitigation | 0.95 | 45 | 0 | esc | 0.00097009 | 3.9348e-08 | 0.00097009 | 3.9348e-08
[79 empty] | WLDFR | HFTD - Distribution - Tier 2 - 3QU CoRE ¦ 5QU LoRE | Red Flag Warning - Destructive Fires | 2057 | 2.2632e-09 | 2.2632e-09 | 12097.6769 | 340.5356 | 11757.1413 | 0 | 0 | 0 | 2.333e-06 | 2.738e-05 | 0 | 2.738e-05 | 2.738e-05 | 0 | 2.738e-05 | 0 | 3.8642e-07 | 8.4703e-07 | 0 | 8.4703e-07 | 0 | 0.00013185 | 0.00026371 | 0 | 0.00026371 | [12 empty] | 7.3.3.17.5 (Remote Grid) Updates to grid topology to minimize risk of ignition in HFTDs Remote GridWLDFREquipment / facility failureAggregated | WLDFR | HFTD - Distribution - Tier 2 - 1QU CoRE ¦ 4QU LoRE | Red Flag Warning - Large Fires | Equipment / facility failure | Aggregated | 2057 | 4.0562e-05 | 1483.0022 | 0.060153 | 2057 | Mitigation | 0.95 | 45 | 0 | esc | 0.00097009 | 3.9348e-08 | 0.00097009 | 3.9348e-08
[79 empty] | WLDFR | HFTD - Distribution - Tier 2 - 3QU CoRE ¦ 5QU LoRE | Red Flag Warning - Destructive Fires | 2058 | 2.2632e-09 | 2.2632e-09 | 12670.1796 | 362.3049 | 12307.8747 | 0 | 0 | 0 | 2.333e-06 | 2.8675e-05 | 0 | 2.8675e-05 | 2.8675e-05 | 0 | 2.8675e-05 | 0 | 4.0939e-07 | 8.974e-07 | 0 | 8.974e-07 | 0 | 0.00013185 | 0.00026371 | 0 | 0.00026371 | [12 empty] | 7.3.3.17.5 (Remote Grid) Updates to grid topology to minimize risk of ignition in HFTDs Remote GridWLDFREquipment / facility failureAggregated | WLDFR | HFTD - Distribution - Tier 2 - 1QU CoRE ¦ 4QU LoRE | Red Flag Warning - Large Fires | Equipment / facility failure | Aggregated | 2058 | 4.0562e-05 | 1483.0022 | 0.060153 | 2058 | Mitigation | 0.95 | 45 | 0 | esc | 0.00097009 | 3.9348e-08 | 0.00097009 | 3.9348e-08
[79 empty] | WLDFR | HFTD - Distribution - Tier 2 - 3QU CoRE ¦ 5QU LoRE | Red Flag Warning - Destructive Fires | 2059 | 2.2632e-09 | 2.2632e-09 | 12670.1796 | 362.3049 | 12307.8747 | 0 | 0 | 0 | 2.333e-06 | 2.8675e-05 | 0 | 2.8675e-05 | 2.8675e-05 | 0 | 2.8675e-05 | 0 | 4.0939e-07 | 8.974e-07 | 0 | 8.974e-07 | 0 | 0.00013185 | 0.00026371 | 0 | 0.00026371 | [12 empty] | 7.3.3.17.5 (Remote Grid) Updates to grid topology to minimize risk of ignition in HFTDs Remote GridWLDFREquipment / facility failureAggregated | WLDFR | HFTD - Distribution - Tier 2 - 1QU CoRE ¦ 4QU LoRE | Red Flag Warning - Large Fires | Equipment / facility failure | Aggregated | 2059 | 4.0562e-05 | 1483.0022 | 0.060153 | 2059 | Mitigation | 0.95 | 45 | 0 | esc | 0.00097009 | 3.9348e-08 | 0.00097009 | 3.9348e-08
[79 empty] | WLDFR | HFTD - Distribution - Tier 2 - 3QU CoRE ¦ 5QU LoRE | Red Flag Warning - Destructive Fires | 2060 | 2.2632e-09 | 2.2632e-09 | 12670.1796 | 362.3049 | 12307.8747 | 0 | 0 | 0 | 2.333e-06 | 2.8675e-05 | 0 | 2.8675e-05 | 2.8675e-05 | 0 | 2.8675e-05 | 0 | 4.0939e-07 | 8.974e-07 | 0 | 8.974e-07 | 0 | 0.00013773 | 0.00027546 | 0 | 0.00027546 | [12 empty] | 7.3.3.17.5 (Remote Grid) Updates to grid topology to minimize risk of ignition in HFTDs Remote GridWLDFREquipment / facility failureAggregated | WLDFR | HFTD - Distribution - Tier 2 - 1QU CoRE ¦ 4QU LoRE | Red Flag Warning - Large Fires | Equipment / facility failure | Aggregated | 2060 | 4.0562e-05 | 1483.0022 | 0.060153 | 2060 | Mitigation | 0.95 | 45 | 0 | esc | 0.00097009 | 3.9348e-08 | 0.00097009 | 3.9348e-08
[79 empty] | WLDFR | HFTD - Distribution - Tier 2 - 3QU CoRE ¦ 5QU LoRE | Red Flag Warning - Destructive Fires | 2061 | 2.2632e-09 | 2.2632e-09 | 12670.1796 | 362.3049 | 12307.8747 | 0 | 0 | 0 | 2.333e-06 | 2.8675e-05 | 0 | 2.8675e-05 | 2.8675e-05 | 0 | 2.8675e-05 | 0 | 4.0939e-07 | 8.974e-07 | 0 | 8.974e-07 | 0 | 0.00013773 | 0.00027546 | 0 | 0.00027546 | [12 empty] | 7.3.3.17.5 (Remote Grid) Updates to grid topology to minimize risk of ignition in HFTDs Remote GridWLDFREquipment / facility failureAggregated | WLDFR | HFTD - Distribution - Tier 2 - 1QU CoRE ¦ 4QU LoRE | Red Flag Warning - Large Fires | Equipment / facility failure | Aggregated | 2061 | 4.0562e-05 | 1483.0022 | 0.060153 | 2061 | Mitigation | 0.95 | 45 | 0 | esc | 0.00097009 | 3.9348e-08 | 0.00097009 | 3.9348e-08
[79 empty] | WLDFR | HFTD - Distribution - Tier 2 - 3QU CoRE ¦ 5QU LoRE | Red Flag Warning - Destructive Fires | 2062 | 2.2632e-09 | 2.2632e-09 | 12670.1796 | 362.3049 | 12307.8747 | 0 | 0 | 0 | 2.333e-06 | 2.8675e-05 | 0 | 2.8675e-05 | 2.8675e-05 | 0 | 2.8675e-05 | 0 | 4.0939e-07 | 8.974e-07 | 0 | 8.974e-07 | 0 | 0.00013773 | 0.00027546 | 0 | 0.00027546 | [12 empty] | 7.3.3.17.5 (Remote Grid) Updates to grid topology to minimize risk of ignition in HFTDs Remote GridWLDFREquipment / facility failureAggregated | WLDFR | HFTD - Distribution - Tier 2 - 1QU CoRE ¦ 4QU LoRE | Red Flag Warning - Large Fires | Equipment / facility failure | Aggregated | 2062 | 4.0562e-05 | 1483.0022 | 0.060153 | 2062 | Mitigation | 0.95 | 45 | 0 | esc | 0.00097009 | 3.9348e-08 | 0.00097009 | 3.9348e-08
[79 empty] | WLDFR | HFTD - Distribution - Tier 2 - 3QU CoRE ¦ 5QU LoRE | Red Flag Warning - Destructive Fires | 2063 | 2.2632e-09 | 2.2632e-09 | 13246.6313 | 384.5316 | 12862.0997 | 0 | 0 | 0 | 2.333e-06 | 2.998e-05 | 0 | 2.998e-05 | 2.998e-05 | 0 | 2.998e-05 | 0 | 4.3496e-07 | 9.5345e-07 | 0 | 9.5345e-07 | 0 | 0.00013773 | 0.00027546 | 0 | 0.00027546 | [12 empty] | 7.3.3.17.5 (Remote Grid) Updates to grid topology to minimize risk of ignition in HFTDs Remote GridWLDFREquipment / facility failureAggregated | WLDFR | HFTD - Distribution - Tier 2 - 1QU CoRE ¦ 4QU LoRE | Red Flag Warning - Large Fires | Equipment / facility failure | Aggregated | 2063 | 4.0562e-05 | 1483.0022 | 0.060153 | 2063 | Mitigation | 0.95 | 45 | 0 | esc | 0.00097009 | 3.9348e-08 | 0.00097009 | 3.9348e-08
[79 empty] | WLDFR | HFTD - Distribution - Tier 2 - 3QU CoRE ¦ 5QU LoRE | Red Flag Warning - Destructive Fires | 2064 | 2.2632e-09 | 2.2632e-09 | 13246.6313 | 384.5316 | 12862.0997 | 0 | 0 | 0 | 2.333e-06 | 2.998e-05 | 0 | 2.998e-05 | 2.998e-05 | 0 | 2.998e-05 | 0 | 4.3496e-07 | 9.5345e-07 | 0 | 9.5345e-07 | 0 | 0.00013773 | 0.00027546 | 0 | 0.00027546 | [12 empty] | 7.3.3.17.5 (Remote Grid) Updates to grid topology to minimize risk of ignition in HFTDs Remote GridWLDFREquipment / facility failureAggregated | WLDFR | HFTD - Distribution - Tier 2 - 1QU CoRE ¦ 4QU LoRE | Red Flag Warning - Large Fires | Equipment / facility failure | Aggregated | 2064 | 4.0562e-05 | 1483.0022 | 0.060153 | 2064 | Mitigation | 0.95 | 45 | 0 | esc | 0.00097009 | 3.9348e-08 | 0.00097009 | 3.9348e-08
[79 empty] | WLDFR | HFTD - Distribution - Tier 2 - 3QU CoRE ¦ 5QU LoRE | Red Flag Warning - Destructive Fires | 2065 | 2.2632e-09 | 2.2632e-09 | 13246.6313 | 384.5316 | 12862.0997 | 0 | 0 | 0 | 2.333e-06 | 2.998e-05 | 0 | 2.998e-05 | 2.998e-05 | 0 | 2.998e-05 | 0 | 4.3496e-07 | 9.5345e-07 | 0 | 9.5345e-07 | 0 | 0.00014426 | 0.00028851 | 0 | 0.00028851 | [12 empty] | 7.3.3.17.5 (Remote Grid) Updates to grid topology to minimize risk of ignition in HFTDs Remote GridWLDFREquipment / facility failureAggregated | WLDFR | HFTD - Distribution - Tier 2 - 1QU CoRE ¦ 4QU LoRE | Red Flag Warning - Large Fires | Equipment / facility failure | Aggregated | 2065 | 4.0562e-05 | 1483.0022 | 0.060153 | 2065 | Mitigation | 0.95 | 45 | 0 | esc | 0.00097009 | 3.9348e-08 | 0.00097009 | 3.9348e-08
[79 empty] | WLDFR | HFTD - Distribution - Tier 2 - 3QU CoRE ¦ 5QU LoRE | Red Flag Warning - Destructive Fires | 2066 | 2.2632e-09 | 2.2632e-09 | 13246.6313 | 384.5316 | 12862.0997 | 0 | 0 | 0 | 2.333e-06 | 2.998e-05 | 0 | 2.998e-05 | 2.998e-05 | 0 | 2.998e-05 | 0 | 4.3496e-07 | 9.5345e-07 | 0 | 9.5345e-07 | 0 | 0.00014426 | 0.00028851 | 0 | 0.00028851 | [12 empty] | 7.3.3.17.5 (Remote Grid) Updates to grid topology to minimize risk of ignition in HFTDs Remote GridWLDFREquipment / facility failureAggregated | WLDFR | HFTD - Distribution - Tier 2 - 1QU CoRE ¦ 4QU LoRE | Red Flag Warning - Large Fires | Equipment / facility failure | Aggregated | 2066 | 4.0562e-05 | 1483.0022 | 0.060153 | 2066 | Mitigation | 0.95 | 45 | 0 | esc | 0.00097009 | 3.9348e-08 | 0.00097009 | 3.9348e-08
[79 empty] | WLDFR | HFTD - Distribution - Tier 2 - 3QU CoRE ¦ 5QU LoRE | Red Flag Warning - Destructive Fires | 2067 | 0 | 2.2632e-09 | 13246.6313 | 384.5316 | 12862.0997 | 0 | 0 | 0 | 2.333e-06 | 0 | 0 | 0 | 2.998e-05 | 0 | 2.998e-05 | 0 | 4.3496e-07 | 9.5345e-07 | 0 | 9.5345e-07 | 0 | 0.00014426 | 0.00028851 | 0 | 0.00028851 | [12 empty] | 7.3.3.17.5 (Remote Grid) Updates to grid topology to minimize risk of ignition in HFTDs Remote GridWLDFREquipment / facility failureAggregated | WLDFR | HFTD - Distribution - Tier 2 - 1QU CoRE ¦ 4QU LoRE | Red Flag Warning - Large Fires | Equipment / facility failure | Aggregated | 2067 | 4.0562e-05 | 1483.0022 | 0.060153 | 2067 | Mitigation | 0.95 | 45 | 0 | esc | 0 | 0 | 0.00097009 | 3.9348e-08
[79 empty] | WLDFR | HFTD - Distribution - Tier 2 - 3QU CoRE ¦ 5QU LoRE | Red Flag Warning - Large Fires | 2022 | 2.2551e-08 | 0 | 5.2406 | 0.69642 | 2.942 | 1.6022 | 0 | 0 | 2.3246e-05 | 1.1818e-07 | 0 | 1.1818e-07 | 0 | 0 | 0 | 0 | 4.6293e-07 | 1.0148e-06 | 0 | 1.0148e-06 | 0 | 0.00014426 | 0.00028851 | 0 | 0.00028851 | [12 empty] | 7.3.3.17.5 (Remote Grid) Updates to grid topology to minimize risk of ignition in HFTDs Remote GridWLDFRVegetation ContactAggregated | WLDFR | HFTD - Distribution - Tier 2 - 1QU CoRE ¦ 4QU LoRE | Red Flag Warning - Large Fires | Vegetation Contact | Aggregated | 2022 | 5.036e-05 | 1483.0022 | 0.074683 | 2022 | Mitigation | 0.95 | 45 | 0 | esc | 0.00097009 | 4.8853e-08 | 0 | 0
[79 empty] | WLDFR | HFTD - Distribution - Tier 2 - 3QU CoRE ¦ 5QU LoRE | Red Flag Warning - Large Fires | 2023 | 2.2551e-08 | 2.2551e-08 | 5.475 | 0.71896 | 3.0715 | 1.6846 | 0 | 0 | 2.3246e-05 | 1.2347e-07 | 0 | 1.2347e-07 | 1.2347e-07 | 0 | 1.2347e-07 | 0 | 4.6293e-07 | 1.0148e-06 | 0 | 1.0148e-06 | 0 | 0.00014426 | 0.00028851 | 0 | 0.00028851 | [12 empty] | 7.3.3.17.5 (Remote Grid) Updates to grid topology to minimize risk of ignition in HFTDs Remote GridWLDFRVegetation ContactAggregated | WLDFR | HFTD - Distribution - Tier 2 - 1QU CoRE ¦ 4QU LoRE | Red Flag Warning - Large Fires | Vegetation Contact | Aggregated | 2023 | 5.036e-05 | 1483.0022 | 0.074683 | 2023 | Mitigation | 0.95 | 45 | 0 | esc | 0.00097009 | 4.8853e-08 | 0.00097009 | 4.8853e-08
[79 empty] | WLDFR | HFTD - Distribution - Tier 2 - 3QU CoRE ¦ 5QU LoRE | Red Flag Warning - Large Fires | 2024 | 2.2551e-08 | 2.2551e-08 | 5.475 | 0.71896 | 3.0715 | 1.6846 | 0 | 0 | 2.3246e-05 | 1.2347e-07 | 0 | 1.2347e-07 | 1.2347e-07 | 0 | 1.2347e-07 | 0 | 4.6293e-07 | 1.0148e-06 | 0 | 1.0148e-06 | 0 | 0.00015134 | 0.00030269 | 0 | 0.00030269 | [12 empty] | 7.3.3.17.5 (Remote Grid) Updates to grid topology to minimize risk of ignition in HFTDs Remote GridWLDFRVegetation ContactAggregated | WLDFR | HFTD - Distribution - Tier 2 - 1QU CoRE ¦ 4QU LoRE | Red Flag Warning - Large Fires | Vegetation Contact | Aggregated | 2024 | 5.036e-05 | 1483.0022 | 0.074683 | 2024 | Mitigation | 0.95 | 45 | 0 | esc | 0.00097009 | 4.8853e-08 | 0.00097009 | 4.8853e-08
[79 empty] | WLDFR | HFTD - Distribution - Tier 2 - 3QU CoRE ¦ 5QU LoRE | Red Flag Warning - Large Fires | 2025 | 2.2551e-08 | 2.2551e-08 | 5.475 | 0.71896 | 3.0715 | 1.6846 | 0 | 0 | 2.3246e-05 | 1.2347e-07 | 0 | 1.2347e-07 | 1.2347e-07 | 0 | 1.2347e-07 | 0 | 4.6293e-07 | 1.0148e-06 | 0 | 1.0148e-06 | 0 | 0.00015134 | 0.00030269 | 0 | 0.00030269 | [12 empty] | 7.3.3.17.5 (Remote Grid) Updates to grid topology to minimize risk of ignition in HFTDs Remote GridWLDFRVegetation ContactAggregated | WLDFR | HFTD - Distribution - Tier 2 - 1QU CoRE ¦ 4QU LoRE | Red Flag Warning - Large Fires | Vegetation Contact | Aggregated | 2025 | 5.036e-05 | 1483.0022 | 0.074683 | 2025 | Mitigation | 0.95 | 45 | 0 | esc | 0.00097009 | 4.8853e-08 | 0.00097009 | 4.8853e-08
[79 empty] | WLDFR | HFTD - Distribution - Tier 2 - 3QU CoRE ¦ 5QU LoRE | Red Flag Warning - Large Fires | 2026 | 2.2551e-08 | 2.2551e-08 | 5.475 | 0.71896 | 3.0715 | 1.6846 | 0 | 0 | 2.3246e-05 | 1.2347e-07 | 0 | 1.2347e-07 | 1.2347e-07 | 0 | 1.2347e-07 | 0 | 4.6293e-07 | 1.0148e-06 | 0 | 1.0148e-06 | 0 | 0.00015134 | 0.00030269 | 0 | 0.00030269 | [12 empty] | 7.3.3.17.5 (Remote Grid) Updates to grid topology to minimize risk of ignition in HFTDs Remote GridWLDFRVegetation ContactAggregated | WLDFR | HFTD - Distribution - Tier 2 - 1QU CoRE ¦ 4QU LoRE | Red Flag Warning - Large Fires | Vegetation Contact | Aggregated | 2026 | 5.036e-05 | 1483.0022 | 0.074683 | 2026 | Mitigation | 0.95 | 45 | 0 | esc | 0.00097009 | 4.8853e-08 | 0.00097009 | 4.8853e-08
[79 empty] | WLDFR | HFTD - Distribution - Tier 2 - 3QU CoRE ¦ 5QU LoRE | Red Flag Warning - Large Fires | 2027 | 2.2551e-08 | 2.2551e-08 | 5.475 | 0.71896 | 3.0715 | 1.6846 | 0 | 0 | 2.3246e-05 | 1.2347e-07 | 0 | 1.2347e-07 | 1.2347e-07 | 0 | 1.2347e-07 | 0 | 4.9306e-07 | 1.0808e-06 | 0 | 1.0808e-06 | 0 | 0.00015134 | 0.00030269 | 0 | 0.00030269 | [12 empty] | 7.3.3.17.5 (Remote Grid) Updates to grid topology to minimize risk of ignition in HFTDs Remote GridWLDFRVegetation ContactAggregated | WLDFR | HFTD - Distribution - Tier 2 - 1QU CoRE ¦ 4QU LoRE | Red Flag Warning - Large Fires | Vegetation Contact | Aggregated | 2027 | 5.036e-05 | 1483.0022 | 0.074683 | 2027 | Mitigation | 0.95 | 45 | 0 | esc | 0.00097009 | 4.8853e-08 | 0.00097009 | 4.8853e-08
[79 empty] | WLDFR | HFTD - Distribution - Tier 2 - 3QU CoRE ¦ 5QU LoRE | Red Flag Warning - Large Fires | 2028 | 2.2551e-08 | 2.2551e-08 | 5.777 | 0.74734 | 3.238 | 1.7917 | 0 | 0 | 2.3246e-05 | 1.3027e-07 | 0 | 1.3027e-07 | 1.3027e-07 | 0 | 1.3027e-07 | 0 | 4.9306e-07 | 1.0808e-06 | 0 | 1.0808e-06 | 0 | 0.00015134 | 0.00030269 | 0 | 0.00030269 | [12 empty] | 7.3.3.17.5 (Remote Grid) Updates to grid topology to minimize risk of ignition in HFTDs Remote GridWLDFRVegetation ContactAggregated | WLDFR | HFTD - Distribution - Tier 2 - 1QU CoRE ¦ 4QU LoRE | Red Flag Warning - Large Fires | Vegetation Contact | Aggregated | 2028 | 5.036e-05 | 1483.0022 | 0.074683 | 2028 | Mitigation | 0.95 | 45 | 0 | esc | 0.00097009 | 4.8853e-08 | 0.00097009 | 4.8853e-08
[79 empty] | WLDFR | HFTD - Distribution - Tier 2 - 3QU CoRE ¦ 5QU LoRE | Red Flag Warning - Large Fires | 2029 | 2.2551e-08 | 2.2551e-08 | 5.777 | 0.74734 | 3.238 | 1.7917 | 0 | 0 | 2.3246e-05 | 1.3027e-07 | 0 | 1.3027e-07 | 1.3027e-07 | 0 | 1.3027e-07 | 0 | 4.9306e-07 | 1.0808e-06 | 0 | 1.0808e-06 | 0 | 0.00015889 | 0.00031779 | 0 | 0.00031779 | [12 empty] | 7.3.3.17.5 (Remote Grid) Updates to grid topology to minimize risk of ignition in HFTDs Remote GridWLDFRVegetation ContactAggregated | WLDFR | HFTD - Distribution - Tier 2 - 1QU CoRE ¦ 4QU LoRE | Red Flag Warning - Large Fires | Vegetation Contact | Aggregated | 2029 | 5.036e-05 | 1483.0022 | 0.074683 | 2029 | Mitigation | 0.95 | 45 | 0 | esc | 0.00097009 | 4.8853e-08 | 0.00097009 | 4.8853e-08
[79 empty] | WLDFR | HFTD - Distribution - Tier 2 - 3QU CoRE ¦ 5QU LoRE | Red Flag Warning - Large Fires | 2030 | 2.2551e-08 | 2.2551e-08 | 5.777 | 0.74734 | 3.238 | 1.7917 | 0 | 0 | 2.3246e-05 | 1.3027e-07 | 0 | 1.3027e-07 | 1.3027e-07 | 0 | 1.3027e-07 | 0 | 4.9306e-07 | 1.0808e-06 | 0 | 1.0808e-06 | 0 | 0.00015889 | 0.00031779 | 0 | 0.00031779 | [12 empty] | 7.3.3.17.5 (Remote Grid) Updates to grid topology to minimize risk of ignition in HFTDs Remote GridWLDFRVegetation ContactAggregated | WLDFR | HFTD - Distribution - Tier 2 - 1QU CoRE ¦ 4QU LoRE | Red Flag Warning - Large Fires | Vegetation Contact | Aggregated | 2030 | 5.036e-05 | 1483.0022 | 0.074683 | 2030 | Mitigation | 0.95 | 45 | 0 | esc | 0.00097009 | 4.8853e-08 | 0.00097009 | 4.8853e-08
[79 empty] | WLDFR | HFTD - Distribution - Tier 2 - 3QU CoRE ¦ 5QU LoRE | Red Flag Warning - Large Fires | 2031 | 2.2551e-08 | 2.2551e-08 | 5.777 | 0.74734 | 3.238 | 1.7917 | 0 | 0 | 2.3246e-05 | 1.3027e-07 | 0 | 1.3027e-07 | 1.3027e-07 | 0 | 1.3027e-07 | 0 | 4.9306e-07 | 1.0808e-06 | 0 | 1.0808e-06 | 0 | 0.00015889 | 0.00031779 | 0 | 0.00031779 | [12 empty] | 7.3.3.17.5 (Remote Grid) Updates to grid topology to minimize risk of ignition in HFTDs Remote GridWLDFRVegetation ContactAggregated | WLDFR | HFTD - Distribution - Tier 2 - 1QU CoRE ¦ 4QU LoRE | Red Flag Warning - Large Fires | Vegetation Contact | Aggregated | 2031 | 5.036e-05 | 1483.0022 | 0.074683 | 2031 | Mitigation | 0.95 | 45 | 0 | esc | 0.00097009 | 4.8853e-08 | 0.00097009 | 4.8853e-08
[79 empty] | WLDFR | HFTD - Distribution - Tier 2 - 3QU CoRE ¦ 5QU LoRE | Red Flag Warning - Large Fires | 2032 | 2.2551e-08 | 2.2551e-08 | 5.777 | 0.74734 | 3.238 | 1.7917 | 0 | 0 | 2.3246e-05 | 1.3027e-07 | 0 | 1.3027e-07 | 1.3027e-07 | 0 | 1.3027e-07 | 0 | 5.251e-07 | 1.151e-06 | 0 | 1.151e-06 | 0 | 0.00015889 | 0.00031779 | 0 | 0.00031779 | [12 empty] | 7.3.3.17.5 (Remote Grid) Updates to grid topology to minimize risk of ignition in HFTDs Remote GridWLDFRVegetation ContactAggregated | WLDFR | HFTD - Distribution - Tier 2 - 1QU CoRE ¦ 4QU LoRE | Red Flag Warning - Large Fires | Vegetation Contact | Aggregated | 2032 | 5.036e-05 | 1483.0022 | 0.074683 | 2032 | Mitigation | 0.95 | 45 | 0 | esc | 0.00097009 | 4.8853e-08 | 0.00097009 | 4.8853e-08
[79 empty] | WLDFR | HFTD - Distribution - Tier 2 - 3QU CoRE ¦ 5QU LoRE | Red Flag Warning - Large Fires | 2033 | 2.2551e-08 | 2.2551e-08 | 6.1205 | 0.77885 | 3.4265 | 1.9151 | 0 | 0 | 2.3246e-05 | 1.3802e-07 | 0 | 1.3802e-07 | 1.3802e-07 | 0 | 1.3802e-07 | 0 | 5.251e-07 | 1.151e-06 | 0 | 1.151e-06 | 0 | 0.00015889 | 0.00031779 | 0 | 0.00031779 | [12 empty] | 7.3.3.17.5 (Remote Grid) Updates to grid topology to minimize risk of ignition in HFTDs Remote GridWLDFRVegetation ContactAggregated | WLDFR | HFTD - Distribution - Tier 2 - 1QU CoRE ¦ 4QU LoRE | Red Flag Warning - Large Fires | Vegetation Contact | Aggregated | 2033 | 5.036e-05 | 1483.0022 | 0.074683 | 2033 | Mitigation | 0.95 | 45 | 0 | esc | 0.00097009 | 4.8853e-08 | 0.00097009 | 4.8853e-08
[79 empty] | WLDFR | HFTD - Distribution - Tier 2 - 3QU CoRE ¦ 5QU LoRE | Red Flag Warning - Large Fires | 2034 | 2.2551e-08 | 2.2551e-08 | 6.1205 | 0.77885 | 3.4265 | 1.9151 | 0 | 0 | 2.3246e-05 | 1.3802e-07 | 0 | 1.3802e-07 | 1.3802e-07 | 0 | 1.3802e-07 | 0 | 5.251e-07 | 1.151e-06 | 0 | 1.151e-06 | 0 | 0.00016681 | 0.00033362 | 0 | 0.00033362 | [12 empty] | 7.3.3.17.5 (Remote Grid) Updates to grid topology to minimize risk of ignition in HFTDs Remote GridWLDFRVegetation ContactAggregated | WLDFR | HFTD - Distribution - Tier 2 - 1QU CoRE ¦ 4QU LoRE | Red Flag Warning - Large Fires | Vegetation Contact | Aggregated | 2034 | 5.036e-05 | 1483.0022 | 0.074683 | 2034 | Mitigation | 0.95 | 45 | 0 | esc | 0.00097009 | 4.8853e-08 | 0.00097009 | 4.8853e-08
[79 empty] | WLDFR | HFTD - Distribution - Tier 2 - 3QU CoRE ¦ 5QU LoRE | Red Flag Warning - Large Fires | 2035 | 2.2551e-08 | 2.2551e-08 | 6.1205 | 0.77885 | 3.4265 | 1.9151 | 0 | 0 | 2.3246e-05 | 1.3802e-07 | 0 | 1.3802e-07 | 1.3802e-07 | 0 | 1.3802e-07 | 0 | 5.251e-07 | 1.151e-06 | 0 | 1.151e-06 | 0 | 0.00016681 | 0.00033362 | 0 | 0.00033362 | [12 empty] | 7.3.3.17.5 (Remote Grid) Updates to grid topology to minimize risk of ignition in HFTDs Remote GridWLDFRVegetation ContactAggregated | WLDFR | HFTD - Distribution - Tier 2 - 1QU CoRE ¦ 4QU LoRE | Red Flag Warning - Large Fires | Vegetation Contact | Aggregated | 2035 | 5.036e-05 | 1483.0022 | 0.074683 | 2035 | Mitigation | 0.95 | 45 | 0 | esc | 0.00097009 | 4.8853e-08 | 0.00097009 | 4.8853e-08
[79 empty] | WLDFR | HFTD - Distribution - Tier 2 - 3QU CoRE ¦ 5QU LoRE | Red Flag Warning - Large Fires | 2036 | 2.2551e-08 | 2.2551e-08 | 6.1205 | 0.77885 | 3.4265 | 1.9151 | 0 | 0 | 2.3246e-05 | 1.3802e-07 | 0 | 1.3802e-07 | 1.3802e-07 | 0 | 1.3802e-07 | 0 | 5.251e-07 | 1.151e-06 | 0 | 1.151e-06 | 0 | 0.00016681 | 0.00033362 | 0 | 0.00033362 | [12 empty] | 7.3.3.17.5 (Remote Grid) Updates to grid topology to minimize risk of ignition in HFTDs Remote GridWLDFRVegetation ContactAggregated | WLDFR | HFTD - Distribution - Tier 2 - 1QU CoRE ¦ 4QU LoRE | Red Flag Warning - Large Fires | Vegetation Contact | Aggregated | 2036 | 5.036e-05 | 1483.0022 | 0.074683 | 2036 | Mitigation | 0.95 | 45 | 0 | esc | 0.00097009 | 4.8853e-08 | 0.00097009 | 4.8853e-08
[79 empty] | WLDFR | HFTD - Distribution - Tier 2 - 3QU CoRE ¦ 5QU LoRE | Red Flag Warning - Large Fires | 2037 | 2.2551e-08 | 2.2551e-08 | 6.1205 | 0.77885 | 3.4265 | 1.9151 | 0 | 0 | 2.3246e-05 | 1.3802e-07 | 0 | 1.3802e-07 | 1.3802e-07 | 0 | 1.3802e-07 | 0 | 5.5868e-07 | 1.2246e-06 | 0 | 1.2246e-06 | 0 | 0.00016681 | 0.00033362 | 0 | 0.00033362 | [12 empty] | 7.3.3.17.5 (Remote Grid) Updates to grid topology to minimize risk of ignition in HFTDs Remote GridWLDFRVegetation ContactAggregated | WLDFR | HFTD - Distribution - Tier 2 - 1QU CoRE ¦ 4QU LoRE | Red Flag Warning - Large Fires | Vegetation Contact | Aggregated | 2037 | 5.036e-05 | 1483.0022 | 0.074683 | 2037 | Mitigation | 0.95 | 45 | 0 | esc | 0.00097009 | 4.8853e-08 | 0.00097009 | 4.8853e-08
[79 empty] | WLDFR | HFTD - Distribution - Tier 2 - 3QU CoRE ¦ 5QU LoRE | Red Flag Warning - Large Fires | 2038 | 2.2551e-08 | 2.2551e-08 | 6.5028 | 0.81304 | 3.6355 | 2.0543 | 0 | 0 | 2.3246e-05 | 1.4664e-07 | 0 | 1.4664e-07 | 1.4664e-07 | 0 | 1.4664e-07 | 0 | 5.5868e-07 | 1.2246e-06 | 0 | 1.2246e-06 | 0 | 0 | 0.00033362 | 0 | 0.00033362 | [12 empty] | 7.3.3.17.5 (Remote Grid) Updates to grid topology to minimize risk of ignition in HFTDs Remote GridWLDFRVegetation ContactAggregated | WLDFR | HFTD - Distribution - Tier 2 - 1QU CoRE ¦ 4QU LoRE | Red Flag Warning - Large Fires | Vegetation Contact | Aggregated | 2038 | 5.036e-05 | 1483.0022 | 0.074683 | 2038 | Mitigation | 0.95 | 45 | 0 | esc | 0.00097009 | 4.8853e-08 | 0.00097009 | 4.8853e-08
[79 empty] | WLDFR | HFTD - Distribution - Tier 2 - 3QU CoRE ¦ 5QU LoRE | Red Flag Warning - Large Fires | 2039 | 2.2551e-08 | 2.2551e-08 | 6.5028 | 0.81304 | 3.6355 | 2.0543 | 0 | 0 | 2.3246e-05 | 1.4664e-07 | 0 | 1.4664e-07 | 1.4664e-07 | 0 | 1.4664e-07 | 0 | 5.5868e-07 | 1.2246e-06 | 0 | 1.2246e-06 | 0 | 0 | 0 | 0 | 0 | [12 empty] | 7.3.3.17.5 (Remote Grid) Updates to grid topology to minimize risk of ignition in HFTDs Remote GridWLDFRVegetation ContactAggregated | WLDFR | HFTD - Distribution - Tier 2 - 1QU CoRE ¦ 4QU LoRE | Red Flag Warning - Large Fires | Vegetation Contact | Aggregated | 2039 | 5.036e-05 | 1483.0022 | 0.074683 | 2039 | Mitigation | 0.95 | 45 | 0 | esc | 0.00097009 | 4.8853e-08 | 0.00097009 | 4.8853e-08
[79 empty] | WLDFR | HFTD - Distribution - Tier 2 - 3QU CoRE ¦ 5QU LoRE | Red Flag Warning - Large Fires | 2040 | 2.2551e-08 | 2.2551e-08 | 6.5028 | 0.81304 | 3.6355 | 2.0543 | 0 | 0 | 2.3246e-05 | 1.4664e-07 | 0 | 1.4664e-07 | 1.4664e-07 | 0 | 1.4664e-07 | 0 | 5.5868e-07 | 1.2246e-06 | 0 | 1.2246e-06 | 0 | 0 | 0 | 0 | 0 | [12 empty] | 7.3.3.17.5 (Remote Grid) Updates to grid topology to minimize risk of ignition in HFTDs Remote GridWLDFRVegetation ContactAggregated | WLDFR | HFTD - Distribution - Tier 2 - 1QU CoRE ¦ 4QU LoRE | Red Flag Warning - Large Fires | Vegetation Contact | Aggregated | 2040 | 5.036e-05 | 1483.0022 | 0.074683 | 2040 | Mitigation | 0.95 | 45 | 0 | esc | 0.00097009 | 4.8853e-08 | 0.00097009 | 4.8853e-08
[79 empty] | WLDFR | HFTD - Distribution - Tier 2 - 3QU CoRE ¦ 5QU LoRE | Red Flag Warning - Large Fires | 2041 | 2.2551e-08 | 2.2551e-08 | 6.5028 | 0.81304 | 3.6355 | 2.0543 | 0 | 0 | 2.3246e-05 | 1.4664e-07 | 0 | 1.4664e-07 | 1.4664e-07 | 0 | 1.4664e-07 | 0 | 5.5868e-07 | 1.2246e-06 | 0 | 1.2246e-06 | 0 | 1.7497e-05 | 0 | 0 | 0 | [12 empty] | 7.3.3.17.5 (Remote Grid) Updates to grid topology to minimize risk of ignition in HFTDs Remote GridWLDFRVegetation ContactAggregated | WLDFR | HFTD - Distribution - Tier 2 - 1QU CoRE ¦ 4QU LoRE | Red Flag Warning - Large Fires | Vegetation Contact | Aggregated | 2041 | 5.036e-05 | 1483.0022 | 0.074683 | 2041 | Mitigation | 0.95 | 45 | 0 | esc | 0.00097009 | 4.8853e-08 | 0.00097009 | 4.8853e-08
[79 empty] | WLDFR | HFTD - Distribution - Tier 2 - 3QU CoRE ¦ 5QU LoRE | Red Flag Warning - Large Fires | 2042 | 2.2551e-08 | 2.2551e-08 | 6.5028 | 0.81304 | 3.6355 | 2.0543 | 0 | 0 | 2.3246e-05 | 1.4664e-07 | 0 | 1.4664e-07 | 1.4664e-07 | 0 | 1.4664e-07 | 0 | 5.9343e-07 | 1.3008e-06 | 0 | 1.3008e-06 | 0 | 1.8137e-05 | 3.6273e-05 | 0 | 3.6273e-05 | [12 empty] | 7.3.3.17.5 (Remote Grid) Updates to grid topology to minimize risk of ignition in HFTDs Remote GridWLDFRVegetation ContactAggregated | WLDFR | HFTD - Distribution - Tier 2 - 1QU CoRE ¦ 4QU LoRE | Red Flag Warning - Large Fires | Vegetation Contact | Aggregated | 2042 | 5.036e-05 | 1483.0022 | 0.074683 | 2042 | Mitigation | 0.95 | 45 | 0 | esc | 0.00097009 | 4.8853e-08 | 0.00097009 | 4.8853e-08
[79 empty] | WLDFR | HFTD - Distribution - Tier 2 - 3QU CoRE ¦ 5QU LoRE | Red Flag Warning - Large Fires | 2043 | 2.2551e-08 | 2.2551e-08 | 6.9209 | 0.84944 | 3.8632 | 2.2083 | 0 | 0 | 2.3246e-05 | 1.5607e-07 | 0 | 1.5607e-07 | 1.5607e-07 | 0 | 1.5607e-07 | 0 | 5.9343e-07 | 1.3008e-06 | 0 | 1.3008e-06 | 0 | 1.8137e-05 | 3.6273e-05 | 0 | 3.6273e-05 | [12 empty] | 7.3.3.17.5 (Remote Grid) Updates to grid topology to minimize risk of ignition in HFTDs Remote GridWLDFRVegetation ContactAggregated | WLDFR | HFTD - Distribution - Tier 2 - 1QU CoRE ¦ 4QU LoRE | Red Flag Warning - Large Fires | Vegetation Contact | Aggregated | 2043 | 5.036e-05 | 1483.0022 | 0.074683 | 2043 | Mitigation | 0.95 | 45 | 0 | esc | 0.00097009 | 4.8853e-08 | 0.00097009 | 4.8853e-08
[79 empty] | WLDFR | HFTD - Distribution - Tier 2 - 3QU CoRE ¦ 5QU LoRE | Red Flag Warning - Large Fires | 2044 | 2.2551e-08 | 2.2551e-08 | 6.9209 | 0.84944 | 3.8632 | 2.2083 | 0 | 0 | 2.3246e-05 | 1.5607e-07 | 0 | 1.5607e-07 | 1.5607e-07 | 0 | 1.5607e-07 | 0 | 5.9343e-07 | 1.3008e-06 | 0 | 1.3008e-06 | 0 | 1.8137e-05 | 3.6273e-05 | 0 | 3.6273e-05 | [12 empty] | 7.3.3.17.5 (Remote Grid) Updates to grid topology to minimize risk of ignition in HFTDs Remote GridWLDFRVegetation ContactAggregated | WLDFR | HFTD - Distribution - Tier 2 - 1QU CoRE ¦ 4QU LoRE | Red Flag Warning - Large Fires | Vegetation Contact | Aggregated | 2044 | 5.036e-05 | 1483.0022 | 0.074683 | 2044 | Mitigation | 0.95 | 45 | 0 | esc | 0.00097009 | 4.8853e-08 | 0.00097009 | 4.8853e-08
[79 empty] | WLDFR | HFTD - Distribution - Tier 2 - 3QU CoRE ¦ 5QU LoRE | Red Flag Warning - Large Fires | 2045 | 2.2551e-08 | 2.2551e-08 | 6.9209 | 0.84944 | 3.8632 | 2.2083 | 0 | 0 | 2.3246e-05 | 1.5607e-07 | 0 | 1.5607e-07 | 1.5607e-07 | 0 | 1.5607e-07 | 0 | 5.9343e-07 | 1.3008e-06 | 0 | 1.3008e-06 | 0 | 1.8137e-05 | 3.6273e-05 | 0 | 3.6273e-05 | [12 empty] | 7.3.3.17.5 (Remote Grid) Updates to grid topology to minimize risk of ignition in HFTDs Remote GridWLDFRVegetation ContactAggregated | WLDFR | HFTD - Distribution - Tier 2 - 1QU CoRE ¦ 4QU LoRE | Red Flag Warning - Large Fires | Vegetation Contact | Aggregated | 2045 | 5.036e-05 | 1483.0022 | 0.074683 | 2045 | Mitigation | 0.95 | 45 | 0 | esc | 0.00097009 | 4.8853e-08 | 0.00097009 | 4.8853e-08
[79 empty] | WLDFR | HFTD - Distribution - Tier 2 - 3QU CoRE ¦ 5QU LoRE | Red Flag Warning - Large Fires | 2046 | 2.2551e-08 | 2.2551e-08 | 6.9209 | 0.84944 | 3.8632 | 2.2083 | 0 | 0 | 2.3246e-05 | 1.5607e-07 | 0 | 1.5607e-07 | 1.5607e-07 | 0 | 1.5607e-07 | 0 | 5.9343e-07 | 1.3008e-06 | 0 | 1.3008e-06 | 0 | 1.8137e-05 | 3.6273e-05 | 0 | 3.6273e-05 | [12 empty] | 7.3.3.17.5 (Remote Grid) Updates to grid topology to minimize risk of ignition in HFTDs Remote GridWLDFRVegetation ContactAggregated | WLDFR | HFTD - Distribution - Tier 2 - 1QU CoRE ¦ 4QU LoRE | Red Flag Warning - Large Fires | Vegetation Contact | Aggregated | 2046 | 5.036e-05 | 1483.0022 | 0.074683 | 2046 | Mitigation | 0.95 | 45 | 0 | esc | 0.00097009 | 4.8853e-08 | 0.00097009 | 4.8853e-08
[79 empty] | WLDFR | HFTD - Distribution - Tier 2 - 3QU CoRE ¦ 5QU LoRE | Red Flag Warning - Large Fires | 2047 | 2.2551e-08 | 2.2551e-08 | 6.9209 | 0.84944 | 3.8632 | 2.2083 | 0 | 0 | 2.3246e-05 | 1.5607e-07 | 0 | 1.5607e-07 | 1.5607e-07 | 0 | 1.5607e-07 | 0 | 6.2897e-07 | 1.3787e-06 | 0 | 1.3787e-06 | 0 | 1.8942e-05 | 3.7883e-05 | 0 | 3.7883e-05 | [12 empty] | 7.3.3.17.5 (Remote Grid) Updates to grid topology to minimize risk of ignition in HFTDs Remote GridWLDFRVegetation ContactAggregated | WLDFR | HFTD - Distribution - Tier 2 - 1QU CoRE ¦ 4QU LoRE | Red Flag Warning - Large Fires | Vegetation Contact | Aggregated | 2047 | 5.036e-05 | 1483.0022 | 0.074683 | 2047 | Mitigation | 0.95 | 45 | 0 | esc | 0.00097009 | 4.8853e-08 | 0.00097009 | 4.8853e-08
[79 empty] | WLDFR | HFTD - Distribution - Tier 2 - 3QU CoRE ¦ 5QU LoRE | Red Flag Warning - Large Fires | 2048 | 2.2551e-08 | 2.2551e-08 | 7.3713 | 0.88759 | 4.1075 | 2.3763 | 0 | 0 | 2.3246e-05 | 1.6623e-07 | 0 | 1.6623e-07 | 1.6623e-07 | 0 | 1.6623e-07 | 0 | 6.2897e-07 | 1.3787e-06 | 0 | 1.3787e-06 | 0 | 1.8942e-05 | 3.7883e-05 | 0 | 3.7883e-05 | [12 empty] | 7.3.3.17.5 (Remote Grid) Updates to grid topology to minimize risk of ignition in HFTDs Remote GridWLDFRVegetation ContactAggregated | WLDFR | HFTD - Distribution - Tier 2 - 1QU CoRE ¦ 4QU LoRE | Red Flag Warning - Large Fires | Vegetation Contact | Aggregated | 2048 | 5.036e-05 | 1483.0022 | 0.074683 | 2048 | Mitigation | 0.95 | 45 | 0 | esc | 0.00097009 | 4.8853e-08 | 0.00097009 | 4.8853e-08
[79 empty] | WLDFR | HFTD - Distribution - Tier 2 - 3QU CoRE ¦ 5QU LoRE | Red Flag Warning - Large Fires | 2049 | 2.2551e-08 | 2.2551e-08 | 7.3713 | 0.88759 | 4.1075 | 2.3763 | 0 | 0 | 2.3246e-05 | 1.6623e-07 | 0 | 1.6623e-07 | 1.6623e-07 | 0 | 1.6623e-07 | 0 | 6.2897e-07 | 1.3787e-06 | 0 | 1.3787e-06 | 0 | 1.8942e-05 | 3.7883e-05 | 0 | 3.7883e-05 | [12 empty] | 7.3.3.17.5 (Remote Grid) Updates to grid topology to minimize risk of ignition in HFTDs Remote GridWLDFRVegetation ContactAggregated | WLDFR | HFTD - Distribution - Tier 2 - 1QU CoRE ¦ 4QU LoRE | Red Flag Warning - Large Fires | Vegetation Contact | Aggregated | 2049 | 5.036e-05 | 1483.0022 | 0.074683 | 2049 | Mitigation | 0.95 | 45 | 0 | esc | 0.00097009 | 4.8853e-08 | 0.00097009 | 4.8853e-08
[79 empty] | WLDFR | HFTD - Distribution - Tier 2 - 3QU CoRE ¦ 5QU LoRE | Red Flag Warning - Large Fires | 2050 | 2.2551e-08 | 2.2551e-08 | 7.3713 | 0.88759 | 4.1075 | 2.3763 | 0 | 0 | 2.3246e-05 | 1.6623e-07 | 0 | 1.6623e-07 | 1.6623e-07 | 0 | 1.6623e-07 | 0 | 0 | 1.3787e-06 | 0 | 1.3787e-06 | 0 | 1.8942e-05 | 3.7883e-05 | 0 | 3.7883e-05 | [12 empty] | 7.3.3.17.5 (Remote Grid) Updates to grid topology to minimize risk of ignition in HFTDs Remote GridWLDFRVegetation ContactAggregated | WLDFR | HFTD - Distribution - Tier 2 - 1QU CoRE ¦ 4QU LoRE | Red Flag Warning - Large Fires | Vegetation Contact | Aggregated | 2050 | 5.036e-05 | 1483.0022 | 0.074683 | 2050 | Mitigation | 0.95 | 45 | 0 | esc | 0.00097009 | 4.8853e-08 | 0.00097009 | 4.8853e-08
[79 empty] | WLDFR | HFTD - Distribution - Tier 2 - 3QU CoRE ¦ 5QU LoRE | Red Flag Warning - Large Fires | 2051 | 2.2551e-08 | 2.2551e-08 | 7.3713 | 0.88759 | 4.1075 | 2.3763 | 0 | 0 | 2.3246e-05 | 1.6623e-07 | 0 | 1.6623e-07 | 1.6623e-07 | 0 | 1.6623e-07 | 0 | 0 | 0 | 0 | 0 | 0 | 1.8942e-05 | 3.7883e-05 | 0 | 3.7883e-05 | [12 empty] | 7.3.3.17.5 (Remote Grid) Updates to grid topology to minimize risk of ignition in HFTDs Remote GridWLDFRVegetation ContactAggregated | WLDFR | HFTD - Distribution - Tier 2 - 1QU CoRE ¦ 4QU LoRE | Red Flag Warning - Large Fires | Vegetation Contact | Aggregated | 2051 | 5.036e-05 | 1483.0022 | 0.074683 | 2051 | Mitigation | 0.95 | 45 | 0 | esc | 0.00097009 | 4.8853e-08 | 0.00097009 | 4.8853e-08
[79 empty] | WLDFR | HFTD - Distribution - Tier 2 - 3QU CoRE ¦ 5QU LoRE | Red Flag Warning - Large Fires | 2052 | 2.2551e-08 | 2.2551e-08 | 7.3713 | 0.88759 | 4.1075 | 2.3763 | 0 | 0 | 2.3246e-05 | 1.6623e-07 | 0 | 1.6623e-07 | 1.6623e-07 | 0 | 1.6623e-07 | 0 | 7.6282e-07 | 0 | 0 | 0 | 0 | 1.9835e-05 | 3.9671e-05 | 0 | 3.9671e-05 | [12 empty] | 7.3.3.17.5 (Remote Grid) Updates to grid topology to minimize risk of ignition in HFTDs Remote GridWLDFRVegetation ContactAggregated | WLDFR | HFTD - Distribution - Tier 2 - 1QU CoRE ¦ 4QU LoRE | Red Flag Warning - Large Fires | Vegetation Contact | Aggregated | 2052 | 5.036e-05 | 1483.0022 | 0.074683 | 2052 | Mitigation | 0.95 | 45 | 0 | esc | 0.00097009 | 4.8853e-08 | 0.00097009 | 4.8853e-08
[79 empty] | WLDFR | HFTD - Distribution - Tier 2 - 3QU CoRE ¦ 5QU LoRE | Red Flag Warning - Large Fires | 2053 | 2.2551e-08 | 2.2551e-08 | 7.8503 | 0.92702 | 4.3664 | 2.5569 | 0 | 0 | 2.3246e-05 | 1.7703e-07 | 0 | 1.7703e-07 | 1.7703e-07 | 0 | 1.7703e-07 | 0 | 7.8738e-07 | 1.7259e-06 | 0 | 1.7259e-06 | 0 | 1.9835e-05 | 3.9671e-05 | 0 | 3.9671e-05 | [12 empty] | 7.3.3.17.5 (Remote Grid) Updates to grid topology to minimize risk of ignition in HFTDs Remote GridWLDFRVegetation ContactAggregated | WLDFR | HFTD - Distribution - Tier 2 - 1QU CoRE ¦ 4QU LoRE | Red Flag Warning - Large Fires | Vegetation Contact | Aggregated | 2053 | 5.036e-05 | 1483.0022 | 0.074683 | 2053 | Mitigation | 0.95 | 45 | 0 | esc | 0.00097009 | 4.8853e-08 | 0.00097009 | 4.8853e-08
[79 empty] | WLDFR | HFTD - Distribution - Tier 2 - 3QU CoRE ¦ 5QU LoRE | Red Flag Warning - Large Fires | 2054 | 2.2551e-08 | 2.2551e-08 | 7.8503 | 0.92702 | 4.3664 | 2.5569 | 0 | 0 | 2.3246e-05 | 1.7703e-07 | 0 | 1.7703e-07 | 1.7703e-07 | 0 | 1.7703e-07 | 0 | 7.8738e-07 | 1.7259e-06 | 0 | 1.7259e-06 | 0 | 1.9835e-05 | 3.9671e-05 | 0 | 3.9671e-05 | [12 empty] | 7.3.3.17.5 (Remote Grid) Updates to grid topology to minimize risk of ignition in HFTDs Remote GridWLDFRVegetation ContactAggregated | WLDFR | HFTD - Distribution - Tier 2 - 1QU CoRE ¦ 4QU LoRE | Red Flag Warning - Large Fires | Vegetation Contact | Aggregated | 2054 | 5.036e-05 | 1483.0022 | 0.074683 | 2054 | Mitigation | 0.95 | 45 | 0 | esc | 0.00097009 | 4.8853e-08 | 0.00097009 | 4.8853e-08
[79 empty] | WLDFR | HFTD - Distribution - Tier 2 - 3QU CoRE ¦ 5QU LoRE | Red Flag Warning - Large Fires | 2055 | 2.2551e-08 | 2.2551e-08 | 7.8503 | 0.92702 | 4.3664 | 2.5569 | 0 | 0 | 2.3246e-05 | 1.7703e-07 | 0 | 1.7703e-07 | 1.7703e-07 | 0 | 1.7703e-07 | 0 | 7.8738e-07 | 1.7259e-06 | 0 | 1.7259e-06 | 0 | 1.9835e-05 | 3.9671e-05 | 0 | 3.9671e-05 | [12 empty] | 7.3.3.17.5 (Remote Grid) Updates to grid topology to minimize risk of ignition in HFTDs Remote GridWLDFRVegetation ContactAggregated | WLDFR | HFTD - Distribution - Tier 2 - 1QU CoRE ¦ 4QU LoRE | Red Flag Warning - Large Fires | Vegetation Contact | Aggregated | 2055 | 5.036e-05 | 1483.0022 | 0.074683 | 2055 | Mitigation | 0.95 | 45 | 0 | esc | 0.00097009 | 4.8853e-08 | 0.00097009 | 4.8853e-08
[79 empty] | WLDFR | HFTD - Distribution - Tier 2 - 3QU CoRE ¦ 5QU LoRE | Red Flag Warning - Large Fires | 2056 | 2.2551e-08 | 2.2551e-08 | 7.8503 | 0.92702 | 4.3664 | 2.5569 | 0 | 0 | 2.3246e-05 | 1.7703e-07 | 0 | 1.7703e-07 | 1.7703e-07 | 0 | 1.7703e-07 | 0 | 7.8738e-07 | 1.7259e-06 | 0 | 1.7259e-06 | 0 | 1.9835e-05 | 3.9671e-05 | 0 | 3.9671e-05 | [12 empty] | 7.3.3.17.5 (Remote Grid) Updates to grid topology to minimize risk of ignition in HFTDs Remote GridWLDFRVegetation ContactAggregated | WLDFR | HFTD - Distribution - Tier 2 - 1QU CoRE ¦ 4QU LoRE | Red Flag Warning - Large Fires | Vegetation Contact | Aggregated | 2056 | 5.036e-05 | 1483.0022 | 0.074683 | 2056 | Mitigation | 0.95 | 45 | 0 | esc | 0.00097009 | 4.8853e-08 | 0.00097009 | 4.8853e-08
[79 empty] | WLDFR | HFTD - Distribution - Tier 2 - 3QU CoRE ¦ 5QU LoRE | Red Flag Warning - Large Fires | 2057 | 2.2551e-08 | 2.2551e-08 | 7.8503 | 0.92702 | 4.3664 | 2.5569 | 0 | 0 | 2.3246e-05 | 1.7703e-07 | 0 | 1.7703e-07 | 1.7703e-07 | 0 | 1.7703e-07 | 0 | 7.8738e-07 | 1.7259e-06 | 0 | 1.7259e-06 | 0 | 2.0805e-05 | 4.1609e-05 | 0 | 4.1609e-05 | [12 empty] | 7.3.3.17.5 (Remote Grid) Updates to grid topology to minimize risk of ignition in HFTDs Remote GridWLDFRVegetation ContactAggregated | WLDFR | HFTD - Distribution - Tier 2 - 1QU CoRE ¦ 4QU LoRE | Red Flag Warning - Large Fires | Vegetation Contact | Aggregated | 2057 | 5.036e-05 | 1483.0022 | 0.074683 | 2057 | Mitigation | 0.95 | 45 | 0 | esc | 0.00097009 | 4.8853e-08 | 0.00097009 | 4.8853e-08
[79 empty] | WLDFR | HFTD - Distribution - Tier 2 - 3QU CoRE ¦ 5QU LoRE | Red Flag Warning - Large Fires | 2058 | 2.2551e-08 | 2.2551e-08 | 8.3524 | 0.96727 | 4.6367 | 2.7484 | 0 | 0 | 2.3246e-05 | 1.8835e-07 | 0 | 1.8835e-07 | 1.8835e-07 | 0 | 1.8835e-07 | 0 | 8.1869e-07 | 1.7946e-06 | 0 | 1.7946e-06 | 0 | 2.0805e-05 | 4.1609e-05 | 0 | 4.1609e-05 | [12 empty] | 7.3.3.17.5 (Remote Grid) Updates to grid topology to minimize risk of ignition in HFTDs Remote GridWLDFRVegetation ContactAggregated | WLDFR | HFTD - Distribution - Tier 2 - 1QU CoRE ¦ 4QU LoRE | Red Flag Warning - Large Fires | Vegetation Contact | Aggregated | 2058 | 5.036e-05 | 1483.0022 | 0.074683 | 2058 | Mitigation | 0.95 | 45 | 0 | esc | 0.00097009 | 4.8853e-08 | 0.00097009 | 4.8853e-08
[79 empty] | WLDFR | HFTD - Distribution - Tier 2 - 3QU CoRE ¦ 5QU LoRE | Red Flag Warning - Large Fires | 2059 | 2.2551e-08 | 2.2551e-08 | 8.3524 | 0.96727 | 4.6367 | 2.7484 | 0 | 0 | 2.3246e-05 | 1.8835e-07 | 0 | 1.8835e-07 | 1.8835e-07 | 0 | 1.8835e-07 | 0 | 8.1869e-07 | 1.7946e-06 | 0 | 1.7946e-06 | 0 | 2.0805e-05 | 4.1609e-05 | 0 | 4.1609e-05 | [12 empty] | 7.3.3.17.5 (Remote Grid) Updates to grid topology to minimize risk of ignition in HFTDs Remote GridWLDFRVegetation ContactAggregated | WLDFR | HFTD - Distribution - Tier 2 - 1QU CoRE ¦ 4QU LoRE | Red Flag Warning - Large Fires | Vegetation Contact | Aggregated | 2059 | 5.036e-05 | 1483.0022 | 0.074683 | 2059 | Mitigation | 0.95 | 45 | 0 | esc | 0.00097009 | 4.8853e-08 | 0.00097009 | 4.8853e-08
[79 empty] | WLDFR | HFTD - Distribution - Tier 2 - 3QU CoRE ¦ 5QU LoRE | Red Flag Warning - Large Fires | 2060 | 2.2551e-08 | 2.2551e-08 | 8.3524 | 0.96727 | 4.6367 | 2.7484 | 0 | 0 | 2.3246e-05 | 1.8835e-07 | 0 | 1.8835e-07 | 1.8835e-07 | 0 | 1.8835e-07 | 0 | 8.1869e-07 | 1.7946e-06 | 0 | 1.7946e-06 | 0 | 2.0805e-05 | 4.1609e-05 | 0 | 4.1609e-05 | [12 empty] | 7.3.3.17.5 (Remote Grid) Updates to grid topology to minimize risk of ignition in HFTDs Remote GridWLDFRVegetation ContactAggregated | WLDFR | HFTD - Distribution - Tier 2 - 1QU CoRE ¦ 4QU LoRE | Red Flag Warning - Large Fires | Vegetation Contact | Aggregated | 2060 | 5.036e-05 | 1483.0022 | 0.074683 | 2060 | Mitigation | 0.95 | 45 | 0 | esc | 0.00097009 | 4.8853e-08 | 0.00097009 | 4.8853e-08
[79 empty] | WLDFR | HFTD - Distribution - Tier 2 - 3QU CoRE ¦ 5QU LoRE | Red Flag Warning - Large Fires | 2061 | 2.2551e-08 | 2.2551e-08 | 8.3524 | 0.96727 | 4.6367 | 2.7484 | 0 | 0 | 2.3246e-05 | 1.8835e-07 | 0 | 1.8835e-07 | 1.8835e-07 | 0 | 1.8835e-07 | 0 | 8.1869e-07 | 1.7946e-06 | 0 | 1.7946e-06 | 0 | 2.0805e-05 | 4.1609e-05 | 0 | 4.1609e-05 | [12 empty] | 7.3.3.17.5 (Remote Grid) Updates to grid topology to minimize risk of ignition in HFTDs Remote GridWLDFRVegetation ContactAggregated | WLDFR | HFTD - Distribution - Tier 2 - 1QU CoRE ¦ 4QU LoRE | Red Flag Warning - Large Fires | Vegetation Contact | Aggregated | 2061 | 5.036e-05 | 1483.0022 | 0.074683 | 2061 | Mitigation | 0.95 | 45 | 0 | esc | 0.00097009 | 4.8853e-08 | 0.00097009 | 4.8853e-08
[79 empty] | WLDFR | HFTD - Distribution - Tier 2 - 3QU CoRE ¦ 5QU LoRE | Red Flag Warning - Large Fires | 2062 | 2.2551e-08 | 2.2551e-08 | 8.3524 | 0.96727 | 4.6367 | 2.7484 | 0 | 0 | 2.3246e-05 | 1.8835e-07 | 0 | 1.8835e-07 | 1.8835e-07 | 0 | 1.8835e-07 | 0 | 8.1869e-07 | 1.7946e-06 | 0 | 1.7946e-06 | 0 | 2.1836e-05 | 4.3673e-05 | 0 | 4.3673e-05 | [12 empty] | 7.3.3.17.5 (Remote Grid) Updates to grid topology to minimize risk of ignition in HFTDs Remote GridWLDFRVegetation ContactAggregated | WLDFR | HFTD - Distribution - Tier 2 - 1QU CoRE ¦ 4QU LoRE | Red Flag Warning - Large Fires | Vegetation Contact | Aggregated | 2062 | 5.036e-05 | 1483.0022 | 0.074683 | 2062 | Mitigation | 0.95 | 45 | 0 | esc | 0.00097009 | 4.8853e-08 | 0.00097009 | 4.8853e-08
[79 empty] | WLDFR | HFTD - Distribution - Tier 2 - 3QU CoRE ¦ 5QU LoRE | Red Flag Warning - Large Fires | 2063 | 2.2551e-08 | 2.2551e-08 | 8.872 | 1.0079 | 4.9153 | 2.9488 | 0 | 0 | 2.3246e-05 | 2.0007e-07 | 0 | 2.0007e-07 | 2.0007e-07 | 0 | 2.0007e-07 | 0 | 8.5399e-07 | 1.872e-06 | 0 | 1.872e-06 | 0 | 2.1836e-05 | 4.3673e-05 | 0 | 4.3673e-05 | [12 empty] | 7.3.3.17.5 (Remote Grid) Updates to grid topology to minimize risk of ignition in HFTDs Remote GridWLDFRVegetation ContactAggregated | WLDFR | HFTD - Distribution - Tier 2 - 1QU CoRE ¦ 4QU LoRE | Red Flag Warning - Large Fires | Vegetation Contact | Aggregated | 2063 | 5.036e-05 | 1483.0022 | 0.074683 | 2063 | Mitigation | 0.95 | 45 | 0 | esc | 0.00097009 | 4.8853e-08 | 0.00097009 | 4.8853e-08
[79 empty] | WLDFR | HFTD - Distribution - Tier 2 - 3QU CoRE ¦ 5QU LoRE | Red Flag Warning - Large Fires | 2064 | 2.2551e-08 | 2.2551e-08 | 8.872 | 1.0079 | 4.9153 | 2.9488 | 0 | 0 | 2.3246e-05 | 2.0007e-07 | 0 | 2.0007e-07 | 2.0007e-07 | 0 | 2.0007e-07 | 0 | 8.5399e-07 | 1.872e-06 | 0 | 1.872e-06 | 0 | 2.1836e-05 | 4.3673e-05 | 0 | 4.3673e-05 | [12 empty] | 7.3.3.17.5 (Remote Grid) Updates to grid topology to minimize risk of ignition in HFTDs Remote GridWLDFRVegetation ContactAggregated | WLDFR | HFTD - Distribution - Tier 2 - 1QU CoRE ¦ 4QU LoRE | Red Flag Warning - Large Fires | Vegetation Contact | Aggregated | 2064 | 5.036e-05 | 1483.0022 | 0.074683 | 2064 | Mitigation | 0.95 | 45 | 0 | esc | 0.00097009 | 4.8853e-08 | 0.00097009 | 4.8853e-08
[79 empty] | WLDFR | HFTD - Distribution - Tier 2 - 3QU CoRE ¦ 5QU LoRE | Red Flag Warning - Large Fires | 2065 | 2.2551e-08 | 2.2551e-08 | 8.872 | 1.0079 | 4.9153 | 2.9488 | 0 | 0 | 2.3246e-05 | 2.0007e-07 | 0 | 2.0007e-07 | 2.0007e-07 | 0 | 2.0007e-07 | 0 | 8.5399e-07 | 1.872e-06 | 0 | 1.872e-06 | 0 | 2.1836e-05 | 4.3673e-05 | 0 | 4.3673e-05 | [12 empty] | 7.3.3.17.5 (Remote Grid) Updates to grid topology to minimize risk of ignition in HFTDs Remote GridWLDFRVegetation ContactAggregated | WLDFR | HFTD - Distribution - Tier 2 - 1QU CoRE ¦ 4QU LoRE | Red Flag Warning - Large Fires | Vegetation Contact | Aggregated | 2065 | 5.036e-05 | 1483.0022 | 0.074683 | 2065 | Mitigation | 0.95 | 45 | 0 | esc | 0.00097009 | 4.8853e-08 | 0.00097009 | 4.8853e-08
[79 empty] | WLDFR | HFTD - Distribution - Tier 2 - 3QU CoRE ¦ 5QU LoRE | Red Flag Warning - Large Fires | 2066 | 2.2551e-08 | 2.2551e-08 | 8.872 | 1.0079 | 4.9153 | 2.9488 | 0 | 0 | 2.3246e-05 | 2.0007e-07 | 0 | 2.0007e-07 | 2.0007e-07 | 0 | 2.0007e-07 | 0 | 8.5399e-07 | 1.872e-06 | 0 | 1.872e-06 | 0 | 2.1836e-05 | 4.3673e-05 | 0 | 4.3673e-05 | [12 empty] | 7.3.3.17.5 (Remote Grid) Updates to grid topology to minimize risk of ignition in HFTDs Remote GridWLDFRVegetation ContactAggregated | WLDFR | HFTD - Distribution - Tier 2 - 1QU CoRE ¦ 4QU LoRE | Red Flag Warning - Large Fires | Vegetation Contact | Aggregated | 2066 | 5.036e-05 | 1483.0022 | 0.074683 | 2066 | Mitigation | 0.95 | 45 | 0 | esc | 0.00097009 | 4.8853e-08 | 0.00097009 | 4.8853e-08
[79 empty] | WLDFR | HFTD - Distribution - Tier 2 - 3QU CoRE ¦ 5QU LoRE | Red Flag Warning - Large Fires | 2067 | 0 | 2.2551e-08 | 8.872 | 1.0079 | 4.9153 | 2.9488 | 0 | 0 | 2.3246e-05 | 0 | 0 | 0 | 2.0007e-07 | 0 | 2.0007e-07 | 0 | 8.5399e-07 | 1.872e-06 | 0 | 1.872e-06 | 0 | 2.2917e-05 | 4.5834e-05 | 0 | 4.5834e-05 | [12 empty] | 7.3.3.17.5 (Remote Grid) Updates to grid topology to minimize risk of ignition in HFTDs Remote GridWLDFRVegetation ContactAggregated | WLDFR | HFTD - Distribution - Tier 2 - 1QU CoRE ¦ 4QU LoRE | Red Flag Warning - Large Fires | Vegetation Contact | Aggregated | 2067 | 5.036e-05 | 1483.0022 | 0.074683 | 2067 | Mitigation | 0.95 | 45 | 0 | esc | 0 | 0 | 0.00097009 | 4.8853e-08
[79 empty] | WLDFR | HFTD - Distribution - Tier 2 - 3QU CoRE ¦ 5QU LoRE | Red Flag Warning - Small Fires | 2022 | 2.4729e-07 | 0 | 0.077901 | 0.036425 | 0.0015809 | 0.039895 | 0 | 0 | 0.00026354 | 1.9264e-08 | 0 | 1.9264e-08 | 0 | 0 | 0 | 0 | 8.929e-07 | 1.9572e-06 | 0 | 1.9572e-06 | 0 | 2.2917e-05 | 4.5834e-05 | 0 | 4.5834e-05 | [12 empty] | 7.3.3.17.5 (Remote Grid) Updates to grid topology to minimize risk of ignition in HFTDs Remote GridWLDFRContact from objectAggregated | WLDFR | HFTD - Distribution - Tier 2 - 1QU CoRE ¦ 4QU LoRE | Red Flag Warning - Small Fires | Contact from object | Aggregated | 2022 | 1.743e-05 | 1483.0022 | 0.025849 | 2022 | Mitigation | 0.95 | 45 | 0 | esc | 0.00097009 | 1.6908e-08 | 0 | 0
[79 empty] | WLDFR | HFTD - Distribution - Tier 2 - 3QU CoRE ¦ 5QU LoRE | Red Flag Warning - Small Fires | 2023 | 2.4729e-07 | 2.4729e-07 | 0.080408 | 0.03759 | 0.0016314 | 0.041187 | 0 | 0 | 0.00026354 | 1.9884e-08 | 0 | 1.9884e-08 | 1.9884e-08 | 0 | 1.9884e-08 | 0 | 8.929e-07 | 1.9572e-06 | 0 | 1.9572e-06 | 0 | 2.2917e-05 | 4.5834e-05 | 0 | 4.5834e-05 | [12 empty] | 7.3.3.17.5 (Remote Grid) Updates to grid topology to minimize risk of ignition in HFTDs Remote GridWLDFRContact from objectAggregated | WLDFR | HFTD - Distribution - Tier 2 - 1QU CoRE ¦ 4QU LoRE | Red Flag Warning - Small Fires | Contact from object | Aggregated | 2023 | 1.743e-05 | 1483.0022 | 0.025849 | 2023 | Mitigation | 0.95 | 45 | 0 | esc | 0.00097009 | 1.6908e-08 | 0.00097009 | 1.6908e-08
[79 empty] | WLDFR | HFTD - Distribution - Tier 2 - 3QU CoRE ¦ 5QU LoRE | Red Flag Warning - Small Fires | 2024 | 2.4729e-07 | 2.4729e-07 | 0.080408 | 0.03759 | 0.0016314 | 0.041187 | 0 | 0 | 0.00026354 | 1.9884e-08 | 0 | 1.9884e-08 | 1.9884e-08 | 0 | 1.9884e-08 | 0 | 8.929e-07 | 1.9572e-06 | 0 | 1.9572e-06 | 0 | 2.2917e-05 | 4.5834e-05 | 0 | 4.5834e-05 | [12 empty] | 7.3.3.17.5 (Remote Grid) Updates to grid topology to minimize risk of ignition in HFTDs Remote GridWLDFRContact from objectAggregated | WLDFR | HFTD - Distribution - Tier 2 - 1QU CoRE ¦ 4QU LoRE | Red Flag Warning - Small Fires | Contact from object | Aggregated | 2024 | 1.743e-05 | 1483.0022 | 0.025849 | 2024 | Mitigation | 0.95 | 45 | 0 | esc | 0.00097009 | 1.6908e-08 | 0.00097009 | 1.6908e-08
[79 empty] | WLDFR | HFTD - Distribution - Tier 2 - 3QU CoRE ¦ 5QU LoRE | Red Flag Warning - Small Fires | 2025 | 2.4729e-07 | 2.4729e-07 | 0.080408 | 0.03759 | 0.0016314 | 0.041187 | 0 | 0 | 0.00026354 | 1.9884e-08 | 0 | 1.9884e-08 | 1.9884e-08 | 0 | 1.9884e-08 | 0 | 8.929e-07 | 1.9572e-06 | 0 | 1.9572e-06 | 0 | 0 | 4.5834e-05 | 0 | 4.5834e-05 | [12 empty] | 7.3.3.17.5 (Remote Grid) Updates to grid topology to minimize risk of ignition in HFTDs Remote GridWLDFRContact from objectAggregated | WLDFR | HFTD - Distribution - Tier 2 - 1QU CoRE ¦ 4QU LoRE | Red Flag Warning - Small Fires | Contact from object | Aggregated | 2025 | 1.743e-05 | 1483.0022 | 0.025849 | 2025 | Mitigation | 0.95 | 45 | 0 | esc | 0.00097009 | 1.6908e-08 | 0.00097009 | 1.6908e-08
[79 empty] | WLDFR | HFTD - Distribution - Tier 2 - 3QU CoRE ¦ 5QU LoRE | Red Flag Warning - Small Fires | 2026 | 2.4729e-07 | 2.4729e-07 | 0.080408 | 0.03759 | 0.0016314 | 0.041187 | 0 | 0 | 0.00026354 | 1.9884e-08 | 0 | 1.9884e-08 | 1.9884e-08 | 0 | 1.9884e-08 | 0 | 8.929e-07 | 1.9572e-06 | 0 | 1.9572e-06 | 0 | 0 | 0 | 0 | 0 | [12 empty] | 7.3.3.17.5 (Remote Grid) Updates to grid topology to minimize risk of ignition in HFTDs Remote GridWLDFRContact from objectAggregated | WLDFR | HFTD - Distribution - Tier 2 - 1QU CoRE ¦ 4QU LoRE | Red Flag Warning - Small Fires | Contact from object | Aggregated | 2026 | 1.743e-05 | 1483.0022 | 0.025849 | 2026 | Mitigation | 0.95 | 45 | 0 | esc | 0.00097009 | 1.6908e-08 | 0.00097009 | 1.6908e-08
[79 empty] | WLDFR | HFTD - Distribution - Tier 2 - 3QU CoRE ¦ 5QU LoRE | Red Flag Warning - Small Fires | 2027 | 2.4729e-07 | 2.4729e-07 | 0.080408 | 0.03759 | 0.0016314 | 0.041187 | 0 | 0 | 0.00026354 | 1.9884e-08 | 0 | 1.9884e-08 | 1.9884e-08 | 0 | 1.9884e-08 | 0 | 9.3502e-07 | 2.0496e-06 | 0 | 2.0496e-06 | 0 | 0 | 0 | 0 | 0 | [12 empty] | 7.3.3.17.5 (Remote Grid) Updates to grid topology to minimize risk of ignition in HFTDs Remote GridWLDFRContact from objectAggregated | WLDFR | HFTD - Distribution - Tier 2 - 1QU CoRE ¦ 4QU LoRE | Red Flag Warning - Small Fires | Contact from object | Aggregated | 2027 | 1.743e-05 | 1483.0022 | 0.025849 | 2027 | Mitigation | 0.95 | 45 | 0 | esc | 0.00097009 | 1.6908e-08 | 0.00097009 | 1.6908e-08
[79 empty] | WLDFR | HFTD - Distribution - Tier 2 - 3QU CoRE ¦ 5QU LoRE | Red Flag Warning - Small Fires | 2028 | 2.4729e-07 | 2.4729e-07 | 0.083606 | 0.039055 | 0.001695 | 0.042856 | 0 | 0 | 0.00026354 | 2.0675e-08 | 0 | 2.0675e-08 | 2.0675e-08 | 0 | 2.0675e-08 | 0 | 9.3502e-07 | 2.0496e-06 | 0 | 2.0496e-06 | 0 | 1.0487e-06 | 0 | 0 | 0 | [12 empty] | 7.3.3.17.5 (Remote Grid) Updates to grid topology to minimize risk of ignition in HFTDs Remote GridWLDFRContact from objectAggregated | WLDFR | HFTD - Distribution - Tier 2 - 1QU CoRE ¦ 4QU LoRE | Red Flag Warning - Small Fires | Contact from object | Aggregated | 2028 | 1.743e-05 | 1483.0022 | 0.025849 | 2028 | Mitigation | 0.95 | 45 | 0 | esc | 0.00097009 | 1.6908e-08 | 0.00097009 | 1.6908e-08
[79 empty] | WLDFR | HFTD - Distribution - Tier 2 - 3QU CoRE ¦ 5QU LoRE | Red Flag Warning - Small Fires | 2029 | 2.4729e-07 | 2.4729e-07 | 0.083606 | 0.039055 | 0.001695 | 0.042856 | 0 | 0 | 0.00026354 | 2.0675e-08 | 0 | 2.0675e-08 | 2.0675e-08 | 0 | 2.0675e-08 | 0 | 9.3502e-07 | 2.0496e-06 | 0 | 2.0496e-06 | 0 | 1.0956e-06 | 2.1911e-06 | 0 | 2.1911e-06 | [12 empty] | 7.3.3.17.5 (Remote Grid) Updates to grid topology to minimize risk of ignition in HFTDs Remote GridWLDFRContact from objectAggregated | WLDFR | HFTD - Distribution - Tier 2 - 1QU CoRE ¦ 4QU LoRE | Red Flag Warning - Small Fires | Contact from object | Aggregated | 2029 | 1.743e-05 | 1483.0022 | 0.025849 | 2029 | Mitigation | 0.95 | 45 | 0 | esc | 0.00097009 | 1.6908e-08 | 0.00097009 | 1.6908e-08
[79 empty] | WLDFR | HFTD - Distribution - Tier 2 - 3QU CoRE ¦ 5QU LoRE | Red Flag Warning - Small Fires | 2030 | 2.4729e-07 | 2.4729e-07 | 0.083606 | 0.039055 | 0.001695 | 0.042856 | 0 | 0 | 0.00026354 | 2.0675e-08 | 0 | 2.0675e-08 | 2.0675e-08 | 0 | 2.0675e-08 | 0 | 9.3502e-07 | 2.0496e-06 | 0 | 2.0496e-06 | 0 | 1.0956e-06 | 2.1911e-06 | 0 | 2.1911e-06 | [12 empty] | 7.3.3.17.5 (Remote Grid) Updates to grid topology to minimize risk of ignition in HFTDs Remote GridWLDFRContact from objectAggregated | WLDFR | HFTD - Distribution - Tier 2 - 1QU CoRE ¦ 4QU LoRE | Red Flag Warning - Small Fires | Contact from object | Aggregated | 2030 | 1.743e-05 | 1483.0022 | 0.025849 | 2030 | Mitigation | 0.95 | 45 | 0 | esc | 0.00097009 | 1.6908e-08 | 0.00097009 | 1.6908e-08
[79 empty] | WLDFR | HFTD - Distribution - Tier 2 - 3QU CoRE ¦ 5QU LoRE | Red Flag Warning - Small Fires | 2031 | 2.4729e-07 | 2.4729e-07 | 0.083606 | 0.039055 | 0.001695 | 0.042856 | 0 | 0 | 0.00026354 | 2.0675e-08 | 0 | 2.0675e-08 | 2.0675e-08 | 0 | 2.0675e-08 | 0 | 9.3502e-07 | 2.0496e-06 | 0 | 2.0496e-06 | 0 | 1.0956e-06 | 2.1911e-06 | 0 | 2.1911e-06 | [12 empty] | 7.3.3.17.5 (Remote Grid) Updates to grid topology to minimize risk of ignition in HFTDs Remote GridWLDFRContact from objectAggregated | WLDFR | HFTD - Distribution - Tier 2 - 1QU CoRE ¦ 4QU LoRE | Red Flag Warning - Small Fires | Contact from object | Aggregated | 2031 | 1.743e-05 | 1483.0022 | 0.025849 | 2031 | Mitigation | 0.95 | 45 | 0 | esc | 0.00097009 | 1.6908e-08 | 0.00097009 | 1.6908e-08
[79 empty] | WLDFR | HFTD - Distribution - Tier 2 - 3QU CoRE ¦ 5QU LoRE | Red Flag Warning - Small Fires | 2032 | 2.4729e-07 | 2.4729e-07 | 0.083606 | 0.039055 | 0.001695 | 0.042856 | 0 | 0 | 0.00026354 | 2.0675e-08 | 0 | 2.0675e-08 | 2.0675e-08 | 0 | 2.0675e-08 | 0 | 9.7992e-07 | 2.148e-06 | 0 | 2.148e-06 | 0 | 1.0956e-06 | 2.1911e-06 | 0 | 2.1911e-06 | [12 empty] | 7.3.3.17.5 (Remote Grid) Updates to grid topology to minimize risk of ignition in HFTDs Remote GridWLDFRContact from objectAggregated | WLDFR | HFTD - Distribution - Tier 2 - 1QU CoRE ¦ 4QU LoRE | Red Flag Warning - Small Fires | Contact from object | Aggregated | 2032 | 1.743e-05 | 1483.0022 | 0.025849 | 2032 | Mitigation | 0.95 | 45 | 0 | esc | 0.00097009 | 1.6908e-08 | 0.00097009 | 1.6908e-08
[79 empty] | WLDFR | HFTD - Distribution - Tier 2 - 3QU CoRE ¦ 5QU LoRE | Red Flag Warning - Small Fires | 2033 | 2.4729e-07 | 2.4729e-07 | 0.087211 | 0.040679 | 0.0017655 | 0.044766 | 0 | 0 | 0.00026354 | 2.1566e-08 | 0 | 2.1566e-08 | 2.1566e-08 | 0 | 2.1566e-08 | 0 | 9.7992e-07 | 2.148e-06 | 0 | 2.148e-06 | 0 | 1.0956e-06 | 2.1911e-06 | 0 | 2.1911e-06 | [12 empty] | 7.3.3.17.5 (Remote Grid) Updates to grid topology to minimize risk of ignition in HFTDs Remote GridWLDFRContact from objectAggregated | WLDFR | HFTD - Distribution - Tier 2 - 1QU CoRE ¦ 4QU LoRE | Red Flag Warning - Small Fires | Contact from object | Aggregated | 2033 | 1.743e-05 | 1483.0022 | 0.025849 | 2033 | Mitigation | 0.95 | 45 | 0 | esc | 0.00097009 | 1.6908e-08 | 0.00097009 | 1.6908e-08
[79 empty] | WLDFR | HFTD - Distribution - Tier 2 - 3QU CoRE ¦ 5QU LoRE | Red Flag Warning - Small Fires | 2034 | 2.4729e-07 | 2.4729e-07 | 0.087211 | 0.040679 | 0.0017655 | 0.044766 | 0 | 0 | 0.00026354 | 2.1566e-08 | 0 | 2.1566e-08 | 2.1566e-08 | 0 | 2.1566e-08 | 0 | 9.7992e-07 | 2.148e-06 | 0 | 2.148e-06 | 0 | 1.156e-06 | 2.312e-06 | 0 | 2.312e-06 | [12 empty] | 7.3.3.17.5 (Remote Grid) Updates to grid topology to minimize risk of ignition in HFTDs Remote GridWLDFRContact from objectAggregated | WLDFR | HFTD - Distribution - Tier 2 - 1QU CoRE ¦ 4QU LoRE | Red Flag Warning - Small Fires | Contact from object | Aggregated | 2034 | 1.743e-05 | 1483.0022 | 0.025849 | 2034 | Mitigation | 0.95 | 45 | 0 | esc | 0.00097009 | 1.6908e-08 | 0.00097009 | 1.6908e-08
[79 empty] | WLDFR | HFTD - Distribution - Tier 2 - 3QU CoRE ¦ 5QU LoRE | Red Flag Warning - Small Fires | 2035 | 2.4729e-07 | 2.4729e-07 | 0.087211 | 0.040679 | 0.0017655 | 0.044766 | 0 | 0 | 0.00026354 | 2.1566e-08 | 0 | 2.1566e-08 | 2.1566e-08 | 0 | 2.1566e-08 | 0 | 9.7992e-07 | 2.148e-06 | 0 | 2.148e-06 | 0 | 1.156e-06 | 2.312e-06 | 0 | 2.312e-06 | [12 empty] | 7.3.3.17.5 (Remote Grid) Updates to grid topology to minimize risk of ignition in HFTDs Remote GridWLDFRContact from objectAggregated | WLDFR | HFTD - Distribution - Tier 2 - 1QU CoRE ¦ 4QU LoRE | Red Flag Warning - Small Fires | Contact from object | Aggregated | 2035 | 1.743e-05 | 1483.0022 | 0.025849 | 2035 | Mitigation | 0.95 | 45 | 0 | esc | 0.00097009 | 1.6908e-08 | 0.00097009 | 1.6908e-08
[79 empty] | WLDFR | HFTD - Distribution - Tier 2 - 3QU CoRE ¦ 5QU LoRE | Red Flag Warning - Small Fires | 2036 | 2.4729e-07 | 2.4729e-07 | 0.087211 | 0.040679 | 0.0017655 | 0.044766 | 0 | 0 | 0.00026354 | 2.1566e-08 | 0 | 2.1566e-08 | 2.1566e-08 | 0 | 2.1566e-08 | 0 | 9.7992e-07 | 2.148e-06 | 0 | 2.148e-06 | 0 | 1.156e-06 | 2.312e-06 | 0 | 2.312e-06 | [12 empty] | 7.3.3.17.5 (Remote Grid) Updates to grid topology to minimize risk of ignition in HFTDs Remote GridWLDFRContact from objectAggregated | WLDFR | HFTD - Distribution - Tier 2 - 1QU CoRE ¦ 4QU LoRE | Red Flag Warning - Small Fires | Contact from object | Aggregated | 2036 | 1.743e-05 | 1483.0022 | 0.025849 | 2036 | Mitigation | 0.95 | 45 | 0 | esc | 0.00097009 | 1.6908e-08 | 0.00097009 | 1.6908e-08
[79 empty] | WLDFR | HFTD - Distribution - Tier 2 - 3QU CoRE ¦ 5QU LoRE | Red Flag Warning - Small Fires | 2037 | 2.4729e-07 | 2.4729e-07 | 0.087211 | 0.040679 | 0.0017655 | 0.044766 | 0 | 0 | 0.00026354 | 2.1566e-08 | 0 | 2.1566e-08 | 2.1566e-08 | 0 | 2.1566e-08 | 0 | 1.0272e-06 | 2.2515e-06 | 0 | 2.2515e-06 | 0 | 1.156e-06 | 2.312e-06 | 0 | 2.312e-06 | [12 empty] | 7.3.3.17.5 (Remote Grid) Updates to grid topology to minimize risk of ignition in HFTDs Remote GridWLDFRContact from objectAggregated | WLDFR | HFTD - Distribution - Tier 2 - 1QU CoRE ¦ 4QU LoRE | Red Flag Warning - Small Fires | Contact from object | Aggregated | 2037 | 1.743e-05 | 1483.0022 | 0.025849 | 2037 | Mitigation | 0.95 | 45 | 0 | esc | 0.00097009 | 1.6908e-08 | 0.00097009 | 1.6908e-08
[79 empty] | WLDFR | HFTD - Distribution - Tier 2 - 3QU CoRE ¦ 5QU LoRE | Red Flag Warning - Small Fires | 2038 | 2.4729e-07 | 2.4729e-07 | 0.091184 | 0.042438 | 0.0018418 | 0.046905 | 0 | 0 | 0.00026354 | 2.2549e-08 | 0 | 2.2549e-08 | 2.2549e-08 | 0 | 2.2549e-08 | 0 | 1.0272e-06 | 2.2515e-06 | 0 | 2.2515e-06 | 0 | 1.156e-06 | 2.312e-06 | 0 | 2.312e-06 | [12 empty] | 7.3.3.17.5 (Remote Grid) Updates to grid topology to minimize risk of ignition in HFTDs Remote GridWLDFRContact from objectAggregated | WLDFR | HFTD - Distribution - Tier 2 - 1QU CoRE ¦ 4QU LoRE | Red Flag Warning - Small Fires | Contact from object | Aggregated | 2038 | 1.743e-05 | 1483.0022 | 0.025849 | 2038 | Mitigation | 0.95 | 45 | 0 | esc | 0.00097009 | 1.6908e-08 | 0.00097009 | 1.6908e-08
[79 empty] | WLDFR | HFTD - Distribution - Tier 2 - 3QU CoRE ¦ 5QU LoRE | Red Flag Warning - Small Fires | 2039 | 2.4729e-07 | 2.4729e-07 | 0.091184 | 0.042438 | 0.0018418 | 0.046905 | 0 | 0 | 0.00026354 | 2.2549e-08 | 0 | 2.2549e-08 | 2.2549e-08 | 0 | 2.2549e-08 | 0 | 1.0272e-06 | 2.2515e-06 | 0 | 2.2515e-06 | 0 | 1.2247e-06 | 2.4495e-06 | 0 | 2.4495e-06 | [12 empty] | 7.3.3.17.5 (Remote Grid) Updates to grid topology to minimize risk of ignition in HFTDs Remote GridWLDFRContact from objectAggregated | WLDFR | HFTD - Distribution - Tier 2 - 1QU CoRE ¦ 4QU LoRE | Red Flag Warning - Small Fires | Contact from object | Aggregated | 2039 | 1.743e-05 | 1483.0022 | 0.025849 | 2039 | Mitigation | 0.95 | 45 | 0 | esc | 0.00097009 | 1.6908e-08 | 0.00097009 | 1.6908e-08
[79 empty] | WLDFR | HFTD - Distribution - Tier 2 - 3QU CoRE ¦ 5QU LoRE | Red Flag Warning - Small Fires | 2040 | 2.4729e-07 | 2.4729e-07 | 0.091184 | 0.042438 | 0.0018418 | 0.046905 | 0 | 0 | 0.00026354 | 2.2549e-08 | 0 | 2.2549e-08 | 2.2549e-08 | 0 | 2.2549e-08 | 0 | 1.0272e-06 | 2.2515e-06 | 0 | 2.2515e-06 | 0 | 1.2247e-06 | 2.4495e-06 | 0 | 2.4495e-06 | [12 empty] | 7.3.3.17.5 (Remote Grid) Updates to grid topology to minimize risk of ignition in HFTDs Remote GridWLDFRContact from objectAggregated | WLDFR | HFTD - Distribution - Tier 2 - 1QU CoRE ¦ 4QU LoRE | Red Flag Warning - Small Fires | Contact from object | Aggregated | 2040 | 1.743e-05 | 1483.0022 | 0.025849 | 2040 | Mitigation | 0.95 | 45 | 0 | esc | 0.00097009 | 1.6908e-08 | 0.00097009 | 1.6908e-08
[79 empty] | WLDFR | HFTD - Distribution - Tier 2 - 3QU CoRE ¦ 5QU LoRE | Red Flag Warning - Small Fires | 2041 | 2.4729e-07 | 2.4729e-07 | 0.091184 | 0.042438 | 0.0018418 | 0.046905 | 0 | 0 | 0.00026354 | 2.2549e-08 | 0 | 2.2549e-08 | 2.2549e-08 | 0 | 2.2549e-08 | 0 | 1.0272e-06 | 2.2515e-06 | 0 | 2.2515e-06 | 0 | 1.2247e-06 | 2.4495e-06 | 0 | 2.4495e-06 | [12 empty] | 7.3.3.17.5 (Remote Grid) Updates to grid topology to minimize risk of ignition in HFTDs Remote GridWLDFRContact from objectAggregated | WLDFR | HFTD - Distribution - Tier 2 - 1QU CoRE ¦ 4QU LoRE | Red Flag Warning - Small Fires | Contact from object | Aggregated | 2041 | 1.743e-05 | 1483.0022 | 0.025849 | 2041 | Mitigation | 0.95 | 45 | 0 | esc | 0.00097009 | 1.6908e-08 | 0.00097009 | 1.6908e-08
[79 empty] | WLDFR | HFTD - Distribution - Tier 2 - 3QU CoRE ¦ 5QU LoRE | Red Flag Warning - Small Fires | 2042 | 2.4729e-07 | 2.4729e-07 | 0.091184 | 0.042438 | 0.0018418 | 0.046905 | 0 | 0 | 0.00026354 | 2.2549e-08 | 0 | 2.2549e-08 | 2.2549e-08 | 0 | 2.2549e-08 | 0 | 1.0762e-06 | 2.359e-06 | 0 | 2.359e-06 | 0 | 1.2247e-06 | 2.4495e-06 | 0 | 2.4495e-06 | [12 empty] | 7.3.3.17.5 (Remote Grid) Updates to grid topology to minimize risk of ignition in HFTDs Remote GridWLDFRContact from objectAggregated | WLDFR | HFTD - Distribution - Tier 2 - 1QU CoRE ¦ 4QU LoRE | Red Flag Warning - Small Fires | Contact from object | Aggregated | 2042 | 1.743e-05 | 1483.0022 | 0.025849 | 2042 | Mitigation | 0.95 | 45 | 0 | esc | 0.00097009 | 1.6908e-08 | 0.00097009 | 1.6908e-08
[79 empty] | WLDFR | HFTD - Distribution - Tier 2 - 3QU CoRE ¦ 5QU LoRE | Red Flag Warning - Small Fires | 2043 | 2.4729e-07 | 2.4729e-07 | 0.095486 | 0.044306 | 0.0019228 | 0.049257 | 0 | 0 | 0.00026354 | 2.3613e-08 | 0 | 2.3613e-08 | 2.3613e-08 | 0 | 2.3613e-08 | 0 | 1.0762e-06 | 2.359e-06 | 0 | 2.359e-06 | 0 | 1.2247e-06 | 2.4495e-06 | 0 | 2.4495e-06 | [12 empty] | 7.3.3.17.5 (Remote Grid) Updates to grid topology to minimize risk of ignition in HFTDs Remote GridWLDFRContact from objectAggregated | WLDFR | HFTD - Distribution - Tier 2 - 1QU CoRE ¦ 4QU LoRE | Red Flag Warning - Small Fires | Contact from object | Aggregated | 2043 | 1.743e-05 | 1483.0022 | 0.025849 | 2043 | Mitigation | 0.95 | 45 | 0 | esc | 0.00097009 | 1.6908e-08 | 0.00097009 | 1.6908e-08
[79 empty] | WLDFR | HFTD - Distribution - Tier 2 - 3QU CoRE ¦ 5QU LoRE | Red Flag Warning - Small Fires | 2044 | 2.4729e-07 | 2.4729e-07 | 0.095486 | 0.044306 | 0.0019228 | 0.049257 | 0 | 0 | 0.00026354 | 2.3613e-08 | 0 | 2.3613e-08 | 2.3613e-08 | 0 | 2.3613e-08 | 0 | 1.0762e-06 | 2.359e-06 | 0 | 2.359e-06 | 0 | 1.3012e-06 | 2.6025e-06 | 0 | 2.6025e-06 | [12 empty] | 7.3.3.17.5 (Remote Grid) Updates to grid topology to minimize risk of ignition in HFTDs Remote GridWLDFRContact from objectAggregated | WLDFR | HFTD - Distribution - Tier 2 - 1QU CoRE ¦ 4QU LoRE | Red Flag Warning - Small Fires | Contact from object | Aggregated | 2044 | 1.743e-05 | 1483.0022 | 0.025849 | 2044 | Mitigation | 0.95 | 45 | 0 | esc | 0.00097009 | 1.6908e-08 | 0.00097009 | 1.6908e-08
[79 empty] | WLDFR | HFTD - Distribution - Tier 2 - 3QU CoRE ¦ 5QU LoRE | Red Flag Warning - Small Fires | 2045 | 2.4729e-07 | 2.4729e-07 | 0.095486 | 0.044306 | 0.0019228 | 0.049257 | 0 | 0 | 0.00026354 | 2.3613e-08 | 0 | 2.3613e-08 | 2.3613e-08 | 0 | 2.3613e-08 | 0 | 1.0762e-06 | 2.359e-06 | 0 | 2.359e-06 | 0 | 1.3012e-06 | 2.6025e-06 | 0 | 2.6025e-06 | [12 empty] | 7.3.3.17.5 (Remote Grid) Updates to grid topology to minimize risk of ignition in HFTDs Remote GridWLDFRContact from objectAggregated | WLDFR | HFTD - Distribution - Tier 2 - 1QU CoRE ¦ 4QU LoRE | Red Flag Warning - Small Fires | Contact from object | Aggregated | 2045 | 1.743e-05 | 1483.0022 | 0.025849 | 2045 | Mitigation | 0.95 | 45 | 0 | esc | 0.00097009 | 1.6908e-08 | 0.00097009 | 1.6908e-08
[79 empty] | WLDFR | HFTD - Distribution - Tier 2 - 3QU CoRE ¦ 5QU LoRE | Red Flag Warning - Small Fires | 2046 | 2.4729e-07 | 2.4729e-07 | 0.095486 | 0.044306 | 0.0019228 | 0.049257 | 0 | 0 | 0.00026354 | 2.3613e-08 | 0 | 2.3613e-08 | 2.3613e-08 | 0 | 2.3613e-08 | 0 | 1.0762e-06 | 2.359e-06 | 0 | 2.359e-06 | 0 | 1.3012e-06 | 2.6025e-06 | 0 | 2.6025e-06 | [12 empty] | 7.3.3.17.5 (Remote Grid) Updates to grid topology to minimize risk of ignition in HFTDs Remote GridWLDFRContact from objectAggregated | WLDFR | HFTD - Distribution - Tier 2 - 1QU CoRE ¦ 4QU LoRE | Red Flag Warning - Small Fires | Contact from object | Aggregated | 2046 | 1.743e-05 | 1483.0022 | 0.025849 | 2046 | Mitigation | 0.95 | 45 | 0 | esc | 0.00097009 | 1.6908e-08 | 0.00097009 | 1.6908e-08
[79 empty] | WLDFR | HFTD - Distribution - Tier 2 - 3QU CoRE ¦ 5QU LoRE | Red Flag Warning - Small Fires | 2047 | 2.4729e-07 | 2.4729e-07 | 0.095486 | 0.044306 | 0.0019228 | 0.049257 | 0 | 0 | 0.00026354 | 2.3613e-08 | 0 | 2.3613e-08 | 2.3613e-08 | 0 | 2.3613e-08 | 0 | 1.1265e-06 | 2.4693e-06 | 0 | 2.4693e-06 | 0 | 1.3012e-06 | 2.6025e-06 | 0 | 2.6025e-06 | [12 empty] | 7.3.3.17.5 (Remote Grid) Updates to grid topology to minimize risk of ignition in HFTDs Remote GridWLDFRContact from objectAggregated | WLDFR | HFTD - Distribution - Tier 2 - 1QU CoRE ¦ 4QU LoRE | Red Flag Warning - Small Fires | Contact from object | Aggregated | 2047 | 1.743e-05 | 1483.0022 | 0.025849 | 2047 | Mitigation | 0.95 | 45 | 0 | esc | 0.00097009 | 1.6908e-08 | 0.00097009 | 1.6908e-08
[79 empty] | WLDFR | HFTD - Distribution - Tier 2 - 3QU CoRE ¦ 5QU LoRE | Red Flag Warning - Small Fires | 2048 | 2.4729e-07 | 2.4729e-07 | 0.10007 | 0.04626 | 0.0020076 | 0.051804 | 0 | 0 | 0.00026354 | 2.4747e-08 | 0 | 2.4747e-08 | 2.4747e-08 | 0 | 2.4747e-08 | 0 | 1.1265e-06 | 2.4693e-06 | 0 | 2.4693e-06 | 0 | 1.3012e-06 | 2.6025e-06 | 0 | 2.6025e-06 | [12 empty] | 7.3.3.17.5 (Remote Grid) Updates to grid topology to minimize risk of ignition in HFTDs Remote GridWLDFRContact from objectAggregated | WLDFR | HFTD - Distribution - Tier 2 - 1QU CoRE ¦ 4QU LoRE | Red Flag Warning - Small Fires | Contact from object | Aggregated | 2048 | 1.743e-05 | 1483.0022 | 0.025849 | 2048 | Mitigation | 0.95 | 45 | 0 | esc | 0.00097009 | 1.6908e-08 | 0.00097009 | 1.6908e-08
[79 empty] | WLDFR | HFTD - Distribution - Tier 2 - 3QU CoRE ¦ 5QU LoRE | Red Flag Warning - Small Fires | 2049 | 2.4729e-07 | 2.4729e-07 | 0.10007 | 0.04626 | 0.0020076 | 0.051804 | 0 | 0 | 0.00026354 | 2.4747e-08 | 0 | 2.4747e-08 | 2.4747e-08 | 0 | 2.4747e-08 | 0 | 1.1265e-06 | 2.4693e-06 | 0 | 2.4693e-06 | 0 | 1.3849e-06 | 2.7698e-06 | 0 | 2.7698e-06 | [12 empty] | 7.3.3.17.5 (Remote Grid) Updates to grid topology to minimize risk of ignition in HFTDs Remote GridWLDFRContact from objectAggregated | WLDFR | HFTD - Distribution - Tier 2 - 1QU CoRE ¦ 4QU LoRE | Red Flag Warning - Small Fires | Contact from object | Aggregated | 2049 | 1.743e-05 | 1483.0022 | 0.025849 | 2049 | Mitigation | 0.95 | 45 | 0 | esc | 0.00097009 | 1.6908e-08 | 0.00097009 | 1.6908e-08
[79 empty] | WLDFR | HFTD - Distribution - Tier 2 - 3QU CoRE ¦ 5QU LoRE | Red Flag Warning - Small Fires | 2050 | 2.4729e-07 | 2.4729e-07 | 0.10007 | 0.04626 | 0.0020076 | 0.051804 | 0 | 0 | 0.00026354 | 2.4747e-08 | 0 | 2.4747e-08 | 2.4747e-08 | 0 | 2.4747e-08 | 0 | 1.1265e-06 | 2.4693e-06 | 0 | 2.4693e-06 | 0 | 1.3849e-06 | 2.7698e-06 | 0 | 2.7698e-06 | [12 empty] | 7.3.3.17.5 (Remote Grid) Updates to grid topology to minimize risk of ignition in HFTDs Remote GridWLDFRContact from objectAggregated | WLDFR | HFTD - Distribution - Tier 2 - 1QU CoRE ¦ 4QU LoRE | Red Flag Warning - Small Fires | Contact from object | Aggregated | 2050 | 1.743e-05 | 1483.0022 | 0.025849 | 2050 | Mitigation | 0.95 | 45 | 0 | esc | 0.00097009 | 1.6908e-08 | 0.00097009 | 1.6908e-08
[79 empty] | WLDFR | HFTD - Distribution - Tier 2 - 3QU CoRE ¦ 5QU LoRE | Red Flag Warning - Small Fires | 2051 | 2.4729e-07 | 2.4729e-07 | 0.10007 | 0.04626 | 0.0020076 | 0.051804 | 0 | 0 | 0.00026354 | 2.4747e-08 | 0 | 2.4747e-08 | 2.4747e-08 | 0 | 2.4747e-08 | 0 | 1.1265e-06 | 2.4693e-06 | 0 | 2.4693e-06 | 0 | 1.3849e-06 | 2.7698e-06 | 0 | 2.7698e-06 | [12 empty] | 7.3.3.17.5 (Remote Grid) Updates to grid topology to minimize risk of ignition in HFTDs Remote GridWLDFRContact from objectAggregated | WLDFR | HFTD - Distribution - Tier 2 - 1QU CoRE ¦ 4QU LoRE | Red Flag Warning - Small Fires | Contact from object | Aggregated | 2051 | 1.743e-05 | 1483.0022 | 0.025849 | 2051 | Mitigation | 0.95 | 45 | 0 | esc | 0.00097009 | 1.6908e-08 | 0.00097009 | 1.6908e-08
[79 empty] | WLDFR | HFTD - Distribution - Tier 2 - 3QU CoRE ¦ 5QU LoRE | Red Flag Warning - Small Fires | 2052 | 2.4729e-07 | 2.4729e-07 | 0.10007 | 0.04626 | 0.0020076 | 0.051804 | 0 | 0 | 0.00026354 | 2.4747e-08 | 0 | 2.4747e-08 | 2.4747e-08 | 0 | 2.4747e-08 | 0 | 1.1774e-06 | 2.581e-06 | 0 | 2.581e-06 | 0 | 1.3849e-06 | 2.7698e-06 | 0 | 2.7698e-06 | [12 empty] | 7.3.3.17.5 (Remote Grid) Updates to grid topology to minimize risk of ignition in HFTDs Remote GridWLDFRContact from objectAggregated | WLDFR | HFTD - Distribution - Tier 2 - 1QU CoRE ¦ 4QU LoRE | Red Flag Warning - Small Fires | Contact from object | Aggregated | 2052 | 1.743e-05 | 1483.0022 | 0.025849 | 2052 | Mitigation | 0.95 | 45 | 0 | esc | 0.00097009 | 1.6908e-08 | 0.00097009 | 1.6908e-08
[79 empty] | WLDFR | HFTD - Distribution - Tier 2 - 3QU CoRE ¦ 5QU LoRE | Red Flag Warning - Small Fires | 2053 | 2.4729e-07 | 2.4729e-07 | 0.10489 | 0.048274 | 0.002095 | 0.054525 | 0 | 0 | 0.00026354 | 2.5939e-08 | 0 | 2.5939e-08 | 2.5939e-08 | 0 | 2.5939e-08 | 0 | 1.1774e-06 | 2.581e-06 | 0 | 2.581e-06 | 0 | 1.3849e-06 | 2.7698e-06 | 0 | 2.7698e-06 | [12 empty] | 7.3.3.17.5 (Remote Grid) Updates to grid topology to minimize risk of ignition in HFTDs Remote GridWLDFRContact from objectAggregated | WLDFR | HFTD - Distribution - Tier 2 - 1QU CoRE ¦ 4QU LoRE | Red Flag Warning - Small Fires | Contact from object | Aggregated | 2053 | 1.743e-05 | 1483.0022 | 0.025849 | 2053 | Mitigation | 0.95 | 45 | 0 | esc | 0.00097009 | 1.6908e-08 | 0.00097009 | 1.6908e-08
[79 empty] | WLDFR | HFTD - Distribution - Tier 2 - 3QU CoRE ¦ 5QU LoRE | Red Flag Warning - Small Fires | 2054 | 2.4729e-07 | 2.4729e-07 | 0.10489 | 0.048274 | 0.002095 | 0.054525 | 0 | 0 | 0.00026354 | 2.5939e-08 | 0 | 2.5939e-08 | 2.5939e-08 | 0 | 2.5939e-08 | 0 | 1.1774e-06 | 2.581e-06 | 0 | 2.581e-06 | 0 | 1.475e-06 | 2.9501e-06 | 0 | 2.9501e-06 | [12 empty] | 7.3.3.17.5 (Remote Grid) Updates to grid topology to minimize risk of ignition in HFTDs Remote GridWLDFRContact from objectAggregated | WLDFR | HFTD - Distribution - Tier 2 - 1QU CoRE ¦ 4QU LoRE | Red Flag Warning - Small Fires | Contact from object | Aggregated | 2054 | 1.743e-05 | 1483.0022 | 0.025849 | 2054 | Mitigation | 0.95 | 45 | 0 | esc | 0.00097009 | 1.6908e-08 | 0.00097009 | 1.6908e-08
[79 empty] | WLDFR | HFTD - Distribution - Tier 2 - 3QU CoRE ¦ 5QU LoRE | Red Flag Warning - Small Fires | 2055 | 2.4729e-07 | 2.4729e-07 | 0.10489 | 0.048274 | 0.002095 | 0.054525 | 0 | 0 | 0.00026354 | 2.5939e-08 | 0 | 2.5939e-08 | 2.5939e-08 | 0 | 2.5939e-08 | 0 | 0 | 2.581e-06 | 0 | 2.581e-06 | 0 | 1.475e-06 | 2.9501e-06 | 0 | 2.9501e-06 | [12 empty] | 7.3.3.17.5 (Remote Grid) Updates to grid topology to minimize risk of ignition in HFTDs Remote GridWLDFRContact from objectAggregated | WLDFR | HFTD - Distribution - Tier 2 - 1QU CoRE ¦ 4QU LoRE | Red Flag Warning - Small Fires | Contact from object | Aggregated | 2055 | 1.743e-05 | 1483.0022 | 0.025849 | 2055 | Mitigation | 0.95 | 45 | 0 | esc | 0.00097009 | 1.6908e-08 | 0.00097009 | 1.6908e-08
[79 empty] | WLDFR | HFTD - Distribution - Tier 2 - 3QU CoRE ¦ 5QU LoRE | Red Flag Warning - Small Fires | 2056 | 2.4729e-07 | 2.4729e-07 | 0.10489 | 0.048274 | 0.002095 | 0.054525 | 0 | 0 | 0.00026354 | 2.5939e-08 | 0 | 2.5939e-08 | 2.5939e-08 | 0 | 2.5939e-08 | 0 | 0 | 0 | 0 | 0 | 0 | 1.475e-06 | 2.9501e-06 | 0 | 2.9501e-06 | [12 empty] | 7.3.3.17.5 (Remote Grid) Updates to grid topology to minimize risk of ignition in HFTDs Remote GridWLDFRContact from objectAggregated | WLDFR | HFTD - Distribution - Tier 2 - 1QU CoRE ¦ 4QU LoRE | Red Flag Warning - Small Fires | Contact from object | Aggregated | 2056 | 1.743e-05 | 1483.0022 | 0.025849 | 2056 | Mitigation | 0.95 | 45 | 0 | esc | 0.00097009 | 1.6908e-08 | 0.00097009 | 1.6908e-08
[79 empty] | WLDFR | HFTD - Distribution - Tier 2 - 3QU CoRE ¦ 5QU LoRE | Red Flag Warning - Small Fires | 2057 | 2.4729e-07 | 2.4729e-07 | 0.10489 | 0.048274 | 0.002095 | 0.054525 | 0 | 0 | 0.00026354 | 2.5939e-08 | 0 | 2.5939e-08 | 2.5939e-08 | 0 | 2.5939e-08 | 0 | 0.00092519 | 0 | 0 | 0 | 0 | 1.475e-06 | 2.9501e-06 | 0 | 2.9501e-06 | [12 empty] | 7.3.3.17.5 (Remote Grid) Updates to grid topology to minimize risk of ignition in HFTDs Remote GridWLDFRContact from objectAggregated | WLDFR | HFTD - Distribution - Tier 2 - 1QU CoRE ¦ 4QU LoRE | Red Flag Warning - Small Fires | Contact from object | Aggregated | 2057 | 1.743e-05 | 1483.0022 | 0.025849 | 2057 | Mitigation | 0.95 | 45 | 0 | esc | 0.00097009 | 1.6908e-08 | 0.00097009 | 1.6908e-08
[79 empty] | WLDFR | HFTD - Distribution - Tier 2 - 3QU CoRE ¦ 5QU LoRE | Red Flag Warning - Small Fires | 2058 | 2.4729e-07 | 2.4729e-07 | 0.1099 | 0.050325 | 0.0021839 | 0.057393 | 0 | 0 | 0.00026354 | 2.7178e-08 | 0 | 2.7178e-08 | 2.7178e-08 | 0 | 2.7178e-08 | 0 | 0.0009591 | 0.0021024 | 0 | 0.0021024 | 0 | 0 | 2.9501e-06 | 0 | 2.9501e-06 | [12 empty] | 7.3.3.17.5 (Remote Grid) Updates to grid topology to minimize risk of ignition in HFTDs Remote GridWLDFRContact from objectAggregated | WLDFR | HFTD - Distribution - Tier 2 - 1QU CoRE ¦ 4QU LoRE | Red Flag Warning - Small Fires | Contact from object | Aggregated | 2058 | 1.743e-05 | 1483.0022 | 0.025849 | 2058 | Mitigation | 0.95 | 45 | 0 | esc | 0.00097009 | 1.6908e-08 | 0.00097009 | 1.6908e-08
[79 empty] | WLDFR | HFTD - Distribution - Tier 2 - 3QU CoRE ¦ 5QU LoRE | Red Flag Warning - Small Fires | 2059 | 2.4729e-07 | 2.4729e-07 | 0.1099 | 0.050325 | 0.0021839 | 0.057393 | 0 | 0 | 0.00026354 | 2.7178e-08 | 0 | 2.7178e-08 | 2.7178e-08 | 0 | 2.7178e-08 | 0 | 0.0009591 | 0.0021024 | 0 | 0.0021024 | 0 | 0 | 0 | 0 | 0 | [12 empty] | 7.3.3.17.5 (Remote Grid) Updates to grid topology to minimize risk of ignition in HFTDs Remote GridWLDFRContact from objectAggregated | WLDFR | HFTD - Distribution - Tier 2 - 1QU CoRE ¦ 4QU LoRE | Red Flag Warning - Small Fires | Contact from object | Aggregated | 2059 | 1.743e-05 | 1483.0022 | 0.025849 | 2059 | Mitigation | 0.95 | 45 | 0 | esc | 0.00097009 | 1.6908e-08 | 0.00097009 | 1.6908e-08
[79 empty] | WLDFR | HFTD - Distribution - Tier 2 - 3QU CoRE ¦ 5QU LoRE | Red Flag Warning - Small Fires | 2060 | 2.4729e-07 | 2.4729e-07 | 0.1099 | 0.050325 | 0.0021839 | 0.057393 | 0 | 0 | 0.00026354 | 2.7178e-08 | 0 | 2.7178e-08 | 2.7178e-08 | 0 | 2.7178e-08 | 0 | 0.0009591 | 0.0021024 | 0 | 0.0021024 | 0 | 0 | 0 | 0 | 0 | [12 empty] | 7.3.3.17.5 (Remote Grid) Updates to grid topology to minimize risk of ignition in HFTDs Remote GridWLDFRContact from objectAggregated | WLDFR | HFTD - Distribution - Tier 2 - 1QU CoRE ¦ 4QU LoRE | Red Flag Warning - Small Fires | Contact from object | Aggregated | 2060 | 1.743e-05 | 1483.0022 | 0.025849 | 2060 | Mitigation | 0.95 | 45 | 0 | esc | 0.00097009 | 1.6908e-08 | 0.00097009 | 1.6908e-08
[79 empty] | WLDFR | HFTD - Distribution - Tier 2 - 3QU CoRE ¦ 5QU LoRE | Red Flag Warning - Small Fires | 2061 | 2.4729e-07 | 2.4729e-07 | 0.1099 | 0.050325 | 0.0021839 | 0.057393 | 0 | 0 | 0.00026354 | 2.7178e-08 | 0 | 2.7178e-08 | 2.7178e-08 | 0 | 2.7178e-08 | 0 | 0.0009591 | 0.0021024 | 0 | 0.0021024 | 0 | 2.0419e-07 | 0 | 0 | 0 | [12 empty] | 7.3.3.17.5 (Remote Grid) Updates to grid topology to minimize risk of ignition in HFTDs Remote GridWLDFRContact from objectAggregated | WLDFR | HFTD - Distribution - Tier 2 - 1QU CoRE ¦ 4QU LoRE | Red Flag Warning - Small Fires | Contact from object | Aggregated | 2061 | 1.743e-05 | 1483.0022 | 0.025849 | 2061 | Mitigation | 0.95 | 45 | 0 | esc | 0.00097009 | 1.6908e-08 | 0.00097009 | 1.6908e-08
[79 empty] | WLDFR | HFTD - Distribution - Tier 2 - 3QU CoRE ¦ 5QU LoRE | Red Flag Warning - Small Fires | 2062 | 2.4729e-07 | 2.4729e-07 | 0.1099 | 0.050325 | 0.0021839 | 0.057393 | 0 | 0 | 0.00026354 | 2.7178e-08 | 0 | 2.7178e-08 | 2.7178e-08 | 0 | 2.7178e-08 | 0 | 0.0009591 | 0.0021024 | 0 | 0.0021024 | 0 | 2.1076e-07 | 4.2152e-07 | 0 | 4.2152e-07 | [12 empty] | 7.3.3.17.5 (Remote Grid) Updates to grid topology to minimize risk of ignition in HFTDs Remote GridWLDFRContact from objectAggregated | WLDFR | HFTD - Distribution - Tier 2 - 1QU CoRE ¦ 4QU LoRE | Red Flag Warning - Small Fires | Contact from object | Aggregated | 2062 | 1.743e-05 | 1483.0022 | 0.025849 | 2062 | Mitigation | 0.95 | 45 | 0 | esc | 0.00097009 | 1.6908e-08 | 0.00097009 | 1.6908e-08
[79 empty] | WLDFR | HFTD - Distribution - Tier 2 - 3QU CoRE ¦ 5QU LoRE | Red Flag Warning - Small Fires | 2063 | 2.4729e-07 | 2.4729e-07 | 0.11504 | 0.052388 | 0.0022734 | 0.060377 | 0 | 0 | 0.00026354 | 2.8448e-08 | 0 | 2.8448e-08 | 2.8448e-08 | 0 | 2.8448e-08 | 0 | 0.0010018 | 0.002196 | 0 | 0.002196 | 0 | 2.1076e-07 | 4.2152e-07 | 0 | 4.2152e-07 | [12 empty] | 7.3.3.17.5 (Remote Grid) Updates to grid topology to minimize risk of ignition in HFTDs Remote GridWLDFRContact from objectAggregated | WLDFR | HFTD - Distribution - Tier 2 - 1QU CoRE ¦ 4QU LoRE | Red Flag Warning - Small Fires | Contact from object | Aggregated | 2063 | 1.743e-05 | 1483.0022 | 0.025849 | 2063 | Mitigation | 0.95 | 45 | 0 | esc | 0.00097009 | 1.6908e-08 | 0.00097009 | 1.6908e-08
[79 empty] | WLDFR | HFTD - Distribution - Tier 2 - 3QU CoRE ¦ 5QU LoRE | Red Flag Warning - Small Fires | 2064 | 2.4729e-07 | 2.4729e-07 | 0.11504 | 0.052388 | 0.0022734 | 0.060377 | 0 | 0 | 0.00026354 | 2.8448e-08 | 0 | 2.8448e-08 | 2.8448e-08 | 0 | 2.8448e-08 | 0 | 0.0010018 | 0.002196 | 0 | 0.002196 | 0 | 2.1076e-07 | 4.2152e-07 | 0 | 4.2152e-07 | [12 empty] | 7.3.3.17.5 (Remote Grid) Updates to grid topology to minimize risk of ignition in HFTDs Remote GridWLDFRContact from objectAggregated | WLDFR | HFTD - Distribution - Tier 2 - 1QU CoRE ¦ 4QU LoRE | Red Flag Warning - Small Fires | Contact from object | Aggregated | 2064 | 1.743e-05 | 1483.0022 | 0.025849 | 2064 | Mitigation | 0.95 | 45 | 0 | esc | 0.00097009 | 1.6908e-08 | 0.00097009 | 1.6908e-08
[79 empty] | WLDFR | HFTD - Distribution - Tier 2 - 3QU CoRE ¦ 5QU LoRE | Red Flag Warning - Small Fires | 2065 | 2.4729e-07 | 2.4729e-07 | 0.11504 | 0.052388 | 0.0022734 | 0.060377 | 0 | 0 | 0.00026354 | 2.8448e-08 | 0 | 2.8448e-08 | 2.8448e-08 | 0 | 2.8448e-08 | 0 | 0.0010018 | 0.002196 | 0 | 0.002196 | 0 | 2.1076e-07 | 4.2152e-07 | 0 | 4.2152e-07 | [12 empty] | 7.3.3.17.5 (Remote Grid) Updates to grid topology to minimize risk of ignition in HFTDs Remote GridWLDFRContact from objectAggregated | WLDFR | HFTD - Distribution - Tier 2 - 1QU CoRE ¦ 4QU LoRE | Red Flag Warning - Small Fires | Contact from object | Aggregated | 2065 | 1.743e-05 | 1483.0022 | 0.025849 | 2065 | Mitigation | 0.95 | 45 | 0 | esc | 0.00097009 | 1.6908e-08 | 0.00097009 | 1.6908e-08
[79 empty] | WLDFR | HFTD - Distribution - Tier 2 - 3QU CoRE ¦ 5QU LoRE | Red Flag Warning - Small Fires | 2066 | 2.4729e-07 | 2.4729e-07 | 0.11504 | 0.052388 | 0.0022734 | 0.060377 | 0 | 0 | 0.00026354 | 2.8448e-08 | 0 | 2.8448e-08 | 2.8448e-08 | 0 | 2.8448e-08 | 0 | 0.0010018 | 0.002196 | 0 | 0.002196 | 0 | 2.1076e-07 | 4.2152e-07 | 0 | 4.2152e-07 | [12 empty] | 7.3.3.17.5 (Remote Grid) Updates to grid topology to minimize risk of ignition in HFTDs Remote GridWLDFRContact from objectAggregated | WLDFR | HFTD - Distribution - Tier 2 - 1QU CoRE ¦ 4QU LoRE | Red Flag Warning - Small Fires | Contact from object | Aggregated | 2066 | 1.743e-05 | 1483.0022 | 0.025849 | 2066 | Mitigation | 0.95 | 45 | 0 | esc | 0.00097009 | 1.6908e-08 | 0.00097009 | 1.6908e-08
[79 empty] | WLDFR | HFTD - Distribution - Tier 2 - 3QU CoRE ¦ 5QU LoRE | Red Flag Warning - Small Fires | 2067 | 0 | 2.4729e-07 | 0.11504 | 0.052388 | 0.0022734 | 0.060377 | 0 | 0 | 0.00026354 | 0 | 0 | 0 | 2.8448e-08 | 0 | 2.8448e-08 | 0 | 0.0010018 | 0.002196 | 0 | 0.002196 | 0 | 2.1914e-07 | 4.3829e-07 | 0 | 4.3829e-07 | [12 empty] | 7.3.3.17.5 (Remote Grid) Updates to grid topology to minimize risk of ignition in HFTDs Remote GridWLDFRContact from objectAggregated | WLDFR | HFTD - Distribution - Tier 2 - 1QU CoRE ¦ 4QU LoRE | Red Flag Warning - Small Fires | Contact from object | Aggregated | 2067 | 1.743e-05 | 1483.0022 | 0.025849 | 2067 | Mitigation | 0.95 | 45 | 0 | esc | 0 | 0 | 0.00097009 | 1.6908e-08
[79 empty] | WLDFR | HFTD - Distribution - Tier 2 - 4QU CoRE ¦ 1QU LoRE | Non-Red Flag Warning - Catastrophic Fires | 2022 | 9.9183e-10 | 0 | 14146.1306 | 222.2294 | 8585.7228 | 5338.1784 | 0 | 0 | 1.2474e-06 | 1.403e-05 | 0 | 1.403e-05 | 0 | 0 | 0 | 0 | 0.0010493 | 0.0023001 | 0 | 0.0023001 | 0 | 2.1914e-07 | 4.3829e-07 | 0 | 4.3829e-07 | [12 empty] | 7.3.3.17.5 (Remote Grid) Updates to grid topology to minimize risk of ignition in HFTDs Remote GridWLDFRContaminationAggregated | WLDFR | HFTD - Distribution - Tier 2 - 1QU CoRE ¦ 4QU LoRE | Red Flag Warning - Small Fires | Contamination | Aggregated | 2022 | 1.2039e-07 | 1483.0022 | 0.00017854 | 2022 | Mitigation | 0.95 | 45 | 0 | esc | 0.00097009 | 1.1679e-10 | 0 | 0
[79 empty] | WLDFR | HFTD - Distribution - Tier 2 - 4QU CoRE ¦ 1QU LoRE | Non-Red Flag Warning - Catastrophic Fires | 2023 | 9.9183e-10 | 9.9183e-10 | 14664.6376 | 233.2301 | 8896.516 | 5534.8915 | 0 | 0 | 1.2474e-06 | 1.4545e-05 | 0 | 1.4545e-05 | 1.4545e-05 | 0 | 1.4545e-05 | 0 | 0.0010493 | 0.0023001 | 0 | 0.0023001 | 0 | 2.1914e-07 | 4.3829e-07 | 0 | 4.3829e-07 | [12 empty] | 7.3.3.17.5 (Remote Grid) Updates to grid topology to minimize risk of ignition in HFTDs Remote GridWLDFRContaminationAggregated | WLDFR | HFTD - Distribution - Tier 2 - 1QU CoRE ¦ 4QU LoRE | Red Flag Warning - Small Fires | Contamination | Aggregated | 2023 | 1.2039e-07 | 1483.0022 | 0.00017854 | 2023 | Mitigation | 0.95 | 45 | 0 | esc | 0.00097009 | 1.1679e-10 | 0.00097009 | 1.1679e-10
[79 empty] | WLDFR | HFTD - Distribution - Tier 2 - 4QU CoRE ¦ 1QU LoRE | Non-Red Flag Warning - Catastrophic Fires | 2024 | 9.9183e-10 | 9.9183e-10 | 14664.6376 | 233.2301 | 8896.516 | 5534.8915 | 0 | 0 | 1.2474e-06 | 1.4545e-05 | 0 | 1.4545e-05 | 1.4545e-05 | 0 | 1.4545e-05 | 0 | 0.0010493 | 0.0023001 | 0 | 0.0023001 | 0 | 2.1914e-07 | 4.3829e-07 | 0 | 4.3829e-07 | [12 empty] | 7.3.3.17.5 (Remote Grid) Updates to grid topology to minimize risk of ignition in HFTDs Remote GridWLDFRContaminationAggregated | WLDFR | HFTD - Distribution - Tier 2 - 1QU CoRE ¦ 4QU LoRE | Red Flag Warning - Small Fires | Contamination | Aggregated | 2024 | 1.2039e-07 | 1483.0022 | 0.00017854 | 2024 | Mitigation | 0.95 | 45 | 0 | esc | 0.00097009 | 1.1679e-10 | 0.00097009 | 1.1679e-10
[79 empty] | WLDFR | HFTD - Distribution - Tier 2 - 4QU CoRE ¦ 1QU LoRE | Non-Red Flag Warning - Catastrophic Fires | 2025 | 9.9183e-10 | 9.9183e-10 | 14664.6376 | 233.2301 | 8896.516 | 5534.8915 | 0 | 0 | 1.2474e-06 | 1.4545e-05 | 0 | 1.4545e-05 | 1.4545e-05 | 0 | 1.4545e-05 | 0 | 0.0010493 | 0.0023001 | 0 | 0.0023001 | 0 | 2.1914e-07 | 4.3829e-07 | 0 | 4.3829e-07 | [12 empty] | 7.3.3.17.5 (Remote Grid) Updates to grid topology to minimize risk of ignition in HFTDs Remote GridWLDFRContaminationAggregated | WLDFR | HFTD - Distribution - Tier 2 - 1QU CoRE ¦ 4QU LoRE | Red Flag Warning - Small Fires | Contamination | Aggregated | 2025 | 1.2039e-07 | 1483.0022 | 0.00017854 | 2025 | Mitigation | 0.95 | 45 | 0 | esc | 0.00097009 | 1.1679e-10 | 0.00097009 | 1.1679e-10
[79 empty] | WLDFR | HFTD - Distribution - Tier 2 - 4QU CoRE ¦ 1QU LoRE | Non-Red Flag Warning - Catastrophic Fires | 2026 | 9.9183e-10 | 9.9183e-10 | 14664.6376 | 233.2301 | 8896.516 | 5534.8915 | 0 | 0 | 1.2474e-06 | 1.4545e-05 | 0 | 1.4545e-05 | 1.4545e-05 | 0 | 1.4545e-05 | 0 | 0.0010493 | 0.0023001 | 0 | 0.0023001 | 0 | 2.2859e-07 | 4.5719e-07 | 0 | 4.5719e-07 | [12 empty] | 7.3.3.17.5 (Remote Grid) Updates to grid topology to minimize risk of ignition in HFTDs Remote GridWLDFRContaminationAggregated | WLDFR | HFTD - Distribution - Tier 2 - 1QU CoRE ¦ 4QU LoRE | Red Flag Warning - Small Fires | Contamination | Aggregated | 2026 | 1.2039e-07 | 1483.0022 | 0.00017854 | 2026 | Mitigation | 0.95 | 45 | 0 | esc | 0.00097009 | 1.1679e-10 | 0.00097009 | 1.1679e-10
[79 empty] | WLDFR | HFTD - Distribution - Tier 2 - 4QU CoRE ¦ 1QU LoRE | Non-Red Flag Warning - Catastrophic Fires | 2027 | 9.9183e-10 | 9.9183e-10 | 14664.6376 | 233.2301 | 8896.516 | 5534.8915 | 0 | 0 | 1.2474e-06 | 1.4545e-05 | 0 | 1.4545e-05 | 1.4545e-05 | 0 | 1.4545e-05 | 0 | 0.0011009 | 0.0024131 | 0 | 0.0024131 | 0 | 2.2859e-07 | 4.5719e-07 | 0 | 4.5719e-07 | [12 empty] | 7.3.3.17.5 (Remote Grid) Updates to grid topology to minimize risk of ignition in HFTDs Remote GridWLDFRContaminationAggregated | WLDFR | HFTD - Distribution - Tier 2 - 1QU CoRE ¦ 4QU LoRE | Red Flag Warning - Small Fires | Contamination | Aggregated | 2027 | 1.2039e-07 | 1483.0022 | 0.00017854 | 2027 | Mitigation | 0.95 | 45 | 0 | esc | 0.00097009 | 1.1679e-10 | 0.00097009 | 1.1679e-10
[79 empty] | WLDFR | HFTD - Distribution - Tier 2 - 4QU CoRE ¦ 1QU LoRE | Non-Red Flag Warning - Catastrophic Fires | 2028 | 9.9183e-10 | 9.9183e-10 | 15317.9909 | 247.273 | 9287.6491 | 5783.0689 | 0 | 0 | 1.2474e-06 | 1.5193e-05 | 0 | 1.5193e-05 | 1.5193e-05 | 0 | 1.5193e-05 | 0 | 0.0011009 | 0.0024131 | 0 | 0.0024131 | 0 | 2.2859e-07 | 4.5719e-07 | 0 | 4.5719e-07 | [12 empty] | 7.3.3.17.5 (Remote Grid) Updates to grid topology to minimize risk of ignition in HFTDs Remote GridWLDFRContaminationAggregated | WLDFR | HFTD - Distribution - Tier 2 - 1QU CoRE ¦ 4QU LoRE | Red Flag Warning - Small Fires | Contamination | Aggregated | 2028 | 1.2039e-07 | 1483.0022 | 0.00017854 | 2028 | Mitigation | 0.95 | 45 | 0 | esc | 0.00097009 | 1.1679e-10 | 0.00097009 | 1.1679e-10
[79 empty] | WLDFR | HFTD - Distribution - Tier 2 - 4QU CoRE ¦ 1QU LoRE | Non-Red Flag Warning - Catastrophic Fires | 2029 | 9.9183e-10 | 9.9183e-10 | 15317.9909 | 247.273 | 9287.6491 | 5783.0689 | 0 | 0 | 1.2474e-06 | 1.5193e-05 | 0 | 1.5193e-05 | 1.5193e-05 | 0 | 1.5193e-05 | 0 | 0.0011009 | 0.0024131 | 0 | 0.0024131 | 0 | 2.2859e-07 | 4.5719e-07 | 0 | 4.5719e-07 | [12 empty] | 7.3.3.17.5 (Remote Grid) Updates to grid topology to minimize risk of ignition in HFTDs Remote GridWLDFRContaminationAggregated | WLDFR | HFTD - Distribution - Tier 2 - 1QU CoRE ¦ 4QU LoRE | Red Flag Warning - Small Fires | Contamination | Aggregated | 2029 | 1.2039e-07 | 1483.0022 | 0.00017854 | 2029 | Mitigation | 0.95 | 45 | 0 | esc | 0.00097009 | 1.1679e-10 | 0.00097009 | 1.1679e-10
[79 empty] | WLDFR | HFTD - Distribution - Tier 2 - 4QU CoRE ¦ 1QU LoRE | Non-Red Flag Warning - Catastrophic Fires | 2030 | 9.9183e-10 | 9.9183e-10 | 15317.9909 | 247.273 | 9287.6491 | 5783.0689 | 0 | 0 | 1.2474e-06 | 1.5193e-05 | 0 | 1.5193e-05 | 1.5193e-05 | 0 | 1.5193e-05 | 0 | 0.0011009 | 0.0024131 | 0 | 0.0024131 | 0 | 2.2859e-07 | 4.5719e-07 | 0 | 4.5719e-07 | [12 empty] | 7.3.3.17.5 (Remote Grid) Updates to grid topology to minimize risk of ignition in HFTDs Remote GridWLDFRContaminationAggregated | WLDFR | HFTD - Distribution - Tier 2 - 1QU CoRE ¦ 4QU LoRE | Red Flag Warning - Small Fires | Contamination | Aggregated | 2030 | 1.2039e-07 | 1483.0022 | 0.00017854 | 2030 | Mitigation | 0.95 | 45 | 0 | esc | 0.00097009 | 1.1679e-10 | 0.00097009 | 1.1679e-10
[79 empty] | WLDFR | HFTD - Distribution - Tier 2 - 4QU CoRE ¦ 1QU LoRE | Non-Red Flag Warning - Catastrophic Fires | 2031 | 9.9183e-10 | 9.9183e-10 | 15317.9909 | 247.273 | 9287.6491 | 5783.0689 | 0 | 0 | 1.2474e-06 | 1.5193e-05 | 0 | 1.5193e-05 | 1.5193e-05 | 0 | 1.5193e-05 | 0 | 0.0011009 | 0.0024131 | 0 | 0.0024131 | 0 | 2.3901e-07 | 4.7801e-07 | 0 | 4.7801e-07 | [12 empty] | 7.3.3.17.5 (Remote Grid) Updates to grid topology to minimize risk of ignition in HFTDs Remote GridWLDFRContaminationAggregated | WLDFR | HFTD - Distribution - Tier 2 - 1QU CoRE ¦ 4QU LoRE | Red Flag Warning - Small Fires | Contamination | Aggregated | 2031 | 1.2039e-07 | 1483.0022 | 0.00017854 | 2031 | Mitigation | 0.95 | 45 | 0 | esc | 0.00097009 | 1.1679e-10 | 0.00097009 | 1.1679e-10
[79 empty] | WLDFR | HFTD - Distribution - Tier 2 - 4QU CoRE ¦ 1QU LoRE | Non-Red Flag Warning - Catastrophic Fires | 2032 | 9.9183e-10 | 9.9183e-10 | 15317.9909 | 247.273 | 9287.6491 | 5783.0689 | 0 | 0 | 1.2474e-06 | 1.5193e-05 | 0 | 1.5193e-05 | 1.5193e-05 | 0 | 1.5193e-05 | 0 | 0.0011558 | 0.0025335 | 0 | 0.0025335 | 0 | 2.3901e-07 | 4.7801e-07 | 0 | 4.7801e-07 | [12 empty] | 7.3.3.17.5 (Remote Grid) Updates to grid topology to minimize risk of ignition in HFTDs Remote GridWLDFRContaminationAggregated | WLDFR | HFTD - Distribution - Tier 2 - 1QU CoRE ¦ 4QU LoRE | Red Flag Warning - Small Fires | Contamination | Aggregated | 2032 | 1.2039e-07 | 1483.0022 | 0.00017854 | 2032 | Mitigation | 0.95 | 45 | 0 | esc | 0.00097009 | 1.1679e-10 | 0.00097009 | 1.1679e-10
[79 empty] | WLDFR | HFTD - Distribution - Tier 2 - 4QU CoRE ¦ 1QU LoRE | Non-Red Flag Warning - Catastrophic Fires | 2033 | 9.9183e-10 | 9.9183e-10 | 16044.1264 | 263.1074 | 9721.74 | 6059.2791 | 0 | 0 | 1.2474e-06 | 1.5913e-05 | 0 | 1.5913e-05 | 1.5913e-05 | 0 | 1.5913e-05 | 0 | 0.0011558 | 0.0025335 | 0 | 0.0025335 | 0 | 2.3901e-07 | 4.7801e-07 | 0 | 4.7801e-07 | [12 empty] | 7.3.3.17.5 (Remote Grid) Updates to grid topology to minimize risk of ignition in HFTDs Remote GridWLDFRContaminationAggregated | WLDFR | HFTD - Distribution - Tier 2 - 1QU CoRE ¦ 4QU LoRE | Red Flag Warning - Small Fires | Contamination | Aggregated | 2033 | 1.2039e-07 | 1483.0022 | 0.00017854 | 2033 | Mitigation | 0.95 | 45 | 0 | esc | 0.00097009 | 1.1679e-10 | 0.00097009 | 1.1679e-10
[79 empty] | WLDFR | HFTD - Distribution - Tier 2 - 4QU CoRE ¦ 1QU LoRE | Non-Red Flag Warning - Catastrophic Fires | 2034 | 9.9183e-10 | 9.9183e-10 | 16044.1264 | 263.1074 | 9721.74 | 6059.2791 | 0 | 0 | 1.2474e-06 | 1.5913e-05 | 0 | 1.5913e-05 | 1.5913e-05 | 0 | 1.5913e-05 | 0 | 0.0011558 | 0.0025335 | 0 | 0.0025335 | 0 | 2.3901e-07 | 4.7801e-07 | 0 | 4.7801e-07 | [12 empty] | 7.3.3.17.5 (Remote Grid) Updates to grid topology to minimize risk of ignition in HFTDs Remote GridWLDFRContaminationAggregated | WLDFR | HFTD - Distribution - Tier 2 - 1QU CoRE ¦ 4QU LoRE | Red Flag Warning - Small Fires | Contamination | Aggregated | 2034 | 1.2039e-07 | 1483.0022 | 0.00017854 | 2034 | Mitigation | 0.95 | 45 | 0 | esc | 0.00097009 | 1.1679e-10 | 0.00097009 | 1.1679e-10
[79 empty] | WLDFR | HFTD - Distribution - Tier 2 - 4QU CoRE ¦ 1QU LoRE | Non-Red Flag Warning - Catastrophic Fires | 2035 | 9.9183e-10 | 9.9183e-10 | 16044.1264 | 263.1074 | 9721.74 | 6059.2791 | 0 | 0 | 1.2474e-06 | 1.5913e-05 | 0 | 1.5913e-05 | 1.5913e-05 | 0 | 1.5913e-05 | 0 | 0.0011558 | 0.0025335 | 0 | 0.0025335 | 0 | 2.3901e-07 | 4.7801e-07 | 0 | 4.7801e-07 | [12 empty] | 7.3.3.17.5 (Remote Grid) Updates to grid topology to minimize risk of ignition in HFTDs Remote GridWLDFRContaminationAggregated | WLDFR | HFTD - Distribution - Tier 2 - 1QU CoRE ¦ 4QU LoRE | Red Flag Warning - Small Fires | Contamination | Aggregated | 2035 | 1.2039e-07 | 1483.0022 | 0.00017854 | 2035 | Mitigation | 0.95 | 45 | 0 | esc | 0.00097009 | 1.1679e-10 | 0.00097009 | 1.1679e-10
[79 empty] | WLDFR | HFTD - Distribution - Tier 2 - 4QU CoRE ¦ 1QU LoRE | Non-Red Flag Warning - Catastrophic Fires | 2036 | 9.9183e-10 | 9.9183e-10 | 16044.1264 | 263.1074 | 9721.74 | 6059.2791 | 0 | 0 | 1.2474e-06 | 1.5913e-05 | 0 | 1.5913e-05 | 1.5913e-05 | 0 | 1.5913e-05 | 0 | 0.0011558 | 0.0025335 | 0 | 0.0025335 | 0 | 2.5028e-07 | 5.0056e-07 | 0 | 5.0056e-07 | [12 empty] | 7.3.3.17.5 (Remote Grid) Updates to grid topology to minimize risk of ignition in HFTDs Remote GridWLDFRContaminationAggregated | WLDFR | HFTD - Distribution - Tier 2 - 1QU CoRE ¦ 4QU LoRE | Red Flag Warning - Small Fires | Contamination | Aggregated | 2036 | 1.2039e-07 | 1483.0022 | 0.00017854 | 2036 | Mitigation | 0.95 | 45 | 0 | esc | 0.00097009 | 1.1679e-10 | 0.00097009 | 1.1679e-10
[79 empty] | WLDFR | HFTD - Distribution - Tier 2 - 4QU CoRE ¦ 1QU LoRE | Non-Red Flag Warning - Catastrophic Fires | 2037 | 9.9183e-10 | 9.9183e-10 | 16044.1264 | 263.1074 | 9721.74 | 6059.2791 | 0 | 0 | 1.2474e-06 | 1.5913e-05 | 0 | 1.5913e-05 | 1.5913e-05 | 0 | 1.5913e-05 | 0 | 0.0012134 | 0.0026597 | 0 | 0.0026597 | 0 | 2.5028e-07 | 5.0056e-07 | 0 | 5.0056e-07 | [12 empty] | 7.3.3.17.5 (Remote Grid) Updates to grid topology to minimize risk of ignition in HFTDs Remote GridWLDFRContaminationAggregated | WLDFR | HFTD - Distribution - Tier 2 - 1QU CoRE ¦ 4QU LoRE | Red Flag Warning - Small Fires | Contamination | Aggregated | 2037 | 1.2039e-07 | 1483.0022 | 0.00017854 | 2037 | Mitigation | 0.95 | 45 | 0 | esc | 0.00097009 | 1.1679e-10 | 0.00097009 | 1.1679e-10
[79 empty] | WLDFR | HFTD - Distribution - Tier 2 - 4QU CoRE ¦ 1QU LoRE | Non-Red Flag Warning - Catastrophic Fires | 2038 | 9.9183e-10 | 9.9183e-10 | 16832.3912 | 280.5544 | 10192.2718 | 6359.5651 | 0 | 0 | 1.2474e-06 | 1.6695e-05 | 0 | 1.6695e-05 | 1.6695e-05 | 0 | 1.6695e-05 | 0 | 0.0012134 | 0.0026597 | 0 | 0.0026597 | 0 | 2.5028e-07 | 5.0056e-07 | 0 | 5.0056e-07 | [12 empty] | 7.3.3.17.5 (Remote Grid) Updates to grid topology to minimize risk of ignition in HFTDs Remote GridWLDFRContaminationAggregated | WLDFR | HFTD - Distribution - Tier 2 - 1QU CoRE ¦ 4QU LoRE | Red Flag Warning - Small Fires | Contamination | Aggregated | 2038 | 1.2039e-07 | 1483.0022 | 0.00017854 | 2038 | Mitigation | 0.95 | 45 | 0 | esc | 0.00097009 | 1.1679e-10 | 0.00097009 | 1.1679e-10
[79 empty] | WLDFR | HFTD - Distribution - Tier 2 - 4QU CoRE ¦ 1QU LoRE | Non-Red Flag Warning - Catastrophic Fires | 2039 | 9.9183e-10 | 9.9183e-10 | 16832.3912 | 280.5544 | 10192.2718 | 6359.5651 | 0 | 0 | 1.2474e-06 | 1.6695e-05 | 0 | 1.6695e-05 | 1.6695e-05 | 0 | 1.6695e-05 | 0 | 0.0012134 | 0.0026597 | 0 | 0.0026597 | 0 | 2.5028e-07 | 5.0056e-07 | 0 | 5.0056e-07 | [12 empty] | 7.3.3.17.5 (Remote Grid) Updates to grid topology to minimize risk of ignition in HFTDs Remote GridWLDFRContaminationAggregated | WLDFR | HFTD - Distribution - Tier 2 - 1QU CoRE ¦ 4QU LoRE | Red Flag Warning - Small Fires | Contamination | Aggregated | 2039 | 1.2039e-07 | 1483.0022 | 0.00017854 | 2039 | Mitigation | 0.95 | 45 | 0 | esc | 0.00097009 | 1.1679e-10 | 0.00097009 | 1.1679e-10
[79 empty] | WLDFR | HFTD - Distribution - Tier 2 - 4QU CoRE ¦ 1QU LoRE | Non-Red Flag Warning - Catastrophic Fires | 2040 | 9.9183e-10 | 9.9183e-10 | 16832.3912 | 280.5544 | 10192.2718 | 6359.5651 | 0 | 0 | 1.2474e-06 | 1.6695e-05 | 0 | 1.6695e-05 | 1.6695e-05 | 0 | 1.6695e-05 | 0 | 0.0012134 | 0.0026597 | 0 | 0.0026597 | 0 | 2.5028e-07 | 5.0056e-07 | 0 | 5.0056e-07 | [12 empty] | 7.3.3.17.5 (Remote Grid) Updates to grid topology to minimize risk of ignition in HFTDs Remote GridWLDFRContaminationAggregated | WLDFR | HFTD - Distribution - Tier 2 - 1QU CoRE ¦ 4QU LoRE | Red Flag Warning - Small Fires | Contamination | Aggregated | 2040 | 1.2039e-07 | 1483.0022 | 0.00017854 | 2040 | Mitigation | 0.95 | 45 | 0 | esc | 0.00097009 | 1.1679e-10 | 0.00097009 | 1.1679e-10
[79 empty] | WLDFR | HFTD - Distribution - Tier 2 - 4QU CoRE ¦ 1QU LoRE | Non-Red Flag Warning - Catastrophic Fires | 2041 | 9.9183e-10 | 9.9183e-10 | 16832.3912 | 280.5544 | 10192.2718 | 6359.5651 | 0 | 0 | 1.2474e-06 | 1.6695e-05 | 0 | 1.6695e-05 | 1.6695e-05 | 0 | 1.6695e-05 | 0 | 0.0012134 | 0.0026597 | 0 | 0.0026597 | 0 | 2.623e-07 | 5.2461e-07 | 0 | 5.2461e-07 | [12 empty] | 7.3.3.17.5 (Remote Grid) Updates to grid topology to minimize risk of ignition in HFTDs Remote GridWLDFRContaminationAggregated | WLDFR | HFTD - Distribution - Tier 2 - 1QU CoRE ¦ 4QU LoRE | Red Flag Warning - Small Fires | Contamination | Aggregated | 2041 | 1.2039e-07 | 1483.0022 | 0.00017854 | 2041 | Mitigation | 0.95 | 45 | 0 | esc | 0.00097009 | 1.1679e-10 | 0.00097009 | 1.1679e-10
[79 empty] | WLDFR | HFTD - Distribution - Tier 2 - 4QU CoRE ¦ 1QU LoRE | Non-Red Flag Warning - Catastrophic Fires | 2042 | 9.9183e-10 | 9.9183e-10 | 16832.3912 | 280.5544 | 10192.2718 | 6359.5651 | 0 | 0 | 1.2474e-06 | 1.6695e-05 | 0 | 1.6695e-05 | 1.6695e-05 | 0 | 1.6695e-05 | 0 | 0.0012729 | 0.0027902 | 0 | 0.0027902 | 0 | 2.623e-07 | 5.2461e-07 | 0 | 5.2461e-07 | [12 empty] | 7.3.3.17.5 (Remote Grid) Updates to grid topology to minimize risk of ignition in HFTDs Remote GridWLDFRContaminationAggregated | WLDFR | HFTD - Distribution - Tier 2 - 1QU CoRE ¦ 4QU LoRE | Red Flag Warning - Small Fires | Contamination | Aggregated | 2042 | 1.2039e-07 | 1483.0022 | 0.00017854 | 2042 | Mitigation | 0.95 | 45 | 0 | esc | 0.00097009 | 1.1679e-10 | 0.00097009 | 1.1679e-10
[79 empty] | WLDFR | HFTD - Distribution - Tier 2 - 4QU CoRE ¦ 1QU LoRE | Non-Red Flag Warning - Catastrophic Fires | 2043 | 9.9183e-10 | 9.9183e-10 | 17672.0852 | 299.42 | 10692.7362 | 6679.929 | 0 | 0 | 1.2474e-06 | 1.7528e-05 | 0 | 1.7528e-05 | 1.7528e-05 | 0 | 1.7528e-05 | 0 | 0.0012729 | 0.0027902 | 0 | 0.0027902 | 0 | 2.623e-07 | 5.2461e-07 | 0 | 5.2461e-07 | [12 empty] | 7.3.3.17.5 (Remote Grid) Updates to grid topology to minimize risk of ignition in HFTDs Remote GridWLDFRContaminationAggregated | WLDFR | HFTD - Distribution - Tier 2 - 1QU CoRE ¦ 4QU LoRE | Red Flag Warning - Small Fires | Contamination | Aggregated | 2043 | 1.2039e-07 | 1483.0022 | 0.00017854 | 2043 | Mitigation | 0.95 | 45 | 0 | esc | 0.00097009 | 1.1679e-10 | 0.00097009 | 1.1679e-10
[79 empty] | WLDFR | HFTD - Distribution - Tier 2 - 4QU CoRE ¦ 1QU LoRE | Non-Red Flag Warning - Catastrophic Fires | 2044 | 9.9183e-10 | 9.9183e-10 | 17672.0852 | 299.42 | 10692.7362 | 6679.929 | 0 | 0 | 1.2474e-06 | 1.7528e-05 | 0 | 1.7528e-05 | 1.7528e-05 | 0 | 1.7528e-05 | 0 | 0.0012729 | 0.0027902 | 0 | 0.0027902 | 0 | 2.623e-07 | 5.2461e-07 | 0 | 5.2461e-07 | [12 empty] | 7.3.3.17.5 (Remote Grid) Updates to grid topology to minimize risk of ignition in HFTDs Remote GridWLDFRContaminationAggregated | WLDFR | HFTD - Distribution - Tier 2 - 1QU CoRE ¦ 4QU LoRE | Red Flag Warning - Small Fires | Contamination | Aggregated | 2044 | 1.2039e-07 | 1483.0022 | 0.00017854 | 2044 | Mitigation | 0.95 | 45 | 0 | esc | 0.00097009 | 1.1679e-10 | 0.00097009 | 1.1679e-10
[79 empty] | WLDFR | HFTD - Distribution - Tier 2 - 4QU CoRE ¦ 1QU LoRE | Non-Red Flag Warning - Catastrophic Fires | 2045 | 9.9183e-10 | 9.9183e-10 | 17672.0852 | 299.42 | 10692.7362 | 6679.929 | 0 | 0 | 1.2474e-06 | 1.7528e-05 | 0 | 1.7528e-05 | 1.7528e-05 | 0 | 1.7528e-05 | 0 | 0.0012729 | 0.0027902 | 0 | 0.0027902 | 0 | 0 | 5.2461e-07 | 0 | 5.2461e-07 | [12 empty] | 7.3.3.17.5 (Remote Grid) Updates to grid topology to minimize risk of ignition in HFTDs Remote GridWLDFRContaminationAggregated | WLDFR | HFTD - Distribution - Tier 2 - 1QU CoRE ¦ 4QU LoRE | Red Flag Warning - Small Fires | Contamination | Aggregated | 2045 | 1.2039e-07 | 1483.0022 | 0.00017854 | 2045 | Mitigation | 0.95 | 45 | 0 | esc | 0.00097009 | 1.1679e-10 | 0.00097009 | 1.1679e-10
[79 empty] | WLDFR | HFTD - Distribution - Tier 2 - 4QU CoRE ¦ 1QU LoRE | Non-Red Flag Warning - Catastrophic Fires | 2046 | 9.9183e-10 | 9.9183e-10 | 17672.0852 | 299.42 | 10692.7362 | 6679.929 | 0 | 0 | 1.2474e-06 | 1.7528e-05 | 0 | 1.7528e-05 | 1.7528e-05 | 0 | 1.7528e-05 | 0 | 0.0012729 | 0.0027902 | 0 | 0.0027902 | 0 | 0 | 0 | 0 | 0 | [12 empty] | 7.3.3.17.5 (Remote Grid) Updates to grid topology to minimize risk of ignition in HFTDs Remote GridWLDFRContaminationAggregated | WLDFR | HFTD - Distribution - Tier 2 - 1QU CoRE ¦ 4QU LoRE | Red Flag Warning - Small Fires | Contamination | Aggregated | 2046 | 1.2039e-07 | 1483.0022 | 0.00017854 | 2046 | Mitigation | 0.95 | 45 | 0 | esc | 0.00097009 | 1.1679e-10 | 0.00097009 | 1.1679e-10
[79 empty] | WLDFR | HFTD - Distribution - Tier 2 - 4QU CoRE ¦ 1QU LoRE | Non-Red Flag Warning - Catastrophic Fires | 2047 | 9.9183e-10 | 9.9183e-10 | 17672.0852 | 299.42 | 10692.7362 | 6679.929 | 0 | 0 | 1.2474e-06 | 1.7528e-05 | 0 | 1.7528e-05 | 1.7528e-05 | 0 | 1.7528e-05 | 0 | 0.0013336 | 0.0029232 | 0 | 0.0029232 | 0 | 0 | 0 | 0 | 0 | [12 empty] | 7.3.3.17.5 (Remote Grid) Updates to grid topology to minimize risk of ignition in HFTDs Remote GridWLDFRContaminationAggregated | WLDFR | HFTD - Distribution - Tier 2 - 1QU CoRE ¦ 4QU LoRE | Red Flag Warning - Small Fires | Contamination | Aggregated | 2047 | 1.2039e-07 | 1483.0022 | 0.00017854 | 2047 | Mitigation | 0.95 | 45 | 0 | esc | 0.00097009 | 1.1679e-10 | 0.00097009 | 1.1679e-10
[79 empty] | WLDFR | HFTD - Distribution - Tier 2 - 4QU CoRE ¦ 1QU LoRE | Non-Red Flag Warning - Catastrophic Fires | 2048 | 9.9183e-10 | 9.9183e-10 | 18552.3348 | 319.4911 | 11216.5626 | 7016.281 | 0 | 0 | 1.2474e-06 | 1.8401e-05 | 0 | 1.8401e-05 | 1.8401e-05 | 0 | 1.8401e-05 | 0 | 0.0013336 | 0.0029232 | 0 | 0.0029232 | 0 | 1.6153e-06 | 0 | 0 | 0 | [12 empty] | 7.3.3.17.5 (Remote Grid) Updates to grid topology to minimize risk of ignition in HFTDs Remote GridWLDFRContaminationAggregated | WLDFR | HFTD - Distribution - Tier 2 - 1QU CoRE ¦ 4QU LoRE | Red Flag Warning - Small Fires | Contamination | Aggregated | 2048 | 1.2039e-07 | 1483.0022 | 0.00017854 | 2048 | Mitigation | 0.95 | 45 | 0 | esc | 0.00097009 | 1.1679e-10 | 0.00097009 | 1.1679e-10
[79 empty] | WLDFR | HFTD - Distribution - Tier 2 - 4QU CoRE ¦ 1QU LoRE | Non-Red Flag Warning - Catastrophic Fires | 2049 | 9.9183e-10 | 9.9183e-10 | 18552.3348 | 319.4911 | 11216.5626 | 7016.281 | 0 | 0 | 1.2474e-06 | 1.8401e-05 | 0 | 1.8401e-05 | 1.8401e-05 | 0 | 1.8401e-05 | 0 | 0.0013336 | 0.0029232 | 0 | 0.0029232 | 0 | 1.6746e-06 | 3.3491e-06 | 0 | 3.3491e-06 | [12 empty] | 7.3.3.17.5 (Remote Grid) Updates to grid topology to minimize risk of ignition in HFTDs Remote GridWLDFRContaminationAggregated | WLDFR | HFTD - Distribution - Tier 2 - 1QU CoRE ¦ 4QU LoRE | Red Flag Warning - Small Fires | Contamination | Aggregated | 2049 | 1.2039e-07 | 1483.0022 | 0.00017854 | 2049 | Mitigation | 0.95 | 45 | 0 | esc | 0.00097009 | 1.1679e-10 | 0.00097009 | 1.1679e-10
[79 empty] | WLDFR | HFTD - Distribution - Tier 2 - 4QU CoRE ¦ 1QU LoRE | Non-Red Flag Warning - Catastrophic Fires | 2050 | 9.9183e-10 | 9.9183e-10 | 18552.3348 | 319.4911 | 11216.5626 | 7016.281 | 0 | 0 | 1.2474e-06 | 1.8401e-05 | 0 | 1.8401e-05 | 1.8401e-05 | 0 | 1.8401e-05 | 0 | 0.0013336 | 0.0029232 | 0 | 0.0029232 | 0 | 1.6746e-06 | 3.3491e-06 | 0 | 3.3491e-06 | [12 empty] | 7.3.3.17.5 (Remote Grid) Updates to grid topology to minimize risk of ignition in HFTDs Remote GridWLDFRContaminationAggregated | WLDFR | HFTD - Distribution - Tier 2 - 1QU CoRE ¦ 4QU LoRE | Red Flag Warning - Small Fires | Contamination | Aggregated | 2050 | 1.2039e-07 | 1483.0022 | 0.00017854 | 2050 | Mitigation | 0.95 | 45 | 0 | esc | 0.00097009 | 1.1679e-10 | 0.00097009 | 1.1679e-10
[79 empty] | WLDFR | HFTD - Distribution - Tier 2 - 4QU CoRE ¦ 1QU LoRE | Non-Red Flag Warning - Catastrophic Fires | 2051 | 9.9183e-10 | 9.9183e-10 | 18552.3348 | 319.4911 | 11216.5626 | 7016.281 | 0 | 0 | 1.2474e-06 | 1.8401e-05 | 0 | 1.8401e-05 | 1.8401e-05 | 0 | 1.8401e-05 | 0 | 0.0013336 | 0.0029232 | 0 | 0.0029232 | 0 | 1.6746e-06 | 3.3491e-06 | 0 | 3.3491e-06 | [12 empty] | 7.3.3.17.5 (Remote Grid) Updates to grid topology to minimize risk of ignition in HFTDs Remote GridWLDFRContaminationAggregated | WLDFR | HFTD - Distribution - Tier 2 - 1QU CoRE ¦ 4QU LoRE | Red Flag Warning - Small Fires | Contamination | Aggregated | 2051 | 1.2039e-07 | 1483.0022 | 0.00017854 | 2051 | Mitigation | 0.95 | 45 | 0 | esc | 0.00097009 | 1.1679e-10 | 0.00097009 | 1.1679e-10
[79 empty] | WLDFR | HFTD - Distribution - Tier 2 - 4QU CoRE ¦ 1QU LoRE | Non-Red Flag Warning - Catastrophic Fires | 2052 | 9.9183e-10 | 9.9183e-10 | 18552.3348 | 319.4911 | 11216.5626 | 7016.281 | 0 | 0 | 1.2474e-06 | 1.8401e-05 | 0 | 1.8401e-05 | 1.8401e-05 | 0 | 1.8401e-05 | 0 | 0.0013948 | 0.0030574 | 0 | 0.0030574 | 0 | 1.6746e-06 | 3.3491e-06 | 0 | 3.3491e-06 | [12 empty] | 7.3.3.17.5 (Remote Grid) Updates to grid topology to minimize risk of ignition in HFTDs Remote GridWLDFRContaminationAggregated | WLDFR | HFTD - Distribution - Tier 2 - 1QU CoRE ¦ 4QU LoRE | Red Flag Warning - Small Fires | Contamination | Aggregated | 2052 | 1.2039e-07 | 1483.0022 | 0.00017854 | 2052 | Mitigation | 0.95 | 45 | 0 | esc | 0.00097009 | 1.1679e-10 | 0.00097009 | 1.1679e-10
[79 empty] | WLDFR | HFTD - Distribution - Tier 2 - 4QU CoRE ¦ 1QU LoRE | Non-Red Flag Warning - Catastrophic Fires | 2053 | 9.9183e-10 | 9.9183e-10 | 19462.1283 | 340.5356 | 11757.1413 | 7364.4514 | 0 | 0 | 1.2474e-06 | 1.9303e-05 | 0 | 1.9303e-05 | 1.9303e-05 | 0 | 1.9303e-05 | 0 | 0.0013948 | 0.0030574 | 0 | 0.0030574 | 0 | 1.6746e-06 | 3.3491e-06 | 0 | 3.3491e-06 | [12 empty] | 7.3.3.17.5 (Remote Grid) Updates to grid topology to minimize risk of ignition in HFTDs Remote GridWLDFRContaminationAggregated | WLDFR | HFTD - Distribution - Tier 2 - 1QU CoRE ¦ 4QU LoRE | Red Flag Warning - Small Fires | Contamination | Aggregated | 2053 | 1.2039e-07 | 1483.0022 | 0.00017854 | 2053 | Mitigation | 0.95 | 45 | 0 | esc | 0.00097009 | 1.1679e-10 | 0.00097009 | 1.1679e-10
[79 empty] | WLDFR | HFTD - Distribution - Tier 2 - 4QU CoRE ¦ 1QU LoRE | Non-Red Flag Warning - Catastrophic Fires | 2054 | 9.9183e-10 | 9.9183e-10 | 19462.1283 | 340.5356 | 11757.1413 | 7364.4514 | 0 | 0 | 1.2474e-06 | 1.9303e-05 | 0 | 1.9303e-05 | 1.9303e-05 | 0 | 1.9303e-05 | 0 | 0.0013948 | 0.0030574 | 0 | 0.0030574 | 0 | 1.7492e-06 | 3.4983e-06 | 0 | 3.4983e-06 | [12 empty] | 7.3.3.17.5 (Remote Grid) Updates to grid topology to minimize risk of ignition in HFTDs Remote GridWLDFRContaminationAggregated | WLDFR | HFTD - Distribution - Tier 2 - 1QU CoRE ¦ 4QU LoRE | Red Flag Warning - Small Fires | Contamination | Aggregated | 2054 | 1.2039e-07 | 1483.0022 | 0.00017854 | 2054 | Mitigation | 0.95 | 45 | 0 | esc | 0.00097009 | 1.1679e-10 | 0.00097009 | 1.1679e-10
[79 empty] | WLDFR | HFTD - Distribution - Tier 2 - 4QU CoRE ¦ 1QU LoRE | Non-Red Flag Warning - Catastrophic Fires | 2055 | 9.9183e-10 | 9.9183e-10 | 19462.1283 | 340.5356 | 11757.1413 | 7364.4514 | 0 | 0 | 1.2474e-06 | 1.9303e-05 | 0 | 1.9303e-05 | 1.9303e-05 | 0 | 1.9303e-05 | 0 | 0.0013948 | 0.0030574 | 0 | 0.0030574 | 0 | 1.7492e-06 | 3.4983e-06 | 0 | 3.4983e-06 | [12 empty] | 7.3.3.17.5 (Remote Grid) Updates to grid topology to minimize risk of ignition in HFTDs Remote GridWLDFRContaminationAggregated | WLDFR | HFTD - Distribution - Tier 2 - 1QU CoRE ¦ 4QU LoRE | Red Flag Warning - Small Fires | Contamination | Aggregated | 2055 | 1.2039e-07 | 1483.0022 | 0.00017854 | 2055 | Mitigation | 0.95 | 45 | 0 | esc | 0.00097009 | 1.1679e-10 | 0.00097009 | 1.1679e-10
[79 empty] | WLDFR | HFTD - Distribution - Tier 2 - 4QU CoRE ¦ 1QU LoRE | Non-Red Flag Warning - Catastrophic Fires | 2056 | 9.9183e-10 | 9.9183e-10 | 19462.1283 | 340.5356 | 11757.1413 | 7364.4514 | 0 | 0 | 1.2474e-06 | 1.9303e-05 | 0 | 1.9303e-05 | 1.9303e-05 | 0 | 1.9303e-05 | 0 | 0.0013948 | 0.0030574 | 0 | 0.0030574 | 0 | 1.7492e-06 | 3.4983e-06 | 0 | 3.4983e-06 | [12 empty] | 7.3.3.17.5 (Remote Grid) Updates to grid topology to minimize risk of ignition in HFTDs Remote GridWLDFRContaminationAggregated | WLDFR | HFTD - Distribution - Tier 2 - 1QU CoRE ¦ 4QU LoRE | Red Flag Warning - Small Fires | Contamination | Aggregated | 2056 | 1.2039e-07 | 1483.0022 | 0.00017854 | 2056 | Mitigation | 0.95 | 45 | 0 | esc | 0.00097009 | 1.1679e-10 | 0.00097009 | 1.1679e-10
[79 empty] | WLDFR | HFTD - Distribution - Tier 2 - 4QU CoRE ¦ 1QU LoRE | Non-Red Flag Warning - Catastrophic Fires | 2057 | 9.9183e-10 | 9.9183e-10 | 19462.1283 | 340.5356 | 11757.1413 | 7364.4514 | 0 | 0 | 1.2474e-06 | 1.9303e-05 | 0 | 1.9303e-05 | 1.9303e-05 | 0 | 1.9303e-05 | 0 | 0.0014557 | 0.0031909 | 0 | 0.0031909 | 0 | 1.7492e-06 | 3.4983e-06 | 0 | 3.4983e-06 | [12 empty] | 7.3.3.17.5 (Remote Grid) Updates to grid topology to minimize risk of ignition in HFTDs Remote GridWLDFRContaminationAggregated | WLDFR | HFTD - Distribution - Tier 2 - 1QU CoRE ¦ 4QU LoRE | Red Flag Warning - Small Fires | Contamination | Aggregated | 2057 | 1.2039e-07 | 1483.0022 | 0.00017854 | 2057 | Mitigation | 0.95 | 45 | 0 | esc | 0.00097009 | 1.1679e-10 | 0.00097009 | 1.1679e-10
[79 empty] | WLDFR | HFTD - Distribution - Tier 2 - 4QU CoRE ¦ 1QU LoRE | Non-Red Flag Warning - Catastrophic Fires | 2058 | 9.9183e-10 | 9.9183e-10 | 20390.4035 | 362.3049 | 12307.8747 | 7720.2238 | 0 | 0 | 1.2474e-06 | 2.0224e-05 | 0 | 2.0224e-05 | 2.0224e-05 | 0 | 2.0224e-05 | 0 | 0.0014557 | 0.0031909 | 0 | 0.0031909 | 0 | 1.7492e-06 | 3.4983e-06 | 0 | 3.4983e-06 | [12 empty] | 7.3.3.17.5 (Remote Grid) Updates to grid topology to minimize risk of ignition in HFTDs Remote GridWLDFRContaminationAggregated | WLDFR | HFTD - Distribution - Tier 2 - 1QU CoRE ¦ 4QU LoRE | Red Flag Warning - Small Fires | Contamination | Aggregated | 2058 | 1.2039e-07 | 1483.0022 | 0.00017854 | 2058 | Mitigation | 0.95 | 45 | 0 | esc | 0.00097009 | 1.1679e-10 | 0.00097009 | 1.1679e-10
[79 empty] | WLDFR | HFTD - Distribution - Tier 2 - 4QU CoRE ¦ 1QU LoRE | Non-Red Flag Warning - Catastrophic Fires | 2059 | 9.9183e-10 | 9.9183e-10 | 20390.4035 | 362.3049 | 12307.8747 | 7720.2238 | 0 | 0 | 1.2474e-06 | 2.0224e-05 | 0 | 2.0224e-05 | 2.0224e-05 | 0 | 2.0224e-05 | 0 | 0.0014557 | 0.0031909 | 0 | 0.0031909 | 0 | 1.8321e-06 | 3.6642e-06 | 0 | 3.6642e-06 | [12 empty] | 7.3.3.17.5 (Remote Grid) Updates to grid topology to minimize risk of ignition in HFTDs Remote GridWLDFRContaminationAggregated | WLDFR | HFTD - Distribution - Tier 2 - 1QU CoRE ¦ 4QU LoRE | Red Flag Warning - Small Fires | Contamination | Aggregated | 2059 | 1.2039e-07 | 1483.0022 | 0.00017854 | 2059 | Mitigation | 0.95 | 45 | 0 | esc | 0.00097009 | 1.1679e-10 | 0.00097009 | 1.1679e-10
[79 empty] | WLDFR | HFTD - Distribution - Tier 2 - 4QU CoRE ¦ 1QU LoRE | Non-Red Flag Warning - Catastrophic Fires | 2060 | 9.9183e-10 | 9.9183e-10 | 20390.4035 | 362.3049 | 12307.8747 | 7720.2238 | 0 | 0 | 1.2474e-06 | 2.0224e-05 | 0 | 2.0224e-05 | 2.0224e-05 | 0 | 2.0224e-05 | 0 | 0 | 0.0031909 | 0 | 0.0031909 | 0 | 1.8321e-06 | 3.6642e-06 | 0 | 3.6642e-06 | [12 empty] | 7.3.3.17.5 (Remote Grid) Updates to grid topology to minimize risk of ignition in HFTDs Remote GridWLDFRContaminationAggregated | WLDFR | HFTD - Distribution - Tier 2 - 1QU CoRE ¦ 4QU LoRE | Red Flag Warning - Small Fires | Contamination | Aggregated | 2060 | 1.2039e-07 | 1483.0022 | 0.00017854 | 2060 | Mitigation | 0.95 | 45 | 0 | esc | 0.00097009 | 1.1679e-10 | 0.00097009 | 1.1679e-10
[79 empty] | WLDFR | HFTD - Distribution - Tier 2 - 4QU CoRE ¦ 1QU LoRE | Non-Red Flag Warning - Catastrophic Fires | 2061 | 9.9183e-10 | 9.9183e-10 | 20390.4035 | 362.3049 | 12307.8747 | 7720.2238 | 0 | 0 | 1.2474e-06 | 2.0224e-05 | 0 | 2.0224e-05 | 2.0224e-05 | 0 | 2.0224e-05 | 0 | 0 | 0 | 0 | 0 | 0 | 1.8321e-06 | 3.6642e-06 | 0 | 3.6642e-06 | [12 empty] | 7.3.3.17.5 (Remote Grid) Updates to grid topology to minimize risk of ignition in HFTDs Remote GridWLDFRContaminationAggregated | WLDFR | HFTD - Distribution - Tier 2 - 1QU CoRE ¦ 4QU LoRE | Red Flag Warning - Small Fires | Contamination | Aggregated | 2061 | 1.2039e-07 | 1483.0022 | 0.00017854 | 2061 | Mitigation | 0.95 | 45 | 0 | esc | 0.00097009 | 1.1679e-10 | 0.00097009 | 1.1679e-10
[79 empty] | WLDFR | HFTD - Distribution - Tier 2 - 4QU CoRE ¦ 1QU LoRE | Non-Red Flag Warning - Catastrophic Fires | 2062 | 9.9183e-10 | 9.9183e-10 | 20390.4035 | 362.3049 | 12307.8747 | 7720.2238 | 0 | 0 | 1.2474e-06 | 2.0224e-05 | 0 | 2.0224e-05 | 2.0224e-05 | 0 | 2.0224e-05 | 0 | 8.7613e-05 | 0 | 0 | 0 | 0 | 1.8321e-06 | 3.6642e-06 | 0 | 3.6642e-06 | [12 empty] | 7.3.3.17.5 (Remote Grid) Updates to grid topology to minimize risk of ignition in HFTDs Remote GridWLDFRContaminationAggregated | WLDFR | HFTD - Distribution - Tier 2 - 1QU CoRE ¦ 4QU LoRE | Red Flag Warning - Small Fires | Contamination | Aggregated | 2062 | 1.2039e-07 | 1483.0022 | 0.00017854 | 2062 | Mitigation | 0.95 | 45 | 0 | esc | 0.00097009 | 1.1679e-10 | 0.00097009 | 1.1679e-10
[79 empty] | WLDFR | HFTD - Distribution - Tier 2 - 4QU CoRE ¦ 1QU LoRE | Non-Red Flag Warning - Catastrophic Fires | 2063 | 9.9183e-10 | 9.9183e-10 | 21325.9188 | 384.5316 | 12862.0997 | 8079.2876 | 0 | 0 | 1.2474e-06 | 2.1152e-05 | 0 | 2.1152e-05 | 2.1152e-05 | 0 | 2.1152e-05 | 0 | 9.0814e-05 | 0.00019907 | 0 | 0.00019907 | 0 | 1.8321e-06 | 3.6642e-06 | 0 | 3.6642e-06 | [12 empty] | 7.3.3.17.5 (Remote Grid) Updates to grid topology to minimize risk of ignition in HFTDs Remote GridWLDFRContaminationAggregated | WLDFR | HFTD - Distribution - Tier 2 - 1QU CoRE ¦ 4QU LoRE | Red Flag Warning - Small Fires | Contamination | Aggregated | 2063 | 1.2039e-07 | 1483.0022 | 0.00017854 | 2063 | Mitigation | 0.95 | 45 | 0 | esc | 0.00097009 | 1.1679e-10 | 0.00097009 | 1.1679e-10
[79 empty] | WLDFR | HFTD - Distribution - Tier 2 - 4QU CoRE ¦ 1QU LoRE | Non-Red Flag Warning - Catastrophic Fires | 2064 | 9.9183e-10 | 9.9183e-10 | 21325.9188 | 384.5316 | 12862.0997 | 8079.2876 | 0 | 0 | 1.2474e-06 | 2.1152e-05 | 0 | 2.1152e-05 | 2.1152e-05 | 0 | 2.1152e-05 | 0 | 9.0814e-05 | 0.00019907 | 0 | 0.00019907 | 0 | 1.9221e-06 | 3.8442e-06 | 0 | 3.8442e-06 | [12 empty] | 7.3.3.17.5 (Remote Grid) Updates to grid topology to minimize risk of ignition in HFTDs Remote GridWLDFRContaminationAggregated | WLDFR | HFTD - Distribution - Tier 2 - 1QU CoRE ¦ 4QU LoRE | Red Flag Warning - Small Fires | Contamination | Aggregated | 2064 | 1.2039e-07 | 1483.0022 | 0.00017854 | 2064 | Mitigation | 0.95 | 45 | 0 | esc | 0.00097009 | 1.1679e-10 | 0.00097009 | 1.1679e-10
[79 empty] | WLDFR | HFTD - Distribution - Tier 2 - 4QU CoRE ¦ 1QU LoRE | Non-Red Flag Warning - Catastrophic Fires | 2065 | 9.9183e-10 | 9.9183e-10 | 21325.9188 | 384.5316 | 12862.0997 | 8079.2876 | 0 | 0 | 1.2474e-06 | 2.1152e-05 | 0 | 2.1152e-05 | 2.1152e-05 | 0 | 2.1152e-05 | 0 | 9.0814e-05 | 0.00019907 | 0 | 0.00019907 | 0 | 1.9221e-06 | 3.8442e-06 | 0 | 3.8442e-06 | [12 empty] | 7.3.3.17.5 (Remote Grid) Updates to grid topology to minimize risk of ignition in HFTDs Remote GridWLDFRContaminationAggregated | WLDFR | HFTD - Distribution - Tier 2 - 1QU CoRE ¦ 4QU LoRE | Red Flag Warning - Small Fires | Contamination | Aggregated | 2065 | 1.2039e-07 | 1483.0022 | 0.00017854 | 2065 | Mitigation | 0.95 | 45 | 0 | esc | 0.00097009 | 1.1679e-10 | 0.00097009 | 1.1679e-10
[79 empty] | WLDFR | HFTD - Distribution - Tier 2 - 4QU CoRE ¦ 1QU LoRE | Non-Red Flag Warning - Catastrophic Fires | 2066 | 9.9183e-10 | 9.9183e-10 | 21325.9188 | 384.5316 | 12862.0997 | 8079.2876 | 0 | 0 | 1.2474e-06 | 2.1152e-05 | 0 | 2.1152e-05 | 2.1152e-05 | 0 | 2.1152e-05 | 0 | 9.0814e-05 | 0.00019907 | 0 | 0.00019907 | 0 | 1.9221e-06 | 3.8442e-06 | 0 | 3.8442e-06 | [12 empty] | 7.3.3.17.5 (Remote Grid) Updates to grid topology to minimize risk of ignition in HFTDs Remote GridWLDFRContaminationAggregated | WLDFR | HFTD - Distribution - Tier 2 - 1QU CoRE ¦ 4QU LoRE | Red Flag Warning - Small Fires | Contamination | Aggregated | 2066 | 1.2039e-07 | 1483.0022 | 0.00017854 | 2066 | Mitigation | 0.95 | 45 | 0 | esc | 0.00097009 | 1.1679e-10 | 0.00097009 | 1.1679e-10
[79 empty] | WLDFR | HFTD - Distribution - Tier 2 - 4QU CoRE ¦ 1QU LoRE | Non-Red Flag Warning - Catastrophic Fires | 2067 | 0 | 9.9183e-10 | 21325.9188 | 384.5316 | 12862.0997 | 8079.2876 | 0 | 0 | 1.2474e-06 | 0 | 0 | 0 | 2.1152e-05 | 0 | 2.1152e-05 | 0 | 9.0814e-05 | 0.00019907 | 0 | 0.00019907 | 0 | 1.9221e-06 | 3.8442e-06 | 0 | 3.8442e-06 | [12 empty] | 7.3.3.17.5 (Remote Grid) Updates to grid topology to minimize risk of ignition in HFTDs Remote GridWLDFRContaminationAggregated | WLDFR | HFTD - Distribution - Tier 2 - 1QU CoRE ¦ 4QU LoRE | Red Flag Warning - Small Fires | Contamination | Aggregated | 2067 | 1.2039e-07 | 1483.0022 | 0.00017854 | 2067 | Mitigation | 0.95 | 45 | 0 | esc | 0 | 0 | 0.00097009 | 1.1679e-10
[79 empty] | WLDFR | HFTD - Distribution - Tier 2 - 4QU CoRE ¦ 1QU LoRE | Non-Red Flag Warning - Destructive Fires | 2022 | 1.2818e-09 | 0 | 8807.9522 | 222.2294 | 8585.7228 | 0 | 0 | 0 | 1.5209e-06 | 1.129e-05 | 0 | 1.129e-05 | 0 | 0 | 0 | 0 | 9.4844e-05 | 0.0002079 | 0 | 0.0002079 | 0 | 1.9221e-06 | 3.8442e-06 | 0 | 3.8442e-06 | [12 empty] | 7.3.3.17.5 (Remote Grid) Updates to grid topology to minimize risk of ignition in HFTDs Remote GridWLDFREquipment / facility failureAggregated | WLDFR | HFTD - Distribution - Tier 2 - 1QU CoRE ¦ 4QU LoRE | Red Flag Warning - Small Fires | Equipment / facility failure | Aggregated | 2022 | 7.3332e-05 | 1483.0022 | 0.10875 | 2022 | Mitigation | 0.95 | 45 | 0 | esc | 0.00097009 | 7.1138e-08 | 0 | 0
[79 empty] | WLDFR | HFTD - Distribution - Tier 2 - 4QU CoRE ¦ 1QU LoRE | Non-Red Flag Warning - Destructive Fires | 2023 | 1.2818e-09 | 1.2818e-09 | 9129.7461 | 233.2301 | 8896.516 | 0 | 0 | 0 | 1.5209e-06 | 1.1702e-05 | 0 | 1.1702e-05 | 1.1702e-05 | 0 | 1.1702e-05 | 0 | 9.4844e-05 | 0.0002079 | 0 | 0.0002079 | 0 | 2.018e-06 | 4.0359e-06 | 0 | 4.0359e-06 | [12 empty] | 7.3.3.17.5 (Remote Grid) Updates to grid topology to minimize risk of ignition in HFTDs Remote GridWLDFREquipment / facility failureAggregated | WLDFR | HFTD - Distribution - Tier 2 - 1QU CoRE ¦ 4QU LoRE | Red Flag Warning - Small Fires | Equipment / facility failure | Aggregated | 2023 | 7.3332e-05 | 1483.0022 | 0.10875 | 2023 | Mitigation | 0.95 | 45 | 0 | esc | 0.00097009 | 7.1138e-08 | 0.00097009 | 7.1138e-08
[79 empty] | WLDFR | HFTD - Distribution - Tier 2 - 4QU CoRE ¦ 1QU LoRE | Non-Red Flag Warning - Destructive Fires | 2024 | 1.2818e-09 | 1.2818e-09 | 9129.7461 | 233.2301 | 8896.516 | 0 | 0 | 0 | 1.5209e-06 | 1.1702e-05 | 0 | 1.1702e-05 | 1.1702e-05 | 0 | 1.1702e-05 | 0 | 9.4844e-05 | 0.0002079 | 0 | 0.0002079 | 0 | 2.018e-06 | 4.0359e-06 | 0 | 4.0359e-06 | [12 empty] | 7.3.3.17.5 (Remote Grid) Updates to grid topology to minimize risk of ignition in HFTDs Remote GridWLDFREquipment / facility failureAggregated | WLDFR | HFTD - Distribution - Tier 2 - 1QU CoRE ¦ 4QU LoRE | Red Flag Warning - Small Fires | Equipment / facility failure | Aggregated | 2024 | 7.3332e-05 | 1483.0022 | 0.10875 | 2024 | Mitigation | 0.95 | 45 | 0 | esc | 0.00097009 | 7.1138e-08 | 0.00097009 | 7.1138e-08
[79 empty] | WLDFR | HFTD - Distribution - Tier 2 - 4QU CoRE ¦ 1QU LoRE | Non-Red Flag Warning - Destructive Fires | 2025 | 1.2818e-09 | 1.2818e-09 | 9129.7461 | 233.2301 | 8896.516 | 0 | 0 | 0 | 1.5209e-06 | 1.1702e-05 | 0 | 1.1702e-05 | 1.1702e-05 | 0 | 1.1702e-05 | 0 | 9.4844e-05 | 0.0002079 | 0 | 0.0002079 | 0 | 2.018e-06 | 4.0359e-06 | 0 | 4.0359e-06 | [12 empty] | 7.3.3.17.5 (Remote Grid) Updates to grid topology to minimize risk of ignition in HFTDs Remote GridWLDFREquipment / facility failureAggregated | WLDFR | HFTD - Distribution - Tier 2 - 1QU CoRE ¦ 4QU LoRE | Red Flag Warning - Small Fires | Equipment / facility failure | Aggregated | 2025 | 7.3332e-05 | 1483.0022 | 0.10875 | 2025 | Mitigation | 0.95 | 45 | 0 | esc | 0.00097009 | 7.1138e-08 | 0.00097009 | 7.1138e-08
[79 empty] | WLDFR | HFTD - Distribution - Tier 2 - 4QU CoRE ¦ 1QU LoRE | Non-Red Flag Warning - Destructive Fires | 2026 | 1.2818e-09 | 1.2818e-09 | 9129.7461 | 233.2301 | 8896.516 | 0 | 0 | 0 | 1.5209e-06 | 1.1702e-05 | 0 | 1.1702e-05 | 1.1702e-05 | 0 | 1.1702e-05 | 0 | 9.4844e-05 | 0.0002079 | 0 | 0.0002079 | 0 | 2.018e-06 | 4.0359e-06 | 0 | 4.0359e-06 | [12 empty] | 7.3.3.17.5 (Remote Grid) Updates to grid topology to minimize risk of ignition in HFTDs Remote GridWLDFREquipment / facility failureAggregated | WLDFR | HFTD - Distribution - Tier 2 - 1QU CoRE ¦ 4QU LoRE | Red Flag Warning - Small Fires | Equipment / facility failure | Aggregated | 2026 | 7.3332e-05 | 1483.0022 | 0.10875 | 2026 | Mitigation | 0.95 | 45 | 0 | esc | 0.00097009 | 7.1138e-08 | 0.00097009 | 7.1138e-08
[79 empty] | WLDFR | HFTD - Distribution - Tier 2 - 4QU CoRE ¦ 1QU LoRE | Non-Red Flag Warning - Destructive Fires | 2027 | 1.2818e-09 | 1.2818e-09 | 9129.7461 | 233.2301 | 8896.516 | 0 | 0 | 0 | 1.5209e-06 | 1.1702e-05 | 0 | 1.1702e-05 | 1.1702e-05 | 0 | 1.1702e-05 | 0 | 9.932e-05 | 0.00021771 | 0 | 0.00021771 | 0 | 2.018e-06 | 4.0359e-06 | 0 | 4.0359e-06 | [12 empty] | 7.3.3.17.5 (Remote Grid) Updates to grid topology to minimize risk of ignition in HFTDs Remote GridWLDFREquipment / facility failureAggregated | WLDFR | HFTD - Distribution - Tier 2 - 1QU CoRE ¦ 4QU LoRE | Red Flag Warning - Small Fires | Equipment / facility failure | Aggregated | 2027 | 7.3332e-05 | 1483.0022 | 0.10875 | 2027 | Mitigation | 0.95 | 45 | 0 | esc | 0.00097009 | 7.1138e-08 | 0.00097009 | 7.1138e-08
[79 empty] | WLDFR | HFTD - Distribution - Tier 2 - 4QU CoRE ¦ 1QU LoRE | Non-Red Flag Warning - Destructive Fires | 2028 | 1.2818e-09 | 1.2818e-09 | 9534.9221 | 247.273 | 9287.6491 | 0 | 0 | 0 | 1.5209e-06 | 1.2222e-05 | 0 | 1.2222e-05 | 1.2222e-05 | 0 | 1.2222e-05 | 0 | 9.932e-05 | 0.00021771 | 0 | 0.00021771 | 0 | 2.1185e-06 | 4.237e-06 | 0 | 4.237e-06 | [12 empty] | 7.3.3.17.5 (Remote Grid) Updates to grid topology to minimize risk of ignition in HFTDs Remote GridWLDFREquipment / facility failureAggregated | WLDFR | HFTD - Distribution - Tier 2 - 1QU CoRE ¦ 4QU LoRE | Red Flag Warning - Small Fires | Equipment / facility failure | Aggregated | 2028 | 7.3332e-05 | 1483.0022 | 0.10875 | 2028 | Mitigation | 0.95 | 45 | 0 | esc | 0.00097009 | 7.1138e-08 | 0.00097009 | 7.1138e-08
[79 empty] | WLDFR | HFTD - Distribution - Tier 2 - 4QU CoRE ¦ 1QU LoRE | Non-Red Flag Warning - Destructive Fires | 2029 | 1.2818e-09 | 1.2818e-09 | 9534.9221 | 247.273 | 9287.6491 | 0 | 0 | 0 | 1.5209e-06 | 1.2222e-05 | 0 | 1.2222e-05 | 1.2222e-05 | 0 | 1.2222e-05 | 0 | 9.932e-05 | 0.00021771 | 0 | 0.00021771 | 0 | 2.1185e-06 | 4.237e-06 | 0 | 4.237e-06 | [12 empty] | 7.3.3.17.5 (Remote Grid) Updates to grid topology to minimize risk of ignition in HFTDs Remote GridWLDFREquipment / facility failureAggregated | WLDFR | HFTD - Distribution - Tier 2 - 1QU CoRE ¦ 4QU LoRE | Red Flag Warning - Small Fires | Equipment / facility failure | Aggregated | 2029 | 7.3332e-05 | 1483.0022 | 0.10875 | 2029 | Mitigation | 0.95 | 45 | 0 | esc | 0.00097009 | 7.1138e-08 | 0.00097009 | 7.1138e-08
[79 empty] | WLDFR | HFTD - Distribution - Tier 2 - 4QU CoRE ¦ 1QU LoRE | Non-Red Flag Warning - Destructive Fires | 2030 | 1.2818e-09 | 1.2818e-09 | 9534.9221 | 247.273 | 9287.6491 | 0 | 0 | 0 | 1.5209e-06 | 1.2222e-05 | 0 | 1.2222e-05 | 1.2222e-05 | 0 | 1.2222e-05 | 0 | 9.932e-05 | 0.00021771 | 0 | 0.00021771 | 0 | 2.1185e-06 | 4.237e-06 | 0 | 4.237e-06 | [12 empty] | 7.3.3.17.5 (Remote Grid) Updates to grid topology to minimize risk of ignition in HFTDs Remote GridWLDFREquipment / facility failureAggregated | WLDFR | HFTD - Distribution - Tier 2 - 1QU CoRE ¦ 4QU LoRE | Red Flag Warning - Small Fires | Equipment / facility failure | Aggregated | 2030 | 7.3332e-05 | 1483.0022 | 0.10875 | 2030 | Mitigation | 0.95 | 45 | 0 | esc | 0.00097009 | 7.1138e-08 | 0.00097009 | 7.1138e-08
[79 empty] | WLDFR | HFTD - Distribution - Tier 2 - 4QU CoRE ¦ 1QU LoRE | Non-Red Flag Warning - Destructive Fires | 2031 | 1.2818e-09 | 1.2818e-09 | 9534.9221 | 247.273 | 9287.6491 | 0 | 0 | 0 | 1.5209e-06 | 1.2222e-05 | 0 | 1.2222e-05 | 1.2222e-05 | 0 | 1.2222e-05 | 0 | 9.932e-05 | 0.00021771 | 0 | 0.00021771 | 0 | 2.1185e-06 | 4.237e-06 | 0 | 4.237e-06 | [12 empty] | 7.3.3.17.5 (Remote Grid) Updates to grid topology to minimize risk of ignition in HFTDs Remote GridWLDFREquipment / facility failureAggregated | WLDFR | HFTD - Distribution - Tier 2 - 1QU CoRE ¦ 4QU LoRE | Red Flag Warning - Small Fires | Equipment / facility failure | Aggregated | 2031 | 7.3332e-05 | 1483.0022 | 0.10875 | 2031 | Mitigation | 0.95 | 45 | 0 | esc | 0.00097009 | 7.1138e-08 | 0.00097009 | 7.1138e-08
[79 empty] | WLDFR | HFTD - Distribution - Tier 2 - 4QU CoRE ¦ 1QU LoRE | Non-Red Flag Warning - Destructive Fires | 2032 | 1.2818e-09 | 1.2818e-09 | 9534.9221 | 247.273 | 9287.6491 | 0 | 0 | 0 | 1.5209e-06 | 1.2222e-05 | 0 | 1.2222e-05 | 1.2222e-05 | 0 | 1.2222e-05 | 0 | 0.00010417 | 0.00022835 | 0 | 0.00022835 | 0 | 0 | 4.237e-06 | 0 | 4.237e-06 | [12 empty] | 7.3.3.17.5 (Remote Grid) Updates to grid topology to minimize risk of ignition in HFTDs Remote GridWLDFREquipment / facility failureAggregated | WLDFR | HFTD - Distribution - Tier 2 - 1QU CoRE ¦ 4QU LoRE | Red Flag Warning - Small Fires | Equipment / facility failure | Aggregated | 2032 | 7.3332e-05 | 1483.0022 | 0.10875 | 2032 | Mitigation | 0.95 | 45 | 0 | esc | 0.00097009 | 7.1138e-08 | 0.00097009 | 7.1138e-08
[79 empty] | WLDFR | HFTD - Distribution - Tier 2 - 4QU CoRE ¦ 1QU LoRE | Non-Red Flag Warning - Destructive Fires | 2033 | 1.2818e-09 | 1.2818e-09 | 9984.8474 | 263.1074 | 9721.74 | 0 | 0 | 0 | 1.5209e-06 | 1.2798e-05 | 0 | 1.2798e-05 | 1.2798e-05 | 0 | 1.2798e-05 | 0 | 0.00010417 | 0.00022835 | 0 | 0.00022835 | 0 | 0 | 0 | 0 | 0 | [12 empty] | 7.3.3.17.5 (Remote Grid) Updates to grid topology to minimize risk of ignition in HFTDs Remote GridWLDFREquipment / facility failureAggregated | WLDFR | HFTD - Distribution - Tier 2 - 1QU CoRE ¦ 4QU LoRE | Red Flag Warning - Small Fires | Equipment / facility failure | Aggregated | 2033 | 7.3332e-05 | 1483.0022 | 0.10875 | 2033 | Mitigation | 0.95 | 45 | 0 | esc | 0.00097009 | 7.1138e-08 | 0.00097009 | 7.1138e-08
[79 empty] | WLDFR | HFTD - Distribution - Tier 2 - 4QU CoRE ¦ 1QU LoRE | Non-Red Flag Warning - Destructive Fires | 2034 | 1.2818e-09 | 1.2818e-09 | 9984.8474 | 263.1074 | 9721.74 | 0 | 0 | 0 | 1.5209e-06 | 1.2798e-05 | 0 | 1.2798e-05 | 1.2798e-05 | 0 | 1.2798e-05 | 0 | 0.00010417 | 0.00022835 | 0 | 0.00022835 | 0 | 0 | 0 | 0 | 0 | [12 empty] | 7.3.3.17.5 (Remote Grid) Updates to grid topology to minimize risk of ignition in HFTDs Remote GridWLDFREquipment / facility failureAggregated | WLDFR | HFTD - Distribution - Tier 2 - 1QU CoRE ¦ 4QU LoRE | Red Flag Warning - Small Fires | Equipment / facility failure | Aggregated | 2034 | 7.3332e-05 | 1483.0022 | 0.10875 | 2034 | Mitigation | 0.95 | 45 | 0 | esc | 0.00097009 | 7.1138e-08 | 0.00097009 | 7.1138e-08
[79 empty] | WLDFR | HFTD - Distribution - Tier 2 - 4QU CoRE ¦ 1QU LoRE | Non-Red Flag Warning - Destructive Fires | 2035 | 1.2818e-09 | 1.2818e-09 | 9984.8474 | 263.1074 | 9721.74 | 0 | 0 | 0 | 1.5209e-06 | 1.2798e-05 | 0 | 1.2798e-05 | 1.2798e-05 | 0 | 1.2798e-05 | 0 | 0.00010417 | 0.00022835 | 0 | 0.00022835 | 0 | 4.2103e-06 | 0 | 0 | 0 | [12 empty] | 7.3.3.17.5 (Remote Grid) Updates to grid topology to minimize risk of ignition in HFTDs Remote GridWLDFREquipment / facility failureAggregated | WLDFR | HFTD - Distribution - Tier 2 - 1QU CoRE ¦ 4QU LoRE | Red Flag Warning - Small Fires | Equipment / facility failure | Aggregated | 2035 | 7.3332e-05 | 1483.0022 | 0.10875 | 2035 | Mitigation | 0.95 | 45 | 0 | esc | 0.00097009 | 7.1138e-08 | 0.00097009 | 7.1138e-08
[79 empty] | WLDFR | HFTD - Distribution - Tier 2 - 4QU CoRE ¦ 1QU LoRE | Non-Red Flag Warning - Destructive Fires | 2036 | 1.2818e-09 | 1.2818e-09 | 9984.8474 | 263.1074 | 9721.74 | 0 | 0 | 0 | 1.5209e-06 | 1.2798e-05 | 0 | 1.2798e-05 | 1.2798e-05 | 0 | 1.2798e-05 | 0 | 0.00010417 | 0.00022835 | 0 | 0.00022835 | 0 | 4.3641e-06 | 8.7281e-06 | 0 | 8.7281e-06 | [12 empty] | 7.3.3.17.5 (Remote Grid) Updates to grid topology to minimize risk of ignition in HFTDs Remote GridWLDFREquipment / facility failureAggregated | WLDFR | HFTD - Distribution - Tier 2 - 1QU CoRE ¦ 4QU LoRE | Red Flag Warning - Small Fires | Equipment / facility failure | Aggregated | 2036 | 7.3332e-05 | 1483.0022 | 0.10875 | 2036 | Mitigation | 0.95 | 45 | 0 | esc | 0.00097009 | 7.1138e-08 | 0.00097009 | 7.1138e-08
[79 empty] | WLDFR | HFTD - Distribution - Tier 2 - 4QU CoRE ¦ 1QU LoRE | Non-Red Flag Warning - Destructive Fires | 2037 | 1.2818e-09 | 1.2818e-09 | 9984.8474 | 263.1074 | 9721.74 | 0 | 0 | 0 | 1.5209e-06 | 1.2798e-05 | 0 | 1.2798e-05 | 1.2798e-05 | 0 | 1.2798e-05 | 0 | 0.00010934 | 0.00023968 | 0 | 0.00023968 | 0 | 4.3641e-06 | 8.7281e-06 | 0 | 8.7281e-06 | [12 empty] | 7.3.3.17.5 (Remote Grid) Updates to grid topology to minimize risk of ignition in HFTDs Remote GridWLDFREquipment / facility failureAggregated | WLDFR | HFTD - Distribution - Tier 2 - 1QU CoRE ¦ 4QU LoRE | Red Flag Warning - Small Fires | Equipment / facility failure | Aggregated | 2037 | 7.3332e-05 | 1483.0022 | 0.10875 | 2037 | Mitigation | 0.95 | 45 | 0 | esc | 0.00097009 | 7.1138e-08 | 0.00097009 | 7.1138e-08
[79 empty] | WLDFR | HFTD - Distribution - Tier 2 - 4QU CoRE ¦ 1QU LoRE | Non-Red Flag Warning - Destructive Fires | 2038 | 1.2818e-09 | 1.2818e-09 | 10472.8261 | 280.5544 | 10192.2718 | 0 | 0 | 0 | 1.5209e-06 | 1.3424e-05 | 0 | 1.3424e-05 | 1.3424e-05 | 0 | 1.3424e-05 | 0 | 0.00010934 | 0.00023968 | 0 | 0.00023968 | 0 | 4.3641e-06 | 8.7281e-06 | 0 | 8.7281e-06 | [12 empty] | 7.3.3.17.5 (Remote Grid) Updates to grid topology to minimize risk of ignition in HFTDs Remote GridWLDFREquipment / facility failureAggregated | WLDFR | HFTD - Distribution - Tier 2 - 1QU CoRE ¦ 4QU LoRE | Red Flag Warning - Small Fires | Equipment / facility failure | Aggregated | 2038 | 7.3332e-05 | 1483.0022 | 0.10875 | 2038 | Mitigation | 0.95 | 45 | 0 | esc | 0.00097009 | 7.1138e-08 | 0.00097009 | 7.1138e-08
[79 empty] | WLDFR | HFTD - Distribution - Tier 2 - 4QU CoRE ¦ 1QU LoRE | Non-Red Flag Warning - Destructive Fires | 2039 | 1.2818e-09 | 1.2818e-09 | 10472.8261 | 280.5544 | 10192.2718 | 0 | 0 | 0 | 1.5209e-06 | 1.3424e-05 | 0 | 1.3424e-05 | 1.3424e-05 | 0 | 1.3424e-05 | 0 | 0.00010934 | 0.00023968 | 0 | 0.00023968 | 0 | 4.3641e-06 | 8.7281e-06 | 0 | 8.7281e-06 | [12 empty] | 7.3.3.17.5 (Remote Grid) Updates to grid topology to minimize risk of ignition in HFTDs Remote GridWLDFREquipment / facility failureAggregated | WLDFR | HFTD - Distribution - Tier 2 - 1QU CoRE ¦ 4QU LoRE | Red Flag Warning - Small Fires | Equipment / facility failure | Aggregated | 2039 | 7.3332e-05 | 1483.0022 | 0.10875 | 2039 | Mitigation | 0.95 | 45 | 0 | esc | 0.00097009 | 7.1138e-08 | 0.00097009 | 7.1138e-08
[79 empty] | WLDFR | HFTD - Distribution - Tier 2 - 4QU CoRE ¦ 1QU LoRE | Non-Red Flag Warning - Destructive Fires | 2040 | 1.2818e-09 | 1.2818e-09 | 10472.8261 | 280.5544 | 10192.2718 | 0 | 0 | 0 | 1.5209e-06 | 1.3424e-05 | 0 | 1.3424e-05 | 1.3424e-05 | 0 | 1.3424e-05 | 0 | 0.00010934 | 0.00023968 | 0 | 0.00023968 | 0 | 4.3641e-06 | 8.7281e-06 | 0 | 8.7281e-06 | [12 empty] | 7.3.3.17.5 (Remote Grid) Updates to grid topology to minimize risk of ignition in HFTDs Remote GridWLDFREquipment / facility failureAggregated | WLDFR | HFTD - Distribution - Tier 2 - 1QU CoRE ¦ 4QU LoRE | Red Flag Warning - Small Fires | Equipment / facility failure | Aggregated | 2040 | 7.3332e-05 | 1483.0022 | 0.10875 | 2040 | Mitigation | 0.95 | 45 | 0 | esc | 0.00097009 | 7.1138e-08 | 0.00097009 | 7.1138e-08
[79 empty] | WLDFR | HFTD - Distribution - Tier 2 - 4QU CoRE ¦ 1QU LoRE | Non-Red Flag Warning - Destructive Fires | 2041 | 1.2818e-09 | 1.2818e-09 | 10472.8261 | 280.5544 | 10192.2718 | 0 | 0 | 0 | 1.5209e-06 | 1.3424e-05 | 0 | 1.3424e-05 | 1.3424e-05 | 0 | 1.3424e-05 | 0 | 0.00010934 | 0.00023968 | 0 | 0.00023968 | 0 | 4.5577e-06 | 9.1155e-06 | 0 | 9.1155e-06 | [12 empty] | 7.3.3.17.5 (Remote Grid) Updates to grid topology to minimize risk of ignition in HFTDs Remote GridWLDFREquipment / facility failureAggregated | WLDFR | HFTD - Distribution - Tier 2 - 1QU CoRE ¦ 4QU LoRE | Red Flag Warning - Small Fires | Equipment / facility failure | Aggregated | 2041 | 7.3332e-05 | 1483.0022 | 0.10875 | 2041 | Mitigation | 0.95 | 45 | 0 | esc | 0.00097009 | 7.1138e-08 | 0.00097009 | 7.1138e-08
[79 empty] | WLDFR | HFTD - Distribution - Tier 2 - 4QU CoRE ¦ 1QU LoRE | Non-Red Flag Warning - Destructive Fires | 2042 | 1.2818e-09 | 1.2818e-09 | 10472.8261 | 280.5544 | 10192.2718 | 0 | 0 | 0 | 1.5209e-06 | 1.3424e-05 | 0 | 1.3424e-05 | 1.3424e-05 | 0 | 1.3424e-05 | 0 | 0.00011475 | 0.00025153 | 0 | 0.00025153 | 0 | 4.5577e-06 | 9.1155e-06 | 0 | 9.1155e-06 | [12 empty] | 7.3.3.17.5 (Remote Grid) Updates to grid topology to minimize risk of ignition in HFTDs Remote GridWLDFREquipment / facility failureAggregated | WLDFR | HFTD - Distribution - Tier 2 - 1QU CoRE ¦ 4QU LoRE | Red Flag Warning - Small Fires | Equipment / facility failure | Aggregated | 2042 | 7.3332e-05 | 1483.0022 | 0.10875 | 2042 | Mitigation | 0.95 | 45 | 0 | esc | 0.00097009 | 7.1138e-08 | 0.00097009 | 7.1138e-08
[79 empty] | WLDFR | HFTD - Distribution - Tier 2 - 4QU CoRE ¦ 1QU LoRE | Non-Red Flag Warning - Destructive Fires | 2043 | 1.2818e-09 | 1.2818e-09 | 10992.1562 | 299.42 | 10692.7362 | 0 | 0 | 0 | 1.5209e-06 | 1.409e-05 | 0 | 1.409e-05 | 1.409e-05 | 0 | 1.409e-05 | 0 | 0.00011475 | 0.00025153 | 0 | 0.00025153 | 0 | 4.5577e-06 | 9.1155e-06 | 0 | 9.1155e-06 | [12 empty] | 7.3.3.17.5 (Remote Grid) Updates to grid topology to minimize risk of ignition in HFTDs Remote GridWLDFREquipment / facility failureAggregated | WLDFR | HFTD - Distribution - Tier 2 - 1QU CoRE ¦ 4QU LoRE | Red Flag Warning - Small Fires | Equipment / facility failure | Aggregated | 2043 | 7.3332e-05 | 1483.0022 | 0.10875 | 2043 | Mitigation | 0.95 | 45 | 0 | esc | 0.00097009 | 7.1138e-08 | 0.00097009 | 7.1138e-08
[79 empty] | WLDFR | HFTD - Distribution - Tier 2 - 4QU CoRE ¦ 1QU LoRE | Non-Red Flag Warning - Destructive Fires | 2044 | 1.2818e-09 | 1.2818e-09 | 10992.1562 | 299.42 | 10692.7362 | 0 | 0 | 0 | 1.5209e-06 | 1.409e-05 | 0 | 1.409e-05 | 1.409e-05 | 0 | 1.409e-05 | 0 | 0.00011475 | 0.00025153 | 0 | 0.00025153 | 0 | 4.5577e-06 | 9.1155e-06 | 0 | 9.1155e-06 | [12 empty] | 7.3.3.17.5 (Remote Grid) Updates to grid topology to minimize risk of ignition in HFTDs Remote GridWLDFREquipment / facility failureAggregated | WLDFR | HFTD - Distribution - Tier 2 - 1QU CoRE ¦ 4QU LoRE | Red Flag Warning - Small Fires | Equipment / facility failure | Aggregated | 2044 | 7.3332e-05 | 1483.0022 | 0.10875 | 2044 | Mitigation | 0.95 | 45 | 0 | esc | 0.00097009 | 7.1138e-08 | 0.00097009 | 7.1138e-08
[79 empty] | WLDFR | HFTD - Distribution - Tier 2 - 4QU CoRE ¦ 1QU LoRE | Non-Red Flag Warning - Destructive Fires | 2045 | 1.2818e-09 | 1.2818e-09 | 10992.1562 | 299.42 | 10692.7362 | 0 | 0 | 0 | 1.5209e-06 | 1.409e-05 | 0 | 1.409e-05 | 1.409e-05 | 0 | 1.409e-05 | 0 | 0.00011475 | 0.00025153 | 0 | 0.00025153 | 0 | 4.5577e-06 | 9.1155e-06 | 0 | 9.1155e-06 | [12 empty] | 7.3.3.17.5 (Remote Grid) Updates to grid topology to minimize risk of ignition in HFTDs Remote GridWLDFREquipment / facility failureAggregated | WLDFR | HFTD - Distribution - Tier 2 - 1QU CoRE ¦ 4QU LoRE | Red Flag Warning - Small Fires | Equipment / facility failure | Aggregated | 2045 | 7.3332e-05 | 1483.0022 | 0.10875 | 2045 | Mitigation | 0.95 | 45 | 0 | esc | 0.00097009 | 7.1138e-08 | 0.00097009 | 7.1138e-08
[79 empty] | WLDFR | HFTD - Distribution - Tier 2 - 4QU CoRE ¦ 1QU LoRE | Non-Red Flag Warning - Destructive Fires | 2046 | 1.2818e-09 | 1.2818e-09 | 10992.1562 | 299.42 | 10692.7362 | 0 | 0 | 0 | 1.5209e-06 | 1.409e-05 | 0 | 1.409e-05 | 1.409e-05 | 0 | 1.409e-05 | 0 | 0.00011475 | 0.00025153 | 0 | 0.00025153 | 0 | 4.7728e-06 | 9.5456e-06 | 0 | 9.5456e-06 | [12 empty] | 7.3.3.17.5 (Remote Grid) Updates to grid topology to minimize risk of ignition in HFTDs Remote GridWLDFREquipment / facility failureAggregated | WLDFR | HFTD - Distribution - Tier 2 - 1QU CoRE ¦ 4QU LoRE | Red Flag Warning - Small Fires | Equipment / facility failure | Aggregated | 2046 | 7.3332e-05 | 1483.0022 | 0.10875 | 2046 | Mitigation | 0.95 | 45 | 0 | esc | 0.00097009 | 7.1138e-08 | 0.00097009 | 7.1138e-08
[79 empty] | WLDFR | HFTD - Distribution - Tier 2 - 4QU CoRE ¦ 1QU LoRE | Non-Red Flag Warning - Destructive Fires | 2047 | 1.2818e-09 | 1.2818e-09 | 10992.1562 | 299.42 | 10692.7362 | 0 | 0 | 0 | 1.5209e-06 | 1.409e-05 | 0 | 1.409e-05 | 1.409e-05 | 0 | 1.409e-05 | 0 | 0.00012034 | 0.00026378 | 0 | 0.00026378 | 0 | 4.7728e-06 | 9.5456e-06 | 0 | 9.5456e-06 | [12 empty] | 7.3.3.17.5 (Remote Grid) Updates to grid topology to minimize risk of ignition in HFTDs Remote GridWLDFREquipment / facility failureAggregated | WLDFR | HFTD - Distribution - Tier 2 - 1QU CoRE ¦ 4QU LoRE | Red Flag Warning - Small Fires | Equipment / facility failure | Aggregated | 2047 | 7.3332e-05 | 1483.0022 | 0.10875 | 2047 | Mitigation | 0.95 | 45 | 0 | esc | 0.00097009 | 7.1138e-08 | 0.00097009 | 7.1138e-08
[79 empty] | WLDFR | HFTD - Distribution - Tier 2 - 4QU CoRE ¦ 1QU LoRE | Non-Red Flag Warning - Destructive Fires | 2048 | 1.2818e-09 | 1.2818e-09 | 11536.0538 | 319.4911 | 11216.5626 | 0 | 0 | 0 | 1.5209e-06 | 1.4787e-05 | 0 | 1.4787e-05 | 1.4787e-05 | 0 | 1.4787e-05 | 0 | 0.00012034 | 0.00026378 | 0 | 0.00026378 | 0 | 4.7728e-06 | 9.5456e-06 | 0 | 9.5456e-06 | [12 empty] | 7.3.3.17.5 (Remote Grid) Updates to grid topology to minimize risk of ignition in HFTDs Remote GridWLDFREquipment / facility failureAggregated | WLDFR | HFTD - Distribution - Tier 2 - 1QU CoRE ¦ 4QU LoRE | Red Flag Warning - Small Fires | Equipment / facility failure | Aggregated | 2048 | 7.3332e-05 | 1483.0022 | 0.10875 | 2048 | Mitigation | 0.95 | 45 | 0 | esc | 0.00097009 | 7.1138e-08 | 0.00097009 | 7.1138e-08
[79 empty] | WLDFR | HFTD - Distribution - Tier 2 - 4QU CoRE ¦ 1QU LoRE | Non-Red Flag Warning - Destructive Fires | 2049 | 1.2818e-09 | 1.2818e-09 | 11536.0538 | 319.4911 | 11216.5626 | 0 | 0 | 0 | 1.5209e-06 | 1.4787e-05 | 0 | 1.4787e-05 | 1.4787e-05 | 0 | 1.4787e-05 | 0 | 0.00012034 | 0.00026378 | 0 | 0.00026378 | 0 | 4.7728e-06 | 9.5456e-06 | 0 | 9.5456e-06 | [12 empty] | 7.3.3.17.5 (Remote Grid) Updates to grid topology to minimize risk of ignition in HFTDs Remote GridWLDFREquipment / facility failureAggregated | WLDFR | HFTD - Distribution - Tier 2 - 1QU CoRE ¦ 4QU LoRE | Red Flag Warning - Small Fires | Equipment / facility failure | Aggregated | 2049 | 7.3332e-05 | 1483.0022 | 0.10875 | 2049 | Mitigation | 0.95 | 45 | 0 | esc | 0.00097009 | 7.1138e-08 | 0.00097009 | 7.1138e-08
[79 empty] | WLDFR | HFTD - Distribution - Tier 2 - 4QU CoRE ¦ 1QU LoRE | Non-Red Flag Warning - Destructive Fires | 2050 | 1.2818e-09 | 1.2818e-09 | 11536.0538 | 319.4911 | 11216.5626 | 0 | 0 | 0 | 1.5209e-06 | 1.4787e-05 | 0 | 1.4787e-05 | 1.4787e-05 | 0 | 1.4787e-05 | 0 | 0.00012034 | 0.00026378 | 0 | 0.00026378 | 0 | 4.7728e-06 | 9.5456e-06 | 0 | 9.5456e-06 | [12 empty] | 7.3.3.17.5 (Remote Grid) Updates to grid topology to minimize risk of ignition in HFTDs Remote GridWLDFREquipment / facility failureAggregated | WLDFR | HFTD - Distribution - Tier 2 - 1QU CoRE ¦ 4QU LoRE | Red Flag Warning - Small Fires | Equipment / facility failure | Aggregated | 2050 | 7.3332e-05 | 1483.0022 | 0.10875 | 2050 | Mitigation | 0.95 | 45 | 0 | esc | 0.00097009 | 7.1138e-08 | 0.00097009 | 7.1138e-08
[79 empty] | WLDFR | HFTD - Distribution - Tier 2 - 4QU CoRE ¦ 1QU LoRE | Non-Red Flag Warning - Destructive Fires | 2051 | 1.2818e-09 | 1.2818e-09 | 11536.0538 | 319.4911 | 11216.5626 | 0 | 0 | 0 | 1.5209e-06 | 1.4787e-05 | 0 | 1.4787e-05 | 1.4787e-05 | 0 | 1.4787e-05 | 0 | 0.00012034 | 0.00026378 | 0 | 0.00026378 | 0 | 5.0061e-06 | 1.0012e-05 | 0 | 1.0012e-05 | [12 empty] | 7.3.3.17.5 (Remote Grid) Updates to grid topology to minimize risk of ignition in HFTDs Remote GridWLDFREquipment / facility failureAggregated | WLDFR | HFTD - Distribution - Tier 2 - 1QU CoRE ¦ 4QU LoRE | Red Flag Warning - Small Fires | Equipment / facility failure | Aggregated | 2051 | 7.3332e-05 | 1483.0022 | 0.10875 | 2051 | Mitigation | 0.95 | 45 | 0 | esc | 0.00097009 | 7.1138e-08 | 0.00097009 | 7.1138e-08
[79 empty] | WLDFR | HFTD - Distribution - Tier 2 - 4QU CoRE ¦ 1QU LoRE | Non-Red Flag Warning - Destructive Fires | 2052 | 1.2818e-09 | 1.2818e-09 | 11536.0538 | 319.4911 | 11216.5626 | 0 | 0 | 0 | 1.5209e-06 | 1.4787e-05 | 0 | 1.4787e-05 | 1.4787e-05 | 0 | 1.4787e-05 | 0 | 0.00012603 | 0.00027626 | 0 | 0.00027626 | 0 | 5.0061e-06 | 1.0012e-05 | 0 | 1.0012e-05 | [12 empty] | 7.3.3.17.5 (Remote Grid) Updates to grid topology to minimize risk of ignition in HFTDs Remote GridWLDFREquipment / facility failureAggregated | WLDFR | HFTD - Distribution - Tier 2 - 1QU CoRE ¦ 4QU LoRE | Red Flag Warning - Small Fires | Equipment / facility failure | Aggregated | 2052 | 7.3332e-05 | 1483.0022 | 0.10875 | 2052 | Mitigation | 0.95 | 45 | 0 | esc | 0.00097009 | 7.1138e-08 | 0.00097009 | 7.1138e-08
[79 empty] | WLDFR | HFTD - Distribution - Tier 2 - 4QU CoRE ¦ 1QU LoRE | Non-Red Flag Warning - Destructive Fires | 2053 | 1.2818e-09 | 1.2818e-09 | 12097.6769 | 340.5356 | 11757.1413 | 0 | 0 | 0 | 1.5209e-06 | 1.5507e-05 | 0 | 1.5507e-05 | 1.5507e-05 | 0 | 1.5507e-05 | 0 | 0.00012603 | 0.00027626 | 0 | 0.00027626 | 0 | 5.0061e-06 | 1.0012e-05 | 0 | 1.0012e-05 | [12 empty] | 7.3.3.17.5 (Remote Grid) Updates to grid topology to minimize risk of ignition in HFTDs Remote GridWLDFREquipment / facility failureAggregated | WLDFR | HFTD - Distribution - Tier 2 - 1QU CoRE ¦ 4QU LoRE | Red Flag Warning - Small Fires | Equipment / facility failure | Aggregated | 2053 | 7.3332e-05 | 1483.0022 | 0.10875 | 2053 | Mitigation | 0.95 | 45 | 0 | esc | 0.00097009 | 7.1138e-08 | 0.00097009 | 7.1138e-08
[79 empty] | WLDFR | HFTD - Distribution - Tier 2 - 4QU CoRE ¦ 1QU LoRE | Non-Red Flag Warning - Destructive Fires | 2054 | 1.2818e-09 | 1.2818e-09 | 12097.6769 | 340.5356 | 11757.1413 | 0 | 0 | 0 | 1.5209e-06 | 1.5507e-05 | 0 | 1.5507e-05 | 1.5507e-05 | 0 | 1.5507e-05 | 0 | 0.00012603 | 0.00027626 | 0 | 0.00027626 | 0 | 5.0061e-06 | 1.0012e-05 | 0 | 1.0012e-05 | [12 empty] | 7.3.3.17.5 (Remote Grid) Updates to grid topology to minimize risk of ignition in HFTDs Remote GridWLDFREquipment / facility failureAggregated | WLDFR | HFTD - Distribution - Tier 2 - 1QU CoRE ¦ 4QU LoRE | Red Flag Warning - Small Fires | Equipment / facility failure | Aggregated | 2054 | 7.3332e-05 | 1483.0022 | 0.10875 | 2054 | Mitigation | 0.95 | 45 | 0 | esc | 0.00097009 | 7.1138e-08 | 0.00097009 | 7.1138e-08
[79 empty] | WLDFR | HFTD - Distribution - Tier 2 - 4QU CoRE ¦ 1QU LoRE | Non-Red Flag Warning - Destructive Fires | 2055 | 1.2818e-09 | 1.2818e-09 | 12097.6769 | 340.5356 | 11757.1413 | 0 | 0 | 0 | 1.5209e-06 | 1.5507e-05 | 0 | 1.5507e-05 | 1.5507e-05 | 0 | 1.5507e-05 | 0 | 0.00012603 | 0.00027626 | 0 | 0.00027626 | 0 | 5.0061e-06 | 1.0012e-05 | 0 | 1.0012e-05 | [12 empty] | 7.3.3.17.5 (Remote Grid) Updates to grid topology to minimize risk of ignition in HFTDs Remote GridWLDFREquipment / facility failureAggregated | WLDFR | HFTD - Distribution - Tier 2 - 1QU CoRE ¦ 4QU LoRE | Red Flag Warning - Small Fires | Equipment / facility failure | Aggregated | 2055 | 7.3332e-05 | 1483.0022 | 0.10875 | 2055 | Mitigation | 0.95 | 45 | 0 | esc | 0.00097009 | 7.1138e-08 | 0.00097009 | 7.1138e-08
[79 empty] | WLDFR | HFTD - Distribution - Tier 2 - 4QU CoRE ¦ 1QU LoRE | Non-Red Flag Warning - Destructive Fires | 2056 | 1.2818e-09 | 1.2818e-09 | 12097.6769 | 340.5356 | 11757.1413 | 0 | 0 | 0 | 1.5209e-06 | 1.5507e-05 | 0 | 1.5507e-05 | 1.5507e-05 | 0 | 1.5507e-05 | 0 | 0.00012603 | 0.00027626 | 0 | 0.00027626 | 0 | 5.2543e-06 | 1.0509e-05 | 0 | 1.0509e-05 | [12 empty] | 7.3.3.17.5 (Remote Grid) Updates to grid topology to minimize risk of ignition in HFTDs Remote GridWLDFREquipment / facility failureAggregated | WLDFR | HFTD - Distribution - Tier 2 - 1QU CoRE ¦ 4QU LoRE | Red Flag Warning - Small Fires | Equipment / facility failure | Aggregated | 2056 | 7.3332e-05 | 1483.0022 | 0.10875 | 2056 | Mitigation | 0.95 | 45 | 0 | esc | 0.00097009 | 7.1138e-08 | 0.00097009 | 7.1138e-08
[79 empty] | WLDFR | HFTD - Distribution - Tier 2 - 4QU CoRE ¦ 1QU LoRE | Non-Red Flag Warning - Destructive Fires | 2057 | 1.2818e-09 | 1.2818e-09 | 12097.6769 | 340.5356 | 11757.1413 | 0 | 0 | 0 | 1.5209e-06 | 1.5507e-05 | 0 | 1.5507e-05 | 1.5507e-05 | 0 | 1.5507e-05 | 0 | 0.00013176 | 0.00028883 | 0 | 0.00028883 | 0 | 5.2543e-06 | 1.0509e-05 | 0 | 1.0509e-05 | [12 empty] | 7.3.3.17.5 (Remote Grid) Updates to grid topology to minimize risk of ignition in HFTDs Remote GridWLDFREquipment / facility failureAggregated | WLDFR | HFTD - Distribution - Tier 2 - 1QU CoRE ¦ 4QU LoRE | Red Flag Warning - Small Fires | Equipment / facility failure | Aggregated | 2057 | 7.3332e-05 | 1483.0022 | 0.10875 | 2057 | Mitigation | 0.95 | 45 | 0 | esc | 0.00097009 | 7.1138e-08 | 0.00097009 | 7.1138e-08
[79 empty] | WLDFR | HFTD - Distribution - Tier 2 - 4QU CoRE ¦ 1QU LoRE | Non-Red Flag Warning - Destructive Fires | 2058 | 1.2818e-09 | 1.2818e-09 | 12670.1796 | 362.3049 | 12307.8747 | 0 | 0 | 0 | 1.5209e-06 | 1.624e-05 | 0 | 1.624e-05 | 1.624e-05 | 0 | 1.624e-05 | 0 | 0.00013176 | 0.00028883 | 0 | 0.00028883 | 0 | 5.2543e-06 | 1.0509e-05 | 0 | 1.0509e-05 | [12 empty] | 7.3.3.17.5 (Remote Grid) Updates to grid topology to minimize risk of ignition in HFTDs Remote GridWLDFREquipment / facility failureAggregated | WLDFR | HFTD - Distribution - Tier 2 - 1QU CoRE ¦ 4QU LoRE | Red Flag Warning - Small Fires | Equipment / facility failure | Aggregated | 2058 | 7.3332e-05 | 1483.0022 | 0.10875 | 2058 | Mitigation | 0.95 | 45 | 0 | esc | 0.00097009 | 7.1138e-08 | 0.00097009 | 7.1138e-08
[79 empty] | WLDFR | HFTD - Distribution - Tier 2 - 4QU CoRE ¦ 1QU LoRE | Non-Red Flag Warning - Destructive Fires | 2059 | 1.2818e-09 | 1.2818e-09 | 12670.1796 | 362.3049 | 12307.8747 | 0 | 0 | 0 | 1.5209e-06 | 1.624e-05 | 0 | 1.624e-05 | 1.624e-05 | 0 | 1.624e-05 | 0 | 0.00013176 | 0.00028883 | 0 | 0.00028883 | 0 | 5.2543e-06 | 1.0509e-05 | 0 | 1.0509e-05 | [12 empty] | 7.3.3.17.5 (Remote Grid) Updates to grid topology to minimize risk of ignition in HFTDs Remote GridWLDFREquipment / facility failureAggregated | WLDFR | HFTD - Distribution - Tier 2 - 1QU CoRE ¦ 4QU LoRE | Red Flag Warning - Small Fires | Equipment / facility failure | Aggregated | 2059 | 7.3332e-05 | 1483.0022 | 0.10875 | 2059 | Mitigation | 0.95 | 45 | 0 | esc | 0.00097009 | 7.1138e-08 | 0.00097009 | 7.1138e-08
[79 empty] | WLDFR | HFTD - Distribution - Tier 2 - 4QU CoRE ¦ 1QU LoRE | Non-Red Flag Warning - Destructive Fires | 2060 | 1.2818e-09 | 1.2818e-09 | 12670.1796 | 362.3049 | 12307.8747 | 0 | 0 | 0 | 1.5209e-06 | 1.624e-05 | 0 | 1.624e-05 | 1.624e-05 | 0 | 1.624e-05 | 0 | 0.00013176 | 0.00028883 | 0 | 0.00028883 | 0 | 5.2543e-06 | 1.0509e-05 | 0 | 1.0509e-05 | [12 empty] | 7.3.3.17.5 (Remote Grid) Updates to grid topology to minimize risk of ignition in HFTDs Remote GridWLDFREquipment / facility failureAggregated | WLDFR | HFTD - Distribution - Tier 2 - 1QU CoRE ¦ 4QU LoRE | Red Flag Warning - Small Fires | Equipment / facility failure | Aggregated | 2060 | 7.3332e-05 | 1483.0022 | 0.10875 | 2060 | Mitigation | 0.95 | 45 | 0 | esc | 0.00097009 | 7.1138e-08 | 0.00097009 | 7.1138e-08
[79 empty] | WLDFR | HFTD - Distribution - Tier 2 - 4QU CoRE ¦ 1QU LoRE | Non-Red Flag Warning - Destructive Fires | 2061 | 1.2818e-09 | 1.2818e-09 | 12670.1796 | 362.3049 | 12307.8747 | 0 | 0 | 0 | 1.5209e-06 | 1.624e-05 | 0 | 1.624e-05 | 1.624e-05 | 0 | 1.624e-05 | 0 | 0.00013176 | 0.00028883 | 0 | 0.00028883 | 0 | 5.5143e-06 | 1.1029e-05 | 0 | 1.1029e-05 | [12 empty] | 7.3.3.17.5 (Remote Grid) Updates to grid topology to minimize risk of ignition in HFTDs Remote GridWLDFREquipment / facility failureAggregated | WLDFR | HFTD - Distribution - Tier 2 - 1QU CoRE ¦ 4QU LoRE | Red Flag Warning - Small Fires | Equipment / facility failure | Aggregated | 2061 | 7.3332e-05 | 1483.0022 | 0.10875 | 2061 | Mitigation | 0.95 | 45 | 0 | esc | 0.00097009 | 7.1138e-08 | 0.00097009 | 7.1138e-08
[79 empty] | WLDFR | HFTD - Distribution - Tier 2 - 4QU CoRE ¦ 1QU LoRE | Non-Red Flag Warning - Destructive Fires | 2062 | 1.2818e-09 | 1.2818e-09 | 12670.1796 | 362.3049 | 12307.8747 | 0 | 0 | 0 | 1.5209e-06 | 1.624e-05 | 0 | 1.624e-05 | 1.624e-05 | 0 | 1.624e-05 | 0 | 0.00013747 | 0.00030134 | 0 | 0.00030134 | 0 | 5.5143e-06 | 1.1029e-05 | 0 | 1.1029e-05 | [12 empty] | 7.3.3.17.5 (Remote Grid) Updates to grid topology to minimize risk of ignition in HFTDs Remote GridWLDFREquipment / facility failureAggregated | WLDFR | HFTD - Distribution - Tier 2 - 1QU CoRE ¦ 4QU LoRE | Red Flag Warning - Small Fires | Equipment / facility failure | Aggregated | 2062 | 7.3332e-05 | 1483.0022 | 0.10875 | 2062 | Mitigation | 0.95 | 45 | 0 | esc | 0.00097009 | 7.1138e-08 | 0.00097009 | 7.1138e-08
[79 empty] | WLDFR | HFTD - Distribution - Tier 2 - 4QU CoRE ¦ 1QU LoRE | Non-Red Flag Warning - Destructive Fires | 2063 | 1.2818e-09 | 1.2818e-09 | 13246.6313 | 384.5316 | 12862.0997 | 0 | 0 | 0 | 1.5209e-06 | 1.6979e-05 | 0 | 1.6979e-05 | 1.6979e-05 | 0 | 1.6979e-05 | 0 | 0.00013747 | 0.00030134 | 0 | 0.00030134 | 0 | 5.5143e-06 | 1.1029e-05 | 0 | 1.1029e-05 | [12 empty] | 7.3.3.17.5 (Remote Grid) Updates to grid topology to minimize risk of ignition in HFTDs Remote GridWLDFREquipment / facility failureAggregated | WLDFR | HFTD - Distribution - Tier 2 - 1QU CoRE ¦ 4QU LoRE | Red Flag Warning - Small Fires | Equipment / facility failure | Aggregated | 2063 | 7.3332e-05 | 1483.0022 | 0.10875 | 2063 | Mitigation | 0.95 | 45 | 0 | esc | 0.00097009 | 7.1138e-08 | 0.00097009 | 7.1138e-08
[79 empty] | WLDFR | HFTD - Distribution - Tier 2 - 4QU CoRE ¦ 1QU LoRE | Non-Red Flag Warning - Destructive Fires | 2064 | 1.2818e-09 | 1.2818e-09 | 13246.6313 | 384.5316 | 12862.0997 | 0 | 0 | 0 | 1.5209e-06 | 1.6979e-05 | 0 | 1.6979e-05 | 1.6979e-05 | 0 | 1.6979e-05 | 0 | 0.00013747 | 0.00030134 | 0 | 0.00030134 | 0 | 5.5143e-06 | 1.1029e-05 | 0 | 1.1029e-05 | [12 empty] | 7.3.3.17.5 (Remote Grid) Updates to grid topology to minimize risk of ignition in HFTDs Remote GridWLDFREquipment / facility failureAggregated | WLDFR | HFTD - Distribution - Tier 2 - 1QU CoRE ¦ 4QU LoRE | Red Flag Warning - Small Fires | Equipment / facility failure | Aggregated | 2064 | 7.3332e-05 | 1483.0022 | 0.10875 | 2064 | Mitigation | 0.95 | 45 | 0 | esc | 0.00097009 | 7.1138e-08 | 0.00097009 | 7.1138e-08
[79 empty] | WLDFR | HFTD - Distribution - Tier 2 - 4QU CoRE ¦ 1QU LoRE | Non-Red Flag Warning - Destructive Fires | 2065 | 1.2818e-09 | 1.2818e-09 | 13246.6313 | 384.5316 | 12862.0997 | 0 | 0 | 0 | 1.5209e-06 | 1.6979e-05 | 0 | 1.6979e-05 | 1.6979e-05 | 0 | 1.6979e-05 | 0 | 0 | 0.00030134 | 0 | 0.00030134 | 0 | 0 | 1.1029e-05 | 0 | 1.1029e-05 | [12 empty] | 7.3.3.17.5 (Remote Grid) Updates to grid topology to minimize risk of ignition in HFTDs Remote GridWLDFREquipment / facility failureAggregated | WLDFR | HFTD - Distribution - Tier 2 - 1QU CoRE ¦ 4QU LoRE | Red Flag Warning - Small Fires | Equipment / facility failure | Aggregated | 2065 | 7.3332e-05 | 1483.0022 | 0.10875 | 2065 | Mitigation | 0.95 | 45 | 0 | esc | 0.00097009 | 7.1138e-08 | 0.00097009 | 7.1138e-08
[79 empty] | WLDFR | HFTD - Distribution - Tier 2 - 4QU CoRE ¦ 1QU LoRE | Non-Red Flag Warning - Destructive Fires | 2066 | 1.2818e-09 | 1.2818e-09 | 13246.6313 | 384.5316 | 12862.0997 | 0 | 0 | 0 | 1.5209e-06 | 1.6979e-05 | 0 | 1.6979e-05 | 1.6979e-05 | 0 | 1.6979e-05 | 0 | 0 | 0 | 0 | 0 | 0 | 0 | 0 | 0 | 0 | [12 empty] | 7.3.3.17.5 (Remote Grid) Updates to grid topology to minimize risk of ignition in HFTDs Remote GridWLDFREquipment / facility failureAggregated | WLDFR | HFTD - Distribution - Tier 2 - 1QU CoRE ¦ 4QU LoRE | Red Flag Warning - Small Fires | Equipment / facility failure | Aggregated | 2066 | 7.3332e-05 | 1483.0022 | 0.10875 | 2066 | Mitigation | 0.95 | 45 | 0 | esc | 0.00097009 | 7.1138e-08 | 0.00097009 | 7.1138e-08
[79 empty] | WLDFR | HFTD - Distribution - Tier 2 - 4QU CoRE ¦ 1QU LoRE | Non-Red Flag Warning - Destructive Fires | 2067 | 0 | 1.2818e-09 | 13246.6313 | 384.5316 | 12862.0997 | 0 | 0 | 0 | 1.5209e-06 | 0 | 0 | 0 | 1.6979e-05 | 0 | 1.6979e-05 | 0 | 5.4158e-07 | 0 | 0 | 0 | 0 | 0 | 0 | 0 | 0 | [12 empty] | 7.3.3.17.5 (Remote Grid) Updates to grid topology to minimize risk of ignition in HFTDs Remote GridWLDFREquipment / facility failureAggregated | WLDFR | HFTD - Distribution - Tier 2 - 1QU CoRE ¦ 4QU LoRE | Red Flag Warning - Small Fires | Equipment / facility failure | Aggregated | 2067 | 7.3332e-05 | 1483.0022 | 0.10875 | 2067 | Mitigation | 0.95 | 45 | 0 | esc | 0 | 0 | 0.00097009 | 7.1138e-08
[79 empty] | WLDFR | HFTD - Distribution - Tier 2 - 4QU CoRE ¦ 1QU LoRE | Non-Red Flag Warning - Large Fires | 2022 | 2.5724e-08 | 0 | 5.2406 | 0.69642 | 2.942 | 1.6022 | 0 | 0 | 2.9749e-05 | 1.3481e-07 | 0 | 1.3481e-07 | 0 | 0 | 0 | 0 | 5.6582e-07 | 1.2403e-06 | 0 | 1.2403e-06 | 0 | 4.2552e-07 | 0 | 0 | 0 | [12 empty] | 7.3.3.17.5 (Remote Grid) Updates to grid topology to minimize risk of ignition in HFTDs Remote GridWLDFRVegetation ContactAggregated | WLDFR | HFTD - Distribution - Tier 2 - 1QU CoRE ¦ 4QU LoRE | Red Flag Warning - Small Fires | Vegetation Contact | Aggregated | 2022 | 0.00028693 | 1483.0022 | 0.42551 | 2022 | Mitigation | 0.95 | 45 | 0 | esc | 0.00097009 | 2.7834e-07 | 0 | 0
[79 empty] | WLDFR | HFTD - Distribution - Tier 2 - 4QU CoRE ¦ 1QU LoRE | Non-Red Flag Warning - Large Fires | 2023 | 2.5724e-08 | 2.5724e-08 | 5.475 | 0.71896 | 3.0715 | 1.6846 | 0 | 0 | 2.9749e-05 | 1.4084e-07 | 0 | 1.4084e-07 | 1.4084e-07 | 0 | 1.4084e-07 | 0 | 5.6582e-07 | 1.2403e-06 | 0 | 1.2403e-06 | 0 | 4.4456e-07 | 8.8911e-07 | 0 | 8.8911e-07 | [12 empty] | 7.3.3.17.5 (Remote Grid) Updates to grid topology to minimize risk of ignition in HFTDs Remote GridWLDFRVegetation ContactAggregated | WLDFR | HFTD - Distribution - Tier 2 - 1QU CoRE ¦ 4QU LoRE | Red Flag Warning - Small Fires | Vegetation Contact | Aggregated | 2023 | 0.00028693 | 1483.0022 | 0.42551 | 2023 | Mitigation | 0.95 | 45 | 0 | esc | 0.00097009 | 2.7834e-07 | 0.00097009 | 2.7834e-07
[79 empty] | WLDFR | HFTD - Distribution - Tier 2 - 4QU CoRE ¦ 1QU LoRE | Non-Red Flag Warning - Large Fires | 2024 | 2.5724e-08 | 2.5724e-08 | 5.475 | 0.71896 | 3.0715 | 1.6846 | 0 | 0 | 2.9749e-05 | 1.4084e-07 | 0 | 1.4084e-07 | 1.4084e-07 | 0 | 1.4084e-07 | 0 | 5.6582e-07 | 1.2403e-06 | 0 | 1.2403e-06 | 0 | 4.4456e-07 | 8.8911e-07 | 0 | 8.8911e-07 | [12 empty] | 7.3.3.17.5 (Remote Grid) Updates to grid topology to minimize risk of ignition in HFTDs Remote GridWLDFRVegetation ContactAggregated | WLDFR | HFTD - Distribution - Tier 2 - 1QU CoRE ¦ 4QU LoRE | Red Flag Warning - Small Fires | Vegetation Contact | Aggregated | 2024 | 0.00028693 | 1483.0022 | 0.42551 | 2024 | Mitigation | 0.95 | 45 | 0 | esc | 0.00097009 | 2.7834e-07 | 0.00097009 | 2.7834e-07
[79 empty] | WLDFR | HFTD - Distribution - Tier 2 - 4QU CoRE ¦ 1QU LoRE | Non-Red Flag Warning - Large Fires | 2025 | 2.5724e-08 | 2.5724e-08 | 5.475 | 0.71896 | 3.0715 | 1.6846 | 0 | 0 | 2.9749e-05 | 1.4084e-07 | 0 | 1.4084e-07 | 1.4084e-07 | 0 | 1.4084e-07 | 0 | 5.6582e-07 | 1.2403e-06 | 0 | 1.2403e-06 | 0 | 4.4456e-07 | 8.8911e-07 | 0 | 8.8911e-07 | [12 empty] | 7.3.3.17.5 (Remote Grid) Updates to grid topology to minimize risk of ignition in HFTDs Remote GridWLDFRVegetation ContactAggregated | WLDFR | HFTD - Distribution - Tier 2 - 1QU CoRE ¦ 4QU LoRE | Red Flag Warning - Small Fires | Vegetation Contact | Aggregated | 2025 | 0.00028693 | 1483.0022 | 0.42551 | 2025 | Mitigation | 0.95 | 45 | 0 | esc | 0.00097009 | 2.7834e-07 | 0.00097009 | 2.7834e-07
[79 empty] | WLDFR | HFTD - Distribution - Tier 2 - 4QU CoRE ¦ 1QU LoRE | Non-Red Flag Warning - Large Fires | 2026 | 2.5724e-08 | 2.5724e-08 | 5.475 | 0.71896 | 3.0715 | 1.6846 | 0 | 0 | 2.9749e-05 | 1.4084e-07 | 0 | 1.4084e-07 | 1.4084e-07 | 0 | 1.4084e-07 | 0 | 5.6582e-07 | 1.2403e-06 | 0 | 1.2403e-06 | 0 | 4.4456e-07 | 8.8911e-07 | 0 | 8.8911e-07 | [12 empty] | 7.3.3.17.5 (Remote Grid) Updates to grid topology to minimize risk of ignition in HFTDs Remote GridWLDFRVegetation ContactAggregated | WLDFR | HFTD - Distribution - Tier 2 - 1QU CoRE ¦ 4QU LoRE | Red Flag Warning - Small Fires | Vegetation Contact | Aggregated | 2026 | 0.00028693 | 1483.0022 | 0.42551 | 2026 | Mitigation | 0.95 | 45 | 0 | esc | 0.00097009 | 2.7834e-07 | 0.00097009 | 2.7834e-07
[79 empty] | WLDFR | HFTD - Distribution - Tier 2 - 4QU CoRE ¦ 1QU LoRE | Non-Red Flag Warning - Large Fires | 2027 | 2.5724e-08 | 2.5724e-08 | 5.475 | 0.71896 | 3.0715 | 1.6846 | 0 | 0 | 2.9749e-05 | 1.4084e-07 | 0 | 1.4084e-07 | 1.4084e-07 | 0 | 1.4084e-07 | 0 | 5.9702e-07 | 1.3087e-06 | 0 | 1.3087e-06 | 0 | 4.4456e-07 | 8.8911e-07 | 0 | 8.8911e-07 | [12 empty] | 7.3.3.17.5 (Remote Grid) Updates to grid topology to minimize risk of ignition in HFTDs Remote GridWLDFRVegetation ContactAggregated | WLDFR | HFTD - Distribution - Tier 2 - 1QU CoRE ¦ 4QU LoRE | Red Flag Warning - Small Fires | Vegetation Contact | Aggregated | 2027 | 0.00028693 | 1483.0022 | 0.42551 | 2027 | Mitigation | 0.95 | 45 | 0 | esc | 0.00097009 | 2.7834e-07 | 0.00097009 | 2.7834e-07
[79 empty] | WLDFR | HFTD - Distribution - Tier 2 - 4QU CoRE ¦ 1QU LoRE | Non-Red Flag Warning - Large Fires | 2028 | 2.5724e-08 | 2.5724e-08 | 5.777 | 0.74734 | 3.238 | 1.7917 | 0 | 0 | 2.9749e-05 | 1.4861e-07 | 0 | 1.4861e-07 | 1.4861e-07 | 0 | 1.4861e-07 | 0 | 5.9702e-07 | 1.3087e-06 | 0 | 1.3087e-06 | 0 | 4.6908e-07 | 9.3815e-07 | 0 | 9.3815e-07 | [12 empty] | 7.3.3.17.5 (Remote Grid) Updates to grid topology to minimize risk of ignition in HFTDs Remote GridWLDFRVegetation ContactAggregated | WLDFR | HFTD - Distribution - Tier 2 - 1QU CoRE ¦ 4QU LoRE | Red Flag Warning - Small Fires | Vegetation Contact | Aggregated | 2028 | 0.00028693 | 1483.0022 | 0.42551 | 2028 | Mitigation | 0.95 | 45 | 0 | esc | 0.00097009 | 2.7834e-07 | 0.00097009 | 2.7834e-07
[79 empty] | WLDFR | HFTD - Distribution - Tier 2 - 4QU CoRE ¦ 1QU LoRE | Non-Red Flag Warning - Large Fires | 2029 | 2.5724e-08 | 2.5724e-08 | 5.777 | 0.74734 | 3.238 | 1.7917 | 0 | 0 | 2.9749e-05 | 1.4861e-07 | 0 | 1.4861e-07 | 1.4861e-07 | 0 | 1.4861e-07 | 0 | 5.9702e-07 | 1.3087e-06 | 0 | 1.3087e-06 | 0 | 4.6908e-07 | 9.3815e-07 | 0 | 9.3815e-07 | [12 empty] | 7.3.3.17.5 (Remote Grid) Updates to grid topology to minimize risk of ignition in HFTDs Remote GridWLDFRVegetation ContactAggregated | WLDFR | HFTD - Distribution - Tier 2 - 1QU CoRE ¦ 4QU LoRE | Red Flag Warning - Small Fires | Vegetation Contact | Aggregated | 2029 | 0.00028693 | 1483.0022 | 0.42551 | 2029 | Mitigation | 0.95 | 45 | 0 | esc | 0.00097009 | 2.7834e-07 | 0.00097009 | 2.7834e-07
[79 empty] | WLDFR | HFTD - Distribution - Tier 2 - 4QU CoRE ¦ 1QU LoRE | Non-Red Flag Warning - Large Fires | 2030 | 2.5724e-08 | 2.5724e-08 | 5.777 | 0.74734 | 3.238 | 1.7917 | 0 | 0 | 2.9749e-05 | 1.4861e-07 | 0 | 1.4861e-07 | 1.4861e-07 | 0 | 1.4861e-07 | 0 | 5.9702e-07 | 1.3087e-06 | 0 | 1.3087e-06 | 0 | 4.6908e-07 | 9.3815e-07 | 0 | 9.3815e-07 | [12 empty] | 7.3.3.17.5 (Remote Grid) Updates to grid topology to minimize risk of ignition in HFTDs Remote GridWLDFRVegetation ContactAggregated | WLDFR | HFTD - Distribution - Tier 2 - 1QU CoRE ¦ 4QU LoRE | Red Flag Warning - Small Fires | Vegetation Contact | Aggregated | 2030 | 0.00028693 | 1483.0022 | 0.42551 | 2030 | Mitigation | 0.95 | 45 | 0 | esc | 0.00097009 | 2.7834e-07 | 0.00097009 | 2.7834e-07
[79 empty] | WLDFR | HFTD - Distribution - Tier 2 - 4QU CoRE ¦ 1QU LoRE | Non-Red Flag Warning - Large Fires | 2031 | 2.5724e-08 | 2.5724e-08 | 5.777 | 0.74734 | 3.238 | 1.7917 | 0 | 0 | 2.9749e-05 | 1.4861e-07 | 0 | 1.4861e-07 | 1.4861e-07 | 0 | 1.4861e-07 | 0 | 5.9702e-07 | 1.3087e-06 | 0 | 1.3087e-06 | 0 | 4.6908e-07 | 9.3815e-07 | 0 | 9.3815e-07 | [12 empty] | 7.3.3.17.5 (Remote Grid) Updates to grid topology to minimize risk of ignition in HFTDs Remote GridWLDFRVegetation ContactAggregated | WLDFR | HFTD - Distribution - Tier 2 - 1QU CoRE ¦ 4QU LoRE | Red Flag Warning - Small Fires | Vegetation Contact | Aggregated | 2031 | 0.00028693 | 1483.0022 | 0.42551 | 2031 | Mitigation | 0.95 | 45 | 0 | esc | 0.00097009 | 2.7834e-07 | 0.00097009 | 2.7834e-07
[79 empty] | WLDFR | HFTD - Distribution - Tier 2 - 4QU CoRE ¦ 1QU LoRE | Non-Red Flag Warning - Large Fires | 2032 | 2.5724e-08 | 2.5724e-08 | 5.777 | 0.74734 | 3.238 | 1.7917 | 0 | 0 | 2.9749e-05 | 1.4861e-07 | 0 | 1.4861e-07 | 1.4861e-07 | 0 | 1.4861e-07 | 0 | 6.3252e-07 | 1.3865e-06 | 0 | 1.3865e-06 | 0 | 4.6908e-07 | 9.3815e-07 | 0 | 9.3815e-07 | [12 empty] | 7.3.3.17.5 (Remote Grid) Updates to grid topology to minimize risk of ignition in HFTDs Remote GridWLDFRVegetation ContactAggregated | WLDFR | HFTD - Distribution - Tier 2 - 1QU CoRE ¦ 4QU LoRE | Red Flag Warning - Small Fires | Vegetation Contact | Aggregated | 2032 | 0.00028693 | 1483.0022 | 0.42551 | 2032 | Mitigation | 0.95 | 45 | 0 | esc | 0.00097009 | 2.7834e-07 | 0.00097009 | 2.7834e-07
[79 empty] | WLDFR | HFTD - Distribution - Tier 2 - 4QU CoRE ¦ 1QU LoRE | Non-Red Flag Warning - Large Fires | 2033 | 2.5724e-08 | 2.5724e-08 | 6.1205 | 0.77885 | 3.4265 | 1.9151 | 0 | 0 | 2.9749e-05 | 1.5745e-07 | 0 | 1.5745e-07 | 1.5745e-07 | 0 | 1.5745e-07 | 0 | 6.3252e-07 | 1.3865e-06 | 0 | 1.3865e-06 | 0 | 4.9697e-07 | 9.9393e-07 | 0 | 9.9393e-07 | [12 empty] | 7.3.3.17.5 (Remote Grid) Updates to grid topology to minimize risk of ignition in HFTDs Remote GridWLDFRVegetation ContactAggregated | WLDFR | HFTD - Distribution - Tier 2 - 1QU CoRE ¦ 4QU LoRE | Red Flag Warning - Small Fires | Vegetation Contact | Aggregated | 2033 | 0.00028693 | 1483.0022 | 0.42551 | 2033 | Mitigation | 0.95 | 45 | 0 | esc | 0.00097009 | 2.7834e-07 | 0.00097009 | 2.7834e-07
[79 empty] | WLDFR | HFTD - Distribution - Tier 2 - 4QU CoRE ¦ 1QU LoRE | Non-Red Flag Warning - Large Fires | 2034 | 2.5724e-08 | 2.5724e-08 | 6.1205 | 0.77885 | 3.4265 | 1.9151 | 0 | 0 | 2.9749e-05 | 1.5745e-07 | 0 | 1.5745e-07 | 1.5745e-07 | 0 | 1.5745e-07 | 0 | 6.3252e-07 | 1.3865e-06 | 0 | 1.3865e-06 | 0 | 4.9697e-07 | 9.9393e-07 | 0 | 9.9393e-07 | [12 empty] | 7.3.3.17.5 (Remote Grid) Updates to grid topology to minimize risk of ignition in HFTDs Remote GridWLDFRVegetation ContactAggregated | WLDFR | HFTD - Distribution - Tier 2 - 1QU CoRE ¦ 4QU LoRE | Red Flag Warning - Small Fires | Vegetation Contact | Aggregated | 2034 | 0.00028693 | 1483.0022 | 0.42551 | 2034 | Mitigation | 0.95 | 45 | 0 | esc | 0.00097009 | 2.7834e-07 | 0.00097009 | 2.7834e-07
[79 empty] | WLDFR | HFTD - Distribution - Tier 2 - 4QU CoRE ¦ 1QU LoRE | Non-Red Flag Warning - Large Fires | 2035 | 2.5724e-08 | 2.5724e-08 | 6.1205 | 0.77885 | 3.4265 | 1.9151 | 0 | 0 | 2.9749e-05 | 1.5745e-07 | 0 | 1.5745e-07 | 1.5745e-07 | 0 | 1.5745e-07 | 0 | 6.3252e-07 | 1.3865e-06 | 0 | 1.3865e-06 | 0 | 4.9697e-07 | 9.9393e-07 | 0 | 9.9393e-07 | [12 empty] | 7.3.3.17.5 (Remote Grid) Updates to grid topology to minimize risk of ignition in HFTDs Remote GridWLDFRVegetation ContactAggregated | WLDFR | HFTD - Distribution - Tier 2 - 1QU CoRE ¦ 4QU LoRE | Red Flag Warning - Small Fires | Vegetation Contact | Aggregated | 2035 | 0.00028693 | 1483.0022 | 0.42551 | 2035 | Mitigation | 0.95 | 45 | 0 | esc | 0.00097009 | 2.7834e-07 | 0.00097009 | 2.7834e-07
[79 empty] | WLDFR | HFTD - Distribution - Tier 2 - 4QU CoRE ¦ 1QU LoRE | Non-Red Flag Warning - Large Fires | 2036 | 2.5724e-08 | 2.5724e-08 | 6.1205 | 0.77885 | 3.4265 | 1.9151 | 0 | 0 | 2.9749e-05 | 1.5745e-07 | 0 | 1.5745e-07 | 1.5745e-07 | 0 | 1.5745e-07 | 0 | 6.3252e-07 | 1.3865e-06 | 0 | 1.3865e-06 | 0 | 4.9697e-07 | 9.9393e-07 | 0 | 9.9393e-07 | [12 empty] | 7.3.3.17.5 (Remote Grid) Updates to grid topology to minimize risk of ignition in HFTDs Remote GridWLDFRVegetation ContactAggregated | WLDFR | HFTD - Distribution - Tier 2 - 1QU CoRE ¦ 4QU LoRE | Red Flag Warning - Small Fires | Vegetation Contact | Aggregated | 2036 | 0.00028693 | 1483.0022 | 0.42551 | 2036 | Mitigation | 0.95 | 45 | 0 | esc | 0.00097009 | 2.7834e-07 | 0.00097009 | 2.7834e-07
[79 empty] | WLDFR | HFTD - Distribution - Tier 2 - 4QU CoRE ¦ 1QU LoRE | Non-Red Flag Warning - Large Fires | 2037 | 2.5724e-08 | 2.5724e-08 | 6.1205 | 0.77885 | 3.4265 | 1.9151 | 0 | 0 | 2.9749e-05 | 1.5745e-07 | 0 | 1.5745e-07 | 1.5745e-07 | 0 | 1.5745e-07 | 0 | 6.7203e-07 | 1.4731e-06 | 0 | 1.4731e-06 | 0 | 4.9697e-07 | 9.9393e-07 | 0 | 9.9393e-07 | [12 empty] | 7.3.3.17.5 (Remote Grid) Updates to grid topology to minimize risk of ignition in HFTDs Remote GridWLDFRVegetation ContactAggregated | WLDFR | HFTD - Distribution - Tier 2 - 1QU CoRE ¦ 4QU LoRE | Red Flag Warning - Small Fires | Vegetation Contact | Aggregated | 2037 | 0.00028693 | 1483.0022 | 0.42551 | 2037 | Mitigation | 0.95 | 45 | 0 | esc | 0.00097009 | 2.7834e-07 | 0.00097009 | 2.7834e-07
[79 empty] | WLDFR | HFTD - Distribution - Tier 2 - 4QU CoRE ¦ 1QU LoRE | Non-Red Flag Warning - Large Fires | 2038 | 2.5724e-08 | 2.5724e-08 | 6.5028 | 0.81304 | 3.6355 | 2.0543 | 0 | 0 | 2.9749e-05 | 1.6728e-07 | 0 | 1.6728e-07 | 1.6728e-07 | 0 | 1.6728e-07 | 0 | 6.7203e-07 | 1.4731e-06 | 0 | 1.4731e-06 | 0 | 5.2801e-07 | 1.056e-06 | 0 | 1.056e-06 | [12 empty] | 7.3.3.17.5 (Remote Grid) Updates to grid topology to minimize risk of ignition in HFTDs Remote GridWLDFRVegetation ContactAggregated | WLDFR | HFTD - Distribution - Tier 2 - 1QU CoRE ¦ 4QU LoRE | Red Flag Warning - Small Fires | Vegetation Contact | Aggregated | 2038 | 0.00028693 | 1483.0022 | 0.42551 | 2038 | Mitigation | 0.95 | 45 | 0 | esc | 0.00097009 | 2.7834e-07 | 0.00097009 | 2.7834e-07
[79 empty] | WLDFR | HFTD - Distribution - Tier 2 - 4QU CoRE ¦ 1QU LoRE | Non-Red Flag Warning - Large Fires | 2039 | 2.5724e-08 | 2.5724e-08 | 6.5028 | 0.81304 | 3.6355 | 2.0543 | 0 | 0 | 2.9749e-05 | 1.6728e-07 | 0 | 1.6728e-07 | 1.6728e-07 | 0 | 1.6728e-07 | 0 | 6.7203e-07 | 1.4731e-06 | 0 | 1.4731e-06 | 0 | 5.2801e-07 | 1.056e-06 | 0 | 1.056e-06 | [12 empty] | 7.3.3.17.5 (Remote Grid) Updates to grid topology to minimize risk of ignition in HFTDs Remote GridWLDFRVegetation ContactAggregated | WLDFR | HFTD - Distribution - Tier 2 - 1QU CoRE ¦ 4QU LoRE | Red Flag Warning - Small Fires | Vegetation Contact | Aggregated | 2039 | 0.00028693 | 1483.0022 | 0.42551 | 2039 | Mitigation | 0.95 | 45 | 0 | esc | 0.00097009 | 2.7834e-07 | 0.00097009 | 2.7834e-07
[79 empty] | WLDFR | HFTD - Distribution - Tier 2 - 4QU CoRE ¦ 1QU LoRE | Non-Red Flag Warning - Large Fires | 2040 | 2.5724e-08 | 2.5724e-08 | 6.5028 | 0.81304 | 3.6355 | 2.0543 | 0 | 0 | 2.9749e-05 | 1.6728e-07 | 0 | 1.6728e-07 | 1.6728e-07 | 0 | 1.6728e-07 | 0 | 6.7203e-07 | 1.4731e-06 | 0 | 1.4731e-06 | 0 | 5.2801e-07 | 1.056e-06 | 0 | 1.056e-06 | [12 empty] | 7.3.3.17.5 (Remote Grid) Updates to grid topology to minimize risk of ignition in HFTDs Remote GridWLDFRVegetation ContactAggregated | WLDFR | HFTD - Distribution - Tier 2 - 1QU CoRE ¦ 4QU LoRE | Red Flag Warning - Small Fires | Vegetation Contact | Aggregated | 2040 | 0.00028693 | 1483.0022 | 0.42551 | 2040 | Mitigation | 0.95 | 45 | 0 | esc | 0.00097009 | 2.7834e-07 | 0.00097009 | 2.7834e-07
[79 empty] | WLDFR | HFTD - Distribution - Tier 2 - 4QU CoRE ¦ 1QU LoRE | Non-Red Flag Warning - Large Fires | 2041 | 2.5724e-08 | 2.5724e-08 | 6.5028 | 0.81304 | 3.6355 | 2.0543 | 0 | 0 | 2.9749e-05 | 1.6728e-07 | 0 | 1.6728e-07 | 1.6728e-07 | 0 | 1.6728e-07 | 0 | 6.7203e-07 | 1.4731e-06 | 0 | 1.4731e-06 | 0 | 5.2801e-07 | 1.056e-06 | 0 | 1.056e-06 | [12 empty] | 7.3.3.17.5 (Remote Grid) Updates to grid topology to minimize risk of ignition in HFTDs Remote GridWLDFRVegetation ContactAggregated | WLDFR | HFTD - Distribution - Tier 2 - 1QU CoRE ¦ 4QU LoRE | Red Flag Warning - Small Fires | Vegetation Contact | Aggregated | 2041 | 0.00028693 | 1483.0022 | 0.42551 | 2041 | Mitigation | 0.95 | 45 | 0 | esc | 0.00097009 | 2.7834e-07 | 0.00097009 | 2.7834e-07
[79 empty] | WLDFR | HFTD - Distribution - Tier 2 - 4QU CoRE ¦ 1QU LoRE | Non-Red Flag Warning - Large Fires | 2042 | 2.5724e-08 | 2.5724e-08 | 6.5028 | 0.81304 | 3.6355 | 2.0543 | 0 | 0 | 2.9749e-05 | 1.6728e-07 | 0 | 1.6728e-07 | 1.6728e-07 | 0 | 1.6728e-07 | 0 | 7.1524e-07 | 1.5678e-06 | 0 | 1.5678e-06 | 0 | 5.2801e-07 | 1.056e-06 | 0 | 1.056e-06 | [12 empty] | 7.3.3.17.5 (Remote Grid) Updates to grid topology to minimize risk of ignition in HFTDs Remote GridWLDFRVegetation ContactAggregated | WLDFR | HFTD - Distribution - Tier 2 - 1QU CoRE ¦ 4QU LoRE | Red Flag Warning - Small Fires | Vegetation Contact | Aggregated | 2042 | 0.00028693 | 1483.0022 | 0.42551 | 2042 | Mitigation | 0.95 | 45 | 0 | esc | 0.00097009 | 2.7834e-07 | 0.00097009 | 2.7834e-07
[79 empty] | WLDFR | HFTD - Distribution - Tier 2 - 4QU CoRE ¦ 1QU LoRE | Non-Red Flag Warning - Large Fires | 2043 | 2.5724e-08 | 2.5724e-08 | 6.9209 | 0.84944 | 3.8632 | 2.2083 | 0 | 0 | 2.9749e-05 | 1.7804e-07 | 0 | 1.7804e-07 | 1.7804e-07 | 0 | 1.7804e-07 | 0 | 7.1524e-07 | 1.5678e-06 | 0 | 1.5678e-06 | 0 | 5.6196e-07 | 1.1239e-06 | 0 | 1.1239e-06 | [12 empty] | 7.3.3.17.5 (Remote Grid) Updates to grid topology to minimize risk of ignition in HFTDs Remote GridWLDFRVegetation ContactAggregated | WLDFR | HFTD - Distribution - Tier 2 - 1QU CoRE ¦ 4QU LoRE | Red Flag Warning - Small Fires | Vegetation Contact | Aggregated | 2043 | 0.00028693 | 1483.0022 | 0.42551 | 2043 | Mitigation | 0.95 | 45 | 0 | esc | 0.00097009 | 2.7834e-07 | 0.00097009 | 2.7834e-07
[79 empty] | WLDFR | HFTD - Distribution - Tier 2 - 4QU CoRE ¦ 1QU LoRE | Non-Red Flag Warning - Large Fires | 2044 | 2.5724e-08 | 2.5724e-08 | 6.9209 | 0.84944 | 3.8632 | 2.2083 | 0 | 0 | 2.9749e-05 | 1.7804e-07 | 0 | 1.7804e-07 | 1.7804e-07 | 0 | 1.7804e-07 | 0 | 7.1524e-07 | 1.5678e-06 | 0 | 1.5678e-06 | 0 | 5.6196e-07 | 1.1239e-06 | 0 | 1.1239e-06 | [12 empty] | 7.3.3.17.5 (Remote Grid) Updates to grid topology to minimize risk of ignition in HFTDs Remote GridWLDFRVegetation ContactAggregated | WLDFR | HFTD - Distribution - Tier 2 - 1QU CoRE ¦ 4QU LoRE | Red Flag Warning - Small Fires | Vegetation Contact | Aggregated | 2044 | 0.00028693 | 1483.0022 | 0.42551 | 2044 | Mitigation | 0.95 | 45 | 0 | esc | 0.00097009 | 2.7834e-07 | 0.00097009 | 2.7834e-07
[79 empty] | WLDFR | HFTD - Distribution - Tier 2 - 4QU CoRE ¦ 1QU LoRE | Non-Red Flag Warning - Large Fires | 2045 | 2.5724e-08 | 2.5724e-08 | 6.9209 | 0.84944 | 3.8632 | 2.2083 | 0 | 0 | 2.9749e-05 | 1.7804e-07 | 0 | 1.7804e-07 | 1.7804e-07 | 0 | 1.7804e-07 | 0 | 7.1524e-07 | 1.5678e-06 | 0 | 1.5678e-06 | 0 | 5.6196e-07 | 1.1239e-06 | 0 | 1.1239e-06 | [12 empty] | 7.3.3.17.5 (Remote Grid) Updates to grid topology to minimize risk of ignition in HFTDs Remote GridWLDFRVegetation ContactAggregated | WLDFR | HFTD - Distribution - Tier 2 - 1QU CoRE ¦ 4QU LoRE | Red Flag Warning - Small Fires | Vegetation Contact | Aggregated | 2045 | 0.00028693 | 1483.0022 | 0.42551 | 2045 | Mitigation | 0.95 | 45 | 0 | esc | 0.00097009 | 2.7834e-07 | 0.00097009 | 2.7834e-07
[79 empty] | WLDFR | HFTD - Distribution - Tier 2 - 4QU CoRE ¦ 1QU LoRE | Non-Red Flag Warning - Large Fires | 2046 | 2.5724e-08 | 2.5724e-08 | 6.9209 | 0.84944 | 3.8632 | 2.2083 | 0 | 0 | 2.9749e-05 | 1.7804e-07 | 0 | 1.7804e-07 | 1.7804e-07 | 0 | 1.7804e-07 | 0 | 7.1524e-07 | 1.5678e-06 | 0 | 1.5678e-06 | 0 | 5.6196e-07 | 1.1239e-06 | 0 | 1.1239e-06 | [12 empty] | 7.3.3.17.5 (Remote Grid) Updates to grid topology to minimize risk of ignition in HFTDs Remote GridWLDFRVegetation ContactAggregated | WLDFR | HFTD - Distribution - Tier 2 - 1QU CoRE ¦ 4QU LoRE | Red Flag Warning - Small Fires | Vegetation Contact | Aggregated | 2046 | 0.00028693 | 1483.0022 | 0.42551 | 2046 | Mitigation | 0.95 | 45 | 0 | esc | 0.00097009 | 2.7834e-07 | 0.00097009 | 2.7834e-07
[79 empty] | WLDFR | HFTD - Distribution - Tier 2 - 4QU CoRE ¦ 1QU LoRE | Non-Red Flag Warning - Large Fires | 2047 | 2.5724e-08 | 2.5724e-08 | 6.9209 | 0.84944 | 3.8632 | 2.2083 | 0 | 0 | 2.9749e-05 | 1.7804e-07 | 0 | 1.7804e-07 | 1.7804e-07 | 0 | 1.7804e-07 | 0 | 7.6179e-07 | 1.6699e-06 | 0 | 1.6699e-06 | 0 | 5.6196e-07 | 1.1239e-06 | 0 | 1.1239e-06 | [12 empty] | 7.3.3.17.5 (Remote Grid) Updates to grid topology to minimize risk of ignition in HFTDs Remote GridWLDFRVegetation ContactAggregated | WLDFR | HFTD - Distribution - Tier 2 - 1QU CoRE ¦ 4QU LoRE | Red Flag Warning - Small Fires | Vegetation Contact | Aggregated | 2047 | 0.00028693 | 1483.0022 | 0.42551 | 2047 | Mitigation | 0.95 | 45 | 0 | esc | 0.00097009 | 2.7834e-07 | 0.00097009 | 2.7834e-07
[79 empty] | WLDFR | HFTD - Distribution - Tier 2 - 4QU CoRE ¦ 1QU LoRE | Non-Red Flag Warning - Large Fires | 2048 | 2.5724e-08 | 2.5724e-08 | 7.3713 | 0.88759 | 4.1075 | 2.3763 | 0 | 0 | 2.9749e-05 | 1.8962e-07 | 0 | 1.8962e-07 | 1.8962e-07 | 0 | 1.8962e-07 | 0 | 7.6179e-07 | 1.6699e-06 | 0 | 1.6699e-06 | 0 | 5.9853e-07 | 1.1971e-06 | 0 | 1.1971e-06 | [12 empty] | 7.3.3.17.5 (Remote Grid) Updates to grid topology to minimize risk of ignition in HFTDs Remote GridWLDFRVegetation ContactAggregated | WLDFR | HFTD - Distribution - Tier 2 - 1QU CoRE ¦ 4QU LoRE | Red Flag Warning - Small Fires | Vegetation Contact | Aggregated | 2048 | 0.00028693 | 1483.0022 | 0.42551 | 2048 | Mitigation | 0.95 | 45 | 0 | esc | 0.00097009 | 2.7834e-07 | 0.00097009 | 2.7834e-07
[79 empty] | WLDFR | HFTD - Distribution - Tier 2 - 4QU CoRE ¦ 1QU LoRE | Non-Red Flag Warning - Large Fires | 2049 | 2.5724e-08 | 2.5724e-08 | 7.3713 | 0.88759 | 4.1075 | 2.3763 | 0 | 0 | 2.9749e-05 | 1.8962e-07 | 0 | 1.8962e-07 | 1.8962e-07 | 0 | 1.8962e-07 | 0 | 7.6179e-07 | 1.6699e-06 | 0 | 1.6699e-06 | 0 | 5.9853e-07 | 1.1971e-06 | 0 | 1.1971e-06 | [12 empty] | 7.3.3.17.5 (Remote Grid) Updates to grid topology to minimize risk of ignition in HFTDs Remote GridWLDFRVegetation ContactAggregated | WLDFR | HFTD - Distribution - Tier 2 - 1QU CoRE ¦ 4QU LoRE | Red Flag Warning - Small Fires | Vegetation Contact | Aggregated | 2049 | 0.00028693 | 1483.0022 | 0.42551 | 2049 | Mitigation | 0.95 | 45 | 0 | esc | 0.00097009 | 2.7834e-07 | 0.00097009 | 2.7834e-07
[79 empty] | WLDFR | HFTD - Distribution - Tier 2 - 4QU CoRE ¦ 1QU LoRE | Non-Red Flag Warning - Large Fires | 2050 | 2.5724e-08 | 2.5724e-08 | 7.3713 | 0.88759 | 4.1075 | 2.3763 | 0 | 0 | 2.9749e-05 | 1.8962e-07 | 0 | 1.8962e-07 | 1.8962e-07 | 0 | 1.8962e-07 | 0 | 7.6179e-07 | 1.6699e-06 | 0 | 1.6699e-06 | 0 | 5.9853e-07 | 1.1971e-06 | 0 | 1.1971e-06 | [12 empty] | 7.3.3.17.5 (Remote Grid) Updates to grid topology to minimize risk of ignition in HFTDs Remote GridWLDFRVegetation ContactAggregated | WLDFR | HFTD - Distribution - Tier 2 - 1QU CoRE ¦ 4QU LoRE | Red Flag Warning - Small Fires | Vegetation Contact | Aggregated | 2050 | 0.00028693 | 1483.0022 | 0.42551 | 2050 | Mitigation | 0.95 | 45 | 0 | esc | 0.00097009 | 2.7834e-07 | 0.00097009 | 2.7834e-07
[79 empty] | WLDFR | HFTD - Distribution - Tier 2 - 4QU CoRE ¦ 1QU LoRE | Non-Red Flag Warning - Large Fires | 2051 | 2.5724e-08 | 2.5724e-08 | 7.3713 | 0.88759 | 4.1075 | 2.3763 | 0 | 0 | 2.9749e-05 | 1.8962e-07 | 0 | 1.8962e-07 | 1.8962e-07 | 0 | 1.8962e-07 | 0 | 7.6179e-07 | 1.6699e-06 | 0 | 1.6699e-06 | 0 | 5.9853e-07 | 1.1971e-06 | 0 | 1.1971e-06 | [12 empty] | 7.3.3.17.5 (Remote Grid) Updates to grid topology to minimize risk of ignition in HFTDs Remote GridWLDFRVegetation ContactAggregated | WLDFR | HFTD - Distribution - Tier 2 - 1QU CoRE ¦ 4QU LoRE | Red Flag Warning - Small Fires | Vegetation Contact | Aggregated | 2051 | 0.00028693 | 1483.0022 | 0.42551 | 2051 | Mitigation | 0.95 | 45 | 0 | esc | 0.00097009 | 2.7834e-07 | 0.00097009 | 2.7834e-07
[79 empty] | WLDFR | HFTD - Distribution - Tier 2 - 4QU CoRE ¦ 1QU LoRE | Non-Red Flag Warning - Large Fires | 2052 | 2.5724e-08 | 2.5724e-08 | 7.3713 | 0.88759 | 4.1075 | 2.3763 | 0 | 0 | 2.9749e-05 | 1.8962e-07 | 0 | 1.8962e-07 | 1.8962e-07 | 0 | 1.8962e-07 | 0 | 8.1129e-07 | 1.7784e-06 | 0 | 1.7784e-06 | 0 | 0 | 1.1971e-06 | 0 | 1.1971e-06 | [12 empty] | 7.3.3.17.5 (Remote Grid) Updates to grid topology to minimize risk of ignition in HFTDs Remote GridWLDFRVegetation ContactAggregated | WLDFR | HFTD - Distribution - Tier 2 - 1QU CoRE ¦ 4QU LoRE | Red Flag Warning - Small Fires | Vegetation Contact | Aggregated | 2052 | 0.00028693 | 1483.0022 | 0.42551 | 2052 | Mitigation | 0.95 | 45 | 0 | esc | 0.00097009 | 2.7834e-07 | 0.00097009 | 2.7834e-07
[79 empty] | WLDFR | HFTD - Distribution - Tier 2 - 4QU CoRE ¦ 1QU LoRE | Non-Red Flag Warning - Large Fires | 2053 | 2.5724e-08 | 2.5724e-08 | 7.8503 | 0.92702 | 4.3664 | 2.5569 | 0 | 0 | 2.9749e-05 | 2.0195e-07 | 0 | 2.0195e-07 | 2.0195e-07 | 0 | 2.0195e-07 | 0 | 8.1129e-07 | 1.7784e-06 | 0 | 1.7784e-06 | 0 | 0 | 0 | 0 | 0 | [12 empty] | 7.3.3.17.5 (Remote Grid) Updates to grid topology to minimize risk of ignition in HFTDs Remote GridWLDFRVegetation ContactAggregated | WLDFR | HFTD - Distribution - Tier 2 - 1QU CoRE ¦ 4QU LoRE | Red Flag Warning - Small Fires | Vegetation Contact | Aggregated | 2053 | 0.00028693 | 1483.0022 | 0.42551 | 2053 | Mitigation | 0.95 | 45 | 0 | esc | 0.00097009 | 2.7834e-07 | 0.00097009 | 2.7834e-07
[79 empty] | WLDFR | HFTD - Distribution - Tier 2 - 4QU CoRE ¦ 1QU LoRE | Non-Red Flag Warning - Large Fires | 2054 | 2.5724e-08 | 2.5724e-08 | 7.8503 | 0.92702 | 4.3664 | 2.5569 | 0 | 0 | 2.9749e-05 | 2.0195e-07 | 0 | 2.0195e-07 | 2.0195e-07 | 0 | 2.0195e-07 | 0 | 8.1129e-07 | 1.7784e-06 | 0 | 1.7784e-06 | 0 | 0 | 0 | 0 | 0 | [12 empty] | 7.3.3.17.5 (Remote Grid) Updates to grid topology to minimize risk of ignition in HFTDs Remote GridWLDFRVegetation ContactAggregated | WLDFR | HFTD - Distribution - Tier 2 - 1QU CoRE ¦ 4QU LoRE | Red Flag Warning - Small Fires | Vegetation Contact | Aggregated | 2054 | 0.00028693 | 1483.0022 | 0.42551 | 2054 | Mitigation | 0.95 | 45 | 0 | esc | 0.00097009 | 2.7834e-07 | 0.00097009 | 2.7834e-07
[79 empty] | WLDFR | HFTD - Distribution - Tier 2 - 4QU CoRE ¦ 1QU LoRE | Non-Red Flag Warning - Large Fires | 2055 | 2.5724e-08 | 2.5724e-08 | 7.8503 | 0.92702 | 4.3664 | 2.5569 | 0 | 0 | 2.9749e-05 | 2.0195e-07 | 0 | 2.0195e-07 | 2.0195e-07 | 0 | 2.0195e-07 | 0 | 8.1129e-07 | 1.7784e-06 | 0 | 1.7784e-06 | 0 | 5.224e-06 | 0 | 0 | 0 | [12 empty] | 7.3.3.17.5 (Remote Grid) Updates to grid topology to minimize risk of ignition in HFTDs Remote GridWLDFRVegetation ContactAggregated | WLDFR | HFTD - Distribution - Tier 2 - 1QU CoRE ¦ 4QU LoRE | Red Flag Warning - Small Fires | Vegetation Contact | Aggregated | 2055 | 0.00028693 | 1483.0022 | 0.42551 | 2055 | Mitigation | 0.95 | 45 | 0 | esc | 0.00097009 | 2.7834e-07 | 0.00097009 | 2.7834e-07
[79 empty] | WLDFR | HFTD - Distribution - Tier 2 - 4QU CoRE ¦ 1QU LoRE | Non-Red Flag Warning - Large Fires | 2056 | 2.5724e-08 | 2.5724e-08 | 7.8503 | 0.92702 | 4.3664 | 2.5569 | 0 | 0 | 2.9749e-05 | 2.0195e-07 | 0 | 2.0195e-07 | 2.0195e-07 | 0 | 2.0195e-07 | 0 | 8.1129e-07 | 1.7784e-06 | 0 | 1.7784e-06 | 0 | 5.3922e-06 | 1.0784e-05 | 0 | 1.0784e-05 | [12 empty] | 7.3.3.17.5 (Remote Grid) Updates to grid topology to minimize risk of ignition in HFTDs Remote GridWLDFRVegetation ContactAggregated | WLDFR | HFTD - Distribution - Tier 2 - 1QU CoRE ¦ 4QU LoRE | Red Flag Warning - Small Fires | Vegetation Contact | Aggregated | 2056 | 0.00028693 | 1483.0022 | 0.42551 | 2056 | Mitigation | 0.95 | 45 | 0 | esc | 0.00097009 | 2.7834e-07 | 0.00097009 | 2.7834e-07
[79 empty] | WLDFR | HFTD - Distribution - Tier 2 - 4QU CoRE ¦ 1QU LoRE | Non-Red Flag Warning - Large Fires | 2057 | 2.5724e-08 | 2.5724e-08 | 7.8503 | 0.92702 | 4.3664 | 2.5569 | 0 | 0 | 2.9749e-05 | 2.0195e-07 | 0 | 2.0195e-07 | 2.0195e-07 | 0 | 2.0195e-07 | 0 | 8.6317e-07 | 1.8921e-06 | 0 | 1.8921e-06 | 0 | 5.3922e-06 | 1.0784e-05 | 0 | 1.0784e-05 | [12 empty] | 7.3.3.17.5 (Remote Grid) Updates to grid topology to minimize risk of ignition in HFTDs Remote GridWLDFRVegetation ContactAggregated | WLDFR | HFTD - Distribution - Tier 2 - 1QU CoRE ¦ 4QU LoRE | Red Flag Warning - Small Fires | Vegetation Contact | Aggregated | 2057 | 0.00028693 | 1483.0022 | 0.42551 | 2057 | Mitigation | 0.95 | 45 | 0 | esc | 0.00097009 | 2.7834e-07 | 0.00097009 | 2.7834e-07
[79 empty] | WLDFR | HFTD - Distribution - Tier 2 - 4QU CoRE ¦ 1QU LoRE | Non-Red Flag Warning - Large Fires | 2058 | 2.5724e-08 | 2.5724e-08 | 8.3524 | 0.96727 | 4.6367 | 2.7484 | 0 | 0 | 2.9749e-05 | 2.1486e-07 | 0 | 2.1486e-07 | 2.1486e-07 | 0 | 2.1486e-07 | 0 | 8.6317e-07 | 1.8921e-06 | 0 | 1.8921e-06 | 0 | 5.3922e-06 | 1.0784e-05 | 0 | 1.0784e-05 | [12 empty] | 7.3.3.17.5 (Remote Grid) Updates to grid topology to minimize risk of ignition in HFTDs Remote GridWLDFRVegetation ContactAggregated | WLDFR | HFTD - Distribution - Tier 2 - 1QU CoRE ¦ 4QU LoRE | Red Flag Warning - Small Fires | Vegetation Contact | Aggregated | 2058 | 0.00028693 | 1483.0022 | 0.42551 | 2058 | Mitigation | 0.95 | 45 | 0 | esc | 0.00097009 | 2.7834e-07 | 0.00097009 | 2.7834e-07
[79 empty] | WLDFR | HFTD - Distribution - Tier 2 - 4QU CoRE ¦ 1QU LoRE | Non-Red Flag Warning - Large Fires | 2059 | 2.5724e-08 | 2.5724e-08 | 8.3524 | 0.96727 | 4.6367 | 2.7484 | 0 | 0 | 2.9749e-05 | 2.1486e-07 | 0 | 2.1486e-07 | 2.1486e-07 | 0 | 2.1486e-07 | 0 | 8.6317e-07 | 1.8921e-06 | 0 | 1.8921e-06 | 0 | 5.3922e-06 | 1.0784e-05 | 0 | 1.0784e-05 | [12 empty] | 7.3.3.17.5 (Remote Grid) Updates to grid topology to minimize risk of ignition in HFTDs Remote GridWLDFRVegetation ContactAggregated | WLDFR | HFTD - Distribution - Tier 2 - 1QU CoRE ¦ 4QU LoRE | Red Flag Warning - Small Fires | Vegetation Contact | Aggregated | 2059 | 0.00028693 | 1483.0022 | 0.42551 | 2059 | Mitigation | 0.95 | 45 | 0 | esc | 0.00097009 | 2.7834e-07 | 0.00097009 | 2.7834e-07
[79 empty] | WLDFR | HFTD - Distribution - Tier 2 - 4QU CoRE ¦ 1QU LoRE | Non-Red Flag Warning - Large Fires | 2060 | 2.5724e-08 | 2.5724e-08 | 8.3524 | 0.96727 | 4.6367 | 2.7484 | 0 | 0 | 2.9749e-05 | 2.1486e-07 | 0 | 2.1486e-07 | 2.1486e-07 | 0 | 2.1486e-07 | 0 | 8.6317e-07 | 1.8921e-06 | 0 | 1.8921e-06 | 0 | 5.3922e-06 | 1.0784e-05 | 0 | 1.0784e-05 | [12 empty] | 7.3.3.17.5 (Remote Grid) Updates to grid topology to minimize risk of ignition in HFTDs Remote GridWLDFRVegetation ContactAggregated | WLDFR | HFTD - Distribution - Tier 2 - 1QU CoRE ¦ 4QU LoRE | Red Flag Warning - Small Fires | Vegetation Contact | Aggregated | 2060 | 0.00028693 | 1483.0022 | 0.42551 | 2060 | Mitigation | 0.95 | 45 | 0 | esc | 0.00097009 | 2.7834e-07 | 0.00097009 | 2.7834e-07
[79 empty] | WLDFR | HFTD - Distribution - Tier 2 - 4QU CoRE ¦ 1QU LoRE | Non-Red Flag Warning - Large Fires | 2061 | 2.5724e-08 | 2.5724e-08 | 8.3524 | 0.96727 | 4.6367 | 2.7484 | 0 | 0 | 2.9749e-05 | 2.1486e-07 | 0 | 2.1486e-07 | 2.1486e-07 | 0 | 2.1486e-07 | 0 | 8.6317e-07 | 1.8921e-06 | 0 | 1.8921e-06 | 0 | 5.6067e-06 | 1.1213e-05 | 0 | 1.1213e-05 | [12 empty] | 7.3.3.17.5 (Remote Grid) Updates to grid topology to minimize risk of ignition in HFTDs Remote GridWLDFRVegetation ContactAggregated | WLDFR | HFTD - Distribution - Tier 2 - 1QU CoRE ¦ 4QU LoRE | Red Flag Warning - Small Fires | Vegetation Contact | Aggregated | 2061 | 0.00028693 | 1483.0022 | 0.42551 | 2061 | Mitigation | 0.95 | 45 | 0 | esc | 0.00097009 | 2.7834e-07 | 0.00097009 | 2.7834e-07
[79 empty] | WLDFR | HFTD - Distribution - Tier 2 - 4QU CoRE ¦ 1QU LoRE | Non-Red Flag Warning - Large Fires | 2062 | 2.5724e-08 | 2.5724e-08 | 8.3524 | 0.96727 | 4.6367 | 2.7484 | 0 | 0 | 2.9749e-05 | 2.1486e-07 | 0 | 2.1486e-07 | 2.1486e-07 | 0 | 2.1486e-07 | 0 | 9.1687e-07 | 2.0098e-06 | 0 | 2.0098e-06 | 0 | 5.6067e-06 | 1.1213e-05 | 0 | 1.1213e-05 | [12 empty] | 7.3.3.17.5 (Remote Grid) Updates to grid topology to minimize risk of ignition in HFTDs Remote GridWLDFRVegetation ContactAggregated | WLDFR | HFTD - Distribution - Tier 2 - 1QU CoRE ¦ 4QU LoRE | Red Flag Warning - Small Fires | Vegetation Contact | Aggregated | 2062 | 0.00028693 | 1483.0022 | 0.42551 | 2062 | Mitigation | 0.95 | 45 | 0 | esc | 0.00097009 | 2.7834e-07 | 0.00097009 | 2.7834e-07
[79 empty] | WLDFR | HFTD - Distribution - Tier 2 - 4QU CoRE ¦ 1QU LoRE | Non-Red Flag Warning - Large Fires | 2063 | 2.5724e-08 | 2.5724e-08 | 8.872 | 1.0079 | 4.9153 | 2.9488 | 0 | 0 | 2.9749e-05 | 2.2823e-07 | 0 | 2.2823e-07 | 2.2823e-07 | 0 | 2.2823e-07 | 0 | 9.1687e-07 | 2.0098e-06 | 0 | 2.0098e-06 | 0 | 5.6067e-06 | 1.1213e-05 | 0 | 1.1213e-05 | [12 empty] | 7.3.3.17.5 (Remote Grid) Updates to grid topology to minimize risk of ignition in HFTDs Remote GridWLDFRVegetation ContactAggregated | WLDFR | HFTD - Distribution - Tier 2 - 1QU CoRE ¦ 4QU LoRE | Red Flag Warning - Small Fires | Vegetation Contact | Aggregated | 2063 | 0.00028693 | 1483.0022 | 0.42551 | 2063 | Mitigation | 0.95 | 45 | 0 | esc | 0.00097009 | 2.7834e-07 | 0.00097009 | 2.7834e-07
[79 empty] | WLDFR | HFTD - Distribution - Tier 2 - 4QU CoRE ¦ 1QU LoRE | Non-Red Flag Warning - Large Fires | 2064 | 2.5724e-08 | 2.5724e-08 | 8.872 | 1.0079 | 4.9153 | 2.9488 | 0 | 0 | 2.9749e-05 | 2.2823e-07 | 0 | 2.2823e-07 | 2.2823e-07 | 0 | 2.2823e-07 | 0 | 9.1687e-07 | 2.0098e-06 | 0 | 2.0098e-06 | 0 | 5.6067e-06 | 1.1213e-05 | 0 | 1.1213e-05 | [12 empty] | 7.3.3.17.5 (Remote Grid) Updates to grid topology to minimize risk of ignition in HFTDs Remote GridWLDFRVegetation ContactAggregated | WLDFR | HFTD - Distribution - Tier 2 - 1QU CoRE ¦ 4QU LoRE | Red Flag Warning - Small Fires | Vegetation Contact | Aggregated | 2064 | 0.00028693 | 1483.0022 | 0.42551 | 2064 | Mitigation | 0.95 | 45 | 0 | esc | 0.00097009 | 2.7834e-07 | 0.00097009 | 2.7834e-07
[79 empty] | WLDFR | HFTD - Distribution - Tier 2 - 4QU CoRE ¦ 1QU LoRE | Non-Red Flag Warning - Large Fires | 2065 | 2.5724e-08 | 2.5724e-08 | 8.872 | 1.0079 | 4.9153 | 2.9488 | 0 | 0 | 2.9749e-05 | 2.2823e-07 | 0 | 2.2823e-07 | 2.2823e-07 | 0 | 2.2823e-07 | 0 | 9.1687e-07 | 2.0098e-06 | 0 | 2.0098e-06 | 0 | 5.6067e-06 | 1.1213e-05 | 0 | 1.1213e-05 | [12 empty] | 7.3.3.17.5 (Remote Grid) Updates to grid topology to minimize risk of ignition in HFTDs Remote GridWLDFRVegetation ContactAggregated | WLDFR | HFTD - Distribution - Tier 2 - 1QU CoRE ¦ 4QU LoRE | Red Flag Warning - Small Fires | Vegetation Contact | Aggregated | 2065 | 0.00028693 | 1483.0022 | 0.42551 | 2065 | Mitigation | 0.95 | 45 | 0 | esc | 0.00097009 | 2.7834e-07 | 0.00097009 | 2.7834e-07
[79 empty] | WLDFR | HFTD - Distribution - Tier 2 - 4QU CoRE ¦ 1QU LoRE | Non-Red Flag Warning - Large Fires | 2066 | 2.5724e-08 | 2.5724e-08 | 8.872 | 1.0079 | 4.9153 | 2.9488 | 0 | 0 | 2.9749e-05 | 2.2823e-07 | 0 | 2.2823e-07 | 2.2823e-07 | 0 | 2.2823e-07 | 0 | 9.1687e-07 | 2.0098e-06 | 0 | 2.0098e-06 | 0 | 5.8484e-06 | 1.1697e-05 | 0 | 1.1697e-05 | [12 empty] | 7.3.3.17.5 (Remote Grid) Updates to grid topology to minimize risk of ignition in HFTDs Remote GridWLDFRVegetation ContactAggregated | WLDFR | HFTD - Distribution - Tier 2 - 1QU CoRE ¦ 4QU LoRE | Red Flag Warning - Small Fires | Vegetation Contact | Aggregated | 2066 | 0.00028693 | 1483.0022 | 0.42551 | 2066 | Mitigation | 0.95 | 45 | 0 | esc | 0.00097009 | 2.7834e-07 | 0.00097009 | 2.7834e-07
[79 empty] | WLDFR | HFTD - Distribution - Tier 2 - 4QU CoRE ¦ 1QU LoRE | Non-Red Flag Warning - Large Fires | 2067 | 0 | 2.5724e-08 | 8.872 | 1.0079 | 4.9153 | 2.9488 | 0 | 0 | 2.9749e-05 | 0 | 0 | 0 | 2.2823e-07 | 0 | 2.2823e-07 | 0 | 9.7178e-07 | 2.1302e-06 | 0 | 2.1302e-06 | 0 | 5.8484e-06 | 1.1697e-05 | 0 | 1.1697e-05 | [12 empty] | 7.3.3.17.5 (Remote Grid) Updates to grid topology to minimize risk of ignition in HFTDs Remote GridWLDFRVegetation ContactAggregated | WLDFR | HFTD - Distribution - Tier 2 - 1QU CoRE ¦ 4QU LoRE | Red Flag Warning - Small Fires | Vegetation Contact | Aggregated | 2067 | 0.00028693 | 1483.0022 | 0.42551 | 2067 | Mitigation | 0.95 | 45 | 0 | esc | 0 | 0 | 0.00097009 | 2.7834e-07
[79 empty] | WLDFR | HFTD - Distribution - Tier 2 - 4QU CoRE ¦ 1QU LoRE | Non-Red Flag Warning - Small Fires | 2022 | 9.0023e-06 | 0 | 0.077901 | 0.036425 | 0.0015809 | 0.039895 | 0 | 0 | 0.01001 | 7.0129e-07 | 0 | 7.0129e-07 | 0 | 0 | 0 | 0 | 9.7178e-07 | 2.1302e-06 | 0 | 2.1302e-06 | 0 | 5.8484e-06 | 1.1697e-05 | 0 | 1.1697e-05 | [12 empty] | 7.3.3.17.5 (Remote Grid) Updates to grid topology to minimize risk of ignition in HFTDs Remote GridWLDFRWire-to-wire contactAggregated | WLDFR | HFTD - Distribution - Tier 2 - 1QU CoRE ¦ 4QU LoRE | Red Flag Warning - Small Fires | Wire-to-wire contact | Aggregated | 2022 | 7.2736e-06 | 1483.0022 | 0.010787 | 2022 | Mitigation | 0.95 | 45 | 0 | esc | 0.00097009 | 7.056e-09 | 0 | 0
[79 empty] | WLDFR | HFTD - Distribution - Tier 2 - 4QU CoRE ¦ 1QU LoRE | Non-Red Flag Warning - Small Fires | 2023 | 9.0023e-06 | 9.0023e-06 | 0.080408 | 0.03759 | 0.0016314 | 0.041187 | 0 | 0 | 0.01001 | 7.2386e-07 | 0 | 7.2386e-07 | 7.2386e-07 | 0 | 7.2386e-07 | 0 | 9.7178e-07 | 2.1302e-06 | 0 | 2.1302e-06 | 0 | 5.8484e-06 | 1.1697e-05 | 0 | 1.1697e-05 | [12 empty] | 7.3.3.17.5 (Remote Grid) Updates to grid topology to minimize risk of ignition in HFTDs Remote GridWLDFRWire-to-wire contactAggregated | WLDFR | HFTD - Distribution - Tier 2 - 1QU CoRE ¦ 4QU LoRE | Red Flag Warning - Small Fires | Wire-to-wire contact | Aggregated | 2023 | 7.2736e-06 | 1483.0022 | 0.010787 | 2023 | Mitigation | 0.95 | 45 | 0 | esc | 0.00097009 | 7.056e-09 | 0.00097009 | 7.056e-09
[79 empty] | WLDFR | HFTD - Distribution - Tier 2 - 4QU CoRE ¦ 1QU LoRE | Non-Red Flag Warning - Small Fires | 2024 | 9.0023e-06 | 9.0023e-06 | 0.080408 | 0.03759 | 0.0016314 | 0.041187 | 0 | 0 | 0.01001 | 7.2386e-07 | 0 | 7.2386e-07 | 7.2386e-07 | 0 | 7.2386e-07 | 0 | 0 | 2.1302e-06 | 0 | 2.1302e-06 | 0 | 5.8484e-06 | 1.1697e-05 | 0 | 1.1697e-05 | [12 empty] | 7.3.3.17.5 (Remote Grid) Updates to grid topology to minimize risk of ignition in HFTDs Remote GridWLDFRWire-to-wire contactAggregated | WLDFR | HFTD - Distribution - Tier 2 - 1QU CoRE ¦ 4QU LoRE | Red Flag Warning - Small Fires | Wire-to-wire contact | Aggregated | 2024 | 7.2736e-06 | 1483.0022 | 0.010787 | 2024 | Mitigation | 0.95 | 45 | 0 | esc | 0.00097009 | 7.056e-09 | 0.00097009 | 7.056e-09
[79 empty] | WLDFR | HFTD - Distribution - Tier 2 - 4QU CoRE ¦ 1QU LoRE | Non-Red Flag Warning - Small Fires | 2025 | 9.0023e-06 | 9.0023e-06 | 0.080408 | 0.03759 | 0.0016314 | 0.041187 | 0 | 0 | 0.01001 | 7.2386e-07 | 0 | 7.2386e-07 | 7.2386e-07 | 0 | 7.2386e-07 | 0 | 0 | 0 | 0 | 0 | 0 | 6.1148e-06 | 1.223e-05 | 0 | 1.223e-05 | [12 empty] | 7.3.3.17.5 (Remote Grid) Updates to grid topology to minimize risk of ignition in HFTDs Remote GridWLDFRWire-to-wire contactAggregated | WLDFR | HFTD - Distribution - Tier 2 - 1QU CoRE ¦ 4QU LoRE | Red Flag Warning - Small Fires | Wire-to-wire contact | Aggregated | 2025 | 7.2736e-06 | 1483.0022 | 0.010787 | 2025 | Mitigation | 0.95 | 45 | 0 | esc | 0.00097009 | 7.056e-09 | 0.00097009 | 7.056e-09
[79 empty] | WLDFR | HFTD - Distribution - Tier 2 - 4QU CoRE ¦ 1QU LoRE | Non-Red Flag Warning - Small Fires | 2026 | 9.0023e-06 | 9.0023e-06 | 0.080408 | 0.03759 | 0.0016314 | 0.041187 | 0 | 0 | 0.01001 | 7.2386e-07 | 0 | 7.2386e-07 | 7.2386e-07 | 0 | 7.2386e-07 | 0 | 9.1496e-08 | 0 | 0 | 0 | 0 | 6.1148e-06 | 1.223e-05 | 0 | 1.223e-05 | [12 empty] | 7.3.3.17.5 (Remote Grid) Updates to grid topology to minimize risk of ignition in HFTDs Remote GridWLDFRWire-to-wire contactAggregated | WLDFR | HFTD - Distribution - Tier 2 - 1QU CoRE ¦ 4QU LoRE | Red Flag Warning - Small Fires | Wire-to-wire contact | Aggregated | 2026 | 7.2736e-06 | 1483.0022 | 0.010787 | 2026 | Mitigation | 0.95 | 45 | 0 | esc | 0.00097009 | 7.056e-09 | 0.00097009 | 7.056e-09
[79 empty] | WLDFR | HFTD - Distribution - Tier 2 - 4QU CoRE ¦ 1QU LoRE | Non-Red Flag Warning - Small Fires | 2027 | 9.0023e-06 | 9.0023e-06 | 0.080408 | 0.03759 | 0.0016314 | 0.041187 | 0 | 0 | 0.01001 | 7.2386e-07 | 0 | 7.2386e-07 | 7.2386e-07 | 0 | 7.2386e-07 | 0 | 9.4441e-08 | 2.0702e-07 | 0 | 2.0702e-07 | 0 | 6.1148e-06 | 1.223e-05 | 0 | 1.223e-05 | [12 empty] | 7.3.3.17.5 (Remote Grid) Updates to grid topology to minimize risk of ignition in HFTDs Remote GridWLDFRWire-to-wire contactAggregated | WLDFR | HFTD - Distribution - Tier 2 - 1QU CoRE ¦ 4QU LoRE | Red Flag Warning - Small Fires | Wire-to-wire contact | Aggregated | 2027 | 7.2736e-06 | 1483.0022 | 0.010787 | 2027 | Mitigation | 0.95 | 45 | 0 | esc | 0.00097009 | 7.056e-09 | 0.00097009 | 7.056e-09
[79 empty] | WLDFR | HFTD - Distribution - Tier 2 - 4QU CoRE ¦ 1QU LoRE | Non-Red Flag Warning - Small Fires | 2028 | 9.0023e-06 | 9.0023e-06 | 0.083606 | 0.039055 | 0.001695 | 0.042856 | 0 | 0 | 0.01001 | 7.5265e-07 | 0 | 7.5265e-07 | 7.5265e-07 | 0 | 7.5265e-07 | 0 | 9.4441e-08 | 2.0702e-07 | 0 | 2.0702e-07 | 0 | 6.1148e-06 | 1.223e-05 | 0 | 1.223e-05 | [12 empty] | 7.3.3.17.5 (Remote Grid) Updates to grid topology to minimize risk of ignition in HFTDs Remote GridWLDFRWire-to-wire contactAggregated | WLDFR | HFTD - Distribution - Tier 2 - 1QU CoRE ¦ 4QU LoRE | Red Flag Warning - Small Fires | Wire-to-wire contact | Aggregated | 2028 | 7.2736e-06 | 1483.0022 | 0.010787 | 2028 | Mitigation | 0.95 | 45 | 0 | esc | 0.00097009 | 7.056e-09 | 0.00097009 | 7.056e-09
[79 empty] | WLDFR | HFTD - Distribution - Tier 2 - 4QU CoRE ¦ 1QU LoRE | Non-Red Flag Warning - Small Fires | 2029 | 9.0023e-06 | 9.0023e-06 | 0.083606 | 0.039055 | 0.001695 | 0.042856 | 0 | 0 | 0.01001 | 7.5265e-07 | 0 | 7.5265e-07 | 7.5265e-07 | 0 | 7.5265e-07 | 0 | 9.4441e-08 | 2.0702e-07 | 0 | 2.0702e-07 | 0 | 6.1148e-06 | 1.223e-05 | 0 | 1.223e-05 | [12 empty] | 7.3.3.17.5 (Remote Grid) Updates to grid topology to minimize risk of ignition in HFTDs Remote GridWLDFRWire-to-wire contactAggregated | WLDFR | HFTD - Distribution - Tier 2 - 1QU CoRE ¦ 4QU LoRE | Red Flag Warning - Small Fires | Wire-to-wire contact | Aggregated | 2029 | 7.2736e-06 | 1483.0022 | 0.010787 | 2029 | Mitigation | 0.95 | 45 | 0 | esc | 0.00097009 | 7.056e-09 | 0.00097009 | 7.056e-09
[79 empty] | WLDFR | HFTD - Distribution - Tier 2 - 4QU CoRE ¦ 1QU LoRE | Non-Red Flag Warning - Small Fires | 2030 | 9.0023e-06 | 9.0023e-06 | 0.083606 | 0.039055 | 0.001695 | 0.042856 | 0 | 0 | 0.01001 | 7.5265e-07 | 0 | 7.5265e-07 | 7.5265e-07 | 0 | 7.5265e-07 | 0 | 9.4441e-08 | 2.0702e-07 | 0 | 2.0702e-07 | 0 | 6.4033e-06 | 1.2807e-05 | 0 | 1.2807e-05 | [12 empty] | 7.3.3.17.5 (Remote Grid) Updates to grid topology to minimize risk of ignition in HFTDs Remote GridWLDFRWire-to-wire contactAggregated | WLDFR | HFTD - Distribution - Tier 2 - 1QU CoRE ¦ 4QU LoRE | Red Flag Warning - Small Fires | Wire-to-wire contact | Aggregated | 2030 | 7.2736e-06 | 1483.0022 | 0.010787 | 2030 | Mitigation | 0.95 | 45 | 0 | esc | 0.00097009 | 7.056e-09 | 0.00097009 | 7.056e-09
[79 empty] | WLDFR | HFTD - Distribution - Tier 2 - 4QU CoRE ¦ 1QU LoRE | Non-Red Flag Warning - Small Fires | 2031 | 9.0023e-06 | 9.0023e-06 | 0.083606 | 0.039055 | 0.001695 | 0.042856 | 0 | 0 | 0.01001 | 7.5265e-07 | 0 | 7.5265e-07 | 7.5265e-07 | 0 | 7.5265e-07 | 0 | 9.4441e-08 | 2.0702e-07 | 0 | 2.0702e-07 | 0 | 6.4033e-06 | 1.2807e-05 | 0 | 1.2807e-05 | [12 empty] | 7.3.3.17.5 (Remote Grid) Updates to grid topology to minimize risk of ignition in HFTDs Remote GridWLDFRWire-to-wire contactAggregated | WLDFR | HFTD - Distribution - Tier 2 - 1QU CoRE ¦ 4QU LoRE | Red Flag Warning - Small Fires | Wire-to-wire contact | Aggregated | 2031 | 7.2736e-06 | 1483.0022 | 0.010787 | 2031 | Mitigation | 0.95 | 45 | 0 | esc | 0.00097009 | 7.056e-09 | 0.00097009 | 7.056e-09
[79 empty] | WLDFR | HFTD - Distribution - Tier 2 - 4QU CoRE ¦ 1QU LoRE | Non-Red Flag Warning - Small Fires | 2032 | 9.0023e-06 | 9.0023e-06 | 0.083606 | 0.039055 | 0.001695 | 0.042856 | 0 | 0 | 0.01001 | 7.5265e-07 | 0 | 7.5265e-07 | 7.5265e-07 | 0 | 7.5265e-07 | 0 | 9.8197e-08 | 2.1525e-07 | 0 | 2.1525e-07 | 0 | 6.4033e-06 | 1.2807e-05 | 0 | 1.2807e-05 | [12 empty] | 7.3.3.17.5 (Remote Grid) Updates to grid topology to minimize risk of ignition in HFTDs Remote GridWLDFRWire-to-wire contactAggregated | WLDFR | HFTD - Distribution - Tier 2 - 1QU CoRE ¦ 4QU LoRE | Red Flag Warning - Small Fires | Wire-to-wire contact | Aggregated | 2032 | 7.2736e-06 | 1483.0022 | 0.010787 | 2032 | Mitigation | 0.95 | 45 | 0 | esc | 0.00097009 | 7.056e-09 | 0.00097009 | 7.056e-09
[79 empty] | WLDFR | HFTD - Distribution - Tier 2 - 4QU CoRE ¦ 1QU LoRE | Non-Red Flag Warning - Small Fires | 2033 | 9.0023e-06 | 9.0023e-06 | 0.087211 | 0.040679 | 0.0017655 | 0.044766 | 0 | 0 | 0.01001 | 7.851e-07 | 0 | 7.851e-07 | 7.851e-07 | 0 | 7.851e-07 | 0 | 9.8197e-08 | 2.1525e-07 | 0 | 2.1525e-07 | 0 | 6.4033e-06 | 1.2807e-05 | 0 | 1.2807e-05 | [12 empty] | 7.3.3.17.5 (Remote Grid) Updates to grid topology to minimize risk of ignition in HFTDs Remote GridWLDFRWire-to-wire contactAggregated | WLDFR | HFTD - Distribution - Tier 2 - 1QU CoRE ¦ 4QU LoRE | Red Flag Warning - Small Fires | Wire-to-wire contact | Aggregated | 2033 | 7.2736e-06 | 1483.0022 | 0.010787 | 2033 | Mitigation | 0.95 | 45 | 0 | esc | 0.00097009 | 7.056e-09 | 0.00097009 | 7.056e-09
[79 empty] | WLDFR | HFTD - Distribution - Tier 2 - 4QU CoRE ¦ 1QU LoRE | Non-Red Flag Warning - Small Fires | 2034 | 9.0023e-06 | 9.0023e-06 | 0.087211 | 0.040679 | 0.0017655 | 0.044766 | 0 | 0 | 0.01001 | 7.851e-07 | 0 | 7.851e-07 | 7.851e-07 | 0 | 7.851e-07 | 0 | 9.8197e-08 | 2.1525e-07 | 0 | 2.1525e-07 | 0 | 6.4033e-06 | 1.2807e-05 | 0 | 1.2807e-05 | [12 empty] | 7.3.3.17.5 (Remote Grid) Updates to grid topology to minimize risk of ignition in HFTDs Remote GridWLDFRWire-to-wire contactAggregated | WLDFR | HFTD - Distribution - Tier 2 - 1QU CoRE ¦ 4QU LoRE | Red Flag Warning - Small Fires | Wire-to-wire contact | Aggregated | 2034 | 7.2736e-06 | 1483.0022 | 0.010787 | 2034 | Mitigation | 0.95 | 45 | 0 | esc | 0.00097009 | 7.056e-09 | 0.00097009 | 7.056e-09
[79 empty] | WLDFR | HFTD - Distribution - Tier 2 - 4QU CoRE ¦ 1QU LoRE | Non-Red Flag Warning - Small Fires | 2035 | 9.0023e-06 | 9.0023e-06 | 0.087211 | 0.040679 | 0.0017655 | 0.044766 | 0 | 0 | 0.01001 | 7.851e-07 | 0 | 7.851e-07 | 7.851e-07 | 0 | 7.851e-07 | 0 | 9.8197e-08 | 2.1525e-07 | 0 | 2.1525e-07 | 0 | 6.7108e-06 | 1.3422e-05 | 0 | 1.3422e-05 | [12 empty] | 7.3.3.17.5 (Remote Grid) Updates to grid topology to minimize risk of ignition in HFTDs Remote GridWLDFRWire-to-wire contactAggregated | WLDFR | HFTD - Distribution - Tier 2 - 1QU CoRE ¦ 4QU LoRE | Red Flag Warning - Small Fires | Wire-to-wire contact | Aggregated | 2035 | 7.2736e-06 | 1483.0022 | 0.010787 | 2035 | Mitigation | 0.95 | 45 | 0 | esc | 0.00097009 | 7.056e-09 | 0.00097009 | 7.056e-09
[79 empty] | WLDFR | HFTD - Distribution - Tier 2 - 4QU CoRE ¦ 1QU LoRE | Non-Red Flag Warning - Small Fires | 2036 | 9.0023e-06 | 9.0023e-06 | 0.087211 | 0.040679 | 0.0017655 | 0.044766 | 0 | 0 | 0.01001 | 7.851e-07 | 0 | 7.851e-07 | 7.851e-07 | 0 | 7.851e-07 | 0 | 9.8197e-08 | 2.1525e-07 | 0 | 2.1525e-07 | 0 | 6.7108e-06 | 1.3422e-05 | 0 | 1.3422e-05 | [12 empty] | 7.3.3.17.5 (Remote Grid) Updates to grid topology to minimize risk of ignition in HFTDs Remote GridWLDFRWire-to-wire contactAggregated | WLDFR | HFTD - Distribution - Tier 2 - 1QU CoRE ¦ 4QU LoRE | Red Flag Warning - Small Fires | Wire-to-wire contact | Aggregated | 2036 | 7.2736e-06 | 1483.0022 | 0.010787 | 2036 | Mitigation | 0.95 | 45 | 0 | esc | 0.00097009 | 7.056e-09 | 0.00097009 | 7.056e-09
[79 empty] | WLDFR | HFTD - Distribution - Tier 2 - 4QU CoRE ¦ 1QU LoRE | Non-Red Flag Warning - Small Fires | 2037 | 9.0023e-06 | 9.0023e-06 | 0.087211 | 0.040679 | 0.0017655 | 0.044766 | 0 | 0 | 0.01001 | 7.851e-07 | 0 | 7.851e-07 | 7.851e-07 | 0 | 7.851e-07 | 0 | 1.0243e-07 | 2.2453e-07 | 0 | 2.2453e-07 | 0 | 6.7108e-06 | 1.3422e-05 | 0 | 1.3422e-05 | [12 empty] | 7.3.3.17.5 (Remote Grid) Updates to grid topology to minimize risk of ignition in HFTDs Remote GridWLDFRWire-to-wire contactAggregated | WLDFR | HFTD - Distribution - Tier 2 - 1QU CoRE ¦ 4QU LoRE | Red Flag Warning - Small Fires | Wire-to-wire contact | Aggregated | 2037 | 7.2736e-06 | 1483.0022 | 0.010787 | 2037 | Mitigation | 0.95 | 45 | 0 | esc | 0.00097009 | 7.056e-09 | 0.00097009 | 7.056e-09
[79 empty] | WLDFR | HFTD - Distribution - Tier 2 - 4QU CoRE ¦ 1QU LoRE | Non-Red Flag Warning - Small Fires | 2038 | 9.0023e-06 | 9.0023e-06 | 0.091184 | 0.042438 | 0.0018418 | 0.046905 | 0 | 0 | 0.01001 | 8.2087e-07 | 0 | 8.2087e-07 | 8.2087e-07 | 0 | 8.2087e-07 | 0 | 1.0243e-07 | 2.2453e-07 | 0 | 2.2453e-07 | 0 | 6.7108e-06 | 1.3422e-05 | 0 | 1.3422e-05 | [12 empty] | 7.3.3.17.5 (Remote Grid) Updates to grid topology to minimize risk of ignition in HFTDs Remote GridWLDFRWire-to-wire contactAggregated | WLDFR | HFTD - Distribution - Tier 2 - 1QU CoRE ¦ 4QU LoRE | Red Flag Warning - Small Fires | Wire-to-wire contact | Aggregated | 2038 | 7.2736e-06 | 1483.0022 | 0.010787 | 2038 | Mitigation | 0.95 | 45 | 0 | esc | 0.00097009 | 7.056e-09 | 0.00097009 | 7.056e-09
[79 empty] | WLDFR | HFTD - Distribution - Tier 2 - 4QU CoRE ¦ 1QU LoRE | Non-Red Flag Warning - Small Fires | 2039 | 9.0023e-06 | 9.0023e-06 | 0.091184 | 0.042438 | 0.0018418 | 0.046905 | 0 | 0 | 0.01001 | 8.2087e-07 | 0 | 8.2087e-07 | 8.2087e-07 | 0 | 8.2087e-07 | 0 | 1.0243e-07 | 2.2453e-07 | 0 | 2.2453e-07 | 0 | 0 | 1.3422e-05 | 0 | 1.3422e-05 | [12 empty] | 7.3.3.17.5 (Remote Grid) Updates to grid topology to minimize risk of ignition in HFTDs Remote GridWLDFRWire-to-wire contactAggregated | WLDFR | HFTD - Distribution - Tier 2 - 1QU CoRE ¦ 4QU LoRE | Red Flag Warning - Small Fires | Wire-to-wire contact | Aggregated | 2039 | 7.2736e-06 | 1483.0022 | 0.010787 | 2039 | Mitigation | 0.95 | 45 | 0 | esc | 0.00097009 | 7.056e-09 | 0.00097009 | 7.056e-09
[79 empty] | WLDFR | HFTD - Distribution - Tier 2 - 4QU CoRE ¦ 1QU LoRE | Non-Red Flag Warning - Small Fires | 2040 | 9.0023e-06 | 9.0023e-06 | 0.091184 | 0.042438 | 0.0018418 | 0.046905 | 0 | 0 | 0.01001 | 8.2087e-07 | 0 | 8.2087e-07 | 8.2087e-07 | 0 | 8.2087e-07 | 0 | 1.0243e-07 | 2.2453e-07 | 0 | 2.2453e-07 | 0 | 0 | 0 | 0 | 0 | [12 empty] | 7.3.3.17.5 (Remote Grid) Updates to grid topology to minimize risk of ignition in HFTDs Remote GridWLDFRWire-to-wire contactAggregated | WLDFR | HFTD - Distribution - Tier 2 - 1QU CoRE ¦ 4QU LoRE | Red Flag Warning - Small Fires | Wire-to-wire contact | Aggregated | 2040 | 7.2736e-06 | 1483.0022 | 0.010787 | 2040 | Mitigation | 0.95 | 45 | 0 | esc | 0.00097009 | 7.056e-09 | 0.00097009 | 7.056e-09
[79 empty] | WLDFR | HFTD - Distribution - Tier 2 - 4QU CoRE ¦ 1QU LoRE | Non-Red Flag Warning - Small Fires | 2041 | 9.0023e-06 | 9.0023e-06 | 0.091184 | 0.042438 | 0.0018418 | 0.046905 | 0 | 0 | 0.01001 | 8.2087e-07 | 0 | 8.2087e-07 | 8.2087e-07 | 0 | 8.2087e-07 | 0 | 1.0243e-07 | 2.2453e-07 | 0 | 2.2453e-07 | 0 | 0 | 0 | 0 | 0 | [12 empty] | 7.3.3.17.5 (Remote Grid) Updates to grid topology to minimize risk of ignition in HFTDs Remote GridWLDFRWire-to-wire contactAggregated | WLDFR | HFTD - Distribution - Tier 2 - 1QU CoRE ¦ 4QU LoRE | Red Flag Warning - Small Fires | Wire-to-wire contact | Aggregated | 2041 | 7.2736e-06 | 1483.0022 | 0.010787 | 2041 | Mitigation | 0.95 | 45 | 0 | esc | 0.00097009 | 7.056e-09 | 0.00097009 | 7.056e-09
[79 empty] | WLDFR | HFTD - Distribution - Tier 2 - 4QU CoRE ¦ 1QU LoRE | Non-Red Flag Warning - Small Fires | 2042 | 9.0023e-06 | 9.0023e-06 | 0.091184 | 0.042438 | 0.0018418 | 0.046905 | 0 | 0 | 0.01001 | 8.2087e-07 | 0 | 8.2087e-07 | 8.2087e-07 | 0 | 8.2087e-07 | 0 | 1.071e-07 | 2.3476e-07 | 0 | 2.3476e-07 | 0 | 0.00014611 | 0 | 0 | 0 | [12 empty] | 7.3.3.17.5 (Remote Grid) Updates to grid topology to minimize risk of ignition in HFTDs Remote GridWLDFRWire-to-wire contactAggregated | WLDFR | HFTD - Distribution - Tier 2 - 1QU CoRE ¦ 4QU LoRE | Red Flag Warning - Small Fires | Wire-to-wire contact | Aggregated | 2042 | 7.2736e-06 | 1483.0022 | 0.010787 | 2042 | Mitigation | 0.95 | 45 | 0 | esc | 0.00097009 | 7.056e-09 | 0.00097009 | 7.056e-09
[79 empty] | WLDFR | HFTD - Distribution - Tier 2 - 4QU CoRE ¦ 1QU LoRE | Non-Red Flag Warning - Small Fires | 2043 | 9.0023e-06 | 9.0023e-06 | 0.095486 | 0.044306 | 0.0019228 | 0.049257 | 0 | 0 | 0.01001 | 8.5959e-07 | 0 | 8.5959e-07 | 8.5959e-07 | 0 | 8.5959e-07 | 0 | 1.071e-07 | 2.3476e-07 | 0 | 2.3476e-07 | 0 | 0.00015147 | 0.00030293 | 0 | 0.00030293 | [12 empty] | 7.3.3.17.5 (Remote Grid) Updates to grid topology to minimize risk of ignition in HFTDs Remote GridWLDFRWire-to-wire contactAggregated | WLDFR | HFTD - Distribution - Tier 2 - 1QU CoRE ¦ 4QU LoRE | Red Flag Warning - Small Fires | Wire-to-wire contact | Aggregated | 2043 | 7.2736e-06 | 1483.0022 | 0.010787 | 2043 | Mitigation | 0.95 | 45 | 0 | esc | 0.00097009 | 7.056e-09 | 0.00097009 | 7.056e-09
[79 empty] | WLDFR | HFTD - Distribution - Tier 2 - 4QU CoRE ¦ 1QU LoRE | Non-Red Flag Warning - Small Fires | 2044 | 9.0023e-06 | 9.0023e-06 | 0.095486 | 0.044306 | 0.0019228 | 0.049257 | 0 | 0 | 0.01001 | 8.5959e-07 | 0 | 8.5959e-07 | 8.5959e-07 | 0 | 8.5959e-07 | 0 | 1.071e-07 | 2.3476e-07 | 0 | 2.3476e-07 | 0 | 0.00015147 | 0.00030293 | 0 | 0.00030293 | [12 empty] | 7.3.3.17.5 (Remote Grid) Updates to grid topology to minimize risk of ignition in HFTDs Remote GridWLDFRWire-to-wire contactAggregated | WLDFR | HFTD - Distribution - Tier 2 - 1QU CoRE ¦ 4QU LoRE | Red Flag Warning - Small Fires | Wire-to-wire contact | Aggregated | 2044 | 7.2736e-06 | 1483.0022 | 0.010787 | 2044 | Mitigation | 0.95 | 45 | 0 | esc | 0.00097009 | 7.056e-09 | 0.00097009 | 7.056e-09
[79 empty] | WLDFR | HFTD - Distribution - Tier 2 - 4QU CoRE ¦ 1QU LoRE | Non-Red Flag Warning - Small Fires | 2045 | 9.0023e-06 | 9.0023e-06 | 0.095486 | 0.044306 | 0.0019228 | 0.049257 | 0 | 0 | 0.01001 | 8.5959e-07 | 0 | 8.5959e-07 | 8.5959e-07 | 0 | 8.5959e-07 | 0 | 1.071e-07 | 2.3476e-07 | 0 | 2.3476e-07 | 0 | 0.00015147 | 0.00030293 | 0 | 0.00030293 | [12 empty] | 7.3.3.17.5 (Remote Grid) Updates to grid topology to minimize risk of ignition in HFTDs Remote GridWLDFRWire-to-wire contactAggregated | WLDFR | HFTD - Distribution - Tier 2 - 1QU CoRE ¦ 4QU LoRE | Red Flag Warning - Small Fires | Wire-to-wire contact | Aggregated | 2045 | 7.2736e-06 | 1483.0022 | 0.010787 | 2045 | Mitigation | 0.95 | 45 | 0 | esc | 0.00097009 | 7.056e-09 | 0.00097009 | 7.056e-09
[79 empty] | WLDFR | HFTD - Distribution - Tier 2 - 4QU CoRE ¦ 1QU LoRE | Non-Red Flag Warning - Small Fires | 2046 | 9.0023e-06 | 9.0023e-06 | 0.095486 | 0.044306 | 0.0019228 | 0.049257 | 0 | 0 | 0.01001 | 8.5959e-07 | 0 | 8.5959e-07 | 8.5959e-07 | 0 | 8.5959e-07 | 0 | 1.071e-07 | 2.3476e-07 | 0 | 2.3476e-07 | 0 | 0.00015147 | 0.00030293 | 0 | 0.00030293 | [12 empty] | 7.3.3.17.5 (Remote Grid) Updates to grid topology to minimize risk of ignition in HFTDs Remote GridWLDFRWire-to-wire contactAggregated | WLDFR | HFTD - Distribution - Tier 2 - 1QU CoRE ¦ 4QU LoRE | Red Flag Warning - Small Fires | Wire-to-wire contact | Aggregated | 2046 | 7.2736e-06 | 1483.0022 | 0.010787 | 2046 | Mitigation | 0.95 | 45 | 0 | esc | 0.00097009 | 7.056e-09 | 0.00097009 | 7.056e-09
[79 empty] | WLDFR | HFTD - Distribution - Tier 2 - 4QU CoRE ¦ 1QU LoRE | Non-Red Flag Warning - Small Fires | 2047 | 9.0023e-06 | 9.0023e-06 | 0.095486 | 0.044306 | 0.0019228 | 0.049257 | 0 | 0 | 0.01001 | 8.5959e-07 | 0 | 8.5959e-07 | 8.5959e-07 | 0 | 8.5959e-07 | 0 | 1.1215e-07 | 2.4584e-07 | 0 | 2.4584e-07 | 0 | 0.00015147 | 0.00030293 | 0 | 0.00030293 | [12 empty] | 7.3.3.17.5 (Remote Grid) Updates to grid topology to minimize risk of ignition in HFTDs Remote GridWLDFRWire-to-wire contactAggregated | WLDFR | HFTD - Distribution - Tier 2 - 1QU CoRE ¦ 4QU LoRE | Red Flag Warning - Small Fires | Wire-to-wire contact | Aggregated | 2047 | 7.2736e-06 | 1483.0022 | 0.010787 | 2047 | Mitigation | 0.95 | 45 | 0 | esc | 0.00097009 | 7.056e-09 | 0.00097009 | 7.056e-09
[79 empty] | WLDFR | HFTD - Distribution - Tier 2 - 4QU CoRE ¦ 1QU LoRE | Non-Red Flag Warning - Small Fires | 2048 | 9.0023e-06 | 9.0023e-06 | 0.10007 | 0.04626 | 0.0020076 | 0.051804 | 0 | 0 | 0.01001 | 9.0088e-07 | 0 | 9.0088e-07 | 9.0088e-07 | 0 | 9.0088e-07 | 0 | 1.1215e-07 | 2.4584e-07 | 0 | 2.4584e-07 | 0 | 0.00015821 | 0.00031643 | 0 | 0.00031643 | [12 empty] | 7.3.3.17.5 (Remote Grid) Updates to grid topology to minimize risk of ignition in HFTDs Remote GridWLDFRWire-to-wire contactAggregated | WLDFR | HFTD - Distribution - Tier 2 - 1QU CoRE ¦ 4QU LoRE | Red Flag Warning - Small Fires | Wire-to-wire contact | Aggregated | 2048 | 7.2736e-06 | 1483.0022 | 0.010787 | 2048 | Mitigation | 0.95 | 45 | 0 | esc | 0.00097009 | 7.056e-09 | 0.00097009 | 7.056e-09
[79 empty] | WLDFR | HFTD - Distribution - Tier 2 - 4QU CoRE ¦ 1QU LoRE | Non-Red Flag Warning - Small Fires | 2049 | 9.0023e-06 | 9.0023e-06 | 0.10007 | 0.04626 | 0.0020076 | 0.051804 | 0 | 0 | 0.01001 | 9.0088e-07 | 0 | 9.0088e-07 | 9.0088e-07 | 0 | 9.0088e-07 | 0 | 1.1215e-07 | 2.4584e-07 | 0 | 2.4584e-07 | 0 | 0.00015821 | 0.00031643 | 0 | 0.00031643 | [12 empty] | 7.3.3.17.5 (Remote Grid) Updates to grid topology to minimize risk of ignition in HFTDs Remote GridWLDFRWire-to-wire contactAggregated | WLDFR | HFTD - Distribution - Tier 2 - 1QU CoRE ¦ 4QU LoRE | Red Flag Warning - Small Fires | Wire-to-wire contact | Aggregated | 2049 | 7.2736e-06 | 1483.0022 | 0.010787 | 2049 | Mitigation | 0.95 | 45 | 0 | esc | 0.00097009 | 7.056e-09 | 0.00097009 | 7.056e-09
[79 empty] | WLDFR | HFTD - Distribution - Tier 2 - 4QU CoRE ¦ 1QU LoRE | Non-Red Flag Warning - Small Fires | 2050 | 9.0023e-06 | 9.0023e-06 | 0.10007 | 0.04626 | 0.0020076 | 0.051804 | 0 | 0 | 0.01001 | 9.0088e-07 | 0 | 9.0088e-07 | 9.0088e-07 | 0 | 9.0088e-07 | 0 | 1.1215e-07 | 2.4584e-07 | 0 | 2.4584e-07 | 0 | 0.00015821 | 0.00031643 | 0 | 0.00031643 | [12 empty] | 7.3.3.17.5 (Remote Grid) Updates to grid topology to minimize risk of ignition in HFTDs Remote GridWLDFRWire-to-wire contactAggregated | WLDFR | HFTD - Distribution - Tier 2 - 1QU CoRE ¦ 4QU LoRE | Red Flag Warning - Small Fires | Wire-to-wire contact | Aggregated | 2050 | 7.2736e-06 | 1483.0022 | 0.010787 | 2050 | Mitigation | 0.95 | 45 | 0 | esc | 0.00097009 | 7.056e-09 | 0.00097009 | 7.056e-09
[79 empty] | WLDFR | HFTD - Distribution - Tier 2 - 4QU CoRE ¦ 1QU LoRE | Non-Red Flag Warning - Small Fires | 2051 | 9.0023e-06 | 9.0023e-06 | 0.10007 | 0.04626 | 0.0020076 | 0.051804 | 0 | 0 | 0.01001 | 9.0088e-07 | 0 | 9.0088e-07 | 9.0088e-07 | 0 | 9.0088e-07 | 0 | 1.1215e-07 | 2.4584e-07 | 0 | 2.4584e-07 | 0 | 0.00015821 | 0.00031643 | 0 | 0.00031643 | [12 empty] | 7.3.3.17.5 (Remote Grid) Updates to grid topology to minimize risk of ignition in HFTDs Remote GridWLDFRWire-to-wire contactAggregated | WLDFR | HFTD - Distribution - Tier 2 - 1QU CoRE ¦ 4QU LoRE | Red Flag Warning - Small Fires | Wire-to-wire contact | Aggregated | 2051 | 7.2736e-06 | 1483.0022 | 0.010787 | 2051 | Mitigation | 0.95 | 45 | 0 | esc | 0.00097009 | 7.056e-09 | 0.00097009 | 7.056e-09
[79 empty] | WLDFR | HFTD - Distribution - Tier 2 - 4QU CoRE ¦ 1QU LoRE | Non-Red Flag Warning - Small Fires | 2052 | 9.0023e-06 | 9.0023e-06 | 0.10007 | 0.04626 | 0.0020076 | 0.051804 | 0 | 0 | 0.01001 | 9.0088e-07 | 0 | 9.0088e-07 | 9.0088e-07 | 0 | 9.0088e-07 | 0 | 1.1754e-07 | 2.5764e-07 | 0 | 2.5764e-07 | 0 | 0.00015821 | 0.00031643 | 0 | 0.00031643 | [12 empty] | 7.3.3.17.5 (Remote Grid) Updates to grid topology to minimize risk of ignition in HFTDs Remote GridWLDFRWire-to-wire contactAggregated | WLDFR | HFTD - Distribution - Tier 2 - 1QU CoRE ¦ 4QU LoRE | Red Flag Warning - Small Fires | Wire-to-wire contact | Aggregated | 2052 | 7.2736e-06 | 1483.0022 | 0.010787 | 2052 | Mitigation | 0.95 | 45 | 0 | esc | 0.00097009 | 7.056e-09 | 0.00097009 | 7.056e-09
[79 empty] | WLDFR | HFTD - Distribution - Tier 2 - 4QU CoRE ¦ 1QU LoRE | Non-Red Flag Warning - Small Fires | 2053 | 9.0023e-06 | 9.0023e-06 | 0.10489 | 0.048274 | 0.002095 | 0.054525 | 0 | 0 | 0.01001 | 9.443e-07 | 0 | 9.443e-07 | 9.443e-07 | 0 | 9.443e-07 | 0 | 1.1754e-07 | 2.5764e-07 | 0 | 2.5764e-07 | 0 | 0.00016571 | 0.00033143 | 0 | 0.00033143 | [12 empty] | 7.3.3.17.5 (Remote Grid) Updates to grid topology to minimize risk of ignition in HFTDs Remote GridWLDFRWire-to-wire contactAggregated | WLDFR | HFTD - Distribution - Tier 2 - 1QU CoRE ¦ 4QU LoRE | Red Flag Warning - Small Fires | Wire-to-wire contact | Aggregated | 2053 | 7.2736e-06 | 1483.0022 | 0.010787 | 2053 | Mitigation | 0.95 | 45 | 0 | esc | 0.00097009 | 7.056e-09 | 0.00097009 | 7.056e-09
[79 empty] | WLDFR | HFTD - Distribution - Tier 2 - 4QU CoRE ¦ 1QU LoRE | Non-Red Flag Warning - Small Fires | 2054 | 9.0023e-06 | 9.0023e-06 | 0.10489 | 0.048274 | 0.002095 | 0.054525 | 0 | 0 | 0.01001 | 9.443e-07 | 0 | 9.443e-07 | 9.443e-07 | 0 | 9.443e-07 | 0 | 1.1754e-07 | 2.5764e-07 | 0 | 2.5764e-07 | 0 | 0.00016571 | 0.00033143 | 0 | 0.00033143 | [12 empty] | 7.3.3.17.5 (Remote Grid) Updates to grid topology to minimize risk of ignition in HFTDs Remote GridWLDFRWire-to-wire contactAggregated | WLDFR | HFTD - Distribution - Tier 2 - 1QU CoRE ¦ 4QU LoRE | Red Flag Warning - Small Fires | Wire-to-wire contact | Aggregated | 2054 | 7.2736e-06 | 1483.0022 | 0.010787 | 2054 | Mitigation | 0.95 | 45 | 0 | esc | 0.00097009 | 7.056e-09 | 0.00097009 | 7.056e-09
[79 empty] | WLDFR | HFTD - Distribution - Tier 2 - 4QU CoRE ¦ 1QU LoRE | Non-Red Flag Warning - Small Fires | 2055 | 9.0023e-06 | 9.0023e-06 | 0.10489 | 0.048274 | 0.002095 | 0.054525 | 0 | 0 | 0.01001 | 9.443e-07 | 0 | 9.443e-07 | 9.443e-07 | 0 | 9.443e-07 | 0 | 1.1754e-07 | 2.5764e-07 | 0 | 2.5764e-07 | 0 | 0.00016571 | 0.00033143 | 0 | 0.00033143 | [12 empty] | 7.3.3.17.5 (Remote Grid) Updates to grid topology to minimize risk of ignition in HFTDs Remote GridWLDFRWire-to-wire contactAggregated | WLDFR | HFTD - Distribution - Tier 2 - 1QU CoRE ¦ 4QU LoRE | Red Flag Warning - Small Fires | Wire-to-wire contact | Aggregated | 2055 | 7.2736e-06 | 1483.0022 | 0.010787 | 2055 | Mitigation | 0.95 | 45 | 0 | esc | 0.00097009 | 7.056e-09 | 0.00097009 | 7.056e-09
[79 empty] | WLDFR | HFTD - Distribution - Tier 2 - 4QU CoRE ¦ 1QU LoRE | Non-Red Flag Warning - Small Fires | 2056 | 9.0023e-06 | 9.0023e-06 | 0.10489 | 0.048274 | 0.002095 | 0.054525 | 0 | 0 | 0.01001 | 9.443e-07 | 0 | 9.443e-07 | 9.443e-07 | 0 | 9.443e-07 | 0 | 1.1754e-07 | 2.5764e-07 | 0 | 2.5764e-07 | 0 | 0.00016571 | 0.00033143 | 0 | 0.00033143 | [12 empty] | 7.3.3.17.5 (Remote Grid) Updates to grid topology to minimize risk of ignition in HFTDs Remote GridWLDFRWire-to-wire contactAggregated | WLDFR | HFTD - Distribution - Tier 2 - 1QU CoRE ¦ 4QU LoRE | Red Flag Warning - Small Fires | Wire-to-wire contact | Aggregated | 2056 | 7.2736e-06 | 1483.0022 | 0.010787 | 2056 | Mitigation | 0.95 | 45 | 0 | esc | 0.00097009 | 7.056e-09 | 0.00097009 | 7.056e-09
[79 empty] | WLDFR | HFTD - Distribution - Tier 2 - 4QU CoRE ¦ 1QU LoRE | Non-Red Flag Warning - Small Fires | 2057 | 9.0023e-06 | 9.0023e-06 | 0.10489 | 0.048274 | 0.002095 | 0.054525 | 0 | 0 | 0.01001 | 9.443e-07 | 0 | 9.443e-07 | 9.443e-07 | 0 | 9.443e-07 | 0 | 1.232e-07 | 2.7006e-07 | 0 | 2.7006e-07 | 0 | 0.00016571 | 0.00033143 | 0 | 0.00033143 | [12 empty] | 7.3.3.17.5 (Remote Grid) Updates to grid topology to minimize risk of ignition in HFTDs Remote GridWLDFRWire-to-wire contactAggregated | WLDFR | HFTD - Distribution - Tier 2 - 1QU CoRE ¦ 4QU LoRE | Red Flag Warning - Small Fires | Wire-to-wire contact | Aggregated | 2057 | 7.2736e-06 | 1483.0022 | 0.010787 | 2057 | Mitigation | 0.95 | 45 | 0 | esc | 0.00097009 | 7.056e-09 | 0.00097009 | 7.056e-09
[79 empty] | WLDFR | HFTD - Distribution - Tier 2 - 4QU CoRE ¦ 1QU LoRE | Non-Red Flag Warning - Small Fires | 2058 | 9.0023e-06 | 9.0023e-06 | 0.1099 | 0.050325 | 0.0021839 | 0.057393 | 0 | 0 | 0.01001 | 9.8938e-07 | 0 | 9.8938e-07 | 9.8938e-07 | 0 | 9.8938e-07 | 0 | 1.232e-07 | 2.7006e-07 | 0 | 2.7006e-07 | 0 | 0.00017385 | 0.00034771 | 0 | 0.00034771 | [12 empty] | 7.3.3.17.5 (Remote Grid) Updates to grid topology to minimize risk of ignition in HFTDs Remote GridWLDFRWire-to-wire contactAggregated | WLDFR | HFTD - Distribution - Tier 2 - 1QU CoRE ¦ 4QU LoRE | Red Flag Warning - Small Fires | Wire-to-wire contact | Aggregated | 2058 | 7.2736e-06 | 1483.0022 | 0.010787 | 2058 | Mitigation | 0.95 | 45 | 0 | esc | 0.00097009 | 7.056e-09 | 0.00097009 | 7.056e-09
[79 empty] | WLDFR | HFTD - Distribution - Tier 2 - 4QU CoRE ¦ 1QU LoRE | Non-Red Flag Warning - Small Fires | 2059 | 9.0023e-06 | 9.0023e-06 | 0.1099 | 0.050325 | 0.0021839 | 0.057393 | 0 | 0 | 0.01001 | 9.8938e-07 | 0 | 9.8938e-07 | 9.8938e-07 | 0 | 9.8938e-07 | 0 | 1.232e-07 | 2.7006e-07 | 0 | 2.7006e-07 | 0 | 0.00017385 | 0.00034771 | 0 | 0.00034771 | [12 empty] | 7.3.3.17.5 (Remote Grid) Updates to grid topology to minimize risk of ignition in HFTDs Remote GridWLDFRWire-to-wire contactAggregated | WLDFR | HFTD - Distribution - Tier 2 - 1QU CoRE ¦ 4QU LoRE | Red Flag Warning - Small Fires | Wire-to-wire contact | Aggregated | 2059 | 7.2736e-06 | 1483.0022 | 0.010787 | 2059 | Mitigation | 0.95 | 45 | 0 | esc | 0.00097009 | 7.056e-09 | 0.00097009 | 7.056e-09
[79 empty] | WLDFR | HFTD - Distribution - Tier 2 - 4QU CoRE ¦ 1QU LoRE | Non-Red Flag Warning - Small Fires | 2060 | 9.0023e-06 | 9.0023e-06 | 0.1099 | 0.050325 | 0.0021839 | 0.057393 | 0 | 0 | 0.01001 | 9.8938e-07 | 0 | 9.8938e-07 | 9.8938e-07 | 0 | 9.8938e-07 | 0 | 1.232e-07 | 2.7006e-07 | 0 | 2.7006e-07 | 0 | 0.00017385 | 0.00034771 | 0 | 0.00034771 | [12 empty] | 7.3.3.17.5 (Remote Grid) Updates to grid topology to minimize risk of ignition in HFTDs Remote GridWLDFRWire-to-wire contactAggregated | WLDFR | HFTD - Distribution - Tier 2 - 1QU CoRE ¦ 4QU LoRE | Red Flag Warning - Small Fires | Wire-to-wire contact | Aggregated | 2060 | 7.2736e-06 | 1483.0022 | 0.010787 | 2060 | Mitigation | 0.95 | 45 | 0 | esc | 0.00097009 | 7.056e-09 | 0.00097009 | 7.056e-09
[79 empty] | WLDFR | HFTD - Distribution - Tier 2 - 4QU CoRE ¦ 1QU LoRE | Non-Red Flag Warning - Small Fires | 2061 | 9.0023e-06 | 9.0023e-06 | 0.1099 | 0.050325 | 0.0021839 | 0.057393 | 0 | 0 | 0.01001 | 9.8938e-07 | 0 | 9.8938e-07 | 9.8938e-07 | 0 | 9.8938e-07 | 0 | 1.232e-07 | 2.7006e-07 | 0 | 2.7006e-07 | 0 | 0.00017385 | 0.00034771 | 0 | 0.00034771 | [12 empty] | 7.3.3.17.5 (Remote Grid) Updates to grid topology to minimize risk of ignition in HFTDs Remote GridWLDFRWire-to-wire contactAggregated | WLDFR | HFTD - Distribution - Tier 2 - 1QU CoRE ¦ 4QU LoRE | Red Flag Warning - Small Fires | Wire-to-wire contact | Aggregated | 2061 | 7.2736e-06 | 1483.0022 | 0.010787 | 2061 | Mitigation | 0.95 | 45 | 0 | esc | 0.00097009 | 7.056e-09 | 0.00097009 | 7.056e-09
[79 empty] | WLDFR | HFTD - Distribution - Tier 2 - 4QU CoRE ¦ 1QU LoRE | Non-Red Flag Warning - Small Fires | 2062 | 9.0023e-06 | 9.0023e-06 | 0.1099 | 0.050325 | 0.0021839 | 0.057393 | 0 | 0 | 0.01001 | 9.8938e-07 | 0 | 9.8938e-07 | 9.8938e-07 | 0 | 9.8938e-07 | 0 | 1.2908e-07 | 2.8295e-07 | 0 | 2.8295e-07 | 0 | 0.00017385 | 0.00034771 | 0 | 0.00034771 | [12 empty] | 7.3.3.17.5 (Remote Grid) Updates to grid topology to minimize risk of ignition in HFTDs Remote GridWLDFRWire-to-wire contactAggregated | WLDFR | HFTD - Distribution - Tier 2 - 1QU CoRE ¦ 4QU LoRE | Red Flag Warning - Small Fires | Wire-to-wire contact | Aggregated | 2062 | 7.2736e-06 | 1483.0022 | 0.010787 | 2062 | Mitigation | 0.95 | 45 | 0 | esc | 0.00097009 | 7.056e-09 | 0.00097009 | 7.056e-09
[79 empty] | WLDFR | HFTD - Distribution - Tier 2 - 4QU CoRE ¦ 1QU LoRE | Non-Red Flag Warning - Small Fires | 2063 | 9.0023e-06 | 9.0023e-06 | 0.11504 | 0.052388 | 0.0022734 | 0.060377 | 0 | 0 | 0.01001 | 1.0356e-06 | 0 | 1.0356e-06 | 1.0356e-06 | 0 | 1.0356e-06 | 0 | 1.2908e-07 | 2.8295e-07 | 0 | 2.8295e-07 | 0 | 0.00018253 | 0.00036506 | 0 | 0.00036506 | [12 empty] | 7.3.3.17.5 (Remote Grid) Updates to grid topology to minimize risk of ignition in HFTDs Remote GridWLDFRWire-to-wire contactAggregated | WLDFR | HFTD - Distribution - Tier 2 - 1QU CoRE ¦ 4QU LoRE | Red Flag Warning - Small Fires | Wire-to-wire contact | Aggregated | 2063 | 7.2736e-06 | 1483.0022 | 0.010787 | 2063 | Mitigation | 0.95 | 45 | 0 | esc | 0.00097009 | 7.056e-09 | 0.00097009 | 7.056e-09
[79 empty] | WLDFR | HFTD - Distribution - Tier 2 - 4QU CoRE ¦ 1QU LoRE | Non-Red Flag Warning - Small Fires | 2064 | 9.0023e-06 | 9.0023e-06 | 0.11504 | 0.052388 | 0.0022734 | 0.060377 | 0 | 0 | 0.01001 | 1.0356e-06 | 0 | 1.0356e-06 | 1.0356e-06 | 0 | 1.0356e-06 | 0 | 1.2908e-07 | 2.8295e-07 | 0 | 2.8295e-07 | 0 | 0.00018253 | 0.00036506 | 0 | 0.00036506 | [12 empty] | 7.3.3.17.5 (Remote Grid) Updates to grid topology to minimize risk of ignition in HFTDs Remote GridWLDFRWire-to-wire contactAggregated | WLDFR | HFTD - Distribution - Tier 2 - 1QU CoRE ¦ 4QU LoRE | Red Flag Warning - Small Fires | Wire-to-wire contact | Aggregated | 2064 | 7.2736e-06 | 1483.0022 | 0.010787 | 2064 | Mitigation | 0.95 | 45 | 0 | esc | 0.00097009 | 7.056e-09 | 0.00097009 | 7.056e-09
[79 empty] | WLDFR | HFTD - Distribution - Tier 2 - 4QU CoRE ¦ 1QU LoRE | Non-Red Flag Warning - Small Fires | 2065 | 9.0023e-06 | 9.0023e-06 | 0.11504 | 0.052388 | 0.0022734 | 0.060377 | 0 | 0 | 0.01001 | 1.0356e-06 | 0 | 1.0356e-06 | 1.0356e-06 | 0 | 1.0356e-06 | 0 | 1.2908e-07 | 2.8295e-07 | 0 | 2.8295e-07 | 0 | 0.00018253 | 0.00036506 | 0 | 0.00036506 | [12 empty] | 7.3.3.17.5 (Remote Grid) Updates to grid topology to minimize risk of ignition in HFTDs Remote GridWLDFRWire-to-wire contactAggregated | WLDFR | HFTD - Distribution - Tier 2 - 1QU CoRE ¦ 4QU LoRE | Red Flag Warning - Small Fires | Wire-to-wire contact | Aggregated | 2065 | 7.2736e-06 | 1483.0022 | 0.010787 | 2065 | Mitigation | 0.95 | 45 | 0 | esc | 0.00097009 | 7.056e-09 | 0.00097009 | 7.056e-09
[79 empty] | WLDFR | HFTD - Distribution - Tier 2 - 4QU CoRE ¦ 1QU LoRE | Non-Red Flag Warning - Small Fires | 2066 | 9.0023e-06 | 9.0023e-06 | 0.11504 | 0.052388 | 0.0022734 | 0.060377 | 0 | 0 | 0.01001 | 1.0356e-06 | 0 | 1.0356e-06 | 1.0356e-06 | 0 | 1.0356e-06 | 0 | 1.2908e-07 | 2.8295e-07 | 0 | 2.8295e-07 | 0 | 0.00018253 | 0.00036506 | 0 | 0.00036506 | [12 empty] | 7.3.3.17.5 (Remote Grid) Updates to grid topology to minimize risk of ignition in HFTDs Remote GridWLDFRWire-to-wire contactAggregated | WLDFR | HFTD - Distribution - Tier 2 - 1QU CoRE ¦ 4QU LoRE | Red Flag Warning - Small Fires | Wire-to-wire contact | Aggregated | 2066 | 7.2736e-06 | 1483.0022 | 0.010787 | 2066 | Mitigation | 0.95 | 45 | 0 | esc | 0.00097009 | 7.056e-09 | 0.00097009 | 7.056e-09
[79 empty] | WLDFR | HFTD - Distribution - Tier 2 - 4QU CoRE ¦ 1QU LoRE | Non-Red Flag Warning - Small Fires | 2067 | 0 | 9.0023e-06 | 0.11504 | 0.052388 | 0.0022734 | 0.060377 | 0 | 0 | 0.01001 | 0 | 0 | 0 | 1.0356e-06 | 0 | 1.0356e-06 | 0 | 1.3511e-07 | 2.9617e-07 | 0 | 2.9617e-07 | 0 | 0.00018253 | 0.00036506 | 0 | 0.00036506 | [12 empty] | 7.3.3.17.5 (Remote Grid) Updates to grid topology to minimize risk of ignition in HFTDs Remote GridWLDFRWire-to-wire contactAggregated | WLDFR | HFTD - Distribution - Tier 2 - 1QU CoRE ¦ 4QU LoRE | Red Flag Warning - Small Fires | Wire-to-wire contact | Aggregated | 2067 | 7.2736e-06 | 1483.0022 | 0.010787 | 2067 | Mitigation | 0.95 | 45 | 0 | esc | 0 | 0 | 0.00097009 | 7.056e-09
[79 empty] | WLDFR | HFTD - Distribution - Tier 2 - 4QU CoRE ¦ 1QU LoRE | Red Flag Warning - Catastrophic Fires | 2022 | 2.1322e-08 | 0 | 14146.1306 | 222.2294 | 8585.7228 | 5338.1784 | 0 | 0 | 2.1979e-05 | 0.00030162 | 0 | 0.00030162 | 0 | 0 | 0 | 0 | 1.3511e-07 | 2.9617e-07 | 0 | 2.9617e-07 | 0 | 0.00019162 | 0.00038324 | 0 | 0.00038324 | [12 empty] | 7.3.3.17.5 (Remote Grid) Updates to grid topology to minimize risk of ignition in HFTDs Remote GridWLDFRContact from objectAggregated | WLDFR | HFTD - Distribution - Tier 2 - 1QU CoRE ¦ 5QU LoRE | Non-Red Flag Warning - Catastrophic Fires | Contact from object | Aggregated | 2022 | 2.8792e-06 | 1601.5759 | 0.0046113 | 2022 | Mitigation | 0.95 | 45 | 0 | esc | 0.00097009 | 2.7931e-09 | 0 | 0
[79 empty] | WLDFR | HFTD - Distribution - Tier 2 - 4QU CoRE ¦ 1QU LoRE | Red Flag Warning - Catastrophic Fires | 2023 | 2.1322e-08 | 2.1322e-08 | 14664.6376 | 233.2301 | 8896.516 | 5534.8915 | 0 | 0 | 2.1979e-05 | 0.00031268 | 0 | 0.00031268 | 0.00031268 | 0 | 0.00031268 | 0 | 1.3511e-07 | 2.9617e-07 | 0 | 2.9617e-07 | 0 | 0.00019162 | 0.00038324 | 0 | 0.00038324 | [12 empty] | 7.3.3.17.5 (Remote Grid) Updates to grid topology to minimize risk of ignition in HFTDs Remote GridWLDFRContact from objectAggregated | WLDFR | HFTD - Distribution - Tier 2 - 1QU CoRE ¦ 5QU LoRE | Non-Red Flag Warning - Catastrophic Fires | Contact from object | Aggregated | 2023 | 2.8792e-06 | 1601.5759 | 0.0046113 | 2023 | Mitigation | 0.95 | 45 | 0 | esc | 0.00097009 | 2.7931e-09 | 0.00097009 | 2.7931e-09
[79 empty] | WLDFR | HFTD - Distribution - Tier 2 - 4QU CoRE ¦ 1QU LoRE | Red Flag Warning - Catastrophic Fires | 2024 | 2.1322e-08 | 2.1322e-08 | 14664.6376 | 233.2301 | 8896.516 | 5534.8915 | 0 | 0 | 2.1979e-05 | 0.00031268 | 0 | 0.00031268 | 0.00031268 | 0 | 0.00031268 | 0 | 1.3511e-07 | 2.9617e-07 | 0 | 2.9617e-07 | 0 | 0.00019162 | 0.00038324 | 0 | 0.00038324 | [12 empty] | 7.3.3.17.5 (Remote Grid) Updates to grid topology to minimize risk of ignition in HFTDs Remote GridWLDFRContact from objectAggregated | WLDFR | HFTD - Distribution - Tier 2 - 1QU CoRE ¦ 5QU LoRE | Non-Red Flag Warning - Catastrophic Fires | Contact from object | Aggregated | 2024 | 2.8792e-06 | 1601.5759 | 0.0046113 | 2024 | Mitigation | 0.95 | 45 | 0 | esc | 0.00097009 | 2.7931e-09 | 0.00097009 | 2.7931e-09
[79 empty] | WLDFR | HFTD - Distribution - Tier 2 - 4QU CoRE ¦ 1QU LoRE | Red Flag Warning - Catastrophic Fires | 2025 | 2.1322e-08 | 2.1322e-08 | 14664.6376 | 233.2301 | 8896.516 | 5534.8915 | 0 | 0 | 2.1979e-05 | 0.00031268 | 0 | 0.00031268 | 0.00031268 | 0 | 0.00031268 | 0 | 1.3511e-07 | 2.9617e-07 | 0 | 2.9617e-07 | 0 | 0.00019162 | 0.00038324 | 0 | 0.00038324 | [12 empty] | 7.3.3.17.5 (Remote Grid) Updates to grid topology to minimize risk of ignition in HFTDs Remote GridWLDFRContact from objectAggregated | WLDFR | HFTD - Distribution - Tier 2 - 1QU CoRE ¦ 5QU LoRE | Non-Red Flag Warning - Catastrophic Fires | Contact from object | Aggregated | 2025 | 2.8792e-06 | 1601.5759 | 0.0046113 | 2025 | Mitigation | 0.95 | 45 | 0 | esc | 0.00097009 | 2.7931e-09 | 0.00097009 | 2.7931e-09
[79 empty] | WLDFR | HFTD - Distribution - Tier 2 - 4QU CoRE ¦ 1QU LoRE | Red Flag Warning - Catastrophic Fires | 2026 | 2.1322e-08 | 2.1322e-08 | 14664.6376 | 233.2301 | 8896.516 | 5534.8915 | 0 | 0 | 2.1979e-05 | 0.00031268 | 0 | 0.00031268 | 0.00031268 | 0 | 0.00031268 | 0 | 1.4123e-07 | 3.0957e-07 | 0 | 3.0957e-07 | 0 | 0 | 0.00038324 | 0 | 0.00038324 | [12 empty] | 7.3.3.17.5 (Remote Grid) Updates to grid topology to minimize risk of ignition in HFTDs Remote GridWLDFRContact from objectAggregated | WLDFR | HFTD - Distribution - Tier 2 - 1QU CoRE ¦ 5QU LoRE | Non-Red Flag Warning - Catastrophic Fires | Contact from object | Aggregated | 2026 | 2.8792e-06 | 1601.5759 | 0.0046113 | 2026 | Mitigation | 0.95 | 45 | 0 | esc | 0.00097009 | 2.7931e-09 | 0.00097009 | 2.7931e-09
[79 empty] | WLDFR | HFTD - Distribution - Tier 2 - 4QU CoRE ¦ 1QU LoRE | Red Flag Warning - Catastrophic Fires | 2027 | 2.1322e-08 | 2.1322e-08 | 14664.6376 | 233.2301 | 8896.516 | 5534.8915 | 0 | 0 | 2.1979e-05 | 0.00031268 | 0 | 0.00031268 | 0.00031268 | 0 | 0.00031268 | 0 | 1.4123e-07 | 3.0957e-07 | 0 | 3.0957e-07 | 0 | 0 | 0 | 0 | 0 | [12 empty] | 7.3.3.17.5 (Remote Grid) Updates to grid topology to minimize risk of ignition in HFTDs Remote GridWLDFRContact from objectAggregated | WLDFR | HFTD - Distribution - Tier 2 - 1QU CoRE ¦ 5QU LoRE | Non-Red Flag Warning - Catastrophic Fires | Contact from object | Aggregated | 2027 | 2.8792e-06 | 1601.5759 | 0.0046113 | 2027 | Mitigation | 0.95 | 45 | 0 | esc | 0.00097009 | 2.7931e-09 | 0.00097009 | 2.7931e-09
[79 empty] | WLDFR | HFTD - Distribution - Tier 2 - 4QU CoRE ¦ 1QU LoRE | Red Flag Warning - Catastrophic Fires | 2028 | 2.1322e-08 | 2.1322e-08 | 15317.9909 | 247.273 | 9287.6491 | 5783.0689 | 0 | 0 | 2.1979e-05 | 0.00032661 | 0 | 0.00032661 | 0.00032661 | 0 | 0.00032661 | 0 | 1.4123e-07 | 3.0957e-07 | 0 | 3.0957e-07 | 0 | 0 | 0 | 0 | 0 | [12 empty] | 7.3.3.17.5 (Remote Grid) Updates to grid topology to minimize risk of ignition in HFTDs Remote GridWLDFRContact from objectAggregated | WLDFR | HFTD - Distribution - Tier 2 - 1QU CoRE ¦ 5QU LoRE | Non-Red Flag Warning - Catastrophic Fires | Contact from object | Aggregated | 2028 | 2.8792e-06 | 1601.5759 | 0.0046113 | 2028 | Mitigation | 0.95 | 45 | 0 | esc | 0.00097009 | 2.7931e-09 | 0.00097009 | 2.7931e-09
[79 empty] | WLDFR | HFTD - Distribution - Tier 2 - 4QU CoRE ¦ 1QU LoRE | Red Flag Warning - Catastrophic Fires | 2029 | 2.1322e-08 | 2.1322e-08 | 15317.9909 | 247.273 | 9287.6491 | 5783.0689 | 0 | 0 | 2.1979e-05 | 0.00032661 | 0 | 0.00032661 | 0.00032661 | 0 | 0.00032661 | 0 | 0 | 3.0957e-07 | 0 | 3.0957e-07 | 0 | 1.9166e-05 | 0 | 0 | 0 | [12 empty] | 7.3.3.17.5 (Remote Grid) Updates to grid topology to minimize risk of ignition in HFTDs Remote GridWLDFRContact from objectAggregated | WLDFR | HFTD - Distribution - Tier 2 - 1QU CoRE ¦ 5QU LoRE | Non-Red Flag Warning - Catastrophic Fires | Contact from object | Aggregated | 2029 | 2.8792e-06 | 1601.5759 | 0.0046113 | 2029 | Mitigation | 0.95 | 45 | 0 | esc | 0.00097009 | 2.7931e-09 | 0.00097009 | 2.7931e-09
[79 empty] | WLDFR | HFTD - Distribution - Tier 2 - 4QU CoRE ¦ 1QU LoRE | Red Flag Warning - Catastrophic Fires | 2030 | 2.1322e-08 | 2.1322e-08 | 15317.9909 | 247.273 | 9287.6491 | 5783.0689 | 0 | 0 | 2.1979e-05 | 0.00032661 | 0 | 0.00032661 | 0.00032661 | 0 | 0.00032661 | 0 | 0 | 0 | 0 | 0 | 0 | 1.9866e-05 | 3.9732e-05 | 0 | 3.9732e-05 | [12 empty] | 7.3.3.17.5 (Remote Grid) Updates to grid topology to minimize risk of ignition in HFTDs Remote GridWLDFRContact from objectAggregated | WLDFR | HFTD - Distribution - Tier 2 - 1QU CoRE ¦ 5QU LoRE | Non-Red Flag Warning - Catastrophic Fires | Contact from object | Aggregated | 2030 | 2.8792e-06 | 1601.5759 | 0.0046113 | 2030 | Mitigation | 0.95 | 45 | 0 | esc | 0.00097009 | 2.7931e-09 | 0.00097009 | 2.7931e-09
[79 empty] | WLDFR | HFTD - Distribution - Tier 2 - 4QU CoRE ¦ 1QU LoRE | Red Flag Warning - Catastrophic Fires | 2031 | 2.1322e-08 | 2.1322e-08 | 15317.9909 | 247.273 | 9287.6491 | 5783.0689 | 0 | 0 | 2.1979e-05 | 0.00032661 | 0 | 0.00032661 | 0.00032661 | 0 | 0.00032661 | 0 | 5.4418e-05 | 0 | 0 | 0 | 0 | 1.9866e-05 | 3.9732e-05 | 0 | 3.9732e-05 | [12 empty] | 7.3.3.17.5 (Remote Grid) Updates to grid topology to minimize risk of ignition in HFTDs Remote GridWLDFRContact from objectAggregated | WLDFR | HFTD - Distribution - Tier 2 - 1QU CoRE ¦ 5QU LoRE | Non-Red Flag Warning - Catastrophic Fires | Contact from object | Aggregated | 2031 | 2.8792e-06 | 1601.5759 | 0.0046113 | 2031 | Mitigation | 0.95 | 45 | 0 | esc | 0.00097009 | 2.7931e-09 | 0.00097009 | 2.7931e-09
[79 empty] | WLDFR | HFTD - Distribution - Tier 2 - 4QU CoRE ¦ 1QU LoRE | Red Flag Warning - Catastrophic Fires | 2032 | 2.1322e-08 | 2.1322e-08 | 15317.9909 | 247.273 | 9287.6491 | 5783.0689 | 0 | 0 | 2.1979e-05 | 0.00032661 | 0 | 0.00032661 | 0.00032661 | 0 | 0.00032661 | 0 | 5.6413e-05 | 0.00012366 | 0 | 0.00012366 | 0 | 1.9866e-05 | 3.9732e-05 | 0 | 3.9732e-05 | [12 empty] | 7.3.3.17.5 (Remote Grid) Updates to grid topology to minimize risk of ignition in HFTDs Remote GridWLDFRContact from objectAggregated | WLDFR | HFTD - Distribution - Tier 2 - 1QU CoRE ¦ 5QU LoRE | Non-Red Flag Warning - Catastrophic Fires | Contact from object | Aggregated | 2032 | 2.8792e-06 | 1601.5759 | 0.0046113 | 2032 | Mitigation | 0.95 | 45 | 0 | esc | 0.00097009 | 2.7931e-09 | 0.00097009 | 2.7931e-09
[79 empty] | WLDFR | HFTD - Distribution - Tier 2 - 4QU CoRE ¦ 1QU LoRE | Red Flag Warning - Catastrophic Fires | 2033 | 2.1322e-08 | 2.1322e-08 | 16044.1264 | 263.1074 | 9721.74 | 6059.2791 | 0 | 0 | 2.1979e-05 | 0.00034209 | 0 | 0.00034209 | 0.00034209 | 0 | 0.00034209 | 0 | 5.6413e-05 | 0.00012366 | 0 | 0.00012366 | 0 | 1.9866e-05 | 3.9732e-05 | 0 | 3.9732e-05 | [12 empty] | 7.3.3.17.5 (Remote Grid) Updates to grid topology to minimize risk of ignition in HFTDs Remote GridWLDFRContact from objectAggregated | WLDFR | HFTD - Distribution - Tier 2 - 1QU CoRE ¦ 5QU LoRE | Non-Red Flag Warning - Catastrophic Fires | Contact from object | Aggregated | 2033 | 2.8792e-06 | 1601.5759 | 0.0046113 | 2033 | Mitigation | 0.95 | 45 | 0 | esc | 0.00097009 | 2.7931e-09 | 0.00097009 | 2.7931e-09
[79 empty] | WLDFR | HFTD - Distribution - Tier 2 - 4QU CoRE ¦ 1QU LoRE | Red Flag Warning - Catastrophic Fires | 2034 | 2.1322e-08 | 2.1322e-08 | 16044.1264 | 263.1074 | 9721.74 | 6059.2791 | 0 | 0 | 2.1979e-05 | 0.00034209 | 0 | 0.00034209 | 0.00034209 | 0 | 0.00034209 | 0 | 5.6413e-05 | 0.00012366 | 0 | 0.00012366 | 0 | 1.9866e-05 | 3.9732e-05 | 0 | 3.9732e-05 | [12 empty] | 7.3.3.17.5 (Remote Grid) Updates to grid topology to minimize risk of ignition in HFTDs Remote GridWLDFRContact from objectAggregated | WLDFR | HFTD - Distribution - Tier 2 - 1QU CoRE ¦ 5QU LoRE | Non-Red Flag Warning - Catastrophic Fires | Contact from object | Aggregated | 2034 | 2.8792e-06 | 1601.5759 | 0.0046113 | 2034 | Mitigation | 0.95 | 45 | 0 | esc | 0.00097009 | 2.7931e-09 | 0.00097009 | 2.7931e-09
[79 empty] | WLDFR | HFTD - Distribution - Tier 2 - 4QU CoRE ¦ 1QU LoRE | Red Flag Warning - Catastrophic Fires | 2035 | 2.1322e-08 | 2.1322e-08 | 16044.1264 | 263.1074 | 9721.74 | 6059.2791 | 0 | 0 | 2.1979e-05 | 0.00034209 | 0 | 0.00034209 | 0.00034209 | 0 | 0.00034209 | 0 | 5.6413e-05 | 0.00012366 | 0 | 0.00012366 | 0 | 2.0747e-05 | 4.1495e-05 | 0 | 4.1495e-05 | [12 empty] | 7.3.3.17.5 (Remote Grid) Updates to grid topology to minimize risk of ignition in HFTDs Remote GridWLDFRContact from objectAggregated | WLDFR | HFTD - Distribution - Tier 2 - 1QU CoRE ¦ 5QU LoRE | Non-Red Flag Warning - Catastrophic Fires | Contact from object | Aggregated | 2035 | 2.8792e-06 | 1601.5759 | 0.0046113 | 2035 | Mitigation | 0.95 | 45 | 0 | esc | 0.00097009 | 2.7931e-09 | 0.00097009 | 2.7931e-09
[79 empty] | WLDFR | HFTD - Distribution - Tier 2 - 4QU CoRE ¦ 1QU LoRE | Red Flag Warning - Catastrophic Fires | 2036 | 2.1322e-08 | 2.1322e-08 | 16044.1264 | 263.1074 | 9721.74 | 6059.2791 | 0 | 0 | 2.1979e-05 | 0.00034209 | 0 | 0.00034209 | 0.00034209 | 0 | 0.00034209 | 0 | 5.6413e-05 | 0.00012366 | 0 | 0.00012366 | 0 | 2.0747e-05 | 4.1495e-05 | 0 | 4.1495e-05 | [12 empty] | 7.3.3.17.5 (Remote Grid) Updates to grid topology to minimize risk of ignition in HFTDs Remote GridWLDFRContact from objectAggregated | WLDFR | HFTD - Distribution - Tier 2 - 1QU CoRE ¦ 5QU LoRE | Non-Red Flag Warning - Catastrophic Fires | Contact from object | Aggregated | 2036 | 2.8792e-06 | 1601.5759 | 0.0046113 | 2036 | Mitigation | 0.95 | 45 | 0 | esc | 0.00097009 | 2.7931e-09 | 0.00097009 | 2.7931e-09
[79 empty] | WLDFR | HFTD - Distribution - Tier 2 - 4QU CoRE ¦ 1QU LoRE | Red Flag Warning - Catastrophic Fires | 2037 | 2.1322e-08 | 2.1322e-08 | 16044.1264 | 263.1074 | 9721.74 | 6059.2791 | 0 | 0 | 2.1979e-05 | 0.00034209 | 0 | 0.00034209 | 0.00034209 | 0 | 0.00034209 | 0 | 5.8926e-05 | 0.00012917 | 0 | 0.00012917 | 0 | 2.0747e-05 | 4.1495e-05 | 0 | 4.1495e-05 | [12 empty] | 7.3.3.17.5 (Remote Grid) Updates to grid topology to minimize risk of ignition in HFTDs Remote GridWLDFRContact from objectAggregated | WLDFR | HFTD - Distribution - Tier 2 - 1QU CoRE ¦ 5QU LoRE | Non-Red Flag Warning - Catastrophic Fires | Contact from object | Aggregated | 2037 | 2.8792e-06 | 1601.5759 | 0.0046113 | 2037 | Mitigation | 0.95 | 45 | 0 | esc | 0.00097009 | 2.7931e-09 | 0.00097009 | 2.7931e-09
[79 empty] | WLDFR | HFTD - Distribution - Tier 2 - 4QU CoRE ¦ 1QU LoRE | Red Flag Warning - Catastrophic Fires | 2038 | 2.1322e-08 | 2.1322e-08 | 16832.3912 | 280.5544 | 10192.2718 | 6359.5651 | 0 | 0 | 2.1979e-05 | 0.0003589 | 0 | 0.0003589 | 0.0003589 | 0 | 0.0003589 | 0 | 5.8926e-05 | 0.00012917 | 0 | 0.00012917 | 0 | 2.0747e-05 | 4.1495e-05 | 0 | 4.1495e-05 | [12 empty] | 7.3.3.17.5 (Remote Grid) Updates to grid topology to minimize risk of ignition in HFTDs Remote GridWLDFRContact from objectAggregated | WLDFR | HFTD - Distribution - Tier 2 - 1QU CoRE ¦ 5QU LoRE | Non-Red Flag Warning - Catastrophic Fires | Contact from object | Aggregated | 2038 | 2.8792e-06 | 1601.5759 | 0.0046113 | 2038 | Mitigation | 0.95 | 45 | 0 | esc | 0.00097009 | 2.7931e-09 | 0.00097009 | 2.7931e-09
[79 empty] | WLDFR | HFTD - Distribution - Tier 2 - 4QU CoRE ¦ 1QU LoRE | Red Flag Warning - Catastrophic Fires | 2039 | 2.1322e-08 | 2.1322e-08 | 16832.3912 | 280.5544 | 10192.2718 | 6359.5651 | 0 | 0 | 2.1979e-05 | 0.0003589 | 0 | 0.0003589 | 0.0003589 | 0 | 0.0003589 | 0 | 5.8926e-05 | 0.00012917 | 0 | 0.00012917 | 0 | 2.0747e-05 | 4.1495e-05 | 0 | 4.1495e-05 | [12 empty] | 7.3.3.17.5 (Remote Grid) Updates to grid topology to minimize risk of ignition in HFTDs Remote GridWLDFRContact from objectAggregated | WLDFR | HFTD - Distribution - Tier 2 - 1QU CoRE ¦ 5QU LoRE | Non-Red Flag Warning - Catastrophic Fires | Contact from object | Aggregated | 2039 | 2.8792e-06 | 1601.5759 | 0.0046113 | 2039 | Mitigation | 0.95 | 45 | 0 | esc | 0.00097009 | 2.7931e-09 | 0.00097009 | 2.7931e-09
[79 empty] | WLDFR | HFTD - Distribution - Tier 2 - 4QU CoRE ¦ 1QU LoRE | Red Flag Warning - Catastrophic Fires | 2040 | 2.1322e-08 | 2.1322e-08 | 16832.3912 | 280.5544 | 10192.2718 | 6359.5651 | 0 | 0 | 2.1979e-05 | 0.0003589 | 0 | 0.0003589 | 0.0003589 | 0 | 0.0003589 | 0 | 5.8926e-05 | 0.00012917 | 0 | 0.00012917 | 0 | 2.1726e-05 | 4.3453e-05 | 0 | 4.3453e-05 | [12 empty] | 7.3.3.17.5 (Remote Grid) Updates to grid topology to minimize risk of ignition in HFTDs Remote GridWLDFRContact from objectAggregated | WLDFR | HFTD - Distribution - Tier 2 - 1QU CoRE ¦ 5QU LoRE | Non-Red Flag Warning - Catastrophic Fires | Contact from object | Aggregated | 2040 | 2.8792e-06 | 1601.5759 | 0.0046113 | 2040 | Mitigation | 0.95 | 45 | 0 | esc | 0.00097009 | 2.7931e-09 | 0.00097009 | 2.7931e-09
[79 empty] | WLDFR | HFTD - Distribution - Tier 2 - 4QU CoRE ¦ 1QU LoRE | Red Flag Warning - Catastrophic Fires | 2041 | 2.1322e-08 | 2.1322e-08 | 16832.3912 | 280.5544 | 10192.2718 | 6359.5651 | 0 | 0 | 2.1979e-05 | 0.0003589 | 0 | 0.0003589 | 0.0003589 | 0 | 0.0003589 | 0 | 5.8926e-05 | 0.00012917 | 0 | 0.00012917 | 0 | 2.1726e-05 | 4.3453e-05 | 0 | 4.3453e-05 | [12 empty] | 7.3.3.17.5 (Remote Grid) Updates to grid topology to minimize risk of ignition in HFTDs Remote GridWLDFRContact from objectAggregated | WLDFR | HFTD - Distribution - Tier 2 - 1QU CoRE ¦ 5QU LoRE | Non-Red Flag Warning - Catastrophic Fires | Contact from object | Aggregated | 2041 | 2.8792e-06 | 1601.5759 | 0.0046113 | 2041 | Mitigation | 0.95 | 45 | 0 | esc | 0.00097009 | 2.7931e-09 | 0.00097009 | 2.7931e-09
[79 empty] | WLDFR | HFTD - Distribution - Tier 2 - 4QU CoRE ¦ 1QU LoRE | Red Flag Warning - Catastrophic Fires | 2042 | 2.1322e-08 | 2.1322e-08 | 16832.3912 | 280.5544 | 10192.2718 | 6359.5651 | 0 | 0 | 2.1979e-05 | 0.0003589 | 0 | 0.0003589 | 0.0003589 | 0 | 0.0003589 | 0 | 6.1719e-05 | 0.00013529 | 0 | 0.00013529 | 0 | 2.1726e-05 | 4.3453e-05 | 0 | 4.3453e-05 | [12 empty] | 7.3.3.17.5 (Remote Grid) Updates to grid topology to minimize risk of ignition in HFTDs Remote GridWLDFRContact from objectAggregated | WLDFR | HFTD - Distribution - Tier 2 - 1QU CoRE ¦ 5QU LoRE | Non-Red Flag Warning - Catastrophic Fires | Contact from object | Aggregated | 2042 | 2.8792e-06 | 1601.5759 | 0.0046113 | 2042 | Mitigation | 0.95 | 45 | 0 | esc | 0.00097009 | 2.7931e-09 | 0.00097009 | 2.7931e-09
[79 empty] | WLDFR | HFTD - Distribution - Tier 2 - 4QU CoRE ¦ 1QU LoRE | Red Flag Warning - Catastrophic Fires | 2043 | 2.1322e-08 | 2.1322e-08 | 17672.0852 | 299.42 | 10692.7362 | 6679.929 | 0 | 0 | 2.1979e-05 | 0.0003768 | 0 | 0.0003768 | 0.0003768 | 0 | 0.0003768 | 0 | 6.1719e-05 | 0.00013529 | 0 | 0.00013529 | 0 | 2.1726e-05 | 4.3453e-05 | 0 | 4.3453e-05 | [12 empty] | 7.3.3.17.5 (Remote Grid) Updates to grid topology to minimize risk of ignition in HFTDs Remote GridWLDFRContact from objectAggregated | WLDFR | HFTD - Distribution - Tier 2 - 1QU CoRE ¦ 5QU LoRE | Non-Red Flag Warning - Catastrophic Fires | Contact from object | Aggregated | 2043 | 2.8792e-06 | 1601.5759 | 0.0046113 | 2043 | Mitigation | 0.95 | 45 | 0 | esc | 0.00097009 | 2.7931e-09 | 0.00097009 | 2.7931e-09
[79 empty] | WLDFR | HFTD - Distribution - Tier 2 - 4QU CoRE ¦ 1QU LoRE | Red Flag Warning - Catastrophic Fires | 2044 | 2.1322e-08 | 2.1322e-08 | 17672.0852 | 299.42 | 10692.7362 | 6679.929 | 0 | 0 | 2.1979e-05 | 0.0003768 | 0 | 0.0003768 | 0.0003768 | 0 | 0.0003768 | 0 | 6.1719e-05 | 0.00013529 | 0 | 0.00013529 | 0 | 2.1726e-05 | 4.3453e-05 | 0 | 4.3453e-05 | [12 empty] | 7.3.3.17.5 (Remote Grid) Updates to grid topology to minimize risk of ignition in HFTDs Remote GridWLDFRContact from objectAggregated | WLDFR | HFTD - Distribution - Tier 2 - 1QU CoRE ¦ 5QU LoRE | Non-Red Flag Warning - Catastrophic Fires | Contact from object | Aggregated | 2044 | 2.8792e-06 | 1601.5759 | 0.0046113 | 2044 | Mitigation | 0.95 | 45 | 0 | esc | 0.00097009 | 2.7931e-09 | 0.00097009 | 2.7931e-09
[79 empty] | WLDFR | HFTD - Distribution - Tier 2 - 4QU CoRE ¦ 1QU LoRE | Red Flag Warning - Catastrophic Fires | 2045 | 2.1322e-08 | 2.1322e-08 | 17672.0852 | 299.42 | 10692.7362 | 6679.929 | 0 | 0 | 2.1979e-05 | 0.0003768 | 0 | 0.0003768 | 0.0003768 | 0 | 0.0003768 | 0 | 6.1719e-05 | 0.00013529 | 0 | 0.00013529 | 0 | 2.2788e-05 | 4.5576e-05 | 0 | 4.5576e-05 | [12 empty] | 7.3.3.17.5 (Remote Grid) Updates to grid topology to minimize risk of ignition in HFTDs Remote GridWLDFRContact from objectAggregated | WLDFR | HFTD - Distribution - Tier 2 - 1QU CoRE ¦ 5QU LoRE | Non-Red Flag Warning - Catastrophic Fires | Contact from object | Aggregated | 2045 | 2.8792e-06 | 1601.5759 | 0.0046113 | 2045 | Mitigation | 0.95 | 45 | 0 | esc | 0.00097009 | 2.7931e-09 | 0.00097009 | 2.7931e-09
[79 empty] | WLDFR | HFTD - Distribution - Tier 2 - 4QU CoRE ¦ 1QU LoRE | Red Flag Warning - Catastrophic Fires | 2046 | 2.1322e-08 | 2.1322e-08 | 17672.0852 | 299.42 | 10692.7362 | 6679.929 | 0 | 0 | 2.1979e-05 | 0.0003768 | 0 | 0.0003768 | 0.0003768 | 0 | 0.0003768 | 0 | 6.1719e-05 | 0.00013529 | 0 | 0.00013529 | 0 | 2.2788e-05 | 4.5576e-05 | 0 | 4.5576e-05 | [12 empty] | 7.3.3.17.5 (Remote Grid) Updates to grid topology to minimize risk of ignition in HFTDs Remote GridWLDFRContact from objectAggregated | WLDFR | HFTD - Distribution - Tier 2 - 1QU CoRE ¦ 5QU LoRE | Non-Red Flag Warning - Catastrophic Fires | Contact from object | Aggregated | 2046 | 2.8792e-06 | 1601.5759 | 0.0046113 | 2046 | Mitigation | 0.95 | 45 | 0 | esc | 0.00097009 | 2.7931e-09 | 0.00097009 | 2.7931e-09
[79 empty] | WLDFR | HFTD - Distribution - Tier 2 - 4QU CoRE ¦ 1QU LoRE | Red Flag Warning - Catastrophic Fires | 2047 | 2.1322e-08 | 2.1322e-08 | 17672.0852 | 299.42 | 10692.7362 | 6679.929 | 0 | 0 | 2.1979e-05 | 0.0003768 | 0 | 0.0003768 | 0.0003768 | 0 | 0.0003768 | 0 | 6.4752e-05 | 0.00014194 | 0 | 0.00014194 | 0 | 2.2788e-05 | 4.5576e-05 | 0 | 4.5576e-05 | [12 empty] | 7.3.3.17.5 (Remote Grid) Updates to grid topology to minimize risk of ignition in HFTDs Remote GridWLDFRContact from objectAggregated | WLDFR | HFTD - Distribution - Tier 2 - 1QU CoRE ¦ 5QU LoRE | Non-Red Flag Warning - Catastrophic Fires | Contact from object | Aggregated | 2047 | 2.8792e-06 | 1601.5759 | 0.0046113 | 2047 | Mitigation | 0.95 | 45 | 0 | esc | 0.00097009 | 2.7931e-09 | 0.00097009 | 2.7931e-09
[79 empty] | WLDFR | HFTD - Distribution - Tier 2 - 4QU CoRE ¦ 1QU LoRE | Red Flag Warning - Catastrophic Fires | 2048 | 2.1322e-08 | 2.1322e-08 | 18552.3348 | 319.4911 | 11216.5626 | 7016.281 | 0 | 0 | 2.1979e-05 | 0.00039557 | 0 | 0.00039557 | 0.00039557 | 0 | 0.00039557 | 0 | 6.4752e-05 | 0.00014194 | 0 | 0.00014194 | 0 | 2.2788e-05 | 4.5576e-05 | 0 | 4.5576e-05 | [12 empty] | 7.3.3.17.5 (Remote Grid) Updates to grid topology to minimize risk of ignition in HFTDs Remote GridWLDFRContact from objectAggregated | WLDFR | HFTD - Distribution - Tier 2 - 1QU CoRE ¦ 5QU LoRE | Non-Red Flag Warning - Catastrophic Fires | Contact from object | Aggregated | 2048 | 2.8792e-06 | 1601.5759 | 0.0046113 | 2048 | Mitigation | 0.95 | 45 | 0 | esc | 0.00097009 | 2.7931e-09 | 0.00097009 | 2.7931e-09
[79 empty] | WLDFR | HFTD - Distribution - Tier 2 - 4QU CoRE ¦ 1QU LoRE | Red Flag Warning - Catastrophic Fires | 2049 | 2.1322e-08 | 2.1322e-08 | 18552.3348 | 319.4911 | 11216.5626 | 7016.281 | 0 | 0 | 2.1979e-05 | 0.00039557 | 0 | 0.00039557 | 0.00039557 | 0 | 0.00039557 | 0 | 6.4752e-05 | 0.00014194 | 0 | 0.00014194 | 0 | 2.2788e-05 | 4.5576e-05 | 0 | 4.5576e-05 | [12 empty] | 7.3.3.17.5 (Remote Grid) Updates to grid topology to minimize risk of ignition in HFTDs Remote GridWLDFRContact from objectAggregated | WLDFR | HFTD - Distribution - Tier 2 - 1QU CoRE ¦ 5QU LoRE | Non-Red Flag Warning - Catastrophic Fires | Contact from object | Aggregated | 2049 | 2.8792e-06 | 1601.5759 | 0.0046113 | 2049 | Mitigation | 0.95 | 45 | 0 | esc | 0.00097009 | 2.7931e-09 | 0.00097009 | 2.7931e-09
[79 empty] | WLDFR | HFTD - Distribution - Tier 2 - 4QU CoRE ¦ 1QU LoRE | Red Flag Warning - Catastrophic Fires | 2050 | 2.1322e-08 | 2.1322e-08 | 18552.3348 | 319.4911 | 11216.5626 | 7016.281 | 0 | 0 | 2.1979e-05 | 0.00039557 | 0 | 0.00039557 | 0.00039557 | 0 | 0.00039557 | 0 | 6.4752e-05 | 0.00014194 | 0 | 0.00014194 | 0 | 2.3918e-05 | 4.7836e-05 | 0 | 4.7836e-05 | [12 empty] | 7.3.3.17.5 (Remote Grid) Updates to grid topology to minimize risk of ignition in HFTDs Remote GridWLDFRContact from objectAggregated | WLDFR | HFTD - Distribution - Tier 2 - 1QU CoRE ¦ 5QU LoRE | Non-Red Flag Warning - Catastrophic Fires | Contact from object | Aggregated | 2050 | 2.8792e-06 | 1601.5759 | 0.0046113 | 2050 | Mitigation | 0.95 | 45 | 0 | esc | 0.00097009 | 2.7931e-09 | 0.00097009 | 2.7931e-09
[79 empty] | WLDFR | HFTD - Distribution - Tier 2 - 4QU CoRE ¦ 1QU LoRE | Red Flag Warning - Catastrophic Fires | 2051 | 2.1322e-08 | 2.1322e-08 | 18552.3348 | 319.4911 | 11216.5626 | 7016.281 | 0 | 0 | 2.1979e-05 | 0.00039557 | 0 | 0.00039557 | 0.00039557 | 0 | 0.00039557 | 0 | 6.4752e-05 | 0.00014194 | 0 | 0.00014194 | 0 | 2.3918e-05 | 4.7836e-05 | 0 | 4.7836e-05 | [12 empty] | 7.3.3.17.5 (Remote Grid) Updates to grid topology to minimize risk of ignition in HFTDs Remote GridWLDFRContact from objectAggregated | WLDFR | HFTD - Distribution - Tier 2 - 1QU CoRE ¦ 5QU LoRE | Non-Red Flag Warning - Catastrophic Fires | Contact from object | Aggregated | 2051 | 2.8792e-06 | 1601.5759 | 0.0046113 | 2051 | Mitigation | 0.95 | 45 | 0 | esc | 0.00097009 | 2.7931e-09 | 0.00097009 | 2.7931e-09
[79 empty] | WLDFR | HFTD - Distribution - Tier 2 - 4QU CoRE ¦ 1QU LoRE | Red Flag Warning - Catastrophic Fires | 2052 | 2.1322e-08 | 2.1322e-08 | 18552.3348 | 319.4911 | 11216.5626 | 7016.281 | 0 | 0 | 2.1979e-05 | 0.00039557 | 0 | 0.00039557 | 0.00039557 | 0 | 0.00039557 | 0 | 6.7982e-05 | 0.00014902 | 0 | 0.00014902 | 0 | 2.3918e-05 | 4.7836e-05 | 0 | 4.7836e-05 | [12 empty] | 7.3.3.17.5 (Remote Grid) Updates to grid topology to minimize risk of ignition in HFTDs Remote GridWLDFRContact from objectAggregated | WLDFR | HFTD - Distribution - Tier 2 - 1QU CoRE ¦ 5QU LoRE | Non-Red Flag Warning - Catastrophic Fires | Contact from object | Aggregated | 2052 | 2.8792e-06 | 1601.5759 | 0.0046113 | 2052 | Mitigation | 0.95 | 45 | 0 | esc | 0.00097009 | 2.7931e-09 | 0.00097009 | 2.7931e-09
[79 empty] | WLDFR | HFTD - Distribution - Tier 2 - 4QU CoRE ¦ 1QU LoRE | Red Flag Warning - Catastrophic Fires | 2053 | 2.1322e-08 | 2.1322e-08 | 19462.1283 | 340.5356 | 11757.1413 | 7364.4514 | 0 | 0 | 2.1979e-05 | 0.00041497 | 0 | 0.00041497 | 0.00041497 | 0 | 0.00041497 | 0 | 6.7982e-05 | 0.00014902 | 0 | 0.00014902 | 0 | 2.3918e-05 | 4.7836e-05 | 0 | 4.7836e-05 | [12 empty] | 7.3.3.17.5 (Remote Grid) Updates to grid topology to minimize risk of ignition in HFTDs Remote GridWLDFRContact from objectAggregated | WLDFR | HFTD - Distribution - Tier 2 - 1QU CoRE ¦ 5QU LoRE | Non-Red Flag Warning - Catastrophic Fires | Contact from object | Aggregated | 2053 | 2.8792e-06 | 1601.5759 | 0.0046113 | 2053 | Mitigation | 0.95 | 45 | 0 | esc | 0.00097009 | 2.7931e-09 | 0.00097009 | 2.7931e-09
[79 empty] | WLDFR | HFTD - Distribution - Tier 2 - 4QU CoRE ¦ 1QU LoRE | Red Flag Warning - Catastrophic Fires | 2054 | 2.1322e-08 | 2.1322e-08 | 19462.1283 | 340.5356 | 11757.1413 | 7364.4514 | 0 | 0 | 2.1979e-05 | 0.00041497 | 0 | 0.00041497 | 0.00041497 | 0 | 0.00041497 | 0 | 6.7982e-05 | 0.00014902 | 0 | 0.00014902 | 0 | 2.3918e-05 | 4.7836e-05 | 0 | 4.7836e-05 | [12 empty] | 7.3.3.17.5 (Remote Grid) Updates to grid topology to minimize risk of ignition in HFTDs Remote GridWLDFRContact from objectAggregated | WLDFR | HFTD - Distribution - Tier 2 - 1QU CoRE ¦ 5QU LoRE | Non-Red Flag Warning - Catastrophic Fires | Contact from object | Aggregated | 2054 | 2.8792e-06 | 1601.5759 | 0.0046113 | 2054 | Mitigation | 0.95 | 45 | 0 | esc | 0.00097009 | 2.7931e-09 | 0.00097009 | 2.7931e-09
[79 empty] | WLDFR | HFTD - Distribution - Tier 2 - 4QU CoRE ¦ 1QU LoRE | Red Flag Warning - Catastrophic Fires | 2055 | 2.1322e-08 | 2.1322e-08 | 19462.1283 | 340.5356 | 11757.1413 | 7364.4514 | 0 | 0 | 2.1979e-05 | 0.00041497 | 0 | 0.00041497 | 0.00041497 | 0 | 0.00041497 | 0 | 6.7982e-05 | 0.00014902 | 0 | 0.00014902 | 0 | 2.5102e-05 | 5.0203e-05 | 0 | 5.0203e-05 | [12 empty] | 7.3.3.17.5 (Remote Grid) Updates to grid topology to minimize risk of ignition in HFTDs Remote GridWLDFRContact from objectAggregated | WLDFR | HFTD - Distribution - Tier 2 - 1QU CoRE ¦ 5QU LoRE | Non-Red Flag Warning - Catastrophic Fires | Contact from object | Aggregated | 2055 | 2.8792e-06 | 1601.5759 | 0.0046113 | 2055 | Mitigation | 0.95 | 45 | 0 | esc | 0.00097009 | 2.7931e-09 | 0.00097009 | 2.7931e-09
[79 empty] | WLDFR | HFTD - Distribution - Tier 2 - 4QU CoRE ¦ 1QU LoRE | Red Flag Warning - Catastrophic Fires | 2056 | 2.1322e-08 | 2.1322e-08 | 19462.1283 | 340.5356 | 11757.1413 | 7364.4514 | 0 | 0 | 2.1979e-05 | 0.00041497 | 0 | 0.00041497 | 0.00041497 | 0 | 0.00041497 | 0 | 6.7982e-05 | 0.00014902 | 0 | 0.00014902 | 0 | 2.5102e-05 | 5.0203e-05 | 0 | 5.0203e-05 | [12 empty] | 7.3.3.17.5 (Remote Grid) Updates to grid topology to minimize risk of ignition in HFTDs Remote GridWLDFRContact from objectAggregated | WLDFR | HFTD - Distribution - Tier 2 - 1QU CoRE ¦ 5QU LoRE | Non-Red Flag Warning - Catastrophic Fires | Contact from object | Aggregated | 2056 | 2.8792e-06 | 1601.5759 | 0.0046113 | 2056 | Mitigation | 0.95 | 45 | 0 | esc | 0.00097009 | 2.7931e-09 | 0.00097009 | 2.7931e-09
[79 empty] | WLDFR | HFTD - Distribution - Tier 2 - 4QU CoRE ¦ 1QU LoRE | Red Flag Warning - Catastrophic Fires | 2057 | 2.1322e-08 | 2.1322e-08 | 19462.1283 | 340.5356 | 11757.1413 | 7364.4514 | 0 | 0 | 2.1979e-05 | 0.00041497 | 0 | 0.00041497 | 0.00041497 | 0 | 0.00041497 | 0 | 7.1368e-05 | 0.00015644 | 0 | 0.00015644 | 0 | 2.5102e-05 | 5.0203e-05 | 0 | 5.0203e-05 | [12 empty] | 7.3.3.17.5 (Remote Grid) Updates to grid topology to minimize risk of ignition in HFTDs Remote GridWLDFRContact from objectAggregated | WLDFR | HFTD - Distribution - Tier 2 - 1QU CoRE ¦ 5QU LoRE | Non-Red Flag Warning - Catastrophic Fires | Contact from object | Aggregated | 2057 | 2.8792e-06 | 1601.5759 | 0.0046113 | 2057 | Mitigation | 0.95 | 45 | 0 | esc | 0.00097009 | 2.7931e-09 | 0.00097009 | 2.7931e-09
[79 empty] | WLDFR | HFTD - Distribution - Tier 2 - 4QU CoRE ¦ 1QU LoRE | Red Flag Warning - Catastrophic Fires | 2058 | 2.1322e-08 | 2.1322e-08 | 20390.4035 | 362.3049 | 12307.8747 | 7720.2238 | 0 | 0 | 2.1979e-05 | 0.00043476 | 0 | 0.00043476 | 0.00043476 | 0 | 0.00043476 | 0 | 7.1368e-05 | 0.00015644 | 0 | 0.00015644 | 0 | 2.5102e-05 | 5.0203e-05 | 0 | 5.0203e-05 | [12 empty] | 7.3.3.17.5 (Remote Grid) Updates to grid topology to minimize risk of ignition in HFTDs Remote GridWLDFRContact from objectAggregated | WLDFR | HFTD - Distribution - Tier 2 - 1QU CoRE ¦ 5QU LoRE | Non-Red Flag Warning - Catastrophic Fires | Contact from object | Aggregated | 2058 | 2.8792e-06 | 1601.5759 | 0.0046113 | 2058 | Mitigation | 0.95 | 45 | 0 | esc | 0.00097009 | 2.7931e-09 | 0.00097009 | 2.7931e-09
[79 empty] | WLDFR | HFTD - Distribution - Tier 2 - 4QU CoRE ¦ 1QU LoRE | Red Flag Warning - Catastrophic Fires | 2059 | 2.1322e-08 | 2.1322e-08 | 20390.4035 | 362.3049 | 12307.8747 | 7720.2238 | 0 | 0 | 2.1979e-05 | 0.00043476 | 0 | 0.00043476 | 0.00043476 | 0 | 0.00043476 | 0 | 7.1368e-05 | 0.00015644 | 0 | 0.00015644 | 0 | 0 | 5.0203e-05 | 0 | 5.0203e-05 | [12 empty] | 7.3.3.17.5 (Remote Grid) Updates to grid topology to minimize risk of ignition in HFTDs Remote GridWLDFRContact from objectAggregated | WLDFR | HFTD - Distribution - Tier 2 - 1QU CoRE ¦ 5QU LoRE | Non-Red Flag Warning - Catastrophic Fires | Contact from object | Aggregated | 2059 | 2.8792e-06 | 1601.5759 | 0.0046113 | 2059 | Mitigation | 0.95 | 45 | 0 | esc | 0.00097009 | 2.7931e-09 | 0.00097009 | 2.7931e-09
[79 empty] | WLDFR | HFTD - Distribution - Tier 2 - 4QU CoRE ¦ 1QU LoRE | Red Flag Warning - Catastrophic Fires | 2060 | 2.1322e-08 | 2.1322e-08 | 20390.4035 | 362.3049 | 12307.8747 | 7720.2238 | 0 | 0 | 2.1979e-05 | 0.00043476 | 0 | 0.00043476 | 0.00043476 | 0 | 0.00043476 | 0 | 7.1368e-05 | 0.00015644 | 0 | 0.00015644 | 0 | 0 | 0 | 0 | 0 | [12 empty] | 7.3.3.17.5 (Remote Grid) Updates to grid topology to minimize risk of ignition in HFTDs Remote GridWLDFRContact from objectAggregated | WLDFR | HFTD - Distribution - Tier 2 - 1QU CoRE ¦ 5QU LoRE | Non-Red Flag Warning - Catastrophic Fires | Contact from object | Aggregated | 2060 | 2.8792e-06 | 1601.5759 | 0.0046113 | 2060 | Mitigation | 0.95 | 45 | 0 | esc | 0.00097009 | 2.7931e-09 | 0.00097009 | 2.7931e-09
[79 empty] | WLDFR | HFTD - Distribution - Tier 2 - 4QU CoRE ¦ 1QU LoRE | Red Flag Warning - Catastrophic Fires | 2061 | 2.1322e-08 | 2.1322e-08 | 20390.4035 | 362.3049 | 12307.8747 | 7720.2238 | 0 | 0 | 2.1979e-05 | 0.00043476 | 0 | 0.00043476 | 0.00043476 | 0 | 0.00043476 | 0 | 7.1368e-05 | 0.00015644 | 0 | 0.00015644 | 0 | 0 | 0 | 0 | 0 | [12 empty] | 7.3.3.17.5 (Remote Grid) Updates to grid topology to minimize risk of ignition in HFTDs Remote GridWLDFRContact from objectAggregated | WLDFR | HFTD - Distribution - Tier 2 - 1QU CoRE ¦ 5QU LoRE | Non-Red Flag Warning - Catastrophic Fires | Contact from object | Aggregated | 2061 | 2.8792e-06 | 1601.5759 | 0.0046113 | 2061 | Mitigation | 0.95 | 45 | 0 | esc | 0.00097009 | 2.7931e-09 | 0.00097009 | 2.7931e-09
[79 empty] | WLDFR | HFTD - Distribution - Tier 2 - 4QU CoRE ¦ 1QU LoRE | Red Flag Warning - Catastrophic Fires | 2062 | 2.1322e-08 | 2.1322e-08 | 20390.4035 | 362.3049 | 12307.8747 | 7720.2238 | 0 | 0 | 2.1979e-05 | 0.00043476 | 0 | 0.00043476 | 0.00043476 | 0 | 0.00043476 | 0 | 7.4868e-05 | 0.00016411 | 0 | 0.00016411 | 0 | 1.0606e-06 | 0 | 0 | 0 | [12 empty] | 7.3.3.17.5 (Remote Grid) Updates to grid topology to minimize risk of ignition in HFTDs Remote GridWLDFRContact from objectAggregated | WLDFR | HFTD - Distribution - Tier 2 - 1QU CoRE ¦ 5QU LoRE | Non-Red Flag Warning - Catastrophic Fires | Contact from object | Aggregated | 2062 | 2.8792e-06 | 1601.5759 | 0.0046113 | 2062 | Mitigation | 0.95 | 45 | 0 | esc | 0.00097009 | 2.7931e-09 | 0.00097009 | 2.7931e-09
[79 empty] | WLDFR | HFTD - Distribution - Tier 2 - 4QU CoRE ¦ 1QU LoRE | Red Flag Warning - Catastrophic Fires | 2063 | 2.1322e-08 | 2.1322e-08 | 21325.9188 | 384.5316 | 12862.0997 | 8079.2876 | 0 | 0 | 2.1979e-05 | 0.00045471 | 0 | 0.00045471 | 0.00045471 | 0 | 0.00045471 | 0 | 7.4868e-05 | 0.00016411 | 0 | 0.00016411 | 0 | 1.108e-06 | 2.216e-06 | 0 | 2.216e-06 | [12 empty] | 7.3.3.17.5 (Remote Grid) Updates to grid topology to minimize risk of ignition in HFTDs Remote GridWLDFRContact from objectAggregated | WLDFR | HFTD - Distribution - Tier 2 - 1QU CoRE ¦ 5QU LoRE | Non-Red Flag Warning - Catastrophic Fires | Contact from object | Aggregated | 2063 | 2.8792e-06 | 1601.5759 | 0.0046113 | 2063 | Mitigation | 0.95 | 45 | 0 | esc | 0.00097009 | 2.7931e-09 | 0.00097009 | 2.7931e-09
[79 empty] | WLDFR | HFTD - Distribution - Tier 2 - 4QU CoRE ¦ 1QU LoRE | Red Flag Warning - Catastrophic Fires | 2064 | 2.1322e-08 | 2.1322e-08 | 21325.9188 | 384.5316 | 12862.0997 | 8079.2876 | 0 | 0 | 2.1979e-05 | 0.00045471 | 0 | 0.00045471 | 0.00045471 | 0 | 0.00045471 | 0 | 7.4868e-05 | 0.00016411 | 0 | 0.00016411 | 0 | 1.108e-06 | 2.216e-06 | 0 | 2.216e-06 | [12 empty] | 7.3.3.17.5 (Remote Grid) Updates to grid topology to minimize risk of ignition in HFTDs Remote GridWLDFRContact from objectAggregated | WLDFR | HFTD - Distribution - Tier 2 - 1QU CoRE ¦ 5QU LoRE | Non-Red Flag Warning - Catastrophic Fires | Contact from object | Aggregated | 2064 | 2.8792e-06 | 1601.5759 | 0.0046113 | 2064 | Mitigation | 0.95 | 45 | 0 | esc | 0.00097009 | 2.7931e-09 | 0.00097009 | 2.7931e-09
[79 empty] | WLDFR | HFTD - Distribution - Tier 2 - 4QU CoRE ¦ 1QU LoRE | Red Flag Warning - Catastrophic Fires | 2065 | 2.1322e-08 | 2.1322e-08 | 21325.9188 | 384.5316 | 12862.0997 | 8079.2876 | 0 | 0 | 2.1979e-05 | 0.00045471 | 0 | 0.00045471 | 0.00045471 | 0 | 0.00045471 | 0 | 7.4868e-05 | 0.00016411 | 0 | 0.00016411 | 0 | 1.108e-06 | 2.216e-06 | 0 | 2.216e-06 | [12 empty] | 7.3.3.17.5 (Remote Grid) Updates to grid topology to minimize risk of ignition in HFTDs Remote GridWLDFRContact from objectAggregated | WLDFR | HFTD - Distribution - Tier 2 - 1QU CoRE ¦ 5QU LoRE | Non-Red Flag Warning - Catastrophic Fires | Contact from object | Aggregated | 2065 | 2.8792e-06 | 1601.5759 | 0.0046113 | 2065 | Mitigation | 0.95 | 45 | 0 | esc | 0.00097009 | 2.7931e-09 | 0.00097009 | 2.7931e-09
[79 empty] | WLDFR | HFTD - Distribution - Tier 2 - 4QU CoRE ¦ 1QU LoRE | Red Flag Warning - Catastrophic Fires | 2066 | 2.1322e-08 | 2.1322e-08 | 21325.9188 | 384.5316 | 12862.0997 | 8079.2876 | 0 | 0 | 2.1979e-05 | 0.00045471 | 0 | 0.00045471 | 0.00045471 | 0 | 0.00045471 | 0 | 7.4868e-05 | 0.00016411 | 0 | 0.00016411 | 0 | 1.108e-06 | 2.216e-06 | 0 | 2.216e-06 | [12 empty] | 7.3.3.17.5 (Remote Grid) Updates to grid topology to minimize risk of ignition in HFTDs Remote GridWLDFRContact from objectAggregated | WLDFR | HFTD - Distribution - Tier 2 - 1QU CoRE ¦ 5QU LoRE | Non-Red Flag Warning - Catastrophic Fires | Contact from object | Aggregated | 2066 | 2.8792e-06 | 1601.5759 | 0.0046113 | 2066 | Mitigation | 0.95 | 45 | 0 | esc | 0.00097009 | 2.7931e-09 | 0.00097009 | 2.7931e-09
[79 empty] | WLDFR | HFTD - Distribution - Tier 2 - 4QU CoRE ¦ 1QU LoRE | Red Flag Warning - Catastrophic Fires | 2067 | 0 | 2.1322e-08 | 21325.9188 | 384.5316 | 12862.0997 | 8079.2876 | 0 | 0 | 2.1979e-05 | 0 | 0 | 0 | 0.00045471 | 0 | 0.00045471 | 0 | 7.8439e-05 | 0.00017194 | 0 | 0.00017194 | 0 | 1.108e-06 | 2.216e-06 | 0 | 2.216e-06 | [12 empty] | 7.3.3.17.5 (Remote Grid) Updates to grid topology to minimize risk of ignition in HFTDs Remote GridWLDFRContact from objectAggregated | WLDFR | HFTD - Distribution - Tier 2 - 1QU CoRE ¦ 5QU LoRE | Non-Red Flag Warning - Catastrophic Fires | Contact from object | Aggregated | 2067 | 2.8792e-06 | 1601.5759 | 0.0046113 | 2067 | Mitigation | 0.95 | 45 | 0 | esc | 0 | 0 | 0.00097009 | 2.7931e-09
[79 empty] | WLDFR | HFTD - Distribution - Tier 2 - 4QU CoRE ¦ 1QU LoRE | Red Flag Warning - Destructive Fires | 2022 | 3.5187e-09 | 0 | 8807.9522 | 222.2294 | 8585.7228 | 0 | 0 | 0 | 3.6272e-06 | 3.0992e-05 | 0 | 3.0992e-05 | 0 | 0 | 0 | 0 | 7.8439e-05 | 0.00017194 | 0 | 0.00017194 | 0 | 1.1691e-06 | 2.3383e-06 | 0 | 2.3383e-06 | [12 empty] | 7.3.3.17.5 (Remote Grid) Updates to grid topology to minimize risk of ignition in HFTDs Remote GridWLDFRContaminationAggregated | WLDFR | HFTD - Distribution - Tier 2 - 1QU CoRE ¦ 5QU LoRE | Non-Red Flag Warning - Catastrophic Fires | Contamination | Aggregated | 2022 | 8.6774e-08 | 1601.5759 | 0.00013898 | 2022 | Mitigation | 0.95 | 45 | 0 | esc | 0.00097009 | 8.4178e-11 | 0 | 0
[79 empty] | WLDFR | HFTD - Distribution - Tier 2 - 4QU CoRE ¦ 1QU LoRE | Red Flag Warning - Destructive Fires | 2023 | 3.5187e-09 | 3.5187e-09 | 9129.7461 | 233.2301 | 8896.516 | 0 | 0 | 0 | 3.6272e-06 | 3.2125e-05 | 0 | 3.2125e-05 | 3.2125e-05 | 0 | 3.2125e-05 | 0 | 7.8439e-05 | 0.00017194 | 0 | 0.00017194 | 0 | 1.1691e-06 | 2.3383e-06 | 0 | 2.3383e-06 | [12 empty] | 7.3.3.17.5 (Remote Grid) Updates to grid topology to minimize risk of ignition in HFTDs Remote GridWLDFRContaminationAggregated | WLDFR | HFTD - Distribution - Tier 2 - 1QU CoRE ¦ 5QU LoRE | Non-Red Flag Warning - Catastrophic Fires | Contamination | Aggregated | 2023 | 8.6774e-08 | 1601.5759 | 0.00013898 | 2023 | Mitigation | 0.95 | 45 | 0 | esc | 0.00097009 | 8.4178e-11 | 0.00097009 | 8.4178e-11
[79 empty] | WLDFR | HFTD - Distribution - Tier 2 - 4QU CoRE ¦ 1QU LoRE | Red Flag Warning - Destructive Fires | 2024 | 3.5187e-09 | 3.5187e-09 | 9129.7461 | 233.2301 | 8896.516 | 0 | 0 | 0 | 3.6272e-06 | 3.2125e-05 | 0 | 3.2125e-05 | 3.2125e-05 | 0 | 3.2125e-05 | 0 | 7.8439e-05 | 0.00017194 | 0 | 0.00017194 | 0 | 1.1691e-06 | 2.3383e-06 | 0 | 2.3383e-06 | [12 empty] | 7.3.3.17.5 (Remote Grid) Updates to grid topology to minimize risk of ignition in HFTDs Remote GridWLDFRContaminationAggregated | WLDFR | HFTD - Distribution - Tier 2 - 1QU CoRE ¦ 5QU LoRE | Non-Red Flag Warning - Catastrophic Fires | Contamination | Aggregated | 2024 | 8.6774e-08 | 1601.5759 | 0.00013898 | 2024 | Mitigation | 0.95 | 45 | 0 | esc | 0.00097009 | 8.4178e-11 | 0.00097009 | 8.4178e-11
[79 empty] | WLDFR | HFTD - Distribution - Tier 2 - 4QU CoRE ¦ 1QU LoRE | Red Flag Warning - Destructive Fires | 2025 | 3.5187e-09 | 3.5187e-09 | 9129.7461 | 233.2301 | 8896.516 | 0 | 0 | 0 | 3.6272e-06 | 3.2125e-05 | 0 | 3.2125e-05 | 3.2125e-05 | 0 | 3.2125e-05 | 0 | 7.8439e-05 | 0.00017194 | 0 | 0.00017194 | 0 | 1.1691e-06 | 2.3383e-06 | 0 | 2.3383e-06 | [12 empty] | 7.3.3.17.5 (Remote Grid) Updates to grid topology to minimize risk of ignition in HFTDs Remote GridWLDFRContaminationAggregated | WLDFR | HFTD - Distribution - Tier 2 - 1QU CoRE ¦ 5QU LoRE | Non-Red Flag Warning - Catastrophic Fires | Contamination | Aggregated | 2025 | 8.6774e-08 | 1601.5759 | 0.00013898 | 2025 | Mitigation | 0.95 | 45 | 0 | esc | 0.00097009 | 8.4178e-11 | 0.00097009 | 8.4178e-11
[79 empty] | WLDFR | HFTD - Distribution - Tier 2 - 4QU CoRE ¦ 1QU LoRE | Red Flag Warning - Destructive Fires | 2026 | 3.5187e-09 | 3.5187e-09 | 9129.7461 | 233.2301 | 8896.516 | 0 | 0 | 0 | 3.6272e-06 | 3.2125e-05 | 0 | 3.2125e-05 | 3.2125e-05 | 0 | 3.2125e-05 | 0 | 8.2037e-05 | 0.00017983 | 0 | 0.00017983 | 0 | 1.1691e-06 | 2.3383e-06 | 0 | 2.3383e-06 | [12 empty] | 7.3.3.17.5 (Remote Grid) Updates to grid topology to minimize risk of ignition in HFTDs Remote GridWLDFRContaminationAggregated | WLDFR | HFTD - Distribution - Tier 2 - 1QU CoRE ¦ 5QU LoRE | Non-Red Flag Warning - Catastrophic Fires | Contamination | Aggregated | 2026 | 8.6774e-08 | 1601.5759 | 0.00013898 | 2026 | Mitigation | 0.95 | 45 | 0 | esc | 0.00097009 | 8.4178e-11 | 0.00097009 | 8.4178e-11
[79 empty] | WLDFR | HFTD - Distribution - Tier 2 - 4QU CoRE ¦ 1QU LoRE | Red Flag Warning - Destructive Fires | 2027 | 3.5187e-09 | 3.5187e-09 | 9129.7461 | 233.2301 | 8896.516 | 0 | 0 | 0 | 3.6272e-06 | 3.2125e-05 | 0 | 3.2125e-05 | 3.2125e-05 | 0 | 3.2125e-05 | 0 | 8.2037e-05 | 0.00017983 | 0 | 0.00017983 | 0 | 1.2387e-06 | 2.4773e-06 | 0 | 2.4773e-06 | [12 empty] | 7.3.3.17.5 (Remote Grid) Updates to grid topology to minimize risk of ignition in HFTDs Remote GridWLDFRContaminationAggregated | WLDFR | HFTD - Distribution - Tier 2 - 1QU CoRE ¦ 5QU LoRE | Non-Red Flag Warning - Catastrophic Fires | Contamination | Aggregated | 2027 | 8.6774e-08 | 1601.5759 | 0.00013898 | 2027 | Mitigation | 0.95 | 45 | 0 | esc | 0.00097009 | 8.4178e-11 | 0.00097009 | 8.4178e-11
[79 empty] | WLDFR | HFTD - Distribution - Tier 2 - 4QU CoRE ¦ 1QU LoRE | Red Flag Warning - Destructive Fires | 2028 | 3.5187e-09 | 3.5187e-09 | 9534.9221 | 247.273 | 9287.6491 | 0 | 0 | 0 | 3.6272e-06 | 3.355e-05 | 0 | 3.355e-05 | 3.355e-05 | 0 | 3.355e-05 | 0 | 8.2037e-05 | 0.00017983 | 0 | 0.00017983 | 0 | 1.2387e-06 | 2.4773e-06 | 0 | 2.4773e-06 | [12 empty] | 7.3.3.17.5 (Remote Grid) Updates to grid topology to minimize risk of ignition in HFTDs Remote GridWLDFRContaminationAggregated | WLDFR | HFTD - Distribution - Tier 2 - 1QU CoRE ¦ 5QU LoRE | Non-Red Flag Warning - Catastrophic Fires | Contamination | Aggregated | 2028 | 8.6774e-08 | 1601.5759 | 0.00013898 | 2028 | Mitigation | 0.95 | 45 | 0 | esc | 0.00097009 | 8.4178e-11 | 0.00097009 | 8.4178e-11
[79 empty] | WLDFR | HFTD - Distribution - Tier 2 - 4QU CoRE ¦ 1QU LoRE | Red Flag Warning - Destructive Fires | 2029 | 3.5187e-09 | 3.5187e-09 | 9534.9221 | 247.273 | 9287.6491 | 0 | 0 | 0 | 3.6272e-06 | 3.355e-05 | 0 | 3.355e-05 | 3.355e-05 | 0 | 3.355e-05 | 0 | 8.2037e-05 | 0.00017983 | 0 | 0.00017983 | 0 | 1.2387e-06 | 2.4773e-06 | 0 | 2.4773e-06 | [12 empty] | 7.3.3.17.5 (Remote Grid) Updates to grid topology to minimize risk of ignition in HFTDs Remote GridWLDFRContaminationAggregated | WLDFR | HFTD - Distribution - Tier 2 - 1QU CoRE ¦ 5QU LoRE | Non-Red Flag Warning - Catastrophic Fires | Contamination | Aggregated | 2029 | 8.6774e-08 | 1601.5759 | 0.00013898 | 2029 | Mitigation | 0.95 | 45 | 0 | esc | 0.00097009 | 8.4178e-11 | 0.00097009 | 8.4178e-11
[79 empty] | WLDFR | HFTD - Distribution - Tier 2 - 4QU CoRE ¦ 1QU LoRE | Red Flag Warning - Destructive Fires | 2030 | 3.5187e-09 | 3.5187e-09 | 9534.9221 | 247.273 | 9287.6491 | 0 | 0 | 0 | 3.6272e-06 | 3.355e-05 | 0 | 3.355e-05 | 3.355e-05 | 0 | 3.355e-05 | 0 | 8.2037e-05 | 0.00017983 | 0 | 0.00017983 | 0 | 1.2387e-06 | 2.4773e-06 | 0 | 2.4773e-06 | [12 empty] | 7.3.3.17.5 (Remote Grid) Updates to grid topology to minimize risk of ignition in HFTDs Remote GridWLDFRContaminationAggregated | WLDFR | HFTD - Distribution - Tier 2 - 1QU CoRE ¦ 5QU LoRE | Non-Red Flag Warning - Catastrophic Fires | Contamination | Aggregated | 2030 | 8.6774e-08 | 1601.5759 | 0.00013898 | 2030 | Mitigation | 0.95 | 45 | 0 | esc | 0.00097009 | 8.4178e-11 | 0.00097009 | 8.4178e-11
[79 empty] | WLDFR | HFTD - Distribution - Tier 2 - 4QU CoRE ¦ 1QU LoRE | Red Flag Warning - Destructive Fires | 2031 | 3.5187e-09 | 3.5187e-09 | 9534.9221 | 247.273 | 9287.6491 | 0 | 0 | 0 | 3.6272e-06 | 3.355e-05 | 0 | 3.355e-05 | 3.355e-05 | 0 | 3.355e-05 | 0 | 8.5621e-05 | 0.00018768 | 0 | 0.00018768 | 0 | 1.2387e-06 | 2.4773e-06 | 0 | 2.4773e-06 | [12 empty] | 7.3.3.17.5 (Remote Grid) Updates to grid topology to minimize risk of ignition in HFTDs Remote GridWLDFRContaminationAggregated | WLDFR | HFTD - Distribution - Tier 2 - 1QU CoRE ¦ 5QU LoRE | Non-Red Flag Warning - Catastrophic Fires | Contamination | Aggregated | 2031 | 8.6774e-08 | 1601.5759 | 0.00013898 | 2031 | Mitigation | 0.95 | 45 | 0 | esc | 0.00097009 | 8.4178e-11 | 0.00097009 | 8.4178e-11
[79 empty] | WLDFR | HFTD - Distribution - Tier 2 - 4QU CoRE ¦ 1QU LoRE | Red Flag Warning - Destructive Fires | 2032 | 3.5187e-09 | 3.5187e-09 | 9534.9221 | 247.273 | 9287.6491 | 0 | 0 | 0 | 3.6272e-06 | 3.355e-05 | 0 | 3.355e-05 | 3.355e-05 | 0 | 3.355e-05 | 0 | 8.5621e-05 | 0.00018768 | 0 | 0.00018768 | 0 | 1.316e-06 | 2.632e-06 | 0 | 2.632e-06 | [12 empty] | 7.3.3.17.5 (Remote Grid) Updates to grid topology to minimize risk of ignition in HFTDs Remote GridWLDFRContaminationAggregated | WLDFR | HFTD - Distribution - Tier 2 - 1QU CoRE ¦ 5QU LoRE | Non-Red Flag Warning - Catastrophic Fires | Contamination | Aggregated | 2032 | 8.6774e-08 | 1601.5759 | 0.00013898 | 2032 | Mitigation | 0.95 | 45 | 0 | esc | 0.00097009 | 8.4178e-11 | 0.00097009 | 8.4178e-11
[79 empty] | WLDFR | HFTD - Distribution - Tier 2 - 4QU CoRE ¦ 1QU LoRE | Red Flag Warning - Destructive Fires | 2033 | 3.5187e-09 | 3.5187e-09 | 9984.8474 | 263.1074 | 9721.74 | 0 | 0 | 0 | 3.6272e-06 | 3.5134e-05 | 0 | 3.5134e-05 | 3.5134e-05 | 0 | 3.5134e-05 | 0 | 8.5621e-05 | 0.00018768 | 0 | 0.00018768 | 0 | 1.316e-06 | 2.632e-06 | 0 | 2.632e-06 | [12 empty] | 7.3.3.17.5 (Remote Grid) Updates to grid topology to minimize risk of ignition in HFTDs Remote GridWLDFRContaminationAggregated | WLDFR | HFTD - Distribution - Tier 2 - 1QU CoRE ¦ 5QU LoRE | Non-Red Flag Warning - Catastrophic Fires | Contamination | Aggregated | 2033 | 8.6774e-08 | 1601.5759 | 0.00013898 | 2033 | Mitigation | 0.95 | 45 | 0 | esc | 0.00097009 | 8.4178e-11 | 0.00097009 | 8.4178e-11
[79 empty] | WLDFR | HFTD - Distribution - Tier 2 - 4QU CoRE ¦ 1QU LoRE | Red Flag Warning - Destructive Fires | 2034 | 3.5187e-09 | 3.5187e-09 | 9984.8474 | 263.1074 | 9721.74 | 0 | 0 | 0 | 3.6272e-06 | 3.5134e-05 | 0 | 3.5134e-05 | 3.5134e-05 | 0 | 3.5134e-05 | 0 | 0 | 0.00018768 | 0 | 0.00018768 | 0 | 1.316e-06 | 2.632e-06 | 0 | 2.632e-06 | [12 empty] | 7.3.3.17.5 (Remote Grid) Updates to grid topology to minimize risk of ignition in HFTDs Remote GridWLDFRContaminationAggregated | WLDFR | HFTD - Distribution - Tier 2 - 1QU CoRE ¦ 5QU LoRE | Non-Red Flag Warning - Catastrophic Fires | Contamination | Aggregated | 2034 | 8.6774e-08 | 1601.5759 | 0.00013898 | 2034 | Mitigation | 0.95 | 45 | 0 | esc | 0.00097009 | 8.4178e-11 | 0.00097009 | 8.4178e-11
[79 empty] | WLDFR | HFTD - Distribution - Tier 2 - 4QU CoRE ¦ 1QU LoRE | Red Flag Warning - Destructive Fires | 2035 | 3.5187e-09 | 3.5187e-09 | 9984.8474 | 263.1074 | 9721.74 | 0 | 0 | 0 | 3.6272e-06 | 3.5134e-05 | 0 | 3.5134e-05 | 3.5134e-05 | 0 | 3.5134e-05 | 0 | 0 | 0 | 0 | 0 | 0 | 1.316e-06 | 2.632e-06 | 0 | 2.632e-06 | [12 empty] | 7.3.3.17.5 (Remote Grid) Updates to grid topology to minimize risk of ignition in HFTDs Remote GridWLDFRContaminationAggregated | WLDFR | HFTD - Distribution - Tier 2 - 1QU CoRE ¦ 5QU LoRE | Non-Red Flag Warning - Catastrophic Fires | Contamination | Aggregated | 2035 | 8.6774e-08 | 1601.5759 | 0.00013898 | 2035 | Mitigation | 0.95 | 45 | 0 | esc | 0.00097009 | 8.4178e-11 | 0.00097009 | 8.4178e-11
[79 empty] | WLDFR | HFTD - Distribution - Tier 2 - 4QU CoRE ¦ 1QU LoRE | Red Flag Warning - Destructive Fires | 2036 | 3.5187e-09 | 3.5187e-09 | 9984.8474 | 263.1074 | 9721.74 | 0 | 0 | 0 | 3.6272e-06 | 3.5134e-05 | 0 | 3.5134e-05 | 3.5134e-05 | 0 | 3.5134e-05 | 0 | 3.1362e-05 | 0 | 0 | 0 | 0 | 1.316e-06 | 2.632e-06 | 0 | 2.632e-06 | [12 empty] | 7.3.3.17.5 (Remote Grid) Updates to grid topology to minimize risk of ignition in HFTDs Remote GridWLDFRContaminationAggregated | WLDFR | HFTD - Distribution - Tier 2 - 1QU CoRE ¦ 5QU LoRE | Non-Red Flag Warning - Catastrophic Fires | Contamination | Aggregated | 2036 | 8.6774e-08 | 1601.5759 | 0.00013898 | 2036 | Mitigation | 0.95 | 45 | 0 | esc | 0.00097009 | 8.4178e-11 | 0.00097009 | 8.4178e-11
[79 empty] | WLDFR | HFTD - Distribution - Tier 2 - 4QU CoRE ¦ 1QU LoRE | Red Flag Warning - Destructive Fires | 2037 | 3.5187e-09 | 3.5187e-09 | 9984.8474 | 263.1074 | 9721.74 | 0 | 0 | 0 | 3.6272e-06 | 3.5134e-05 | 0 | 3.5134e-05 | 3.5134e-05 | 0 | 3.5134e-05 | 0 | 3.2507e-05 | 7.1257e-05 | 0 | 7.1257e-05 | 0 | 1.4006e-06 | 2.8013e-06 | 0 | 2.8013e-06 | [12 empty] | 7.3.3.17.5 (Remote Grid) Updates to grid topology to minimize risk of ignition in HFTDs Remote GridWLDFRContaminationAggregated | WLDFR | HFTD - Distribution - Tier 2 - 1QU CoRE ¦ 5QU LoRE | Non-Red Flag Warning - Catastrophic Fires | Contamination | Aggregated | 2037 | 8.6774e-08 | 1601.5759 | 0.00013898 | 2037 | Mitigation | 0.95 | 45 | 0 | esc | 0.00097009 | 8.4178e-11 | 0.00097009 | 8.4178e-11
[79 empty] | WLDFR | HFTD - Distribution - Tier 2 - 4QU CoRE ¦ 1QU LoRE | Red Flag Warning - Destructive Fires | 2038 | 3.5187e-09 | 3.5187e-09 | 10472.8261 | 280.5544 | 10192.2718 | 0 | 0 | 0 | 3.6272e-06 | 3.6851e-05 | 0 | 3.6851e-05 | 3.6851e-05 | 0 | 3.6851e-05 | 0 | 3.2507e-05 | 7.1257e-05 | 0 | 7.1257e-05 | 0 | 1.4006e-06 | 2.8013e-06 | 0 | 2.8013e-06 | [12 empty] | 7.3.3.17.5 (Remote Grid) Updates to grid topology to minimize risk of ignition in HFTDs Remote GridWLDFRContaminationAggregated | WLDFR | HFTD - Distribution - Tier 2 - 1QU CoRE ¦ 5QU LoRE | Non-Red Flag Warning - Catastrophic Fires | Contamination | Aggregated | 2038 | 8.6774e-08 | 1601.5759 | 0.00013898 | 2038 | Mitigation | 0.95 | 45 | 0 | esc | 0.00097009 | 8.4178e-11 | 0.00097009 | 8.4178e-11
[79 empty] | WLDFR | HFTD - Distribution - Tier 2 - 4QU CoRE ¦ 1QU LoRE | Red Flag Warning - Destructive Fires | 2039 | 3.5187e-09 | 3.5187e-09 | 10472.8261 | 280.5544 | 10192.2718 | 0 | 0 | 0 | 3.6272e-06 | 3.6851e-05 | 0 | 3.6851e-05 | 3.6851e-05 | 0 | 3.6851e-05 | 0 | 3.2507e-05 | 7.1257e-05 | 0 | 7.1257e-05 | 0 | 1.4006e-06 | 2.8013e-06 | 0 | 2.8013e-06 | [12 empty] | 7.3.3.17.5 (Remote Grid) Updates to grid topology to minimize risk of ignition in HFTDs Remote GridWLDFRContaminationAggregated | WLDFR | HFTD - Distribution - Tier 2 - 1QU CoRE ¦ 5QU LoRE | Non-Red Flag Warning - Catastrophic Fires | Contamination | Aggregated | 2039 | 8.6774e-08 | 1601.5759 | 0.00013898 | 2039 | Mitigation | 0.95 | 45 | 0 | esc | 0.00097009 | 8.4178e-11 | 0.00097009 | 8.4178e-11
[79 empty] | WLDFR | HFTD - Distribution - Tier 2 - 4QU CoRE ¦ 1QU LoRE | Red Flag Warning - Destructive Fires | 2040 | 3.5187e-09 | 3.5187e-09 | 10472.8261 | 280.5544 | 10192.2718 | 0 | 0 | 0 | 3.6272e-06 | 3.6851e-05 | 0 | 3.6851e-05 | 3.6851e-05 | 0 | 3.6851e-05 | 0 | 3.2507e-05 | 7.1257e-05 | 0 | 7.1257e-05 | 0 | 1.4006e-06 | 2.8013e-06 | 0 | 2.8013e-06 | [12 empty] | 7.3.3.17.5 (Remote Grid) Updates to grid topology to minimize risk of ignition in HFTDs Remote GridWLDFRContaminationAggregated | WLDFR | HFTD - Distribution - Tier 2 - 1QU CoRE ¦ 5QU LoRE | Non-Red Flag Warning - Catastrophic Fires | Contamination | Aggregated | 2040 | 8.6774e-08 | 1601.5759 | 0.00013898 | 2040 | Mitigation | 0.95 | 45 | 0 | esc | 0.00097009 | 8.4178e-11 | 0.00097009 | 8.4178e-11
[79 empty] | WLDFR | HFTD - Distribution - Tier 2 - 4QU CoRE ¦ 1QU LoRE | Red Flag Warning - Destructive Fires | 2041 | 3.5187e-09 | 3.5187e-09 | 10472.8261 | 280.5544 | 10192.2718 | 0 | 0 | 0 | 3.6272e-06 | 3.6851e-05 | 0 | 3.6851e-05 | 3.6851e-05 | 0 | 3.6851e-05 | 0 | 3.2507e-05 | 7.1257e-05 | 0 | 7.1257e-05 | 0 | 1.4006e-06 | 2.8013e-06 | 0 | 2.8013e-06 | [12 empty] | 7.3.3.17.5 (Remote Grid) Updates to grid topology to minimize risk of ignition in HFTDs Remote GridWLDFRContaminationAggregated | WLDFR | HFTD - Distribution - Tier 2 - 1QU CoRE ¦ 5QU LoRE | Non-Red Flag Warning - Catastrophic Fires | Contamination | Aggregated | 2041 | 8.6774e-08 | 1601.5759 | 0.00013898 | 2041 | Mitigation | 0.95 | 45 | 0 | esc | 0.00097009 | 8.4178e-11 | 0.00097009 | 8.4178e-11
[79 empty] | WLDFR | HFTD - Distribution - Tier 2 - 4QU CoRE ¦ 1QU LoRE | Red Flag Warning - Destructive Fires | 2042 | 3.5187e-09 | 3.5187e-09 | 10472.8261 | 280.5544 | 10192.2718 | 0 | 0 | 0 | 3.6272e-06 | 3.6851e-05 | 0 | 3.6851e-05 | 3.6851e-05 | 0 | 3.6851e-05 | 0 | 3.395e-05 | 7.4419e-05 | 0 | 7.4419e-05 | 0 | 1.4918e-06 | 2.9836e-06 | 0 | 2.9836e-06 | [12 empty] | 7.3.3.17.5 (Remote Grid) Updates to grid topology to minimize risk of ignition in HFTDs Remote GridWLDFRContaminationAggregated | WLDFR | HFTD - Distribution - Tier 2 - 1QU CoRE ¦ 5QU LoRE | Non-Red Flag Warning - Catastrophic Fires | Contamination | Aggregated | 2042 | 8.6774e-08 | 1601.5759 | 0.00013898 | 2042 | Mitigation | 0.95 | 45 | 0 | esc | 0.00097009 | 8.4178e-11 | 0.00097009 | 8.4178e-11
[79 empty] | WLDFR | HFTD - Distribution - Tier 2 - 4QU CoRE ¦ 1QU LoRE | Red Flag Warning - Destructive Fires | 2043 | 3.5187e-09 | 3.5187e-09 | 10992.1562 | 299.42 | 10692.7362 | 0 | 0 | 0 | 3.6272e-06 | 3.8678e-05 | 0 | 3.8678e-05 | 3.8678e-05 | 0 | 3.8678e-05 | 0 | 3.395e-05 | 7.4419e-05 | 0 | 7.4419e-05 | 0 | 1.4918e-06 | 2.9836e-06 | 0 | 2.9836e-06 | [12 empty] | 7.3.3.17.5 (Remote Grid) Updates to grid topology to minimize risk of ignition in HFTDs Remote GridWLDFRContaminationAggregated | WLDFR | HFTD - Distribution - Tier 2 - 1QU CoRE ¦ 5QU LoRE | Non-Red Flag Warning - Catastrophic Fires | Contamination | Aggregated | 2043 | 8.6774e-08 | 1601.5759 | 0.00013898 | 2043 | Mitigation | 0.95 | 45 | 0 | esc | 0.00097009 | 8.4178e-11 | 0.00097009 | 8.4178e-11
[79 empty] | WLDFR | HFTD - Distribution - Tier 2 - 4QU CoRE ¦ 1QU LoRE | Red Flag Warning - Destructive Fires | 2044 | 3.5187e-09 | 3.5187e-09 | 10992.1562 | 299.42 | 10692.7362 | 0 | 0 | 0 | 3.6272e-06 | 3.8678e-05 | 0 | 3.8678e-05 | 3.8678e-05 | 0 | 3.8678e-05 | 0 | 3.395e-05 | 7.4419e-05 | 0 | 7.4419e-05 | 0 | 1.4918e-06 | 2.9836e-06 | 0 | 2.9836e-06 | [12 empty] | 7.3.3.17.5 (Remote Grid) Updates to grid topology to minimize risk of ignition in HFTDs Remote GridWLDFRContaminationAggregated | WLDFR | HFTD - Distribution - Tier 2 - 1QU CoRE ¦ 5QU LoRE | Non-Red Flag Warning - Catastrophic Fires | Contamination | Aggregated | 2044 | 8.6774e-08 | 1601.5759 | 0.00013898 | 2044 | Mitigation | 0.95 | 45 | 0 | esc | 0.00097009 | 8.4178e-11 | 0.00097009 | 8.4178e-11
[79 empty] | WLDFR | HFTD - Distribution - Tier 2 - 4QU CoRE ¦ 1QU LoRE | Red Flag Warning - Destructive Fires | 2045 | 3.5187e-09 | 3.5187e-09 | 10992.1562 | 299.42 | 10692.7362 | 0 | 0 | 0 | 3.6272e-06 | 3.8678e-05 | 0 | 3.8678e-05 | 3.8678e-05 | 0 | 3.8678e-05 | 0 | 3.395e-05 | 7.4419e-05 | 0 | 7.4419e-05 | 0 | 1.4918e-06 | 2.9836e-06 | 0 | 2.9836e-06 | [12 empty] | 7.3.3.17.5 (Remote Grid) Updates to grid topology to minimize risk of ignition in HFTDs Remote GridWLDFRContaminationAggregated | WLDFR | HFTD - Distribution - Tier 2 - 1QU CoRE ¦ 5QU LoRE | Non-Red Flag Warning - Catastrophic Fires | Contamination | Aggregated | 2045 | 8.6774e-08 | 1601.5759 | 0.00013898 | 2045 | Mitigation | 0.95 | 45 | 0 | esc | 0.00097009 | 8.4178e-11 | 0.00097009 | 8.4178e-11
[79 empty] | WLDFR | HFTD - Distribution - Tier 2 - 4QU CoRE ¦ 1QU LoRE | Red Flag Warning - Destructive Fires | 2046 | 3.5187e-09 | 3.5187e-09 | 10992.1562 | 299.42 | 10692.7362 | 0 | 0 | 0 | 3.6272e-06 | 3.8678e-05 | 0 | 3.8678e-05 | 3.8678e-05 | 0 | 3.8678e-05 | 0 | 3.395e-05 | 7.4419e-05 | 0 | 7.4419e-05 | 0 | 0 | 2.9836e-06 | 0 | 2.9836e-06 | [12 empty] | 7.3.3.17.5 (Remote Grid) Updates to grid topology to minimize risk of ignition in HFTDs Remote GridWLDFRContaminationAggregated | WLDFR | HFTD - Distribution - Tier 2 - 1QU CoRE ¦ 5QU LoRE | Non-Red Flag Warning - Catastrophic Fires | Contamination | Aggregated | 2046 | 8.6774e-08 | 1601.5759 | 0.00013898 | 2046 | Mitigation | 0.95 | 45 | 0 | esc | 0.00097009 | 8.4178e-11 | 0.00097009 | 8.4178e-11
[79 empty] | WLDFR | HFTD - Distribution - Tier 2 - 4QU CoRE ¦ 1QU LoRE | Red Flag Warning - Destructive Fires | 2047 | 3.5187e-09 | 3.5187e-09 | 10992.1562 | 299.42 | 10692.7362 | 0 | 0 | 0 | 3.6272e-06 | 3.8678e-05 | 0 | 3.8678e-05 | 3.8678e-05 | 0 | 3.8678e-05 | 0 | 3.5552e-05 | 7.7931e-05 | 0 | 7.7931e-05 | 0 | 0 | 0 | 0 | 0 | [12 empty] | 7.3.3.17.5 (Remote Grid) Updates to grid topology to minimize risk of ignition in HFTDs Remote GridWLDFRContaminationAggregated | WLDFR | HFTD - Distribution - Tier 2 - 1QU CoRE ¦ 5QU LoRE | Non-Red Flag Warning - Catastrophic Fires | Contamination | Aggregated | 2047 | 8.6774e-08 | 1601.5759 | 0.00013898 | 2047 | Mitigation | 0.95 | 45 | 0 | esc | 0.00097009 | 8.4178e-11 | 0.00097009 | 8.4178e-11
[79 empty] | WLDFR | HFTD - Distribution - Tier 2 - 4QU CoRE ¦ 1QU LoRE | Red Flag Warning - Destructive Fires | 2048 | 3.5187e-09 | 3.5187e-09 | 11536.0538 | 319.4911 | 11216.5626 | 0 | 0 | 0 | 3.6272e-06 | 4.0592e-05 | 0 | 4.0592e-05 | 4.0592e-05 | 0 | 4.0592e-05 | 0 | 3.5552e-05 | 7.7931e-05 | 0 | 7.7931e-05 | 0 | 0 | 0 | 0 | 0 | [12 empty] | 7.3.3.17.5 (Remote Grid) Updates to grid topology to minimize risk of ignition in HFTDs Remote GridWLDFRContaminationAggregated | WLDFR | HFTD - Distribution - Tier 2 - 1QU CoRE ¦ 5QU LoRE | Non-Red Flag Warning - Catastrophic Fires | Contamination | Aggregated | 2048 | 8.6774e-08 | 1601.5759 | 0.00013898 | 2048 | Mitigation | 0.95 | 45 | 0 | esc | 0.00097009 | 8.4178e-11 | 0.00097009 | 8.4178e-11
[79 empty] | WLDFR | HFTD - Distribution - Tier 2 - 4QU CoRE ¦ 1QU LoRE | Red Flag Warning - Destructive Fires | 2049 | 3.5187e-09 | 3.5187e-09 | 11536.0538 | 319.4911 | 11216.5626 | 0 | 0 | 0 | 3.6272e-06 | 4.0592e-05 | 0 | 4.0592e-05 | 4.0592e-05 | 0 | 4.0592e-05 | 0 | 3.5552e-05 | 7.7931e-05 | 0 | 7.7931e-05 | 0 | 2.0373e-07 | 0 | 0 | 0 | [12 empty] | 7.3.3.17.5 (Remote Grid) Updates to grid topology to minimize risk of ignition in HFTDs Remote GridWLDFRContaminationAggregated | WLDFR | HFTD - Distribution - Tier 2 - 1QU CoRE ¦ 5QU LoRE | Non-Red Flag Warning - Catastrophic Fires | Contamination | Aggregated | 2049 | 8.6774e-08 | 1601.5759 | 0.00013898 | 2049 | Mitigation | 0.95 | 45 | 0 | esc | 0.00097009 | 8.4178e-11 | 0.00097009 | 8.4178e-11
[79 empty] | WLDFR | HFTD - Distribution - Tier 2 - 4QU CoRE ¦ 1QU LoRE | Red Flag Warning - Destructive Fires | 2050 | 3.5187e-09 | 3.5187e-09 | 11536.0538 | 319.4911 | 11216.5626 | 0 | 0 | 0 | 3.6272e-06 | 4.0592e-05 | 0 | 4.0592e-05 | 4.0592e-05 | 0 | 4.0592e-05 | 0 | 3.5552e-05 | 7.7931e-05 | 0 | 7.7931e-05 | 0 | 2.1029e-07 | 4.2058e-07 | 0 | 4.2058e-07 | [12 empty] | 7.3.3.17.5 (Remote Grid) Updates to grid topology to minimize risk of ignition in HFTDs Remote GridWLDFRContaminationAggregated | WLDFR | HFTD - Distribution - Tier 2 - 1QU CoRE ¦ 5QU LoRE | Non-Red Flag Warning - Catastrophic Fires | Contamination | Aggregated | 2050 | 8.6774e-08 | 1601.5759 | 0.00013898 | 2050 | Mitigation | 0.95 | 45 | 0 | esc | 0.00097009 | 8.4178e-11 | 0.00097009 | 8.4178e-11
[79 empty] | WLDFR | HFTD - Distribution - Tier 2 - 4QU CoRE ¦ 1QU LoRE | Red Flag Warning - Destructive Fires | 2051 | 3.5187e-09 | 3.5187e-09 | 11536.0538 | 319.4911 | 11216.5626 | 0 | 0 | 0 | 3.6272e-06 | 4.0592e-05 | 0 | 4.0592e-05 | 4.0592e-05 | 0 | 4.0592e-05 | 0 | 3.5552e-05 | 7.7931e-05 | 0 | 7.7931e-05 | 0 | 2.1029e-07 | 4.2058e-07 | 0 | 4.2058e-07 | [12 empty] | 7.3.3.17.5 (Remote Grid) Updates to grid topology to minimize risk of ignition in HFTDs Remote GridWLDFRContaminationAggregated | WLDFR | HFTD - Distribution - Tier 2 - 1QU CoRE ¦ 5QU LoRE | Non-Red Flag Warning - Catastrophic Fires | Contamination | Aggregated | 2051 | 8.6774e-08 | 1601.5759 | 0.00013898 | 2051 | Mitigation | 0.95 | 45 | 0 | esc | 0.00097009 | 8.4178e-11 | 0.00097009 | 8.4178e-11
[79 empty] | WLDFR | HFTD - Distribution - Tier 2 - 4QU CoRE ¦ 1QU LoRE | Red Flag Warning - Destructive Fires | 2052 | 3.5187e-09 | 3.5187e-09 | 11536.0538 | 319.4911 | 11216.5626 | 0 | 0 | 0 | 3.6272e-06 | 4.0592e-05 | 0 | 4.0592e-05 | 4.0592e-05 | 0 | 4.0592e-05 | 0 | 3.729e-05 | 8.174e-05 | 0 | 8.174e-05 | 0 | 2.1029e-07 | 4.2058e-07 | 0 | 4.2058e-07 | [12 empty] | 7.3.3.17.5 (Remote Grid) Updates to grid topology to minimize risk of ignition in HFTDs Remote GridWLDFRContaminationAggregated | WLDFR | HFTD - Distribution - Tier 2 - 1QU CoRE ¦ 5QU LoRE | Non-Red Flag Warning - Catastrophic Fires | Contamination | Aggregated | 2052 | 8.6774e-08 | 1601.5759 | 0.00013898 | 2052 | Mitigation | 0.95 | 45 | 0 | esc | 0.00097009 | 8.4178e-11 | 0.00097009 | 8.4178e-11
[79 empty] | WLDFR | HFTD - Distribution - Tier 2 - 4QU CoRE ¦ 1QU LoRE | Red Flag Warning - Destructive Fires | 2053 | 3.5187e-09 | 3.5187e-09 | 12097.6769 | 340.5356 | 11757.1413 | 0 | 0 | 0 | 3.6272e-06 | 4.2568e-05 | 0 | 4.2568e-05 | 4.2568e-05 | 0 | 4.2568e-05 | 0 | 3.729e-05 | 8.174e-05 | 0 | 8.174e-05 | 0 | 2.1029e-07 | 4.2058e-07 | 0 | 4.2058e-07 | [12 empty] | 7.3.3.17.5 (Remote Grid) Updates to grid topology to minimize risk of ignition in HFTDs Remote GridWLDFRContaminationAggregated | WLDFR | HFTD - Distribution - Tier 2 - 1QU CoRE ¦ 5QU LoRE | Non-Red Flag Warning - Catastrophic Fires | Contamination | Aggregated | 2053 | 8.6774e-08 | 1601.5759 | 0.00013898 | 2053 | Mitigation | 0.95 | 45 | 0 | esc | 0.00097009 | 8.4178e-11 | 0.00097009 | 8.4178e-11
[79 empty] | WLDFR | HFTD - Distribution - Tier 2 - 4QU CoRE ¦ 1QU LoRE | Red Flag Warning - Destructive Fires | 2054 | 3.5187e-09 | 3.5187e-09 | 12097.6769 | 340.5356 | 11757.1413 | 0 | 0 | 0 | 3.6272e-06 | 4.2568e-05 | 0 | 4.2568e-05 | 4.2568e-05 | 0 | 4.2568e-05 | 0 | 3.729e-05 | 8.174e-05 | 0 | 8.174e-05 | 0 | 2.1029e-07 | 4.2058e-07 | 0 | 4.2058e-07 | [12 empty] | 7.3.3.17.5 (Remote Grid) Updates to grid topology to minimize risk of ignition in HFTDs Remote GridWLDFRContaminationAggregated | WLDFR | HFTD - Distribution - Tier 2 - 1QU CoRE ¦ 5QU LoRE | Non-Red Flag Warning - Catastrophic Fires | Contamination | Aggregated | 2054 | 8.6774e-08 | 1601.5759 | 0.00013898 | 2054 | Mitigation | 0.95 | 45 | 0 | esc | 0.00097009 | 8.4178e-11 | 0.00097009 | 8.4178e-11
[79 empty] | WLDFR | HFTD - Distribution - Tier 2 - 4QU CoRE ¦ 1QU LoRE | Red Flag Warning - Destructive Fires | 2055 | 3.5187e-09 | 3.5187e-09 | 12097.6769 | 340.5356 | 11757.1413 | 0 | 0 | 0 | 3.6272e-06 | 4.2568e-05 | 0 | 4.2568e-05 | 4.2568e-05 | 0 | 4.2568e-05 | 0 | 3.729e-05 | 8.174e-05 | 0 | 8.174e-05 | 0 | 2.1866e-07 | 4.3731e-07 | 0 | 4.3731e-07 | [12 empty] | 7.3.3.17.5 (Remote Grid) Updates to grid topology to minimize risk of ignition in HFTDs Remote GridWLDFRContaminationAggregated | WLDFR | HFTD - Distribution - Tier 2 - 1QU CoRE ¦ 5QU LoRE | Non-Red Flag Warning - Catastrophic Fires | Contamination | Aggregated | 2055 | 8.6774e-08 | 1601.5759 | 0.00013898 | 2055 | Mitigation | 0.95 | 45 | 0 | esc | 0.00097009 | 8.4178e-11 | 0.00097009 | 8.4178e-11
[79 empty] | WLDFR | HFTD - Distribution - Tier 2 - 4QU CoRE ¦ 1QU LoRE | Red Flag Warning - Destructive Fires | 2056 | 3.5187e-09 | 3.5187e-09 | 12097.6769 | 340.5356 | 11757.1413 | 0 | 0 | 0 | 3.6272e-06 | 4.2568e-05 | 0 | 4.2568e-05 | 4.2568e-05 | 0 | 4.2568e-05 | 0 | 3.729e-05 | 8.174e-05 | 0 | 8.174e-05 | 0 | 2.1866e-07 | 4.3731e-07 | 0 | 4.3731e-07 | [12 empty] | 7.3.3.17.5 (Remote Grid) Updates to grid topology to minimize risk of ignition in HFTDs Remote GridWLDFRContaminationAggregated | WLDFR | HFTD - Distribution - Tier 2 - 1QU CoRE ¦ 5QU LoRE | Non-Red Flag Warning - Catastrophic Fires | Contamination | Aggregated | 2056 | 8.6774e-08 | 1601.5759 | 0.00013898 | 2056 | Mitigation | 0.95 | 45 | 0 | esc | 0.00097009 | 8.4178e-11 | 0.00097009 | 8.4178e-11
[79 empty] | WLDFR | HFTD - Distribution - Tier 2 - 4QU CoRE ¦ 1QU LoRE | Red Flag Warning - Destructive Fires | 2057 | 3.5187e-09 | 3.5187e-09 | 12097.6769 | 340.5356 | 11757.1413 | 0 | 0 | 0 | 3.6272e-06 | 4.2568e-05 | 0 | 4.2568e-05 | 4.2568e-05 | 0 | 4.2568e-05 | 0 | 3.9139e-05 | 8.5793e-05 | 0 | 8.5793e-05 | 0 | 2.1866e-07 | 4.3731e-07 | 0 | 4.3731e-07 | [12 empty] | 7.3.3.17.5 (Remote Grid) Updates to grid topology to minimize risk of ignition in HFTDs Remote GridWLDFRContaminationAggregated | WLDFR | HFTD - Distribution - Tier 2 - 1QU CoRE ¦ 5QU LoRE | Non-Red Flag Warning - Catastrophic Fires | Contamination | Aggregated | 2057 | 8.6774e-08 | 1601.5759 | 0.00013898 | 2057 | Mitigation | 0.95 | 45 | 0 | esc | 0.00097009 | 8.4178e-11 | 0.00097009 | 8.4178e-11
[79 empty] | WLDFR | HFTD - Distribution - Tier 2 - 4QU CoRE ¦ 1QU LoRE | Red Flag Warning - Destructive Fires | 2058 | 3.5187e-09 | 3.5187e-09 | 12670.1796 | 362.3049 | 12307.8747 | 0 | 0 | 0 | 3.6272e-06 | 4.4582e-05 | 0 | 4.4582e-05 | 4.4582e-05 | 0 | 4.4582e-05 | 0 | 3.9139e-05 | 8.5793e-05 | 0 | 8.5793e-05 | 0 | 2.1866e-07 | 4.3731e-07 | 0 | 4.3731e-07 | [12 empty] | 7.3.3.17.5 (Remote Grid) Updates to grid topology to minimize risk of ignition in HFTDs Remote GridWLDFRContaminationAggregated | WLDFR | HFTD - Distribution - Tier 2 - 1QU CoRE ¦ 5QU LoRE | Non-Red Flag Warning - Catastrophic Fires | Contamination | Aggregated | 2058 | 8.6774e-08 | 1601.5759 | 0.00013898 | 2058 | Mitigation | 0.95 | 45 | 0 | esc | 0.00097009 | 8.4178e-11 | 0.00097009 | 8.4178e-11
[79 empty] | WLDFR | HFTD - Distribution - Tier 2 - 4QU CoRE ¦ 1QU LoRE | Red Flag Warning - Destructive Fires | 2059 | 3.5187e-09 | 3.5187e-09 | 12670.1796 | 362.3049 | 12307.8747 | 0 | 0 | 0 | 3.6272e-06 | 4.4582e-05 | 0 | 4.4582e-05 | 4.4582e-05 | 0 | 4.4582e-05 | 0 | 3.9139e-05 | 8.5793e-05 | 0 | 8.5793e-05 | 0 | 2.1866e-07 | 4.3731e-07 | 0 | 4.3731e-07 | [12 empty] | 7.3.3.17.5 (Remote Grid) Updates to grid topology to minimize risk of ignition in HFTDs Remote GridWLDFRContaminationAggregated | WLDFR | HFTD - Distribution - Tier 2 - 1QU CoRE ¦ 5QU LoRE | Non-Red Flag Warning - Catastrophic Fires | Contamination | Aggregated | 2059 | 8.6774e-08 | 1601.5759 | 0.00013898 | 2059 | Mitigation | 0.95 | 45 | 0 | esc | 0.00097009 | 8.4178e-11 | 0.00097009 | 8.4178e-11
[79 empty] | WLDFR | HFTD - Distribution - Tier 2 - 4QU CoRE ¦ 1QU LoRE | Red Flag Warning - Destructive Fires | 2060 | 3.5187e-09 | 3.5187e-09 | 12670.1796 | 362.3049 | 12307.8747 | 0 | 0 | 0 | 3.6272e-06 | 4.4582e-05 | 0 | 4.4582e-05 | 4.4582e-05 | 0 | 4.4582e-05 | 0 | 3.9139e-05 | 8.5793e-05 | 0 | 8.5793e-05 | 0 | 2.2808e-07 | 4.5617e-07 | 0 | 4.5617e-07 | [12 empty] | 7.3.3.17.5 (Remote Grid) Updates to grid topology to minimize risk of ignition in HFTDs Remote GridWLDFRContaminationAggregated | WLDFR | HFTD - Distribution - Tier 2 - 1QU CoRE ¦ 5QU LoRE | Non-Red Flag Warning - Catastrophic Fires | Contamination | Aggregated | 2060 | 8.6774e-08 | 1601.5759 | 0.00013898 | 2060 | Mitigation | 0.95 | 45 | 0 | esc | 0.00097009 | 8.4178e-11 | 0.00097009 | 8.4178e-11
[79 empty] | WLDFR | HFTD - Distribution - Tier 2 - 4QU CoRE ¦ 1QU LoRE | Red Flag Warning - Destructive Fires | 2061 | 3.5187e-09 | 3.5187e-09 | 12670.1796 | 362.3049 | 12307.8747 | 0 | 0 | 0 | 3.6272e-06 | 4.4582e-05 | 0 | 4.4582e-05 | 4.4582e-05 | 0 | 4.4582e-05 | 0 | 3.9139e-05 | 8.5793e-05 | 0 | 8.5793e-05 | 0 | 2.2808e-07 | 4.5617e-07 | 0 | 4.5617e-07 | [12 empty] | 7.3.3.17.5 (Remote Grid) Updates to grid topology to minimize risk of ignition in HFTDs Remote GridWLDFRContaminationAggregated | WLDFR | HFTD - Distribution - Tier 2 - 1QU CoRE ¦ 5QU LoRE | Non-Red Flag Warning - Catastrophic Fires | Contamination | Aggregated | 2061 | 8.6774e-08 | 1601.5759 | 0.00013898 | 2061 | Mitigation | 0.95 | 45 | 0 | esc | 0.00097009 | 8.4178e-11 | 0.00097009 | 8.4178e-11
[79 empty] | WLDFR | HFTD - Distribution - Tier 2 - 4QU CoRE ¦ 1QU LoRE | Red Flag Warning - Destructive Fires | 2062 | 3.5187e-09 | 3.5187e-09 | 12670.1796 | 362.3049 | 12307.8747 | 0 | 0 | 0 | 3.6272e-06 | 4.4582e-05 | 0 | 4.4582e-05 | 4.4582e-05 | 0 | 4.4582e-05 | 0 | 4.1075e-05 | 9.0038e-05 | 0 | 9.0038e-05 | 0 | 2.2808e-07 | 4.5617e-07 | 0 | 4.5617e-07 | [12 empty] | 7.3.3.17.5 (Remote Grid) Updates to grid topology to minimize risk of ignition in HFTDs Remote GridWLDFRContaminationAggregated | WLDFR | HFTD - Distribution - Tier 2 - 1QU CoRE ¦ 5QU LoRE | Non-Red Flag Warning - Catastrophic Fires | Contamination | Aggregated | 2062 | 8.6774e-08 | 1601.5759 | 0.00013898 | 2062 | Mitigation | 0.95 | 45 | 0 | esc | 0.00097009 | 8.4178e-11 | 0.00097009 | 8.4178e-11
[79 empty] | WLDFR | HFTD - Distribution - Tier 2 - 4QU CoRE ¦ 1QU LoRE | Red Flag Warning - Destructive Fires | 2063 | 3.5187e-09 | 3.5187e-09 | 13246.6313 | 384.5316 | 12862.0997 | 0 | 0 | 0 | 3.6272e-06 | 4.6611e-05 | 0 | 4.6611e-05 | 4.6611e-05 | 0 | 4.6611e-05 | 0 | 4.1075e-05 | 9.0038e-05 | 0 | 9.0038e-05 | 0 | 2.2808e-07 | 4.5617e-07 | 0 | 4.5617e-07 | [12 empty] | 7.3.3.17.5 (Remote Grid) Updates to grid topology to minimize risk of ignition in HFTDs Remote GridWLDFRContaminationAggregated | WLDFR | HFTD - Distribution - Tier 2 - 1QU CoRE ¦ 5QU LoRE | Non-Red Flag Warning - Catastrophic Fires | Contamination | Aggregated | 2063 | 8.6774e-08 | 1601.5759 | 0.00013898 | 2063 | Mitigation | 0.95 | 45 | 0 | esc | 0.00097009 | 8.4178e-11 | 0.00097009 | 8.4178e-11
[79 empty] | WLDFR | HFTD - Distribution - Tier 2 - 4QU CoRE ¦ 1QU LoRE | Red Flag Warning - Destructive Fires | 2064 | 3.5187e-09 | 3.5187e-09 | 13246.6313 | 384.5316 | 12862.0997 | 0 | 0 | 0 | 3.6272e-06 | 4.6611e-05 | 0 | 4.6611e-05 | 4.6611e-05 | 0 | 4.6611e-05 | 0 | 4.1075e-05 | 9.0038e-05 | 0 | 9.0038e-05 | 0 | 2.2808e-07 | 4.5617e-07 | 0 | 4.5617e-07 | [12 empty] | 7.3.3.17.5 (Remote Grid) Updates to grid topology to minimize risk of ignition in HFTDs Remote GridWLDFRContaminationAggregated | WLDFR | HFTD - Distribution - Tier 2 - 1QU CoRE ¦ 5QU LoRE | Non-Red Flag Warning - Catastrophic Fires | Contamination | Aggregated | 2064 | 8.6774e-08 | 1601.5759 | 0.00013898 | 2064 | Mitigation | 0.95 | 45 | 0 | esc | 0.00097009 | 8.4178e-11 | 0.00097009 | 8.4178e-11
[79 empty] | WLDFR | HFTD - Distribution - Tier 2 - 4QU CoRE ¦ 1QU LoRE | Red Flag Warning - Destructive Fires | 2065 | 3.5187e-09 | 3.5187e-09 | 13246.6313 | 384.5316 | 12862.0997 | 0 | 0 | 0 | 3.6272e-06 | 4.6611e-05 | 0 | 4.6611e-05 | 4.6611e-05 | 0 | 4.6611e-05 | 0 | 4.1075e-05 | 9.0038e-05 | 0 | 9.0038e-05 | 0 | 2.3847e-07 | 4.7695e-07 | 0 | 4.7695e-07 | [12 empty] | 7.3.3.17.5 (Remote Grid) Updates to grid topology to minimize risk of ignition in HFTDs Remote GridWLDFRContaminationAggregated | WLDFR | HFTD - Distribution - Tier 2 - 1QU CoRE ¦ 5QU LoRE | Non-Red Flag Warning - Catastrophic Fires | Contamination | Aggregated | 2065 | 8.6774e-08 | 1601.5759 | 0.00013898 | 2065 | Mitigation | 0.95 | 45 | 0 | esc | 0.00097009 | 8.4178e-11 | 0.00097009 | 8.4178e-11
[79 empty] | WLDFR | HFTD - Distribution - Tier 2 - 4QU CoRE ¦ 1QU LoRE | Red Flag Warning - Destructive Fires | 2066 | 3.5187e-09 | 3.5187e-09 | 13246.6313 | 384.5316 | 12862.0997 | 0 | 0 | 0 | 3.6272e-06 | 4.6611e-05 | 0 | 4.6611e-05 | 4.6611e-05 | 0 | 4.6611e-05 | 0 | 4.1075e-05 | 9.0038e-05 | 0 | 9.0038e-05 | 0 | 2.3847e-07 | 4.7695e-07 | 0 | 4.7695e-07 | [12 empty] | 7.3.3.17.5 (Remote Grid) Updates to grid topology to minimize risk of ignition in HFTDs Remote GridWLDFRContaminationAggregated | WLDFR | HFTD - Distribution - Tier 2 - 1QU CoRE ¦ 5QU LoRE | Non-Red Flag Warning - Catastrophic Fires | Contamination | Aggregated | 2066 | 8.6774e-08 | 1601.5759 | 0.00013898 | 2066 | Mitigation | 0.95 | 45 | 0 | esc | 0.00097009 | 8.4178e-11 | 0.00097009 | 8.4178e-11
[79 empty] | WLDFR | HFTD - Distribution - Tier 2 - 4QU CoRE ¦ 1QU LoRE | Red Flag Warning - Destructive Fires | 2067 | 0 | 3.5187e-09 | 13246.6313 | 384.5316 | 12862.0997 | 0 | 0 | 0 | 3.6272e-06 | 0 | 0 | 0 | 4.6611e-05 | 0 | 4.6611e-05 | 0 | 4.3075e-05 | 9.4422e-05 | 0 | 9.4422e-05 | 0 | 2.3847e-07 | 4.7695e-07 | 0 | 4.7695e-07 | [12 empty] | 7.3.3.17.5 (Remote Grid) Updates to grid topology to minimize risk of ignition in HFTDs Remote GridWLDFRContaminationAggregated | WLDFR | HFTD - Distribution - Tier 2 - 1QU CoRE ¦ 5QU LoRE | Non-Red Flag Warning - Catastrophic Fires | Contamination | Aggregated | 2067 | 8.6774e-08 | 1601.5759 | 0.00013898 | 2067 | Mitigation | 0.95 | 45 | 0 | esc | 0 | 0 | 0.00097009 | 8.4178e-11
[79 empty] | WLDFR | HFTD - Distribution - Tier 2 - 4QU CoRE ¦ 1QU LoRE | Red Flag Warning - Large Fires | 2022 | 4.7273e-08 | 0 | 5.2406 | 0.69642 | 2.942 | 1.6022 | 0 | 0 | 4.873e-05 | 2.4774e-07 | 0 | 2.4774e-07 | 0 | 0 | 0 | 0 | 4.3075e-05 | 9.4422e-05 | 0 | 9.4422e-05 | 0 | 2.3847e-07 | 4.7695e-07 | 0 | 4.7695e-07 | [12 empty] | 7.3.3.17.5 (Remote Grid) Updates to grid topology to minimize risk of ignition in HFTDs Remote GridWLDFREquipment / facility failureAggregated | WLDFR | HFTD - Distribution - Tier 2 - 1QU CoRE ¦ 5QU LoRE | Non-Red Flag Warning - Catastrophic Fires | Equipment / facility failure | Aggregated | 2022 | 1.7825e-07 | 1601.5759 | 0.00028548 | 2022 | Mitigation | 0.95 | 45 | 0 | esc | 0.00097009 | 1.7292e-10 | 0 | 0
[79 empty] | WLDFR | HFTD - Distribution - Tier 2 - 4QU CoRE ¦ 1QU LoRE | Red Flag Warning - Large Fires | 2023 | 4.7273e-08 | 4.7273e-08 | 5.475 | 0.71896 | 3.0715 | 1.6846 | 0 | 0 | 4.873e-05 | 2.5882e-07 | 0 | 2.5882e-07 | 2.5882e-07 | 0 | 2.5882e-07 | 0 | 4.3075e-05 | 9.4422e-05 | 0 | 9.4422e-05 | 0 | 2.3847e-07 | 4.7695e-07 | 0 | 4.7695e-07 | [12 empty] | 7.3.3.17.5 (Remote Grid) Updates to grid topology to minimize risk of ignition in HFTDs Remote GridWLDFREquipment / facility failureAggregated | WLDFR | HFTD - Distribution - Tier 2 - 1QU CoRE ¦ 5QU LoRE | Non-Red Flag Warning - Catastrophic Fires | Equipment / facility failure | Aggregated | 2023 | 1.7825e-07 | 1601.5759 | 0.00028548 | 2023 | Mitigation | 0.95 | 45 | 0 | esc | 0.00097009 | 1.7292e-10 | 0.00097009 | 1.7292e-10
[79 empty] | WLDFR | HFTD - Distribution - Tier 2 - 4QU CoRE ¦ 1QU LoRE | Red Flag Warning - Large Fires | 2024 | 4.7273e-08 | 4.7273e-08 | 5.475 | 0.71896 | 3.0715 | 1.6846 | 0 | 0 | 4.873e-05 | 2.5882e-07 | 0 | 2.5882e-07 | 2.5882e-07 | 0 | 2.5882e-07 | 0 | 4.3075e-05 | 9.4422e-05 | 0 | 9.4422e-05 | 0 | 2.4972e-07 | 4.9945e-07 | 0 | 4.9945e-07 | [12 empty] | 7.3.3.17.5 (Remote Grid) Updates to grid topology to minimize risk of ignition in HFTDs Remote GridWLDFREquipment / facility failureAggregated | WLDFR | HFTD - Distribution - Tier 2 - 1QU CoRE ¦ 5QU LoRE | Non-Red Flag Warning - Catastrophic Fires | Equipment / facility failure | Aggregated | 2024 | 1.7825e-07 | 1601.5759 | 0.00028548 | 2024 | Mitigation | 0.95 | 45 | 0 | esc | 0.00097009 | 1.7292e-10 | 0.00097009 | 1.7292e-10
[79 empty] | WLDFR | HFTD - Distribution - Tier 2 - 4QU CoRE ¦ 1QU LoRE | Red Flag Warning - Large Fires | 2025 | 4.7273e-08 | 4.7273e-08 | 5.475 | 0.71896 | 3.0715 | 1.6846 | 0 | 0 | 4.873e-05 | 2.5882e-07 | 0 | 2.5882e-07 | 2.5882e-07 | 0 | 2.5882e-07 | 0 | 4.3075e-05 | 9.4422e-05 | 0 | 9.4422e-05 | 0 | 2.4972e-07 | 4.9945e-07 | 0 | 4.9945e-07 | [12 empty] | 7.3.3.17.5 (Remote Grid) Updates to grid topology to minimize risk of ignition in HFTDs Remote GridWLDFREquipment / facility failureAggregated | WLDFR | HFTD - Distribution - Tier 2 - 1QU CoRE ¦ 5QU LoRE | Non-Red Flag Warning - Catastrophic Fires | Equipment / facility failure | Aggregated | 2025 | 1.7825e-07 | 1601.5759 | 0.00028548 | 2025 | Mitigation | 0.95 | 45 | 0 | esc | 0.00097009 | 1.7292e-10 | 0.00097009 | 1.7292e-10
[79 empty] | WLDFR | HFTD - Distribution - Tier 2 - 4QU CoRE ¦ 1QU LoRE | Red Flag Warning - Large Fires | 2026 | 4.7273e-08 | 4.7273e-08 | 5.475 | 0.71896 | 3.0715 | 1.6846 | 0 | 0 | 4.873e-05 | 2.5882e-07 | 0 | 2.5882e-07 | 2.5882e-07 | 0 | 2.5882e-07 | 0 | 4.5114e-05 | 9.889e-05 | 0 | 9.889e-05 | 0 | 2.4972e-07 | 4.9945e-07 | 0 | 4.9945e-07 | [12 empty] | 7.3.3.17.5 (Remote Grid) Updates to grid topology to minimize risk of ignition in HFTDs Remote GridWLDFREquipment / facility failureAggregated | WLDFR | HFTD - Distribution - Tier 2 - 1QU CoRE ¦ 5QU LoRE | Non-Red Flag Warning - Catastrophic Fires | Equipment / facility failure | Aggregated | 2026 | 1.7825e-07 | 1601.5759 | 0.00028548 | 2026 | Mitigation | 0.95 | 45 | 0 | esc | 0.00097009 | 1.7292e-10 | 0.00097009 | 1.7292e-10
[79 empty] | WLDFR | HFTD - Distribution - Tier 2 - 4QU CoRE ¦ 1QU LoRE | Red Flag Warning - Large Fires | 2027 | 4.7273e-08 | 4.7273e-08 | 5.475 | 0.71896 | 3.0715 | 1.6846 | 0 | 0 | 4.873e-05 | 2.5882e-07 | 0 | 2.5882e-07 | 2.5882e-07 | 0 | 2.5882e-07 | 0 | 4.5114e-05 | 9.889e-05 | 0 | 9.889e-05 | 0 | 2.4972e-07 | 4.9945e-07 | 0 | 4.9945e-07 | [12 empty] | 7.3.3.17.5 (Remote Grid) Updates to grid topology to minimize risk of ignition in HFTDs Remote GridWLDFREquipment / facility failureAggregated | WLDFR | HFTD - Distribution - Tier 2 - 1QU CoRE ¦ 5QU LoRE | Non-Red Flag Warning - Catastrophic Fires | Equipment / facility failure | Aggregated | 2027 | 1.7825e-07 | 1601.5759 | 0.00028548 | 2027 | Mitigation | 0.95 | 45 | 0 | esc | 0.00097009 | 1.7292e-10 | 0.00097009 | 1.7292e-10
[79 empty] | WLDFR | HFTD - Distribution - Tier 2 - 4QU CoRE ¦ 1QU LoRE | Red Flag Warning - Large Fires | 2028 | 4.7273e-08 | 4.7273e-08 | 5.777 | 0.74734 | 3.238 | 1.7917 | 0 | 0 | 4.873e-05 | 2.7309e-07 | 0 | 2.7309e-07 | 2.7309e-07 | 0 | 2.7309e-07 | 0 | 4.5114e-05 | 9.889e-05 | 0 | 9.889e-05 | 0 | 2.4972e-07 | 4.9945e-07 | 0 | 4.9945e-07 | [12 empty] | 7.3.3.17.5 (Remote Grid) Updates to grid topology to minimize risk of ignition in HFTDs Remote GridWLDFREquipment / facility failureAggregated | WLDFR | HFTD - Distribution - Tier 2 - 1QU CoRE ¦ 5QU LoRE | Non-Red Flag Warning - Catastrophic Fires | Equipment / facility failure | Aggregated | 2028 | 1.7825e-07 | 1601.5759 | 0.00028548 | 2028 | Mitigation | 0.95 | 45 | 0 | esc | 0.00097009 | 1.7292e-10 | 0.00097009 | 1.7292e-10
[79 empty] | WLDFR | HFTD - Distribution - Tier 2 - 4QU CoRE ¦ 1QU LoRE | Red Flag Warning - Large Fires | 2029 | 4.7273e-08 | 4.7273e-08 | 5.777 | 0.74734 | 3.238 | 1.7917 | 0 | 0 | 4.873e-05 | 2.7309e-07 | 0 | 2.7309e-07 | 2.7309e-07 | 0 | 2.7309e-07 | 0 | 4.5114e-05 | 9.889e-05 | 0 | 9.889e-05 | 0 | 2.6172e-07 | 5.2343e-07 | 0 | 5.2343e-07 | [12 empty] | 7.3.3.17.5 (Remote Grid) Updates to grid topology to minimize risk of ignition in HFTDs Remote GridWLDFREquipment / facility failureAggregated | WLDFR | HFTD - Distribution - Tier 2 - 1QU CoRE ¦ 5QU LoRE | Non-Red Flag Warning - Catastrophic Fires | Equipment / facility failure | Aggregated | 2029 | 1.7825e-07 | 1601.5759 | 0.00028548 | 2029 | Mitigation | 0.95 | 45 | 0 | esc | 0.00097009 | 1.7292e-10 | 0.00097009 | 1.7292e-10
[79 empty] | WLDFR | HFTD - Distribution - Tier 2 - 4QU CoRE ¦ 1QU LoRE | Red Flag Warning - Large Fires | 2030 | 4.7273e-08 | 4.7273e-08 | 5.777 | 0.74734 | 3.238 | 1.7917 | 0 | 0 | 4.873e-05 | 2.7309e-07 | 0 | 2.7309e-07 | 2.7309e-07 | 0 | 2.7309e-07 | 0 | 4.5114e-05 | 9.889e-05 | 0 | 9.889e-05 | 0 | 2.6172e-07 | 5.2343e-07 | 0 | 5.2343e-07 | [12 empty] | 7.3.3.17.5 (Remote Grid) Updates to grid topology to minimize risk of ignition in HFTDs Remote GridWLDFREquipment / facility failureAggregated | WLDFR | HFTD - Distribution - Tier 2 - 1QU CoRE ¦ 5QU LoRE | Non-Red Flag Warning - Catastrophic Fires | Equipment / facility failure | Aggregated | 2030 | 1.7825e-07 | 1601.5759 | 0.00028548 | 2030 | Mitigation | 0.95 | 45 | 0 | esc | 0.00097009 | 1.7292e-10 | 0.00097009 | 1.7292e-10
[79 empty] | WLDFR | HFTD - Distribution - Tier 2 - 4QU CoRE ¦ 1QU LoRE | Red Flag Warning - Large Fires | 2031 | 4.7273e-08 | 4.7273e-08 | 5.777 | 0.74734 | 3.238 | 1.7917 | 0 | 0 | 4.873e-05 | 2.7309e-07 | 0 | 2.7309e-07 | 2.7309e-07 | 0 | 2.7309e-07 | 0 | 4.7166e-05 | 0.00010339 | 0 | 0.00010339 | 0 | 2.6172e-07 | 5.2343e-07 | 0 | 5.2343e-07 | [12 empty] | 7.3.3.17.5 (Remote Grid) Updates to grid topology to minimize risk of ignition in HFTDs Remote GridWLDFREquipment / facility failureAggregated | WLDFR | HFTD - Distribution - Tier 2 - 1QU CoRE ¦ 5QU LoRE | Non-Red Flag Warning - Catastrophic Fires | Equipment / facility failure | Aggregated | 2031 | 1.7825e-07 | 1601.5759 | 0.00028548 | 2031 | Mitigation | 0.95 | 45 | 0 | esc | 0.00097009 | 1.7292e-10 | 0.00097009 | 1.7292e-10
[79 empty] | WLDFR | HFTD - Distribution - Tier 2 - 4QU CoRE ¦ 1QU LoRE | Red Flag Warning - Large Fires | 2032 | 4.7273e-08 | 4.7273e-08 | 5.777 | 0.74734 | 3.238 | 1.7917 | 0 | 0 | 4.873e-05 | 2.7309e-07 | 0 | 2.7309e-07 | 2.7309e-07 | 0 | 2.7309e-07 | 0 | 4.7166e-05 | 0.00010339 | 0 | 0.00010339 | 0 | 2.6172e-07 | 5.2343e-07 | 0 | 5.2343e-07 | [12 empty] | 7.3.3.17.5 (Remote Grid) Updates to grid topology to minimize risk of ignition in HFTDs Remote GridWLDFREquipment / facility failureAggregated | WLDFR | HFTD - Distribution - Tier 2 - 1QU CoRE ¦ 5QU LoRE | Non-Red Flag Warning - Catastrophic Fires | Equipment / facility failure | Aggregated | 2032 | 1.7825e-07 | 1601.5759 | 0.00028548 | 2032 | Mitigation | 0.95 | 45 | 0 | esc | 0.00097009 | 1.7292e-10 | 0.00097009 | 1.7292e-10
[79 empty] | WLDFR | HFTD - Distribution - Tier 2 - 4QU CoRE ¦ 1QU LoRE | Red Flag Warning - Large Fires | 2033 | 4.7273e-08 | 4.7273e-08 | 6.1205 | 0.77885 | 3.4265 | 1.9151 | 0 | 0 | 4.873e-05 | 2.8933e-07 | 0 | 2.8933e-07 | 2.8933e-07 | 0 | 2.8933e-07 | 0 | 4.7166e-05 | 0.00010339 | 0 | 0.00010339 | 0 | 0 | 5.2343e-07 | 0 | 5.2343e-07 | [12 empty] | 7.3.3.17.5 (Remote Grid) Updates to grid topology to minimize risk of ignition in HFTDs Remote GridWLDFREquipment / facility failureAggregated | WLDFR | HFTD - Distribution - Tier 2 - 1QU CoRE ¦ 5QU LoRE | Non-Red Flag Warning - Catastrophic Fires | Equipment / facility failure | Aggregated | 2033 | 1.7825e-07 | 1601.5759 | 0.00028548 | 2033 | Mitigation | 0.95 | 45 | 0 | esc | 0.00097009 | 1.7292e-10 | 0.00097009 | 1.7292e-10
[79 empty] | WLDFR | HFTD - Distribution - Tier 2 - 4QU CoRE ¦ 1QU LoRE | Red Flag Warning - Large Fires | 2034 | 4.7273e-08 | 4.7273e-08 | 6.1205 | 0.77885 | 3.4265 | 1.9151 | 0 | 0 | 4.873e-05 | 2.8933e-07 | 0 | 2.8933e-07 | 2.8933e-07 | 0 | 2.8933e-07 | 0 | 4.7166e-05 | 0.00010339 | 0 | 0.00010339 | 0 | 0 | 0 | 0 | 0 | [12 empty] | 7.3.3.17.5 (Remote Grid) Updates to grid topology to minimize risk of ignition in HFTDs Remote GridWLDFREquipment / facility failureAggregated | WLDFR | HFTD - Distribution - Tier 2 - 1QU CoRE ¦ 5QU LoRE | Non-Red Flag Warning - Catastrophic Fires | Equipment / facility failure | Aggregated | 2034 | 1.7825e-07 | 1601.5759 | 0.00028548 | 2034 | Mitigation | 0.95 | 45 | 0 | esc | 0.00097009 | 1.7292e-10 | 0.00097009 | 1.7292e-10
[79 empty] | WLDFR | HFTD - Distribution - Tier 2 - 4QU CoRE ¦ 1QU LoRE | Red Flag Warning - Large Fires | 2035 | 4.7273e-08 | 4.7273e-08 | 6.1205 | 0.77885 | 3.4265 | 1.9151 | 0 | 0 | 4.873e-05 | 2.8933e-07 | 0 | 2.8933e-07 | 2.8933e-07 | 0 | 2.8933e-07 | 0 | 4.7166e-05 | 0.00010339 | 0 | 0.00010339 | 0 | 0 | 0 | 0 | 0 | [12 empty] | 7.3.3.17.5 (Remote Grid) Updates to grid topology to minimize risk of ignition in HFTDs Remote GridWLDFREquipment / facility failureAggregated | WLDFR | HFTD - Distribution - Tier 2 - 1QU CoRE ¦ 5QU LoRE | Non-Red Flag Warning - Catastrophic Fires | Equipment / facility failure | Aggregated | 2035 | 1.7825e-07 | 1601.5759 | 0.00028548 | 2035 | Mitigation | 0.95 | 45 | 0 | esc | 0.00097009 | 1.7292e-10 | 0.00097009 | 1.7292e-10
[79 empty] | WLDFR | HFTD - Distribution - Tier 2 - 4QU CoRE ¦ 1QU LoRE | Red Flag Warning - Large Fires | 2036 | 4.7273e-08 | 4.7273e-08 | 6.1205 | 0.77885 | 3.4265 | 1.9151 | 0 | 0 | 4.873e-05 | 2.8933e-07 | 0 | 2.8933e-07 | 2.8933e-07 | 0 | 2.8933e-07 | 0 | 4.9208e-05 | 0.00010787 | 0 | 0.00010787 | 0 | 1.3913e-06 | 0 | 0 | 0 | [12 empty] | 7.3.3.17.5 (Remote Grid) Updates to grid topology to minimize risk of ignition in HFTDs Remote GridWLDFREquipment / facility failureAggregated | WLDFR | HFTD - Distribution - Tier 2 - 1QU CoRE ¦ 5QU LoRE | Non-Red Flag Warning - Catastrophic Fires | Equipment / facility failure | Aggregated | 2036 | 1.7825e-07 | 1601.5759 | 0.00028548 | 2036 | Mitigation | 0.95 | 45 | 0 | esc | 0.00097009 | 1.7292e-10 | 0.00097009 | 1.7292e-10
[79 empty] | WLDFR | HFTD - Distribution - Tier 2 - 4QU CoRE ¦ 1QU LoRE | Red Flag Warning - Large Fires | 2037 | 4.7273e-08 | 4.7273e-08 | 6.1205 | 0.77885 | 3.4265 | 1.9151 | 0 | 0 | 4.873e-05 | 2.8933e-07 | 0 | 2.8933e-07 | 2.8933e-07 | 0 | 2.8933e-07 | 0 | 4.9208e-05 | 0.00010787 | 0 | 0.00010787 | 0 | 1.4423e-06 | 2.8845e-06 | 0 | 2.8845e-06 | [12 empty] | 7.3.3.17.5 (Remote Grid) Updates to grid topology to minimize risk of ignition in HFTDs Remote GridWLDFREquipment / facility failureAggregated | WLDFR | HFTD - Distribution - Tier 2 - 1QU CoRE ¦ 5QU LoRE | Non-Red Flag Warning - Catastrophic Fires | Equipment / facility failure | Aggregated | 2037 | 1.7825e-07 | 1601.5759 | 0.00028548 | 2037 | Mitigation | 0.95 | 45 | 0 | esc | 0.00097009 | 1.7292e-10 | 0.00097009 | 1.7292e-10
[79 empty] | WLDFR | HFTD - Distribution - Tier 2 - 4QU CoRE ¦ 1QU LoRE | Red Flag Warning - Large Fires | 2038 | 4.7273e-08 | 4.7273e-08 | 6.5028 | 0.81304 | 3.6355 | 2.0543 | 0 | 0 | 4.873e-05 | 3.0741e-07 | 0 | 3.0741e-07 | 3.0741e-07 | 0 | 3.0741e-07 | 0 | 4.9208e-05 | 0.00010787 | 0 | 0.00010787 | 0 | 1.4423e-06 | 2.8845e-06 | 0 | 2.8845e-06 | [12 empty] | 7.3.3.17.5 (Remote Grid) Updates to grid topology to minimize risk of ignition in HFTDs Remote GridWLDFREquipment / facility failureAggregated | WLDFR | HFTD - Distribution - Tier 2 - 1QU CoRE ¦ 5QU LoRE | Non-Red Flag Warning - Catastrophic Fires | Equipment / facility failure | Aggregated | 2038 | 1.7825e-07 | 1601.5759 | 0.00028548 | 2038 | Mitigation | 0.95 | 45 | 0 | esc | 0.00097009 | 1.7292e-10 | 0.00097009 | 1.7292e-10
[79 empty] | WLDFR | HFTD - Distribution - Tier 2 - 4QU CoRE ¦ 1QU LoRE | Red Flag Warning - Large Fires | 2039 | 4.7273e-08 | 4.7273e-08 | 6.5028 | 0.81304 | 3.6355 | 2.0543 | 0 | 0 | 4.873e-05 | 3.0741e-07 | 0 | 3.0741e-07 | 3.0741e-07 | 0 | 3.0741e-07 | 0 | 0 | 0.00010787 | 0 | 0.00010787 | 0 | 1.4423e-06 | 2.8845e-06 | 0 | 2.8845e-06 | [12 empty] | 7.3.3.17.5 (Remote Grid) Updates to grid topology to minimize risk of ignition in HFTDs Remote GridWLDFREquipment / facility failureAggregated | WLDFR | HFTD - Distribution - Tier 2 - 1QU CoRE ¦ 5QU LoRE | Non-Red Flag Warning - Catastrophic Fires | Equipment / facility failure | Aggregated | 2039 | 1.7825e-07 | 1601.5759 | 0.00028548 | 2039 | Mitigation | 0.95 | 45 | 0 | esc | 0.00097009 | 1.7292e-10 | 0.00097009 | 1.7292e-10
[79 empty] | WLDFR | HFTD - Distribution - Tier 2 - 4QU CoRE ¦ 1QU LoRE | Red Flag Warning - Large Fires | 2040 | 4.7273e-08 | 4.7273e-08 | 6.5028 | 0.81304 | 3.6355 | 2.0543 | 0 | 0 | 4.873e-05 | 3.0741e-07 | 0 | 3.0741e-07 | 3.0741e-07 | 0 | 3.0741e-07 | 0 | 0 | 0 | 0 | 0 | 0 | 1.4423e-06 | 2.8845e-06 | 0 | 2.8845e-06 | [12 empty] | 7.3.3.17.5 (Remote Grid) Updates to grid topology to minimize risk of ignition in HFTDs Remote GridWLDFREquipment / facility failureAggregated | WLDFR | HFTD - Distribution - Tier 2 - 1QU CoRE ¦ 5QU LoRE | Non-Red Flag Warning - Catastrophic Fires | Equipment / facility failure | Aggregated | 2040 | 1.7825e-07 | 1601.5759 | 0.00028548 | 2040 | Mitigation | 0.95 | 45 | 0 | esc | 0.00097009 | 1.7292e-10 | 0.00097009 | 1.7292e-10
[79 empty] | WLDFR | HFTD - Distribution - Tier 2 - 4QU CoRE ¦ 1QU LoRE | Red Flag Warning - Large Fires | 2041 | 4.7273e-08 | 4.7273e-08 | 6.5028 | 0.81304 | 3.6355 | 2.0543 | 0 | 0 | 4.873e-05 | 3.0741e-07 | 0 | 3.0741e-07 | 3.0741e-07 | 0 | 3.0741e-07 | 0 | 2.8613e-07 | 0 | 0 | 0 | 0 | 1.4423e-06 | 2.8845e-06 | 0 | 2.8845e-06 | [12 empty] | 7.3.3.17.5 (Remote Grid) Updates to grid topology to minimize risk of ignition in HFTDs Remote GridWLDFREquipment / facility failureAggregated | WLDFR | HFTD - Distribution - Tier 2 - 1QU CoRE ¦ 5QU LoRE | Non-Red Flag Warning - Catastrophic Fires | Equipment / facility failure | Aggregated | 2041 | 1.7825e-07 | 1601.5759 | 0.00028548 | 2041 | Mitigation | 0.95 | 45 | 0 | esc | 0.00097009 | 1.7292e-10 | 0.00097009 | 1.7292e-10
[79 empty] | WLDFR | HFTD - Distribution - Tier 2 - 4QU CoRE ¦ 1QU LoRE | Red Flag Warning - Large Fires | 2042 | 4.7273e-08 | 4.7273e-08 | 6.5028 | 0.81304 | 3.6355 | 2.0543 | 0 | 0 | 4.873e-05 | 3.0741e-07 | 0 | 3.0741e-07 | 3.0741e-07 | 0 | 3.0741e-07 | 0 | 2.9893e-07 | 6.5526e-07 | 0 | 6.5526e-07 | 0 | 1.5065e-06 | 3.013e-06 | 0 | 3.013e-06 | [12 empty] | 7.3.3.17.5 (Remote Grid) Updates to grid topology to minimize risk of ignition in HFTDs Remote GridWLDFREquipment / facility failureAggregated | WLDFR | HFTD - Distribution - Tier 2 - 1QU CoRE ¦ 5QU LoRE | Non-Red Flag Warning - Catastrophic Fires | Equipment / facility failure | Aggregated | 2042 | 1.7825e-07 | 1601.5759 | 0.00028548 | 2042 | Mitigation | 0.95 | 45 | 0 | esc | 0.00097009 | 1.7292e-10 | 0.00097009 | 1.7292e-10
[79 empty] | WLDFR | HFTD - Distribution - Tier 2 - 4QU CoRE ¦ 1QU LoRE | Red Flag Warning - Large Fires | 2043 | 4.7273e-08 | 4.7273e-08 | 6.9209 | 0.84944 | 3.8632 | 2.2083 | 0 | 0 | 4.873e-05 | 3.2717e-07 | 0 | 3.2717e-07 | 3.2717e-07 | 0 | 3.2717e-07 | 0 | 2.9893e-07 | 6.5526e-07 | 0 | 6.5526e-07 | 0 | 1.5065e-06 | 3.013e-06 | 0 | 3.013e-06 | [12 empty] | 7.3.3.17.5 (Remote Grid) Updates to grid topology to minimize risk of ignition in HFTDs Remote GridWLDFREquipment / facility failureAggregated | WLDFR | HFTD - Distribution - Tier 2 - 1QU CoRE ¦ 5QU LoRE | Non-Red Flag Warning - Catastrophic Fires | Equipment / facility failure | Aggregated | 2043 | 1.7825e-07 | 1601.5759 | 0.00028548 | 2043 | Mitigation | 0.95 | 45 | 0 | esc | 0.00097009 | 1.7292e-10 | 0.00097009 | 1.7292e-10
[79 empty] | WLDFR | HFTD - Distribution - Tier 2 - 4QU CoRE ¦ 1QU LoRE | Red Flag Warning - Large Fires | 2044 | 4.7273e-08 | 4.7273e-08 | 6.9209 | 0.84944 | 3.8632 | 2.2083 | 0 | 0 | 4.873e-05 | 3.2717e-07 | 0 | 3.2717e-07 | 3.2717e-07 | 0 | 3.2717e-07 | 0 | 2.9893e-07 | 6.5526e-07 | 0 | 6.5526e-07 | 0 | 1.5065e-06 | 3.013e-06 | 0 | 3.013e-06 | [12 empty] | 7.3.3.17.5 (Remote Grid) Updates to grid topology to minimize risk of ignition in HFTDs Remote GridWLDFREquipment / facility failureAggregated | WLDFR | HFTD - Distribution - Tier 2 - 1QU CoRE ¦ 5QU LoRE | Non-Red Flag Warning - Catastrophic Fires | Equipment / facility failure | Aggregated | 2044 | 1.7825e-07 | 1601.5759 | 0.00028548 | 2044 | Mitigation | 0.95 | 45 | 0 | esc | 0.00097009 | 1.7292e-10 | 0.00097009 | 1.7292e-10
[79 empty] | WLDFR | HFTD - Distribution - Tier 2 - 4QU CoRE ¦ 1QU LoRE | Red Flag Warning - Large Fires | 2045 | 4.7273e-08 | 4.7273e-08 | 6.9209 | 0.84944 | 3.8632 | 2.2083 | 0 | 0 | 4.873e-05 | 3.2717e-07 | 0 | 3.2717e-07 | 3.2717e-07 | 0 | 3.2717e-07 | 0 | 2.9893e-07 | 6.5526e-07 | 0 | 6.5526e-07 | 0 | 1.5065e-06 | 3.013e-06 | 0 | 3.013e-06 | [12 empty] | 7.3.3.17.5 (Remote Grid) Updates to grid topology to minimize risk of ignition in HFTDs Remote GridWLDFREquipment / facility failureAggregated | WLDFR | HFTD - Distribution - Tier 2 - 1QU CoRE ¦ 5QU LoRE | Non-Red Flag Warning - Catastrophic Fires | Equipment / facility failure | Aggregated | 2045 | 1.7825e-07 | 1601.5759 | 0.00028548 | 2045 | Mitigation | 0.95 | 45 | 0 | esc | 0.00097009 | 1.7292e-10 | 0.00097009 | 1.7292e-10
[79 empty] | WLDFR | HFTD - Distribution - Tier 2 - 4QU CoRE ¦ 1QU LoRE | Red Flag Warning - Large Fires | 2046 | 4.7273e-08 | 4.7273e-08 | 6.9209 | 0.84944 | 3.8632 | 2.2083 | 0 | 0 | 4.873e-05 | 3.2717e-07 | 0 | 3.2717e-07 | 3.2717e-07 | 0 | 3.2717e-07 | 0 | 2.9893e-07 | 6.5526e-07 | 0 | 6.5526e-07 | 0 | 1.5065e-06 | 3.013e-06 | 0 | 3.013e-06 | [12 empty] | 7.3.3.17.5 (Remote Grid) Updates to grid topology to minimize risk of ignition in HFTDs Remote GridWLDFREquipment / facility failureAggregated | WLDFR | HFTD - Distribution - Tier 2 - 1QU CoRE ¦ 5QU LoRE | Non-Red Flag Warning - Catastrophic Fires | Equipment / facility failure | Aggregated | 2046 | 1.7825e-07 | 1601.5759 | 0.00028548 | 2046 | Mitigation | 0.95 | 45 | 0 | esc | 0.00097009 | 1.7292e-10 | 0.00097009 | 1.7292e-10
[79 empty] | WLDFR | HFTD - Distribution - Tier 2 - 4QU CoRE ¦ 1QU LoRE | Red Flag Warning - Large Fires | 2047 | 4.7273e-08 | 4.7273e-08 | 6.9209 | 0.84944 | 3.8632 | 2.2083 | 0 | 0 | 4.873e-05 | 3.2717e-07 | 0 | 3.2717e-07 | 3.2717e-07 | 0 | 3.2717e-07 | 0 | 3.1542e-07 | 6.914e-07 | 0 | 6.914e-07 | 0 | 1.5779e-06 | 3.1559e-06 | 0 | 3.1559e-06 | [12 empty] | 7.3.3.17.5 (Remote Grid) Updates to grid topology to minimize risk of ignition in HFTDs Remote GridWLDFREquipment / facility failureAggregated | WLDFR | HFTD - Distribution - Tier 2 - 1QU CoRE ¦ 5QU LoRE | Non-Red Flag Warning - Catastrophic Fires | Equipment / facility failure | Aggregated | 2047 | 1.7825e-07 | 1601.5759 | 0.00028548 | 2047 | Mitigation | 0.95 | 45 | 0 | esc | 0.00097009 | 1.7292e-10 | 0.00097009 | 1.7292e-10
[79 empty] | WLDFR | HFTD - Distribution - Tier 2 - 4QU CoRE ¦ 1QU LoRE | Red Flag Warning - Large Fires | 2048 | 4.7273e-08 | 4.7273e-08 | 7.3713 | 0.88759 | 4.1075 | 2.3763 | 0 | 0 | 4.873e-05 | 3.4846e-07 | 0 | 3.4846e-07 | 3.4846e-07 | 0 | 3.4846e-07 | 0 | 3.1542e-07 | 6.914e-07 | 0 | 6.914e-07 | 0 | 1.5779e-06 | 3.1559e-06 | 0 | 3.1559e-06 | [12 empty] | 7.3.3.17.5 (Remote Grid) Updates to grid topology to minimize risk of ignition in HFTDs Remote GridWLDFREquipment / facility failureAggregated | WLDFR | HFTD - Distribution - Tier 2 - 1QU CoRE ¦ 5QU LoRE | Non-Red Flag Warning - Catastrophic Fires | Equipment / facility failure | Aggregated | 2048 | 1.7825e-07 | 1601.5759 | 0.00028548 | 2048 | Mitigation | 0.95 | 45 | 0 | esc | 0.00097009 | 1.7292e-10 | 0.00097009 | 1.7292e-10
[79 empty] | WLDFR | HFTD - Distribution - Tier 2 - 4QU CoRE ¦ 1QU LoRE | Red Flag Warning - Large Fires | 2049 | 4.7273e-08 | 4.7273e-08 | 7.3713 | 0.88759 | 4.1075 | 2.3763 | 0 | 0 | 4.873e-05 | 3.4846e-07 | 0 | 3.4846e-07 | 3.4846e-07 | 0 | 3.4846e-07 | 0 | 3.1542e-07 | 6.914e-07 | 0 | 6.914e-07 | 0 | 1.5779e-06 | 3.1559e-06 | 0 | 3.1559e-06 | [12 empty] | 7.3.3.17.5 (Remote Grid) Updates to grid topology to minimize risk of ignition in HFTDs Remote GridWLDFREquipment / facility failureAggregated | WLDFR | HFTD - Distribution - Tier 2 - 1QU CoRE ¦ 5QU LoRE | Non-Red Flag Warning - Catastrophic Fires | Equipment / facility failure | Aggregated | 2049 | 1.7825e-07 | 1601.5759 | 0.00028548 | 2049 | Mitigation | 0.95 | 45 | 0 | esc | 0.00097009 | 1.7292e-10 | 0.00097009 | 1.7292e-10
[79 empty] | WLDFR | HFTD - Distribution - Tier 2 - 4QU CoRE ¦ 1QU LoRE | Red Flag Warning - Large Fires | 2050 | 4.7273e-08 | 4.7273e-08 | 7.3713 | 0.88759 | 4.1075 | 2.3763 | 0 | 0 | 4.873e-05 | 3.4846e-07 | 0 | 3.4846e-07 | 3.4846e-07 | 0 | 3.4846e-07 | 0 | 3.1542e-07 | 6.914e-07 | 0 | 6.914e-07 | 0 | 1.5779e-06 | 3.1559e-06 | 0 | 3.1559e-06 | [12 empty] | 7.3.3.17.5 (Remote Grid) Updates to grid topology to minimize risk of ignition in HFTDs Remote GridWLDFREquipment / facility failureAggregated | WLDFR | HFTD - Distribution - Tier 2 - 1QU CoRE ¦ 5QU LoRE | Non-Red Flag Warning - Catastrophic Fires | Equipment / facility failure | Aggregated | 2050 | 1.7825e-07 | 1601.5759 | 0.00028548 | 2050 | Mitigation | 0.95 | 45 | 0 | esc | 0.00097009 | 1.7292e-10 | 0.00097009 | 1.7292e-10
[79 empty] | WLDFR | HFTD - Distribution - Tier 2 - 4QU CoRE ¦ 1QU LoRE | Red Flag Warning - Large Fires | 2051 | 4.7273e-08 | 4.7273e-08 | 7.3713 | 0.88759 | 4.1075 | 2.3763 | 0 | 0 | 4.873e-05 | 3.4846e-07 | 0 | 3.4846e-07 | 3.4846e-07 | 0 | 3.4846e-07 | 0 | 3.1542e-07 | 6.914e-07 | 0 | 6.914e-07 | 0 | 1.5779e-06 | 3.1559e-06 | 0 | 3.1559e-06 | [12 empty] | 7.3.3.17.5 (Remote Grid) Updates to grid topology to minimize risk of ignition in HFTDs Remote GridWLDFREquipment / facility failureAggregated | WLDFR | HFTD - Distribution - Tier 2 - 1QU CoRE ¦ 5QU LoRE | Non-Red Flag Warning - Catastrophic Fires | Equipment / facility failure | Aggregated | 2051 | 1.7825e-07 | 1601.5759 | 0.00028548 | 2051 | Mitigation | 0.95 | 45 | 0 | esc | 0.00097009 | 1.7292e-10 | 0.00097009 | 1.7292e-10
[79 empty] | WLDFR | HFTD - Distribution - Tier 2 - 4QU CoRE ¦ 1QU LoRE | Red Flag Warning - Large Fires | 2052 | 4.7273e-08 | 4.7273e-08 | 7.3713 | 0.88759 | 4.1075 | 2.3763 | 0 | 0 | 4.873e-05 | 3.4846e-07 | 0 | 3.4846e-07 | 3.4846e-07 | 0 | 3.4846e-07 | 0 | 3.3417e-07 | 7.3251e-07 | 0 | 7.3251e-07 | 0 | 1.6555e-06 | 3.3109e-06 | 0 | 3.3109e-06 | [12 empty] | 7.3.3.17.5 (Remote Grid) Updates to grid topology to minimize risk of ignition in HFTDs Remote GridWLDFREquipment / facility failureAggregated | WLDFR | HFTD - Distribution - Tier 2 - 1QU CoRE ¦ 5QU LoRE | Non-Red Flag Warning - Catastrophic Fires | Equipment / facility failure | Aggregated | 2052 | 1.7825e-07 | 1601.5759 | 0.00028548 | 2052 | Mitigation | 0.95 | 45 | 0 | esc | 0.00097009 | 1.7292e-10 | 0.00097009 | 1.7292e-10
[79 empty] | WLDFR | HFTD - Distribution - Tier 2 - 4QU CoRE ¦ 1QU LoRE | Red Flag Warning - Large Fires | 2053 | 4.7273e-08 | 4.7273e-08 | 7.8503 | 0.92702 | 4.3664 | 2.5569 | 0 | 0 | 4.873e-05 | 3.7111e-07 | 0 | 3.7111e-07 | 3.7111e-07 | 0 | 3.7111e-07 | 0 | 3.3417e-07 | 7.3251e-07 | 0 | 7.3251e-07 | 0 | 1.6555e-06 | 3.3109e-06 | 0 | 3.3109e-06 | [12 empty] | 7.3.3.17.5 (Remote Grid) Updates to grid topology to minimize risk of ignition in HFTDs Remote GridWLDFREquipment / facility failureAggregated | WLDFR | HFTD - Distribution - Tier 2 - 1QU CoRE ¦ 5QU LoRE | Non-Red Flag Warning - Catastrophic Fires | Equipment / facility failure | Aggregated | 2053 | 1.7825e-07 | 1601.5759 | 0.00028548 | 2053 | Mitigation | 0.95 | 45 | 0 | esc | 0.00097009 | 1.7292e-10 | 0.00097009 | 1.7292e-10
[79 empty] | WLDFR | HFTD - Distribution - Tier 2 - 4QU CoRE ¦ 1QU LoRE | Red Flag Warning - Large Fires | 2054 | 4.7273e-08 | 4.7273e-08 | 7.8503 | 0.92702 | 4.3664 | 2.5569 | 0 | 0 | 4.873e-05 | 3.7111e-07 | 0 | 3.7111e-07 | 3.7111e-07 | 0 | 3.7111e-07 | 0 | 3.3417e-07 | 7.3251e-07 | 0 | 7.3251e-07 | 0 | 1.6555e-06 | 3.3109e-06 | 0 | 3.3109e-06 | [12 empty] | 7.3.3.17.5 (Remote Grid) Updates to grid topology to minimize risk of ignition in HFTDs Remote GridWLDFREquipment / facility failureAggregated | WLDFR | HFTD - Distribution - Tier 2 - 1QU CoRE ¦ 5QU LoRE | Non-Red Flag Warning - Catastrophic Fires | Equipment / facility failure | Aggregated | 2054 | 1.7825e-07 | 1601.5759 | 0.00028548 | 2054 | Mitigation | 0.95 | 45 | 0 | esc | 0.00097009 | 1.7292e-10 | 0.00097009 | 1.7292e-10
[79 empty] | WLDFR | HFTD - Distribution - Tier 2 - 4QU CoRE ¦ 1QU LoRE | Red Flag Warning - Large Fires | 2055 | 4.7273e-08 | 4.7273e-08 | 7.8503 | 0.92702 | 4.3664 | 2.5569 | 0 | 0 | 4.873e-05 | 3.7111e-07 | 0 | 3.7111e-07 | 3.7111e-07 | 0 | 3.7111e-07 | 0 | 3.3417e-07 | 7.3251e-07 | 0 | 7.3251e-07 | 0 | 1.6555e-06 | 3.3109e-06 | 0 | 3.3109e-06 | [12 empty] | 7.3.3.17.5 (Remote Grid) Updates to grid topology to minimize risk of ignition in HFTDs Remote GridWLDFREquipment / facility failureAggregated | WLDFR | HFTD - Distribution - Tier 2 - 1QU CoRE ¦ 5QU LoRE | Non-Red Flag Warning - Catastrophic Fires | Equipment / facility failure | Aggregated | 2055 | 1.7825e-07 | 1601.5759 | 0.00028548 | 2055 | Mitigation | 0.95 | 45 | 0 | esc | 0.00097009 | 1.7292e-10 | 0.00097009 | 1.7292e-10
[79 empty] | WLDFR | HFTD - Distribution - Tier 2 - 4QU CoRE ¦ 1QU LoRE | Red Flag Warning - Large Fires | 2056 | 4.7273e-08 | 4.7273e-08 | 7.8503 | 0.92702 | 4.3664 | 2.5569 | 0 | 0 | 4.873e-05 | 3.7111e-07 | 0 | 3.7111e-07 | 3.7111e-07 | 0 | 3.7111e-07 | 0 | 3.3417e-07 | 7.3251e-07 | 0 | 7.3251e-07 | 0 | 1.6555e-06 | 3.3109e-06 | 0 | 3.3109e-06 | [12 empty] | 7.3.3.17.5 (Remote Grid) Updates to grid topology to minimize risk of ignition in HFTDs Remote GridWLDFREquipment / facility failureAggregated | WLDFR | HFTD - Distribution - Tier 2 - 1QU CoRE ¦ 5QU LoRE | Non-Red Flag Warning - Catastrophic Fires | Equipment / facility failure | Aggregated | 2056 | 1.7825e-07 | 1601.5759 | 0.00028548 | 2056 | Mitigation | 0.95 | 45 | 0 | esc | 0.00097009 | 1.7292e-10 | 0.00097009 | 1.7292e-10
[79 empty] | WLDFR | HFTD - Distribution - Tier 2 - 4QU CoRE ¦ 1QU LoRE | Red Flag Warning - Large Fires | 2057 | 4.7273e-08 | 4.7273e-08 | 7.8503 | 0.92702 | 4.3664 | 2.5569 | 0 | 0 | 4.873e-05 | 3.7111e-07 | 0 | 3.7111e-07 | 3.7111e-07 | 0 | 3.7111e-07 | 0 | 3.5504e-07 | 7.7827e-07 | 0 | 7.7827e-07 | 0 | 1.738e-06 | 3.4761e-06 | 0 | 3.4761e-06 | [12 empty] | 7.3.3.17.5 (Remote Grid) Updates to grid topology to minimize risk of ignition in HFTDs Remote GridWLDFREquipment / facility failureAggregated | WLDFR | HFTD - Distribution - Tier 2 - 1QU CoRE ¦ 5QU LoRE | Non-Red Flag Warning - Catastrophic Fires | Equipment / facility failure | Aggregated | 2057 | 1.7825e-07 | 1601.5759 | 0.00028548 | 2057 | Mitigation | 0.95 | 45 | 0 | esc | 0.00097009 | 1.7292e-10 | 0.00097009 | 1.7292e-10
[79 empty] | WLDFR | HFTD - Distribution - Tier 2 - 4QU CoRE ¦ 1QU LoRE | Red Flag Warning - Large Fires | 2058 | 4.7273e-08 | 4.7273e-08 | 8.3524 | 0.96727 | 4.6367 | 2.7484 | 0 | 0 | 4.873e-05 | 3.9484e-07 | 0 | 3.9484e-07 | 3.9484e-07 | 0 | 3.9484e-07 | 0 | 3.5504e-07 | 7.7827e-07 | 0 | 7.7827e-07 | 0 | 1.738e-06 | 3.4761e-06 | 0 | 3.4761e-06 | [12 empty] | 7.3.3.17.5 (Remote Grid) Updates to grid topology to minimize risk of ignition in HFTDs Remote GridWLDFREquipment / facility failureAggregated | WLDFR | HFTD - Distribution - Tier 2 - 1QU CoRE ¦ 5QU LoRE | Non-Red Flag Warning - Catastrophic Fires | Equipment / facility failure | Aggregated | 2058 | 1.7825e-07 | 1601.5759 | 0.00028548 | 2058 | Mitigation | 0.95 | 45 | 0 | esc | 0.00097009 | 1.7292e-10 | 0.00097009 | 1.7292e-10
[79 empty] | WLDFR | HFTD - Distribution - Tier 2 - 4QU CoRE ¦ 1QU LoRE | Red Flag Warning - Large Fires | 2059 | 4.7273e-08 | 4.7273e-08 | 8.3524 | 0.96727 | 4.6367 | 2.7484 | 0 | 0 | 4.873e-05 | 3.9484e-07 | 0 | 3.9484e-07 | 3.9484e-07 | 0 | 3.9484e-07 | 0 | 3.5504e-07 | 7.7827e-07 | 0 | 7.7827e-07 | 0 | 1.738e-06 | 3.4761e-06 | 0 | 3.4761e-06 | [12 empty] | 7.3.3.17.5 (Remote Grid) Updates to grid topology to minimize risk of ignition in HFTDs Remote GridWLDFREquipment / facility failureAggregated | WLDFR | HFTD - Distribution - Tier 2 - 1QU CoRE ¦ 5QU LoRE | Non-Red Flag Warning - Catastrophic Fires | Equipment / facility failure | Aggregated | 2059 | 1.7825e-07 | 1601.5759 | 0.00028548 | 2059 | Mitigation | 0.95 | 45 | 0 | esc | 0.00097009 | 1.7292e-10 | 0.00097009 | 1.7292e-10
[79 empty] | WLDFR | HFTD - Distribution - Tier 2 - 4QU CoRE ¦ 1QU LoRE | Red Flag Warning - Large Fires | 2060 | 4.7273e-08 | 4.7273e-08 | 8.3524 | 0.96727 | 4.6367 | 2.7484 | 0 | 0 | 4.873e-05 | 3.9484e-07 | 0 | 3.9484e-07 | 3.9484e-07 | 0 | 3.9484e-07 | 0 | 3.5504e-07 | 7.7827e-07 | 0 | 7.7827e-07 | 0 | 1.738e-06 | 3.4761e-06 | 0 | 3.4761e-06 | [12 empty] | 7.3.3.17.5 (Remote Grid) Updates to grid topology to minimize risk of ignition in HFTDs Remote GridWLDFREquipment / facility failureAggregated | WLDFR | HFTD - Distribution - Tier 2 - 1QU CoRE ¦ 5QU LoRE | Non-Red Flag Warning - Catastrophic Fires | Equipment / facility failure | Aggregated | 2060 | 1.7825e-07 | 1601.5759 | 0.00028548 | 2060 | Mitigation | 0.95 | 45 | 0 | esc | 0.00097009 | 1.7292e-10 | 0.00097009 | 1.7292e-10
[79 empty] | WLDFR | HFTD - Distribution - Tier 2 - 4QU CoRE ¦ 1QU LoRE | Red Flag Warning - Large Fires | 2061 | 4.7273e-08 | 4.7273e-08 | 8.3524 | 0.96727 | 4.6367 | 2.7484 | 0 | 0 | 4.873e-05 | 3.9484e-07 | 0 | 3.9484e-07 | 3.9484e-07 | 0 | 3.9484e-07 | 0 | 3.5504e-07 | 7.7827e-07 | 0 | 7.7827e-07 | 0 | 1.738e-06 | 3.4761e-06 | 0 | 3.4761e-06 | [12 empty] | 7.3.3.17.5 (Remote Grid) Updates to grid topology to minimize risk of ignition in HFTDs Remote GridWLDFREquipment / facility failureAggregated | WLDFR | HFTD - Distribution - Tier 2 - 1QU CoRE ¦ 5QU LoRE | Non-Red Flag Warning - Catastrophic Fires | Equipment / facility failure | Aggregated | 2061 | 1.7825e-07 | 1601.5759 | 0.00028548 | 2061 | Mitigation | 0.95 | 45 | 0 | esc | 0.00097009 | 1.7292e-10 | 0.00097009 | 1.7292e-10
[79 empty] | WLDFR | HFTD - Distribution - Tier 2 - 4QU CoRE ¦ 1QU LoRE | Red Flag Warning - Large Fires | 2062 | 4.7273e-08 | 4.7273e-08 | 8.3524 | 0.96727 | 4.6367 | 2.7484 | 0 | 0 | 4.873e-05 | 3.9484e-07 | 0 | 3.9484e-07 | 3.9484e-07 | 0 | 3.9484e-07 | 0 | 3.7787e-07 | 8.2831e-07 | 0 | 8.2831e-07 | 0 | 1.8246e-06 | 3.6492e-06 | 0 | 3.6492e-06 | [12 empty] | 7.3.3.17.5 (Remote Grid) Updates to grid topology to minimize risk of ignition in HFTDs Remote GridWLDFREquipment / facility failureAggregated | WLDFR | HFTD - Distribution - Tier 2 - 1QU CoRE ¦ 5QU LoRE | Non-Red Flag Warning - Catastrophic Fires | Equipment / facility failure | Aggregated | 2062 | 1.7825e-07 | 1601.5759 | 0.00028548 | 2062 | Mitigation | 0.95 | 45 | 0 | esc | 0.00097009 | 1.7292e-10 | 0.00097009 | 1.7292e-10
[79 empty] | WLDFR | HFTD - Distribution - Tier 2 - 4QU CoRE ¦ 1QU LoRE | Red Flag Warning - Large Fires | 2063 | 4.7273e-08 | 4.7273e-08 | 8.872 | 1.0079 | 4.9153 | 2.9488 | 0 | 0 | 4.873e-05 | 4.194e-07 | 0 | 4.194e-07 | 4.194e-07 | 0 | 4.194e-07 | 0 | 3.7787e-07 | 8.2831e-07 | 0 | 8.2831e-07 | 0 | 1.8246e-06 | 3.6492e-06 | 0 | 3.6492e-06 | [12 empty] | 7.3.3.17.5 (Remote Grid) Updates to grid topology to minimize risk of ignition in HFTDs Remote GridWLDFREquipment / facility failureAggregated | WLDFR | HFTD - Distribution - Tier 2 - 1QU CoRE ¦ 5QU LoRE | Non-Red Flag Warning - Catastrophic Fires | Equipment / facility failure | Aggregated | 2063 | 1.7825e-07 | 1601.5759 | 0.00028548 | 2063 | Mitigation | 0.95 | 45 | 0 | esc | 0.00097009 | 1.7292e-10 | 0.00097009 | 1.7292e-10
[79 empty] | WLDFR | HFTD - Distribution - Tier 2 - 4QU CoRE ¦ 1QU LoRE | Red Flag Warning - Large Fires | 2064 | 4.7273e-08 | 4.7273e-08 | 8.872 | 1.0079 | 4.9153 | 2.9488 | 0 | 0 | 4.873e-05 | 4.194e-07 | 0 | 4.194e-07 | 4.194e-07 | 0 | 4.194e-07 | 0 | 3.7787e-07 | 8.2831e-07 | 0 | 8.2831e-07 | 0 | 1.8246e-06 | 3.6492e-06 | 0 | 3.6492e-06 | [12 empty] | 7.3.3.17.5 (Remote Grid) Updates to grid topology to minimize risk of ignition in HFTDs Remote GridWLDFREquipment / facility failureAggregated | WLDFR | HFTD - Distribution - Tier 2 - 1QU CoRE ¦ 5QU LoRE | Non-Red Flag Warning - Catastrophic Fires | Equipment / facility failure | Aggregated | 2064 | 1.7825e-07 | 1601.5759 | 0.00028548 | 2064 | Mitigation | 0.95 | 45 | 0 | esc | 0.00097009 | 1.7292e-10 | 0.00097009 | 1.7292e-10
[79 empty] | WLDFR | HFTD - Distribution - Tier 2 - 4QU CoRE ¦ 1QU LoRE | Red Flag Warning - Large Fires | 2065 | 4.7273e-08 | 4.7273e-08 | 8.872 | 1.0079 | 4.9153 | 2.9488 | 0 | 0 | 4.873e-05 | 4.194e-07 | 0 | 4.194e-07 | 4.194e-07 | 0 | 4.194e-07 | 0 | 3.7787e-07 | 8.2831e-07 | 0 | 8.2831e-07 | 0 | 1.8246e-06 | 3.6492e-06 | 0 | 3.6492e-06 | [12 empty] | 7.3.3.17.5 (Remote Grid) Updates to grid topology to minimize risk of ignition in HFTDs Remote GridWLDFREquipment / facility failureAggregated | WLDFR | HFTD - Distribution - Tier 2 - 1QU CoRE ¦ 5QU LoRE | Non-Red Flag Warning - Catastrophic Fires | Equipment / facility failure | Aggregated | 2065 | 1.7825e-07 | 1601.5759 | 0.00028548 | 2065 | Mitigation | 0.95 | 45 | 0 | esc | 0.00097009 | 1.7292e-10 | 0.00097009 | 1.7292e-10
[79 empty] | WLDFR | HFTD - Distribution - Tier 2 - 4QU CoRE ¦ 1QU LoRE | Red Flag Warning - Large Fires | 2066 | 4.7273e-08 | 4.7273e-08 | 8.872 | 1.0079 | 4.9153 | 2.9488 | 0 | 0 | 4.873e-05 | 4.194e-07 | 0 | 4.194e-07 | 4.194e-07 | 0 | 4.194e-07 | 0 | 3.7787e-07 | 8.2831e-07 | 0 | 8.2831e-07 | 0 | 0 | 3.6492e-06 | 0 | 3.6492e-06 | [12 empty] | 7.3.3.17.5 (Remote Grid) Updates to grid topology to minimize risk of ignition in HFTDs Remote GridWLDFREquipment / facility failureAggregated | WLDFR | HFTD - Distribution - Tier 2 - 1QU CoRE ¦ 5QU LoRE | Non-Red Flag Warning - Catastrophic Fires | Equipment / facility failure | Aggregated | 2066 | 1.7825e-07 | 1601.5759 | 0.00028548 | 2066 | Mitigation | 0.95 | 45 | 0 | esc | 0.00097009 | 1.7292e-10 | 0.00097009 | 1.7292e-10
[79 empty] | WLDFR | HFTD - Distribution - Tier 2 - 4QU CoRE ¦ 1QU LoRE | Red Flag Warning - Large Fires | 2067 | 0 | 4.7273e-08 | 8.872 | 1.0079 | 4.9153 | 2.9488 | 0 | 0 | 4.873e-05 | 0 | 0 | 0 | 4.194e-07 | 0 | 4.194e-07 | 0 | 4.0247e-07 | 8.8221e-07 | 0 | 8.8221e-07 | 0 | 0 | 0 | 0 | 0 | [12 empty] | 7.3.3.17.5 (Remote Grid) Updates to grid topology to minimize risk of ignition in HFTDs Remote GridWLDFREquipment / facility failureAggregated | WLDFR | HFTD - Distribution - Tier 2 - 1QU CoRE ¦ 5QU LoRE | Non-Red Flag Warning - Catastrophic Fires | Equipment / facility failure | Aggregated | 2067 | 1.7825e-07 | 1601.5759 | 0.00028548 | 2067 | Mitigation | 0.95 | 45 | 0 | esc | 0 | 0 | 0.00097009 | 1.7292e-10
[79 empty] | WLDFR | HFTD - Distribution - Tier 2 - 4QU CoRE ¦ 1QU LoRE | Red Flag Warning - Small Fires | 2022 | 1.3462e-06 | 0 | 0.077901 | 0.036425 | 0.0015809 | 0.039895 | 0 | 0 | 0.001415 | 1.0487e-07 | 0 | 1.0487e-07 | 0 | 0 | 0 | 0 | 4.0247e-07 | 8.8221e-07 | 0 | 8.8221e-07 | 0 | 0 | 0 | 0 | 0 | [12 empty] | 7.3.3.17.5 (Remote Grid) Updates to grid topology to minimize risk of ignition in HFTDs Remote GridWLDFRVegetation ContactAggregated | WLDFR | HFTD - Distribution - Tier 2 - 1QU CoRE ¦ 5QU LoRE | Non-Red Flag Warning - Catastrophic Fires | Vegetation Contact | Aggregated | 2022 | 8.6394e-07 | 1601.5759 | 0.0013837 | 2022 | Mitigation | 0.95 | 45 | 0 | esc | 0.00097009 | 8.381e-10 | 0 | 0
[79 empty] | WLDFR | HFTD - Distribution - Tier 2 - 4QU CoRE ¦ 1QU LoRE | Red Flag Warning - Small Fires | 2023 | 1.3462e-06 | 1.3462e-06 | 0.080408 | 0.03759 | 0.0016314 | 0.041187 | 0 | 0 | 0.001415 | 1.0824e-07 | 0 | 1.0824e-07 | 1.0824e-07 | 0 | 1.0824e-07 | 0 | 4.0247e-07 | 8.8221e-07 | 0 | 8.8221e-07 | 0 | 3.6055e-06 | 0 | 0 | 0 | [12 empty] | 7.3.3.17.5 (Remote Grid) Updates to grid topology to minimize risk of ignition in HFTDs Remote GridWLDFRVegetation ContactAggregated | WLDFR | HFTD - Distribution - Tier 2 - 1QU CoRE ¦ 5QU LoRE | Non-Red Flag Warning - Catastrophic Fires | Vegetation Contact | Aggregated | 2023 | 8.6394e-07 | 1601.5759 | 0.0013837 | 2023 | Mitigation | 0.95 | 45 | 0 | esc | 0.00097009 | 8.381e-10 | 0.00097009 | 8.381e-10
[79 empty] | WLDFR | HFTD - Distribution - Tier 2 - 4QU CoRE ¦ 1QU LoRE | Red Flag Warning - Small Fires | 2024 | 1.3462e-06 | 1.3462e-06 | 0.080408 | 0.03759 | 0.0016314 | 0.041187 | 0 | 0 | 0.001415 | 1.0824e-07 | 0 | 1.0824e-07 | 1.0824e-07 | 0 | 1.0824e-07 | 0 | 4.0247e-07 | 8.8221e-07 | 0 | 8.8221e-07 | 0 | 3.7372e-06 | 7.4745e-06 | 0 | 7.4745e-06 | [12 empty] | 7.3.3.17.5 (Remote Grid) Updates to grid topology to minimize risk of ignition in HFTDs Remote GridWLDFRVegetation ContactAggregated | WLDFR | HFTD - Distribution - Tier 2 - 1QU CoRE ¦ 5QU LoRE | Non-Red Flag Warning - Catastrophic Fires | Vegetation Contact | Aggregated | 2024 | 8.6394e-07 | 1601.5759 | 0.0013837 | 2024 | Mitigation | 0.95 | 45 | 0 | esc | 0.00097009 | 8.381e-10 | 0.00097009 | 8.381e-10
[79 empty] | WLDFR | HFTD - Distribution - Tier 2 - 4QU CoRE ¦ 1QU LoRE | Red Flag Warning - Small Fires | 2025 | 1.3462e-06 | 1.3462e-06 | 0.080408 | 0.03759 | 0.0016314 | 0.041187 | 0 | 0 | 0.001415 | 1.0824e-07 | 0 | 1.0824e-07 | 1.0824e-07 | 0 | 1.0824e-07 | 0 | 4.0247e-07 | 8.8221e-07 | 0 | 8.8221e-07 | 0 | 3.7372e-06 | 7.4745e-06 | 0 | 7.4745e-06 | [12 empty] | 7.3.3.17.5 (Remote Grid) Updates to grid topology to minimize risk of ignition in HFTDs Remote GridWLDFRVegetation ContactAggregated | WLDFR | HFTD - Distribution - Tier 2 - 1QU CoRE ¦ 5QU LoRE | Non-Red Flag Warning - Catastrophic Fires | Vegetation Contact | Aggregated | 2025 | 8.6394e-07 | 1601.5759 | 0.0013837 | 2025 | Mitigation | 0.95 | 45 | 0 | esc | 0.00097009 | 8.381e-10 | 0.00097009 | 8.381e-10
[79 empty] | WLDFR | HFTD - Distribution - Tier 2 - 4QU CoRE ¦ 1QU LoRE | Red Flag Warning - Small Fires | 2026 | 1.3462e-06 | 1.3462e-06 | 0.080408 | 0.03759 | 0.0016314 | 0.041187 | 0 | 0 | 0.001415 | 1.0824e-07 | 0 | 1.0824e-07 | 1.0824e-07 | 0 | 1.0824e-07 | 0 | 4.2862e-07 | 9.3954e-07 | 0 | 9.3954e-07 | 0 | 3.7372e-06 | 7.4745e-06 | 0 | 7.4745e-06 | [12 empty] | 7.3.3.17.5 (Remote Grid) Updates to grid topology to minimize risk of ignition in HFTDs Remote GridWLDFRVegetation ContactAggregated | WLDFR | HFTD - Distribution - Tier 2 - 1QU CoRE ¦ 5QU LoRE | Non-Red Flag Warning - Catastrophic Fires | Vegetation Contact | Aggregated | 2026 | 8.6394e-07 | 1601.5759 | 0.0013837 | 2026 | Mitigation | 0.95 | 45 | 0 | esc | 0.00097009 | 8.381e-10 | 0.00097009 | 8.381e-10
[79 empty] | WLDFR | HFTD - Distribution - Tier 2 - 4QU CoRE ¦ 1QU LoRE | Red Flag Warning - Small Fires | 2027 | 1.3462e-06 | 1.3462e-06 | 0.080408 | 0.03759 | 0.0016314 | 0.041187 | 0 | 0 | 0.001415 | 1.0824e-07 | 0 | 1.0824e-07 | 1.0824e-07 | 0 | 1.0824e-07 | 0 | 4.2862e-07 | 9.3954e-07 | 0 | 9.3954e-07 | 0 | 3.7372e-06 | 7.4745e-06 | 0 | 7.4745e-06 | [12 empty] | 7.3.3.17.5 (Remote Grid) Updates to grid topology to minimize risk of ignition in HFTDs Remote GridWLDFRVegetation ContactAggregated | WLDFR | HFTD - Distribution - Tier 2 - 1QU CoRE ¦ 5QU LoRE | Non-Red Flag Warning - Catastrophic Fires | Vegetation Contact | Aggregated | 2027 | 8.6394e-07 | 1601.5759 | 0.0013837 | 2027 | Mitigation | 0.95 | 45 | 0 | esc | 0.00097009 | 8.381e-10 | 0.00097009 | 8.381e-10
[79 empty] | WLDFR | HFTD - Distribution - Tier 2 - 4QU CoRE ¦ 1QU LoRE | Red Flag Warning - Small Fires | 2028 | 1.3462e-06 | 1.3462e-06 | 0.083606 | 0.039055 | 0.001695 | 0.042856 | 0 | 0 | 0.001415 | 1.1255e-07 | 0 | 1.1255e-07 | 1.1255e-07 | 0 | 1.1255e-07 | 0 | 4.2862e-07 | 9.3954e-07 | 0 | 9.3954e-07 | 0 | 3.7372e-06 | 7.4745e-06 | 0 | 7.4745e-06 | [12 empty] | 7.3.3.17.5 (Remote Grid) Updates to grid topology to minimize risk of ignition in HFTDs Remote GridWLDFRVegetation ContactAggregated | WLDFR | HFTD - Distribution - Tier 2 - 1QU CoRE ¦ 5QU LoRE | Non-Red Flag Warning - Catastrophic Fires | Vegetation Contact | Aggregated | 2028 | 8.6394e-07 | 1601.5759 | 0.0013837 | 2028 | Mitigation | 0.95 | 45 | 0 | esc | 0.00097009 | 8.381e-10 | 0.00097009 | 8.381e-10
[79 empty] | WLDFR | HFTD - Distribution - Tier 2 - 4QU CoRE ¦ 1QU LoRE | Red Flag Warning - Small Fires | 2029 | 1.3462e-06 | 1.3462e-06 | 0.083606 | 0.039055 | 0.001695 | 0.042856 | 0 | 0 | 0.001415 | 1.1255e-07 | 0 | 1.1255e-07 | 1.1255e-07 | 0 | 1.1255e-07 | 0 | 4.2862e-07 | 9.3954e-07 | 0 | 9.3954e-07 | 0 | 3.9031e-06 | 7.8062e-06 | 0 | 7.8062e-06 | [12 empty] | 7.3.3.17.5 (Remote Grid) Updates to grid topology to minimize risk of ignition in HFTDs Remote GridWLDFRVegetation ContactAggregated | WLDFR | HFTD - Distribution - Tier 2 - 1QU CoRE ¦ 5QU LoRE | Non-Red Flag Warning - Catastrophic Fires | Vegetation Contact | Aggregated | 2029 | 8.6394e-07 | 1601.5759 | 0.0013837 | 2029 | Mitigation | 0.95 | 45 | 0 | esc | 0.00097009 | 8.381e-10 | 0.00097009 | 8.381e-10
[79 empty] | WLDFR | HFTD - Distribution - Tier 2 - 4QU CoRE ¦ 1QU LoRE | Red Flag Warning - Small Fires | 2030 | 1.3462e-06 | 1.3462e-06 | 0.083606 | 0.039055 | 0.001695 | 0.042856 | 0 | 0 | 0.001415 | 1.1255e-07 | 0 | 1.1255e-07 | 1.1255e-07 | 0 | 1.1255e-07 | 0 | 4.2862e-07 | 9.3954e-07 | 0 | 9.3954e-07 | 0 | 3.9031e-06 | 7.8062e-06 | 0 | 7.8062e-06 | [12 empty] | 7.3.3.17.5 (Remote Grid) Updates to grid topology to minimize risk of ignition in HFTDs Remote GridWLDFRVegetation ContactAggregated | WLDFR | HFTD - Distribution - Tier 2 - 1QU CoRE ¦ 5QU LoRE | Non-Red Flag Warning - Catastrophic Fires | Vegetation Contact | Aggregated | 2030 | 8.6394e-07 | 1601.5759 | 0.0013837 | 2030 | Mitigation | 0.95 | 45 | 0 | esc | 0.00097009 | 8.381e-10 | 0.00097009 | 8.381e-10
[79 empty] | WLDFR | HFTD - Distribution - Tier 2 - 4QU CoRE ¦ 1QU LoRE | Red Flag Warning - Small Fires | 2031 | 1.3462e-06 | 1.3462e-06 | 0.083606 | 0.039055 | 0.001695 | 0.042856 | 0 | 0 | 0.001415 | 1.1255e-07 | 0 | 1.1255e-07 | 1.1255e-07 | 0 | 1.1255e-07 | 0 | 4.5603e-07 | 9.9962e-07 | 0 | 9.9962e-07 | 0 | 3.9031e-06 | 7.8062e-06 | 0 | 7.8062e-06 | [12 empty] | 7.3.3.17.5 (Remote Grid) Updates to grid topology to minimize risk of ignition in HFTDs Remote GridWLDFRVegetation ContactAggregated | WLDFR | HFTD - Distribution - Tier 2 - 1QU CoRE ¦ 5QU LoRE | Non-Red Flag Warning - Catastrophic Fires | Vegetation Contact | Aggregated | 2031 | 8.6394e-07 | 1601.5759 | 0.0013837 | 2031 | Mitigation | 0.95 | 45 | 0 | esc | 0.00097009 | 8.381e-10 | 0.00097009 | 8.381e-10
[79 empty] | WLDFR | HFTD - Distribution - Tier 2 - 4QU CoRE ¦ 1QU LoRE | Red Flag Warning - Small Fires | 2032 | 1.3462e-06 | 1.3462e-06 | 0.083606 | 0.039055 | 0.001695 | 0.042856 | 0 | 0 | 0.001415 | 1.1255e-07 | 0 | 1.1255e-07 | 1.1255e-07 | 0 | 1.1255e-07 | 0 | 4.5603e-07 | 9.9962e-07 | 0 | 9.9962e-07 | 0 | 3.9031e-06 | 7.8062e-06 | 0 | 7.8062e-06 | [12 empty] | 7.3.3.17.5 (Remote Grid) Updates to grid topology to minimize risk of ignition in HFTDs Remote GridWLDFRVegetation ContactAggregated | WLDFR | HFTD - Distribution - Tier 2 - 1QU CoRE ¦ 5QU LoRE | Non-Red Flag Warning - Catastrophic Fires | Vegetation Contact | Aggregated | 2032 | 8.6394e-07 | 1601.5759 | 0.0013837 | 2032 | Mitigation | 0.95 | 45 | 0 | esc | 0.00097009 | 8.381e-10 | 0.00097009 | 8.381e-10
[79 empty] | WLDFR | HFTD - Distribution - Tier 2 - 4QU CoRE ¦ 1QU LoRE | Red Flag Warning - Small Fires | 2033 | 1.3462e-06 | 1.3462e-06 | 0.087211 | 0.040679 | 0.0017655 | 0.044766 | 0 | 0 | 0.001415 | 1.174e-07 | 0 | 1.174e-07 | 1.174e-07 | 0 | 1.174e-07 | 0 | 4.5603e-07 | 9.9962e-07 | 0 | 9.9962e-07 | 0 | 3.9031e-06 | 7.8062e-06 | 0 | 7.8062e-06 | [12 empty] | 7.3.3.17.5 (Remote Grid) Updates to grid topology to minimize risk of ignition in HFTDs Remote GridWLDFRVegetation ContactAggregated | WLDFR | HFTD - Distribution - Tier 2 - 1QU CoRE ¦ 5QU LoRE | Non-Red Flag Warning - Catastrophic Fires | Vegetation Contact | Aggregated | 2033 | 8.6394e-07 | 1601.5759 | 0.0013837 | 2033 | Mitigation | 0.95 | 45 | 0 | esc | 0.00097009 | 8.381e-10 | 0.00097009 | 8.381e-10
[79 empty] | WLDFR | HFTD - Distribution - Tier 2 - 4QU CoRE ¦ 1QU LoRE | Red Flag Warning - Small Fires | 2034 | 1.3462e-06 | 1.3462e-06 | 0.087211 | 0.040679 | 0.0017655 | 0.044766 | 0 | 0 | 0.001415 | 1.174e-07 | 0 | 1.174e-07 | 1.174e-07 | 0 | 1.174e-07 | 0 | 4.5603e-07 | 9.9962e-07 | 0 | 9.9962e-07 | 0 | 4.0873e-06 | 8.1745e-06 | 0 | 8.1745e-06 | [12 empty] | 7.3.3.17.5 (Remote Grid) Updates to grid topology to minimize risk of ignition in HFTDs Remote GridWLDFRVegetation ContactAggregated | WLDFR | HFTD - Distribution - Tier 2 - 1QU CoRE ¦ 5QU LoRE | Non-Red Flag Warning - Catastrophic Fires | Vegetation Contact | Aggregated | 2034 | 8.6394e-07 | 1601.5759 | 0.0013837 | 2034 | Mitigation | 0.95 | 45 | 0 | esc | 0.00097009 | 8.381e-10 | 0.00097009 | 8.381e-10
[79 empty] | WLDFR | HFTD - Distribution - Tier 2 - 4QU CoRE ¦ 1QU LoRE | Red Flag Warning - Small Fires | 2035 | 1.3462e-06 | 1.3462e-06 | 0.087211 | 0.040679 | 0.0017655 | 0.044766 | 0 | 0 | 0.001415 | 1.174e-07 | 0 | 1.174e-07 | 1.174e-07 | 0 | 1.174e-07 | 0 | 4.5603e-07 | 9.9962e-07 | 0 | 9.9962e-07 | 0 | 4.0873e-06 | 8.1745e-06 | 0 | 8.1745e-06 | [12 empty] | 7.3.3.17.5 (Remote Grid) Updates to grid topology to minimize risk of ignition in HFTDs Remote GridWLDFRVegetation ContactAggregated | WLDFR | HFTD - Distribution - Tier 2 - 1QU CoRE ¦ 5QU LoRE | Non-Red Flag Warning - Catastrophic Fires | Vegetation Contact | Aggregated | 2035 | 8.6394e-07 | 1601.5759 | 0.0013837 | 2035 | Mitigation | 0.95 | 45 | 0 | esc | 0.00097009 | 8.381e-10 | 0.00097009 | 8.381e-10
[79 empty] | WLDFR | HFTD - Distribution - Tier 2 - 4QU CoRE ¦ 1QU LoRE | Red Flag Warning - Small Fires | 2036 | 1.3462e-06 | 1.3462e-06 | 0.087211 | 0.040679 | 0.0017655 | 0.044766 | 0 | 0 | 0.001415 | 1.174e-07 | 0 | 1.174e-07 | 1.174e-07 | 0 | 1.174e-07 | 0 | 4.844e-07 | 1.0618e-06 | 0 | 1.0618e-06 | 0 | 4.0873e-06 | 8.1745e-06 | 0 | 8.1745e-06 | [12 empty] | 7.3.3.17.5 (Remote Grid) Updates to grid topology to minimize risk of ignition in HFTDs Remote GridWLDFRVegetation ContactAggregated | WLDFR | HFTD - Distribution - Tier 2 - 1QU CoRE ¦ 5QU LoRE | Non-Red Flag Warning - Catastrophic Fires | Vegetation Contact | Aggregated | 2036 | 8.6394e-07 | 1601.5759 | 0.0013837 | 2036 | Mitigation | 0.95 | 45 | 0 | esc | 0.00097009 | 8.381e-10 | 0.00097009 | 8.381e-10
[79 empty] | WLDFR | HFTD - Distribution - Tier 2 - 4QU CoRE ¦ 1QU LoRE | Red Flag Warning - Small Fires | 2037 | 1.3462e-06 | 1.3462e-06 | 0.087211 | 0.040679 | 0.0017655 | 0.044766 | 0 | 0 | 0.001415 | 1.174e-07 | 0 | 1.174e-07 | 1.174e-07 | 0 | 1.174e-07 | 0 | 4.844e-07 | 1.0618e-06 | 0 | 1.0618e-06 | 0 | 4.0873e-06 | 8.1745e-06 | 0 | 8.1745e-06 | [12 empty] | 7.3.3.17.5 (Remote Grid) Updates to grid topology to minimize risk of ignition in HFTDs Remote GridWLDFRVegetation ContactAggregated | WLDFR | HFTD - Distribution - Tier 2 - 1QU CoRE ¦ 5QU LoRE | Non-Red Flag Warning - Catastrophic Fires | Vegetation Contact | Aggregated | 2037 | 8.6394e-07 | 1601.5759 | 0.0013837 | 2037 | Mitigation | 0.95 | 45 | 0 | esc | 0.00097009 | 8.381e-10 | 0.00097009 | 8.381e-10
[79 empty] | WLDFR | HFTD - Distribution - Tier 2 - 4QU CoRE ¦ 1QU LoRE | Red Flag Warning - Small Fires | 2038 | 1.3462e-06 | 1.3462e-06 | 0.091184 | 0.042438 | 0.0018418 | 0.046905 | 0 | 0 | 0.001415 | 1.2275e-07 | 0 | 1.2275e-07 | 1.2275e-07 | 0 | 1.2275e-07 | 0 | 4.844e-07 | 1.0618e-06 | 0 | 1.0618e-06 | 0 | 4.0873e-06 | 8.1745e-06 | 0 | 8.1745e-06 | [12 empty] | 7.3.3.17.5 (Remote Grid) Updates to grid topology to minimize risk of ignition in HFTDs Remote GridWLDFRVegetation ContactAggregated | WLDFR | HFTD - Distribution - Tier 2 - 1QU CoRE ¦ 5QU LoRE | Non-Red Flag Warning - Catastrophic Fires | Vegetation Contact | Aggregated | 2038 | 8.6394e-07 | 1601.5759 | 0.0013837 | 2038 | Mitigation | 0.95 | 45 | 0 | esc | 0.00097009 | 8.381e-10 | 0.00097009 | 8.381e-10
[79 empty] | WLDFR | HFTD - Distribution - Tier 2 - 4QU CoRE ¦ 1QU LoRE | Red Flag Warning - Small Fires | 2039 | 1.3462e-06 | 1.3462e-06 | 0.091184 | 0.042438 | 0.0018418 | 0.046905 | 0 | 0 | 0.001415 | 1.2275e-07 | 0 | 1.2275e-07 | 1.2275e-07 | 0 | 1.2275e-07 | 0 | 4.844e-07 | 1.0618e-06 | 0 | 1.0618e-06 | 0 | 4.287e-06 | 8.574e-06 | 0 | 8.574e-06 | [12 empty] | 7.3.3.17.5 (Remote Grid) Updates to grid topology to minimize risk of ignition in HFTDs Remote GridWLDFRVegetation ContactAggregated | WLDFR | HFTD - Distribution - Tier 2 - 1QU CoRE ¦ 5QU LoRE | Non-Red Flag Warning - Catastrophic Fires | Vegetation Contact | Aggregated | 2039 | 8.6394e-07 | 1601.5759 | 0.0013837 | 2039 | Mitigation | 0.95 | 45 | 0 | esc | 0.00097009 | 8.381e-10 | 0.00097009 | 8.381e-10
[79 empty] | WLDFR | HFTD - Distribution - Tier 2 - 4QU CoRE ¦ 1QU LoRE | Red Flag Warning - Small Fires | 2040 | 1.3462e-06 | 1.3462e-06 | 0.091184 | 0.042438 | 0.0018418 | 0.046905 | 0 | 0 | 0.001415 | 1.2275e-07 | 0 | 1.2275e-07 | 1.2275e-07 | 0 | 1.2275e-07 | 0 | 4.844e-07 | 1.0618e-06 | 0 | 1.0618e-06 | 0 | 4.287e-06 | 8.574e-06 | 0 | 8.574e-06 | [12 empty] | 7.3.3.17.5 (Remote Grid) Updates to grid topology to minimize risk of ignition in HFTDs Remote GridWLDFRVegetation ContactAggregated | WLDFR | HFTD - Distribution - Tier 2 - 1QU CoRE ¦ 5QU LoRE | Non-Red Flag Warning - Catastrophic Fires | Vegetation Contact | Aggregated | 2040 | 8.6394e-07 | 1601.5759 | 0.0013837 | 2040 | Mitigation | 0.95 | 45 | 0 | esc | 0.00097009 | 8.381e-10 | 0.00097009 | 8.381e-10
[79 empty] | WLDFR | HFTD - Distribution - Tier 2 - 4QU CoRE ¦ 1QU LoRE | Red Flag Warning - Small Fires | 2041 | 1.3462e-06 | 1.3462e-06 | 0.091184 | 0.042438 | 0.0018418 | 0.046905 | 0 | 0 | 0.001415 | 1.2275e-07 | 0 | 1.2275e-07 | 1.2275e-07 | 0 | 1.2275e-07 | 0 | 5.134e-07 | 1.1254e-06 | 0 | 1.1254e-06 | 0 | 4.287e-06 | 8.574e-06 | 0 | 8.574e-06 | [12 empty] | 7.3.3.17.5 (Remote Grid) Updates to grid topology to minimize risk of ignition in HFTDs Remote GridWLDFRVegetation ContactAggregated | WLDFR | HFTD - Distribution - Tier 2 - 1QU CoRE ¦ 5QU LoRE | Non-Red Flag Warning - Catastrophic Fires | Vegetation Contact | Aggregated | 2041 | 8.6394e-07 | 1601.5759 | 0.0013837 | 2041 | Mitigation | 0.95 | 45 | 0 | esc | 0.00097009 | 8.381e-10 | 0.00097009 | 8.381e-10
[79 empty] | WLDFR | HFTD - Distribution - Tier 2 - 4QU CoRE ¦ 1QU LoRE | Red Flag Warning - Small Fires | 2042 | 1.3462e-06 | 1.3462e-06 | 0.091184 | 0.042438 | 0.0018418 | 0.046905 | 0 | 0 | 0.001415 | 1.2275e-07 | 0 | 1.2275e-07 | 1.2275e-07 | 0 | 1.2275e-07 | 0 | 5.134e-07 | 1.1254e-06 | 0 | 1.1254e-06 | 0 | 4.287e-06 | 8.574e-06 | 0 | 8.574e-06 | [12 empty] | 7.3.3.17.5 (Remote Grid) Updates to grid topology to minimize risk of ignition in HFTDs Remote GridWLDFRVegetation ContactAggregated | WLDFR | HFTD - Distribution - Tier 2 - 1QU CoRE ¦ 5QU LoRE | Non-Red Flag Warning - Catastrophic Fires | Vegetation Contact | Aggregated | 2042 | 8.6394e-07 | 1601.5759 | 0.0013837 | 2042 | Mitigation | 0.95 | 45 | 0 | esc | 0.00097009 | 8.381e-10 | 0.00097009 | 8.381e-10
[79 empty] | WLDFR | HFTD - Distribution - Tier 2 - 4QU CoRE ¦ 1QU LoRE | Red Flag Warning - Small Fires | 2043 | 1.3462e-06 | 1.3462e-06 | 0.095486 | 0.044306 | 0.0019228 | 0.049257 | 0 | 0 | 0.001415 | 1.2854e-07 | 0 | 1.2854e-07 | 1.2854e-07 | 0 | 1.2854e-07 | 0 | 5.134e-07 | 1.1254e-06 | 0 | 1.1254e-06 | 0 | 4.287e-06 | 8.574e-06 | 0 | 8.574e-06 | [12 empty] | 7.3.3.17.5 (Remote Grid) Updates to grid topology to minimize risk of ignition in HFTDs Remote GridWLDFRVegetation ContactAggregated | WLDFR | HFTD - Distribution - Tier 2 - 1QU CoRE ¦ 5QU LoRE | Non-Red Flag Warning - Catastrophic Fires | Vegetation Contact | Aggregated | 2043 | 8.6394e-07 | 1601.5759 | 0.0013837 | 2043 | Mitigation | 0.95 | 45 | 0 | esc | 0.00097009 | 8.381e-10 | 0.00097009 | 8.381e-10
[79 empty] | WLDFR | HFTD - Distribution - Tier 2 - 4QU CoRE ¦ 1QU LoRE | Red Flag Warning - Small Fires | 2044 | 1.3462e-06 | 1.3462e-06 | 0.095486 | 0.044306 | 0.0019228 | 0.049257 | 0 | 0 | 0.001415 | 1.2854e-07 | 0 | 1.2854e-07 | 1.2854e-07 | 0 | 1.2854e-07 | 0 | 0 | 1.1254e-06 | 0 | 1.1254e-06 | 0 | 4.4996e-06 | 8.9992e-06 | 0 | 8.9992e-06 | [12 empty] | 7.3.3.17.5 (Remote Grid) Updates to grid topology to minimize risk of ignition in HFTDs Remote GridWLDFRVegetation ContactAggregated | WLDFR | HFTD - Distribution - Tier 2 - 1QU CoRE ¦ 5QU LoRE | Non-Red Flag Warning - Catastrophic Fires | Vegetation Contact | Aggregated | 2044 | 8.6394e-07 | 1601.5759 | 0.0013837 | 2044 | Mitigation | 0.95 | 45 | 0 | esc | 0.00097009 | 8.381e-10 | 0.00097009 | 8.381e-10
[79 empty] | WLDFR | HFTD - Distribution - Tier 2 - 4QU CoRE ¦ 1QU LoRE | Red Flag Warning - Small Fires | 2045 | 1.3462e-06 | 1.3462e-06 | 0.095486 | 0.044306 | 0.0019228 | 0.049257 | 0 | 0 | 0.001415 | 1.2854e-07 | 0 | 1.2854e-07 | 1.2854e-07 | 0 | 1.2854e-07 | 0 | 0 | 0 | 0 | 0 | 0 | 4.4996e-06 | 8.9992e-06 | 0 | 8.9992e-06 | [12 empty] | 7.3.3.17.5 (Remote Grid) Updates to grid topology to minimize risk of ignition in HFTDs Remote GridWLDFRVegetation ContactAggregated | WLDFR | HFTD - Distribution - Tier 2 - 1QU CoRE ¦ 5QU LoRE | Non-Red Flag Warning - Catastrophic Fires | Vegetation Contact | Aggregated | 2045 | 8.6394e-07 | 1601.5759 | 0.0013837 | 2045 | Mitigation | 0.95 | 45 | 0 | esc | 0.00097009 | 8.381e-10 | 0.00097009 | 8.381e-10
[79 empty] | WLDFR | HFTD - Distribution - Tier 2 - 4QU CoRE ¦ 1QU LoRE | Red Flag Warning - Small Fires | 2046 | 1.3462e-06 | 1.3462e-06 | 0.095486 | 0.044306 | 0.0019228 | 0.049257 | 0 | 0 | 0.001415 | 1.2854e-07 | 0 | 1.2854e-07 | 1.2854e-07 | 0 | 1.2854e-07 | 0 | 5.6478e-07 | 0 | 0 | 0 | 0 | 4.4996e-06 | 8.9992e-06 | 0 | 8.9992e-06 | [12 empty] | 7.3.3.17.5 (Remote Grid) Updates to grid topology to minimize risk of ignition in HFTDs Remote GridWLDFRVegetation ContactAggregated | WLDFR | HFTD - Distribution - Tier 2 - 1QU CoRE ¦ 5QU LoRE | Non-Red Flag Warning - Catastrophic Fires | Vegetation Contact | Aggregated | 2046 | 8.6394e-07 | 1601.5759 | 0.0013837 | 2046 | Mitigation | 0.95 | 45 | 0 | esc | 0.00097009 | 8.381e-10 | 0.00097009 | 8.381e-10
[79 empty] | WLDFR | HFTD - Distribution - Tier 2 - 4QU CoRE ¦ 1QU LoRE | Red Flag Warning - Small Fires | 2047 | 1.3462e-06 | 1.3462e-06 | 0.095486 | 0.044306 | 0.0019228 | 0.049257 | 0 | 0 | 0.001415 | 1.2854e-07 | 0 | 1.2854e-07 | 1.2854e-07 | 0 | 1.2854e-07 | 0 | 5.8297e-07 | 1.2779e-06 | 0 | 1.2779e-06 | 0 | 4.4996e-06 | 8.9992e-06 | 0 | 8.9992e-06 | [12 empty] | 7.3.3.17.5 (Remote Grid) Updates to grid topology to minimize risk of ignition in HFTDs Remote GridWLDFRVegetation ContactAggregated | WLDFR | HFTD - Distribution - Tier 2 - 1QU CoRE ¦ 5QU LoRE | Non-Red Flag Warning - Catastrophic Fires | Vegetation Contact | Aggregated | 2047 | 8.6394e-07 | 1601.5759 | 0.0013837 | 2047 | Mitigation | 0.95 | 45 | 0 | esc | 0.00097009 | 8.381e-10 | 0.00097009 | 8.381e-10
[79 empty] | WLDFR | HFTD - Distribution - Tier 2 - 4QU CoRE ¦ 1QU LoRE | Red Flag Warning - Small Fires | 2048 | 1.3462e-06 | 1.3462e-06 | 0.10007 | 0.04626 | 0.0020076 | 0.051804 | 0 | 0 | 0.001415 | 1.3471e-07 | 0 | 1.3471e-07 | 1.3471e-07 | 0 | 1.3471e-07 | 0 | 5.8297e-07 | 1.2779e-06 | 0 | 1.2779e-06 | 0 | 4.4996e-06 | 8.9992e-06 | 0 | 8.9992e-06 | [12 empty] | 7.3.3.17.5 (Remote Grid) Updates to grid topology to minimize risk of ignition in HFTDs Remote GridWLDFRVegetation ContactAggregated | WLDFR | HFTD - Distribution - Tier 2 - 1QU CoRE ¦ 5QU LoRE | Non-Red Flag Warning - Catastrophic Fires | Vegetation Contact | Aggregated | 2048 | 8.6394e-07 | 1601.5759 | 0.0013837 | 2048 | Mitigation | 0.95 | 45 | 0 | esc | 0.00097009 | 8.381e-10 | 0.00097009 | 8.381e-10
[79 empty] | WLDFR | HFTD - Distribution - Tier 2 - 4QU CoRE ¦ 1QU LoRE | Red Flag Warning - Small Fires | 2049 | 1.3462e-06 | 1.3462e-06 | 0.10007 | 0.04626 | 0.0020076 | 0.051804 | 0 | 0 | 0.001415 | 1.3471e-07 | 0 | 1.3471e-07 | 1.3471e-07 | 0 | 1.3471e-07 | 0 | 5.8297e-07 | 1.2779e-06 | 0 | 1.2779e-06 | 0 | 4.7222e-06 | 9.4445e-06 | 0 | 9.4445e-06 | [12 empty] | 7.3.3.17.5 (Remote Grid) Updates to grid topology to minimize risk of ignition in HFTDs Remote GridWLDFRVegetation ContactAggregated | WLDFR | HFTD - Distribution - Tier 2 - 1QU CoRE ¦ 5QU LoRE | Non-Red Flag Warning - Catastrophic Fires | Vegetation Contact | Aggregated | 2049 | 8.6394e-07 | 1601.5759 | 0.0013837 | 2049 | Mitigation | 0.95 | 45 | 0 | esc | 0.00097009 | 8.381e-10 | 0.00097009 | 8.381e-10
[79 empty] | WLDFR | HFTD - Distribution - Tier 2 - 4QU CoRE ¦ 1QU LoRE | Red Flag Warning - Small Fires | 2050 | 1.3462e-06 | 1.3462e-06 | 0.10007 | 0.04626 | 0.0020076 | 0.051804 | 0 | 0 | 0.001415 | 1.3471e-07 | 0 | 1.3471e-07 | 1.3471e-07 | 0 | 1.3471e-07 | 0 | 5.8297e-07 | 1.2779e-06 | 0 | 1.2779e-06 | 0 | 4.7222e-06 | 9.4445e-06 | 0 | 9.4445e-06 | [12 empty] | 7.3.3.17.5 (Remote Grid) Updates to grid topology to minimize risk of ignition in HFTDs Remote GridWLDFRVegetation ContactAggregated | WLDFR | HFTD - Distribution - Tier 2 - 1QU CoRE ¦ 5QU LoRE | Non-Red Flag Warning - Catastrophic Fires | Vegetation Contact | Aggregated | 2050 | 8.6394e-07 | 1601.5759 | 0.0013837 | 2050 | Mitigation | 0.95 | 45 | 0 | esc | 0.00097009 | 8.381e-10 | 0.00097009 | 8.381e-10
[79 empty] | WLDFR | HFTD - Distribution - Tier 2 - 4QU CoRE ¦ 1QU LoRE | Red Flag Warning - Small Fires | 2051 | 1.3462e-06 | 1.3462e-06 | 0.10007 | 0.04626 | 0.0020076 | 0.051804 | 0 | 0 | 0.001415 | 1.3471e-07 | 0 | 1.3471e-07 | 1.3471e-07 | 0 | 1.3471e-07 | 0 | 5.8297e-07 | 1.2779e-06 | 0 | 1.2779e-06 | 0 | 4.7222e-06 | 9.4445e-06 | 0 | 9.4445e-06 | [12 empty] | 7.3.3.17.5 (Remote Grid) Updates to grid topology to minimize risk of ignition in HFTDs Remote GridWLDFRVegetation ContactAggregated | WLDFR | HFTD - Distribution - Tier 2 - 1QU CoRE ¦ 5QU LoRE | Non-Red Flag Warning - Catastrophic Fires | Vegetation Contact | Aggregated | 2051 | 8.6394e-07 | 1601.5759 | 0.0013837 | 2051 | Mitigation | 0.95 | 45 | 0 | esc | 0.00097009 | 8.381e-10 | 0.00097009 | 8.381e-10
[79 empty] | WLDFR | HFTD - Distribution - Tier 2 - 4QU CoRE ¦ 1QU LoRE | Red Flag Warning - Small Fires | 2052 | 1.3462e-06 | 1.3462e-06 | 0.10007 | 0.04626 | 0.0020076 | 0.051804 | 0 | 0 | 0.001415 | 1.3471e-07 | 0 | 1.3471e-07 | 1.3471e-07 | 0 | 1.3471e-07 | 0 | 6.0615e-07 | 1.3287e-06 | 0 | 1.3287e-06 | 0 | 4.7222e-06 | 9.4445e-06 | 0 | 9.4445e-06 | [12 empty] | 7.3.3.17.5 (Remote Grid) Updates to grid topology to minimize risk of ignition in HFTDs Remote GridWLDFRVegetation ContactAggregated | WLDFR | HFTD - Distribution - Tier 2 - 1QU CoRE ¦ 5QU LoRE | Non-Red Flag Warning - Catastrophic Fires | Vegetation Contact | Aggregated | 2052 | 8.6394e-07 | 1601.5759 | 0.0013837 | 2052 | Mitigation | 0.95 | 45 | 0 | esc | 0.00097009 | 8.381e-10 | 0.00097009 | 8.381e-10
[79 empty] | WLDFR | HFTD - Distribution - Tier 2 - 4QU CoRE ¦ 1QU LoRE | Red Flag Warning - Small Fires | 2053 | 1.3462e-06 | 1.3462e-06 | 0.10489 | 0.048274 | 0.002095 | 0.054525 | 0 | 0 | 0.001415 | 1.4121e-07 | 0 | 1.4121e-07 | 1.4121e-07 | 0 | 1.4121e-07 | 0 | 6.0615e-07 | 1.3287e-06 | 0 | 1.3287e-06 | 0 | 0 | 9.4445e-06 | 0 | 9.4445e-06 | [12 empty] | 7.3.3.17.5 (Remote Grid) Updates to grid topology to minimize risk of ignition in HFTDs Remote GridWLDFRVegetation ContactAggregated | WLDFR | HFTD - Distribution - Tier 2 - 1QU CoRE ¦ 5QU LoRE | Non-Red Flag Warning - Catastrophic Fires | Vegetation Contact | Aggregated | 2053 | 8.6394e-07 | 1601.5759 | 0.0013837 | 2053 | Mitigation | 0.95 | 45 | 0 | esc | 0.00097009 | 8.381e-10 | 0.00097009 | 8.381e-10
[79 empty] | WLDFR | HFTD - Distribution - Tier 2 - 4QU CoRE ¦ 1QU LoRE | Red Flag Warning - Small Fires | 2054 | 1.3462e-06 | 1.3462e-06 | 0.10489 | 0.048274 | 0.002095 | 0.054525 | 0 | 0 | 0.001415 | 1.4121e-07 | 0 | 1.4121e-07 | 1.4121e-07 | 0 | 1.4121e-07 | 0 | 6.0615e-07 | 1.3287e-06 | 0 | 1.3287e-06 | 0 | 0 | 0 | 0 | 0 | [12 empty] | 7.3.3.17.5 (Remote Grid) Updates to grid topology to minimize risk of ignition in HFTDs Remote GridWLDFRVegetation ContactAggregated | WLDFR | HFTD - Distribution - Tier 2 - 1QU CoRE ¦ 5QU LoRE | Non-Red Flag Warning - Catastrophic Fires | Vegetation Contact | Aggregated | 2054 | 8.6394e-07 | 1601.5759 | 0.0013837 | 2054 | Mitigation | 0.95 | 45 | 0 | esc | 0.00097009 | 8.381e-10 | 0.00097009 | 8.381e-10
[79 empty] | WLDFR | HFTD - Distribution - Tier 2 - 4QU CoRE ¦ 1QU LoRE | Red Flag Warning - Small Fires | 2055 | 1.3462e-06 | 1.3462e-06 | 0.10489 | 0.048274 | 0.002095 | 0.054525 | 0 | 0 | 0.001415 | 1.4121e-07 | 0 | 1.4121e-07 | 1.4121e-07 | 0 | 1.4121e-07 | 0 | 6.0615e-07 | 1.3287e-06 | 0 | 1.3287e-06 | 0 | 0 | 0 | 0 | 0 | [12 empty] | 7.3.3.17.5 (Remote Grid) Updates to grid topology to minimize risk of ignition in HFTDs Remote GridWLDFRVegetation ContactAggregated | WLDFR | HFTD - Distribution - Tier 2 - 1QU CoRE ¦ 5QU LoRE | Non-Red Flag Warning - Catastrophic Fires | Vegetation Contact | Aggregated | 2055 | 8.6394e-07 | 1601.5759 | 0.0013837 | 2055 | Mitigation | 0.95 | 45 | 0 | esc | 0.00097009 | 8.381e-10 | 0.00097009 | 8.381e-10
[79 empty] | WLDFR | HFTD - Distribution - Tier 2 - 4QU CoRE ¦ 1QU LoRE | Red Flag Warning - Small Fires | 2056 | 1.3462e-06 | 1.3462e-06 | 0.10489 | 0.048274 | 0.002095 | 0.054525 | 0 | 0 | 0.001415 | 1.4121e-07 | 0 | 1.4121e-07 | 1.4121e-07 | 0 | 1.4121e-07 | 0 | 6.0615e-07 | 1.3287e-06 | 0 | 1.3287e-06 | 0 | 4.429e-07 | 0 | 0 | 0 | [12 empty] | 7.3.3.17.5 (Remote Grid) Updates to grid topology to minimize risk of ignition in HFTDs Remote GridWLDFRVegetation ContactAggregated | WLDFR | HFTD - Distribution - Tier 2 - 1QU CoRE ¦ 5QU LoRE | Non-Red Flag Warning - Catastrophic Fires | Vegetation Contact | Aggregated | 2056 | 8.6394e-07 | 1601.5759 | 0.0013837 | 2056 | Mitigation | 0.95 | 45 | 0 | esc | 0.00097009 | 8.381e-10 | 0.00097009 | 8.381e-10
[79 empty] | WLDFR | HFTD - Distribution - Tier 2 - 4QU CoRE ¦ 1QU LoRE | Red Flag Warning - Small Fires | 2057 | 1.3462e-06 | 1.3462e-06 | 0.10489 | 0.048274 | 0.002095 | 0.054525 | 0 | 0 | 0.001415 | 1.4121e-07 | 0 | 1.4121e-07 | 1.4121e-07 | 0 | 1.4121e-07 | 0 | 6.3229e-07 | 1.386e-06 | 0 | 1.386e-06 | 0 | 4.6272e-07 | 9.2544e-07 | 0 | 9.2544e-07 | [12 empty] | 7.3.3.17.5 (Remote Grid) Updates to grid topology to minimize risk of ignition in HFTDs Remote GridWLDFRVegetation ContactAggregated | WLDFR | HFTD - Distribution - Tier 2 - 1QU CoRE ¦ 5QU LoRE | Non-Red Flag Warning - Catastrophic Fires | Vegetation Contact | Aggregated | 2057 | 8.6394e-07 | 1601.5759 | 0.0013837 | 2057 | Mitigation | 0.95 | 45 | 0 | esc | 0.00097009 | 8.381e-10 | 0.00097009 | 8.381e-10
[79 empty] | WLDFR | HFTD - Distribution - Tier 2 - 4QU CoRE ¦ 1QU LoRE | Red Flag Warning - Small Fires | 2058 | 1.3462e-06 | 1.3462e-06 | 0.1099 | 0.050325 | 0.0021839 | 0.057393 | 0 | 0 | 0.001415 | 1.4795e-07 | 0 | 1.4795e-07 | 1.4795e-07 | 0 | 1.4795e-07 | 0 | 6.3229e-07 | 1.386e-06 | 0 | 1.386e-06 | 0 | 4.6272e-07 | 9.2544e-07 | 0 | 9.2544e-07 | [12 empty] | 7.3.3.17.5 (Remote Grid) Updates to grid topology to minimize risk of ignition in HFTDs Remote GridWLDFRVegetation ContactAggregated | WLDFR | HFTD - Distribution - Tier 2 - 1QU CoRE ¦ 5QU LoRE | Non-Red Flag Warning - Catastrophic Fires | Vegetation Contact | Aggregated | 2058 | 8.6394e-07 | 1601.5759 | 0.0013837 | 2058 | Mitigation | 0.95 | 45 | 0 | esc | 0.00097009 | 8.381e-10 | 0.00097009 | 8.381e-10
[79 empty] | WLDFR | HFTD - Distribution - Tier 2 - 4QU CoRE ¦ 1QU LoRE | Red Flag Warning - Small Fires | 2059 | 1.3462e-06 | 1.3462e-06 | 0.1099 | 0.050325 | 0.0021839 | 0.057393 | 0 | 0 | 0.001415 | 1.4795e-07 | 0 | 1.4795e-07 | 1.4795e-07 | 0 | 1.4795e-07 | 0 | 6.3229e-07 | 1.386e-06 | 0 | 1.386e-06 | 0 | 4.6272e-07 | 9.2544e-07 | 0 | 9.2544e-07 | [12 empty] | 7.3.3.17.5 (Remote Grid) Updates to grid topology to minimize risk of ignition in HFTDs Remote GridWLDFRVegetation ContactAggregated | WLDFR | HFTD - Distribution - Tier 2 - 1QU CoRE ¦ 5QU LoRE | Non-Red Flag Warning - Catastrophic Fires | Vegetation Contact | Aggregated | 2059 | 8.6394e-07 | 1601.5759 | 0.0013837 | 2059 | Mitigation | 0.95 | 45 | 0 | esc | 0.00097009 | 8.381e-10 | 0.00097009 | 8.381e-10
[79 empty] | WLDFR | HFTD - Distribution - Tier 2 - 4QU CoRE ¦ 1QU LoRE | Red Flag Warning - Small Fires | 2060 | 1.3462e-06 | 1.3462e-06 | 0.1099 | 0.050325 | 0.0021839 | 0.057393 | 0 | 0 | 0.001415 | 1.4795e-07 | 0 | 1.4795e-07 | 1.4795e-07 | 0 | 1.4795e-07 | 0 | 6.3229e-07 | 1.386e-06 | 0 | 1.386e-06 | 0 | 4.6272e-07 | 9.2544e-07 | 0 | 9.2544e-07 | [12 empty] | 7.3.3.17.5 (Remote Grid) Updates to grid topology to minimize risk of ignition in HFTDs Remote GridWLDFRVegetation ContactAggregated | WLDFR | HFTD - Distribution - Tier 2 - 1QU CoRE ¦ 5QU LoRE | Non-Red Flag Warning - Catastrophic Fires | Vegetation Contact | Aggregated | 2060 | 8.6394e-07 | 1601.5759 | 0.0013837 | 2060 | Mitigation | 0.95 | 45 | 0 | esc | 0.00097009 | 8.381e-10 | 0.00097009 | 8.381e-10
[79 empty] | WLDFR | HFTD - Distribution - Tier 2 - 4QU CoRE ¦ 1QU LoRE | Red Flag Warning - Small Fires | 2061 | 1.3462e-06 | 1.3462e-06 | 0.1099 | 0.050325 | 0.0021839 | 0.057393 | 0 | 0 | 0.001415 | 1.4795e-07 | 0 | 1.4795e-07 | 1.4795e-07 | 0 | 1.4795e-07 | 0 | 6.3229e-07 | 1.386e-06 | 0 | 1.386e-06 | 0 | 4.6272e-07 | 9.2544e-07 | 0 | 9.2544e-07 | [12 empty] | 7.3.3.17.5 (Remote Grid) Updates to grid topology to minimize risk of ignition in HFTDs Remote GridWLDFRVegetation ContactAggregated | WLDFR | HFTD - Distribution - Tier 2 - 1QU CoRE ¦ 5QU LoRE | Non-Red Flag Warning - Catastrophic Fires | Vegetation Contact | Aggregated | 2061 | 8.6394e-07 | 1601.5759 | 0.0013837 | 2061 | Mitigation | 0.95 | 45 | 0 | esc | 0.00097009 | 8.381e-10 | 0.00097009 | 8.381e-10
[79 empty] | WLDFR | HFTD - Distribution - Tier 2 - 4QU CoRE ¦ 1QU LoRE | Red Flag Warning - Small Fires | 2062 | 1.3462e-06 | 1.3462e-06 | 0.1099 | 0.050325 | 0.0021839 | 0.057393 | 0 | 0 | 0.001415 | 1.4795e-07 | 0 | 1.4795e-07 | 1.4795e-07 | 0 | 1.4795e-07 | 0 | 6.6109e-07 | 1.4491e-06 | 0 | 1.4491e-06 | 0 | 4.8824e-07 | 9.7648e-07 | 0 | 9.7648e-07 | [12 empty] | 7.3.3.17.5 (Remote Grid) Updates to grid topology to minimize risk of ignition in HFTDs Remote GridWLDFRVegetation ContactAggregated | WLDFR | HFTD - Distribution - Tier 2 - 1QU CoRE ¦ 5QU LoRE | Non-Red Flag Warning - Catastrophic Fires | Vegetation Contact | Aggregated | 2062 | 8.6394e-07 | 1601.5759 | 0.0013837 | 2062 | Mitigation | 0.95 | 45 | 0 | esc | 0.00097009 | 8.381e-10 | 0.00097009 | 8.381e-10
[79 empty] | WLDFR | HFTD - Distribution - Tier 2 - 4QU CoRE ¦ 1QU LoRE | Red Flag Warning - Small Fires | 2063 | 1.3462e-06 | 1.3462e-06 | 0.11504 | 0.052388 | 0.0022734 | 0.060377 | 0 | 0 | 0.001415 | 1.5486e-07 | 0 | 1.5486e-07 | 1.5486e-07 | 0 | 1.5486e-07 | 0 | 6.6109e-07 | 1.4491e-06 | 0 | 1.4491e-06 | 0 | 4.8824e-07 | 9.7648e-07 | 0 | 9.7648e-07 | [12 empty] | 7.3.3.17.5 (Remote Grid) Updates to grid topology to minimize risk of ignition in HFTDs Remote GridWLDFRVegetation ContactAggregated | WLDFR | HFTD - Distribution - Tier 2 - 1QU CoRE ¦ 5QU LoRE | Non-Red Flag Warning - Catastrophic Fires | Vegetation Contact | Aggregated | 2063 | 8.6394e-07 | 1601.5759 | 0.0013837 | 2063 | Mitigation | 0.95 | 45 | 0 | esc | 0.00097009 | 8.381e-10 | 0.00097009 | 8.381e-10
[79 empty] | WLDFR | HFTD - Distribution - Tier 2 - 4QU CoRE ¦ 1QU LoRE | Red Flag Warning - Small Fires | 2064 | 1.3462e-06 | 1.3462e-06 | 0.11504 | 0.052388 | 0.0022734 | 0.060377 | 0 | 0 | 0.001415 | 1.5486e-07 | 0 | 1.5486e-07 | 1.5486e-07 | 0 | 1.5486e-07 | 0 | 6.6109e-07 | 1.4491e-06 | 0 | 1.4491e-06 | 0 | 4.8824e-07 | 9.7648e-07 | 0 | 9.7648e-07 | [12 empty] | 7.3.3.17.5 (Remote Grid) Updates to grid topology to minimize risk of ignition in HFTDs Remote GridWLDFRVegetation ContactAggregated | WLDFR | HFTD - Distribution - Tier 2 - 1QU CoRE ¦ 5QU LoRE | Non-Red Flag Warning - Catastrophic Fires | Vegetation Contact | Aggregated | 2064 | 8.6394e-07 | 1601.5759 | 0.0013837 | 2064 | Mitigation | 0.95 | 45 | 0 | esc | 0.00097009 | 8.381e-10 | 0.00097009 | 8.381e-10
[79 empty] | WLDFR | HFTD - Distribution - Tier 2 - 4QU CoRE ¦ 1QU LoRE | Red Flag Warning - Small Fires | 2065 | 1.3462e-06 | 1.3462e-06 | 0.11504 | 0.052388 | 0.0022734 | 0.060377 | 0 | 0 | 0.001415 | 1.5486e-07 | 0 | 1.5486e-07 | 1.5486e-07 | 0 | 1.5486e-07 | 0 | 6.6109e-07 | 1.4491e-06 | 0 | 1.4491e-06 | 0 | 4.8824e-07 | 9.7648e-07 | 0 | 9.7648e-07 | [12 empty] | 7.3.3.17.5 (Remote Grid) Updates to grid topology to minimize risk of ignition in HFTDs Remote GridWLDFRVegetation ContactAggregated | WLDFR | HFTD - Distribution - Tier 2 - 1QU CoRE ¦ 5QU LoRE | Non-Red Flag Warning - Catastrophic Fires | Vegetation Contact | Aggregated | 2065 | 8.6394e-07 | 1601.5759 | 0.0013837 | 2065 | Mitigation | 0.95 | 45 | 0 | esc | 0.00097009 | 8.381e-10 | 0.00097009 | 8.381e-10
[79 empty] | WLDFR | HFTD - Distribution - Tier 2 - 4QU CoRE ¦ 1QU LoRE | Red Flag Warning - Small Fires | 2066 | 1.3462e-06 | 1.3462e-06 | 0.11504 | 0.052388 | 0.0022734 | 0.060377 | 0 | 0 | 0.001415 | 1.5486e-07 | 0 | 1.5486e-07 | 1.5486e-07 | 0 | 1.5486e-07 | 0 | 6.6109e-07 | 1.4491e-06 | 0 | 1.4491e-06 | 0 | 4.8824e-07 | 9.7648e-07 | 0 | 9.7648e-07 | [12 empty] | 7.3.3.17.5 (Remote Grid) Updates to grid topology to minimize risk of ignition in HFTDs Remote GridWLDFRVegetation ContactAggregated | WLDFR | HFTD - Distribution - Tier 2 - 1QU CoRE ¦ 5QU LoRE | Non-Red Flag Warning - Catastrophic Fires | Vegetation Contact | Aggregated | 2066 | 8.6394e-07 | 1601.5759 | 0.0013837 | 2066 | Mitigation | 0.95 | 45 | 0 | esc | 0.00097009 | 8.381e-10 | 0.00097009 | 8.381e-10
[79 empty] | WLDFR | HFTD - Distribution - Tier 2 - 4QU CoRE ¦ 1QU LoRE | Red Flag Warning - Small Fires | 2067 | 0 | 1.3462e-06 | 0.11504 | 0.052388 | 0.0022734 | 0.060377 | 0 | 0 | 0.001415 | 0 | 0 | 0 | 1.5486e-07 | 0 | 1.5486e-07 | 0 | 6.9228e-07 | 1.5175e-06 | 0 | 1.5175e-06 | 0 | 5.1727e-07 | 1.0345e-06 | 0 | 1.0345e-06 | [12 empty] | 7.3.3.17.5 (Remote Grid) Updates to grid topology to minimize risk of ignition in HFTDs Remote GridWLDFRVegetation ContactAggregated | WLDFR | HFTD - Distribution - Tier 2 - 1QU CoRE ¦ 5QU LoRE | Non-Red Flag Warning - Catastrophic Fires | Vegetation Contact | Aggregated | 2067 | 8.6394e-07 | 1601.5759 | 0.0013837 | 2067 | Mitigation | 0.95 | 45 | 0 | esc | 0 | 0 | 0.00097009 | 8.381e-10
[79 empty] | WLDFR | HFTD - Distribution - Tier 2 - 4QU CoRE ¦ 2QU LoRE | Non-Red Flag Warning - Catastrophic Fires | 2022 | 6.2226e-10 | 0 | 14146.1306 | 222.2294 | 8585.7228 | 5338.1784 | 0 | 0 | 7.9323e-07 | 8.8025e-06 | 0 | 8.8025e-06 | 0 | 0 | 0 | 0 | 6.9228e-07 | 1.5175e-06 | 0 | 1.5175e-06 | 0 | 5.1727e-07 | 1.0345e-06 | 0 | 1.0345e-06 | [12 empty] | 7.3.3.17.5 (Remote Grid) Updates to grid topology to minimize risk of ignition in HFTDs Remote GridWLDFRWire-to-wire contactAggregated | WLDFR | HFTD - Distribution - Tier 2 - 1QU CoRE ¦ 5QU LoRE | Non-Red Flag Warning - Catastrophic Fires | Wire-to-wire contact | Aggregated | 2022 | 9.0509e-07 | 1601.5759 | 0.0014496 | 2022 | Mitigation | 0.95 | 45 | 0 | esc | 0.00097009 | 8.7802e-10 | 0 | 0
[79 empty] | WLDFR | HFTD - Distribution - Tier 2 - 4QU CoRE ¦ 2QU LoRE | Non-Red Flag Warning - Catastrophic Fires | 2023 | 6.2226e-10 | 6.2226e-10 | 14664.6376 | 233.2301 | 8896.516 | 5534.8915 | 0 | 0 | 7.9323e-07 | 9.1252e-06 | 0 | 9.1252e-06 | 9.1252e-06 | 0 | 9.1252e-06 | 0 | 6.9228e-07 | 1.5175e-06 | 0 | 1.5175e-06 | 0 | 5.1727e-07 | 1.0345e-06 | 0 | 1.0345e-06 | [12 empty] | 7.3.3.17.5 (Remote Grid) Updates to grid topology to minimize risk of ignition in HFTDs Remote GridWLDFRWire-to-wire contactAggregated | WLDFR | HFTD - Distribution - Tier 2 - 1QU CoRE ¦ 5QU LoRE | Non-Red Flag Warning - Catastrophic Fires | Wire-to-wire contact | Aggregated | 2023 | 9.0509e-07 | 1601.5759 | 0.0014496 | 2023 | Mitigation | 0.95 | 45 | 0 | esc | 0.00097009 | 8.7802e-10 | 0.00097009 | 8.7802e-10
[79 empty] | WLDFR | HFTD - Distribution - Tier 2 - 4QU CoRE ¦ 2QU LoRE | Non-Red Flag Warning - Catastrophic Fires | 2024 | 6.2226e-10 | 6.2226e-10 | 14664.6376 | 233.2301 | 8896.516 | 5534.8915 | 0 | 0 | 7.9323e-07 | 9.1252e-06 | 0 | 9.1252e-06 | 9.1252e-06 | 0 | 9.1252e-06 | 0 | 6.9228e-07 | 1.5175e-06 | 0 | 1.5175e-06 | 0 | 5.1727e-07 | 1.0345e-06 | 0 | 1.0345e-06 | [12 empty] | 7.3.3.17.5 (Remote Grid) Updates to grid topology to minimize risk of ignition in HFTDs Remote GridWLDFRWire-to-wire contactAggregated | WLDFR | HFTD - Distribution - Tier 2 - 1QU CoRE ¦ 5QU LoRE | Non-Red Flag Warning - Catastrophic Fires | Wire-to-wire contact | Aggregated | 2024 | 9.0509e-07 | 1601.5759 | 0.0014496 | 2024 | Mitigation | 0.95 | 45 | 0 | esc | 0.00097009 | 8.7802e-10 | 0.00097009 | 8.7802e-10
[79 empty] | WLDFR | HFTD - Distribution - Tier 2 - 4QU CoRE ¦ 2QU LoRE | Non-Red Flag Warning - Catastrophic Fires | 2025 | 6.2226e-10 | 6.2226e-10 | 14664.6376 | 233.2301 | 8896.516 | 5534.8915 | 0 | 0 | 7.9323e-07 | 9.1252e-06 | 0 | 9.1252e-06 | 9.1252e-06 | 0 | 9.1252e-06 | 0 | 6.9228e-07 | 1.5175e-06 | 0 | 1.5175e-06 | 0 | 5.1727e-07 | 1.0345e-06 | 0 | 1.0345e-06 | [12 empty] | 7.3.3.17.5 (Remote Grid) Updates to grid topology to minimize risk of ignition in HFTDs Remote GridWLDFRWire-to-wire contactAggregated | WLDFR | HFTD - Distribution - Tier 2 - 1QU CoRE ¦ 5QU LoRE | Non-Red Flag Warning - Catastrophic Fires | Wire-to-wire contact | Aggregated | 2025 | 9.0509e-07 | 1601.5759 | 0.0014496 | 2025 | Mitigation | 0.95 | 45 | 0 | esc | 0.00097009 | 8.7802e-10 | 0.00097009 | 8.7802e-10
[79 empty] | WLDFR | HFTD - Distribution - Tier 2 - 4QU CoRE ¦ 2QU LoRE | Non-Red Flag Warning - Catastrophic Fires | 2026 | 6.2226e-10 | 6.2226e-10 | 14664.6376 | 233.2301 | 8896.516 | 5534.8915 | 0 | 0 | 7.9323e-07 | 9.1252e-06 | 0 | 9.1252e-06 | 9.1252e-06 | 0 | 9.1252e-06 | 0 | 7.2553e-07 | 1.5904e-06 | 0 | 1.5904e-06 | 0 | 5.4958e-07 | 1.0992e-06 | 0 | 1.0992e-06 | [12 empty] | 7.3.3.17.5 (Remote Grid) Updates to grid topology to minimize risk of ignition in HFTDs Remote GridWLDFRWire-to-wire contactAggregated | WLDFR | HFTD - Distribution - Tier 2 - 1QU CoRE ¦ 5QU LoRE | Non-Red Flag Warning - Catastrophic Fires | Wire-to-wire contact | Aggregated | 2026 | 9.0509e-07 | 1601.5759 | 0.0014496 | 2026 | Mitigation | 0.95 | 45 | 0 | esc | 0.00097009 | 8.7802e-10 | 0.00097009 | 8.7802e-10
[79 empty] | WLDFR | HFTD - Distribution - Tier 2 - 4QU CoRE ¦ 2QU LoRE | Non-Red Flag Warning - Catastrophic Fires | 2027 | 6.2226e-10 | 6.2226e-10 | 14664.6376 | 233.2301 | 8896.516 | 5534.8915 | 0 | 0 | 7.9323e-07 | 9.1252e-06 | 0 | 9.1252e-06 | 9.1252e-06 | 0 | 9.1252e-06 | 0 | 7.2553e-07 | 1.5904e-06 | 0 | 1.5904e-06 | 0 | 5.4958e-07 | 1.0992e-06 | 0 | 1.0992e-06 | [12 empty] | 7.3.3.17.5 (Remote Grid) Updates to grid topology to minimize risk of ignition in HFTDs Remote GridWLDFRWire-to-wire contactAggregated | WLDFR | HFTD - Distribution - Tier 2 - 1QU CoRE ¦ 5QU LoRE | Non-Red Flag Warning - Catastrophic Fires | Wire-to-wire contact | Aggregated | 2027 | 9.0509e-07 | 1601.5759 | 0.0014496 | 2027 | Mitigation | 0.95 | 45 | 0 | esc | 0.00097009 | 8.7802e-10 | 0.00097009 | 8.7802e-10
[79 empty] | WLDFR | HFTD - Distribution - Tier 2 - 4QU CoRE ¦ 2QU LoRE | Non-Red Flag Warning - Catastrophic Fires | 2028 | 6.2226e-10 | 6.2226e-10 | 15317.9909 | 247.273 | 9287.6491 | 5783.0689 | 0 | 0 | 7.9323e-07 | 9.5317e-06 | 0 | 9.5317e-06 | 9.5317e-06 | 0 | 9.5317e-06 | 0 | 7.2553e-07 | 1.5904e-06 | 0 | 1.5904e-06 | 0 | 5.4958e-07 | 1.0992e-06 | 0 | 1.0992e-06 | [12 empty] | 7.3.3.17.5 (Remote Grid) Updates to grid topology to minimize risk of ignition in HFTDs Remote GridWLDFRWire-to-wire contactAggregated | WLDFR | HFTD - Distribution - Tier 2 - 1QU CoRE ¦ 5QU LoRE | Non-Red Flag Warning - Catastrophic Fires | Wire-to-wire contact | Aggregated | 2028 | 9.0509e-07 | 1601.5759 | 0.0014496 | 2028 | Mitigation | 0.95 | 45 | 0 | esc | 0.00097009 | 8.7802e-10 | 0.00097009 | 8.7802e-10
[79 empty] | WLDFR | HFTD - Distribution - Tier 2 - 4QU CoRE ¦ 2QU LoRE | Non-Red Flag Warning - Catastrophic Fires | 2029 | 6.2226e-10 | 6.2226e-10 | 15317.9909 | 247.273 | 9287.6491 | 5783.0689 | 0 | 0 | 7.9323e-07 | 9.5317e-06 | 0 | 9.5317e-06 | 9.5317e-06 | 0 | 9.5317e-06 | 0 | 7.2553e-07 | 1.5904e-06 | 0 | 1.5904e-06 | 0 | 5.4958e-07 | 1.0992e-06 | 0 | 1.0992e-06 | [12 empty] | 7.3.3.17.5 (Remote Grid) Updates to grid topology to minimize risk of ignition in HFTDs Remote GridWLDFRWire-to-wire contactAggregated | WLDFR | HFTD - Distribution - Tier 2 - 1QU CoRE ¦ 5QU LoRE | Non-Red Flag Warning - Catastrophic Fires | Wire-to-wire contact | Aggregated | 2029 | 9.0509e-07 | 1601.5759 | 0.0014496 | 2029 | Mitigation | 0.95 | 45 | 0 | esc | 0.00097009 | 8.7802e-10 | 0.00097009 | 8.7802e-10
[79 empty] | WLDFR | HFTD - Distribution - Tier 2 - 4QU CoRE ¦ 2QU LoRE | Non-Red Flag Warning - Catastrophic Fires | 2030 | 6.2226e-10 | 6.2226e-10 | 15317.9909 | 247.273 | 9287.6491 | 5783.0689 | 0 | 0 | 7.9323e-07 | 9.5317e-06 | 0 | 9.5317e-06 | 9.5317e-06 | 0 | 9.5317e-06 | 0 | 7.2553e-07 | 1.5904e-06 | 0 | 1.5904e-06 | 0 | 5.4958e-07 | 1.0992e-06 | 0 | 1.0992e-06 | [12 empty] | 7.3.3.17.5 (Remote Grid) Updates to grid topology to minimize risk of ignition in HFTDs Remote GridWLDFRWire-to-wire contactAggregated | WLDFR | HFTD - Distribution - Tier 2 - 1QU CoRE ¦ 5QU LoRE | Non-Red Flag Warning - Catastrophic Fires | Wire-to-wire contact | Aggregated | 2030 | 9.0509e-07 | 1601.5759 | 0.0014496 | 2030 | Mitigation | 0.95 | 45 | 0 | esc | 0.00097009 | 8.7802e-10 | 0.00097009 | 8.7802e-10
[79 empty] | WLDFR | HFTD - Distribution - Tier 2 - 4QU CoRE ¦ 2QU LoRE | Non-Red Flag Warning - Catastrophic Fires | 2031 | 6.2226e-10 | 6.2226e-10 | 15317.9909 | 247.273 | 9287.6491 | 5783.0689 | 0 | 0 | 7.9323e-07 | 9.5317e-06 | 0 | 9.5317e-06 | 9.5317e-06 | 0 | 9.5317e-06 | 0 | 7.6049e-07 | 1.667e-06 | 0 | 1.667e-06 | 0 | 5.8492e-07 | 1.1698e-06 | 0 | 1.1698e-06 | [12 empty] | 7.3.3.17.5 (Remote Grid) Updates to grid topology to minimize risk of ignition in HFTDs Remote GridWLDFRWire-to-wire contactAggregated | WLDFR | HFTD - Distribution - Tier 2 - 1QU CoRE ¦ 5QU LoRE | Non-Red Flag Warning - Catastrophic Fires | Wire-to-wire contact | Aggregated | 2031 | 9.0509e-07 | 1601.5759 | 0.0014496 | 2031 | Mitigation | 0.95 | 45 | 0 | esc | 0.00097009 | 8.7802e-10 | 0.00097009 | 8.7802e-10
[79 empty] | WLDFR | HFTD - Distribution - Tier 2 - 4QU CoRE ¦ 2QU LoRE | Non-Red Flag Warning - Catastrophic Fires | 2032 | 6.2226e-10 | 6.2226e-10 | 15317.9909 | 247.273 | 9287.6491 | 5783.0689 | 0 | 0 | 7.9323e-07 | 9.5317e-06 | 0 | 9.5317e-06 | 9.5317e-06 | 0 | 9.5317e-06 | 0 | 7.6049e-07 | 1.667e-06 | 0 | 1.667e-06 | 0 | 5.8492e-07 | 1.1698e-06 | 0 | 1.1698e-06 | [12 empty] | 7.3.3.17.5 (Remote Grid) Updates to grid topology to minimize risk of ignition in HFTDs Remote GridWLDFRWire-to-wire contactAggregated | WLDFR | HFTD - Distribution - Tier 2 - 1QU CoRE ¦ 5QU LoRE | Non-Red Flag Warning - Catastrophic Fires | Wire-to-wire contact | Aggregated | 2032 | 9.0509e-07 | 1601.5759 | 0.0014496 | 2032 | Mitigation | 0.95 | 45 | 0 | esc | 0.00097009 | 8.7802e-10 | 0.00097009 | 8.7802e-10
[79 empty] | WLDFR | HFTD - Distribution - Tier 2 - 4QU CoRE ¦ 2QU LoRE | Non-Red Flag Warning - Catastrophic Fires | 2033 | 6.2226e-10 | 6.2226e-10 | 16044.1264 | 263.1074 | 9721.74 | 6059.2791 | 0 | 0 | 7.9323e-07 | 9.9836e-06 | 0 | 9.9836e-06 | 9.9836e-06 | 0 | 9.9836e-06 | 0 | 7.6049e-07 | 1.667e-06 | 0 | 1.667e-06 | 0 | 5.8492e-07 | 1.1698e-06 | 0 | 1.1698e-06 | [12 empty] | 7.3.3.17.5 (Remote Grid) Updates to grid topology to minimize risk of ignition in HFTDs Remote GridWLDFRWire-to-wire contactAggregated | WLDFR | HFTD - Distribution - Tier 2 - 1QU CoRE ¦ 5QU LoRE | Non-Red Flag Warning - Catastrophic Fires | Wire-to-wire contact | Aggregated | 2033 | 9.0509e-07 | 1601.5759 | 0.0014496 | 2033 | Mitigation | 0.95 | 45 | 0 | esc | 0.00097009 | 8.7802e-10 | 0.00097009 | 8.7802e-10
[79 empty] | WLDFR | HFTD - Distribution - Tier 2 - 4QU CoRE ¦ 2QU LoRE | Non-Red Flag Warning - Catastrophic Fires | 2034 | 6.2226e-10 | 6.2226e-10 | 16044.1264 | 263.1074 | 9721.74 | 6059.2791 | 0 | 0 | 7.9323e-07 | 9.9836e-06 | 0 | 9.9836e-06 | 9.9836e-06 | 0 | 9.9836e-06 | 0 | 7.6049e-07 | 1.667e-06 | 0 | 1.667e-06 | 0 | 5.8492e-07 | 1.1698e-06 | 0 | 1.1698e-06 | [12 empty] | 7.3.3.17.5 (Remote Grid) Updates to grid topology to minimize risk of ignition in HFTDs Remote GridWLDFRWire-to-wire contactAggregated | WLDFR | HFTD - Distribution - Tier 2 - 1QU CoRE ¦ 5QU LoRE | Non-Red Flag Warning - Catastrophic Fires | Wire-to-wire contact | Aggregated | 2034 | 9.0509e-07 | 1601.5759 | 0.0014496 | 2034 | Mitigation | 0.95 | 45 | 0 | esc | 0.00097009 | 8.7802e-10 | 0.00097009 | 8.7802e-10
[79 empty] | WLDFR | HFTD - Distribution - Tier 2 - 4QU CoRE ¦ 2QU LoRE | Non-Red Flag Warning - Catastrophic Fires | 2035 | 6.2226e-10 | 6.2226e-10 | 16044.1264 | 263.1074 | 9721.74 | 6059.2791 | 0 | 0 | 7.9323e-07 | 9.9836e-06 | 0 | 9.9836e-06 | 9.9836e-06 | 0 | 9.9836e-06 | 0 | 7.6049e-07 | 1.667e-06 | 0 | 1.667e-06 | 0 | 5.8492e-07 | 1.1698e-06 | 0 | 1.1698e-06 | [12 empty] | 7.3.3.17.5 (Remote Grid) Updates to grid topology to minimize risk of ignition in HFTDs Remote GridWLDFRWire-to-wire contactAggregated | WLDFR | HFTD - Distribution - Tier 2 - 1QU CoRE ¦ 5QU LoRE | Non-Red Flag Warning - Catastrophic Fires | Wire-to-wire contact | Aggregated | 2035 | 9.0509e-07 | 1601.5759 | 0.0014496 | 2035 | Mitigation | 0.95 | 45 | 0 | esc | 0.00097009 | 8.7802e-10 | 0.00097009 | 8.7802e-10
[79 empty] | WLDFR | HFTD - Distribution - Tier 2 - 4QU CoRE ¦ 2QU LoRE | Non-Red Flag Warning - Catastrophic Fires | 2036 | 6.2226e-10 | 6.2226e-10 | 16044.1264 | 263.1074 | 9721.74 | 6059.2791 | 0 | 0 | 7.9323e-07 | 9.9836e-06 | 0 | 9.9836e-06 | 9.9836e-06 | 0 | 9.9836e-06 | 0 | 7.968e-07 | 1.7466e-06 | 0 | 1.7466e-06 | 0 | 6.2299e-07 | 1.246e-06 | 0 | 1.246e-06 | [12 empty] | 7.3.3.17.5 (Remote Grid) Updates to grid topology to minimize risk of ignition in HFTDs Remote GridWLDFRWire-to-wire contactAggregated | WLDFR | HFTD - Distribution - Tier 2 - 1QU CoRE ¦ 5QU LoRE | Non-Red Flag Warning - Catastrophic Fires | Wire-to-wire contact | Aggregated | 2036 | 9.0509e-07 | 1601.5759 | 0.0014496 | 2036 | Mitigation | 0.95 | 45 | 0 | esc | 0.00097009 | 8.7802e-10 | 0.00097009 | 8.7802e-10
[79 empty] | WLDFR | HFTD - Distribution - Tier 2 - 4QU CoRE ¦ 2QU LoRE | Non-Red Flag Warning - Catastrophic Fires | 2037 | 6.2226e-10 | 6.2226e-10 | 16044.1264 | 263.1074 | 9721.74 | 6059.2791 | 0 | 0 | 7.9323e-07 | 9.9836e-06 | 0 | 9.9836e-06 | 9.9836e-06 | 0 | 9.9836e-06 | 0 | 7.968e-07 | 1.7466e-06 | 0 | 1.7466e-06 | 0 | 6.2299e-07 | 1.246e-06 | 0 | 1.246e-06 | [12 empty] | 7.3.3.17.5 (Remote Grid) Updates to grid topology to minimize risk of ignition in HFTDs Remote GridWLDFRWire-to-wire contactAggregated | WLDFR | HFTD - Distribution - Tier 2 - 1QU CoRE ¦ 5QU LoRE | Non-Red Flag Warning - Catastrophic Fires | Wire-to-wire contact | Aggregated | 2037 | 9.0509e-07 | 1601.5759 | 0.0014496 | 2037 | Mitigation | 0.95 | 45 | 0 | esc | 0.00097009 | 8.7802e-10 | 0.00097009 | 8.7802e-10
[79 empty] | WLDFR | HFTD - Distribution - Tier 2 - 4QU CoRE ¦ 2QU LoRE | Non-Red Flag Warning - Catastrophic Fires | 2038 | 6.2226e-10 | 6.2226e-10 | 16832.3912 | 280.5544 | 10192.2718 | 6359.5651 | 0 | 0 | 7.9323e-07 | 1.0474e-05 | 0 | 1.0474e-05 | 1.0474e-05 | 0 | 1.0474e-05 | 0 | 7.968e-07 | 1.7466e-06 | 0 | 1.7466e-06 | 0 | 6.2299e-07 | 1.246e-06 | 0 | 1.246e-06 | [12 empty] | 7.3.3.17.5 (Remote Grid) Updates to grid topology to minimize risk of ignition in HFTDs Remote GridWLDFRWire-to-wire contactAggregated | WLDFR | HFTD - Distribution - Tier 2 - 1QU CoRE ¦ 5QU LoRE | Non-Red Flag Warning - Catastrophic Fires | Wire-to-wire contact | Aggregated | 2038 | 9.0509e-07 | 1601.5759 | 0.0014496 | 2038 | Mitigation | 0.95 | 45 | 0 | esc | 0.00097009 | 8.7802e-10 | 0.00097009 | 8.7802e-10
[79 empty] | WLDFR | HFTD - Distribution - Tier 2 - 4QU CoRE ¦ 2QU LoRE | Non-Red Flag Warning - Catastrophic Fires | 2039 | 6.2226e-10 | 6.2226e-10 | 16832.3912 | 280.5544 | 10192.2718 | 6359.5651 | 0 | 0 | 7.9323e-07 | 1.0474e-05 | 0 | 1.0474e-05 | 1.0474e-05 | 0 | 1.0474e-05 | 0 | 7.968e-07 | 1.7466e-06 | 0 | 1.7466e-06 | 0 | 6.2299e-07 | 1.246e-06 | 0 | 1.246e-06 | [12 empty] | 7.3.3.17.5 (Remote Grid) Updates to grid topology to minimize risk of ignition in HFTDs Remote GridWLDFRWire-to-wire contactAggregated | WLDFR | HFTD - Distribution - Tier 2 - 1QU CoRE ¦ 5QU LoRE | Non-Red Flag Warning - Catastrophic Fires | Wire-to-wire contact | Aggregated | 2039 | 9.0509e-07 | 1601.5759 | 0.0014496 | 2039 | Mitigation | 0.95 | 45 | 0 | esc | 0.00097009 | 8.7802e-10 | 0.00097009 | 8.7802e-10
[79 empty] | WLDFR | HFTD - Distribution - Tier 2 - 4QU CoRE ¦ 2QU LoRE | Non-Red Flag Warning - Catastrophic Fires | 2040 | 6.2226e-10 | 6.2226e-10 | 16832.3912 | 280.5544 | 10192.2718 | 6359.5651 | 0 | 0 | 7.9323e-07 | 1.0474e-05 | 0 | 1.0474e-05 | 1.0474e-05 | 0 | 1.0474e-05 | 0 | 7.968e-07 | 1.7466e-06 | 0 | 1.7466e-06 | 0 | 0 | 1.246e-06 | 0 | 1.246e-06 | [12 empty] | 7.3.3.17.5 (Remote Grid) Updates to grid topology to minimize risk of ignition in HFTDs Remote GridWLDFRWire-to-wire contactAggregated | WLDFR | HFTD - Distribution - Tier 2 - 1QU CoRE ¦ 5QU LoRE | Non-Red Flag Warning - Catastrophic Fires | Wire-to-wire contact | Aggregated | 2040 | 9.0509e-07 | 1601.5759 | 0.0014496 | 2040 | Mitigation | 0.95 | 45 | 0 | esc | 0.00097009 | 8.7802e-10 | 0.00097009 | 8.7802e-10
[79 empty] | WLDFR | HFTD - Distribution - Tier 2 - 4QU CoRE ¦ 2QU LoRE | Non-Red Flag Warning - Catastrophic Fires | 2041 | 6.2226e-10 | 6.2226e-10 | 16832.3912 | 280.5544 | 10192.2718 | 6359.5651 | 0 | 0 | 7.9323e-07 | 1.0474e-05 | 0 | 1.0474e-05 | 1.0474e-05 | 0 | 1.0474e-05 | 0 | 8.3404e-07 | 1.8282e-06 | 0 | 1.8282e-06 | 0 | 0 | 0 | 0 | 0 | [12 empty] | 7.3.3.17.5 (Remote Grid) Updates to grid topology to minimize risk of ignition in HFTDs Remote GridWLDFRWire-to-wire contactAggregated | WLDFR | HFTD - Distribution - Tier 2 - 1QU CoRE ¦ 5QU LoRE | Non-Red Flag Warning - Catastrophic Fires | Wire-to-wire contact | Aggregated | 2041 | 9.0509e-07 | 1601.5759 | 0.0014496 | 2041 | Mitigation | 0.95 | 45 | 0 | esc | 0.00097009 | 8.7802e-10 | 0.00097009 | 8.7802e-10
[79 empty] | WLDFR | HFTD - Distribution - Tier 2 - 4QU CoRE ¦ 2QU LoRE | Non-Red Flag Warning - Catastrophic Fires | 2042 | 6.2226e-10 | 6.2226e-10 | 16832.3912 | 280.5544 | 10192.2718 | 6359.5651 | 0 | 0 | 7.9323e-07 | 1.0474e-05 | 0 | 1.0474e-05 | 1.0474e-05 | 0 | 1.0474e-05 | 0 | 8.3404e-07 | 1.8282e-06 | 0 | 1.8282e-06 | 0 | 0 | 0 | 0 | 0 | [12 empty] | 7.3.3.17.5 (Remote Grid) Updates to grid topology to minimize risk of ignition in HFTDs Remote GridWLDFRWire-to-wire contactAggregated | WLDFR | HFTD - Distribution - Tier 2 - 1QU CoRE ¦ 5QU LoRE | Non-Red Flag Warning - Catastrophic Fires | Wire-to-wire contact | Aggregated | 2042 | 9.0509e-07 | 1601.5759 | 0.0014496 | 2042 | Mitigation | 0.95 | 45 | 0 | esc | 0.00097009 | 8.7802e-10 | 0.00097009 | 8.7802e-10
[79 empty] | WLDFR | HFTD - Distribution - Tier 2 - 4QU CoRE ¦ 2QU LoRE | Non-Red Flag Warning - Catastrophic Fires | 2043 | 6.2226e-10 | 6.2226e-10 | 17672.0852 | 299.42 | 10692.7362 | 6679.929 | 0 | 0 | 7.9323e-07 | 1.0997e-05 | 0 | 1.0997e-05 | 1.0997e-05 | 0 | 1.0997e-05 | 0 | 8.3404e-07 | 1.8282e-06 | 0 | 1.8282e-06 | 0 | 5.426e-06 | 0 | 0 | 0 | [12 empty] | 7.3.3.17.5 (Remote Grid) Updates to grid topology to minimize risk of ignition in HFTDs Remote GridWLDFRWire-to-wire contactAggregated | WLDFR | HFTD - Distribution - Tier 2 - 1QU CoRE ¦ 5QU LoRE | Non-Red Flag Warning - Catastrophic Fires | Wire-to-wire contact | Aggregated | 2043 | 9.0509e-07 | 1601.5759 | 0.0014496 | 2043 | Mitigation | 0.95 | 45 | 0 | esc | 0.00097009 | 8.7802e-10 | 0.00097009 | 8.7802e-10
[79 empty] | WLDFR | HFTD - Distribution - Tier 2 - 4QU CoRE ¦ 2QU LoRE | Non-Red Flag Warning - Catastrophic Fires | 2044 | 6.2226e-10 | 6.2226e-10 | 17672.0852 | 299.42 | 10692.7362 | 6679.929 | 0 | 0 | 7.9323e-07 | 1.0997e-05 | 0 | 1.0997e-05 | 1.0997e-05 | 0 | 1.0997e-05 | 0 | 8.3404e-07 | 1.8282e-06 | 0 | 1.8282e-06 | 0 | 5.6007e-06 | 1.1201e-05 | 0 | 1.1201e-05 | [12 empty] | 7.3.3.17.5 (Remote Grid) Updates to grid topology to minimize risk of ignition in HFTDs Remote GridWLDFRWire-to-wire contactAggregated | WLDFR | HFTD - Distribution - Tier 2 - 1QU CoRE ¦ 5QU LoRE | Non-Red Flag Warning - Catastrophic Fires | Wire-to-wire contact | Aggregated | 2044 | 9.0509e-07 | 1601.5759 | 0.0014496 | 2044 | Mitigation | 0.95 | 45 | 0 | esc | 0.00097009 | 8.7802e-10 | 0.00097009 | 8.7802e-10
[79 empty] | WLDFR | HFTD - Distribution - Tier 2 - 4QU CoRE ¦ 2QU LoRE | Non-Red Flag Warning - Catastrophic Fires | 2045 | 6.2226e-10 | 6.2226e-10 | 17672.0852 | 299.42 | 10692.7362 | 6679.929 | 0 | 0 | 7.9323e-07 | 1.0997e-05 | 0 | 1.0997e-05 | 1.0997e-05 | 0 | 1.0997e-05 | 0 | 8.3404e-07 | 1.8282e-06 | 0 | 1.8282e-06 | 0 | 5.6007e-06 | 1.1201e-05 | 0 | 1.1201e-05 | [12 empty] | 7.3.3.17.5 (Remote Grid) Updates to grid topology to minimize risk of ignition in HFTDs Remote GridWLDFRWire-to-wire contactAggregated | WLDFR | HFTD - Distribution - Tier 2 - 1QU CoRE ¦ 5QU LoRE | Non-Red Flag Warning - Catastrophic Fires | Wire-to-wire contact | Aggregated | 2045 | 9.0509e-07 | 1601.5759 | 0.0014496 | 2045 | Mitigation | 0.95 | 45 | 0 | esc | 0.00097009 | 8.7802e-10 | 0.00097009 | 8.7802e-10
[79 empty] | WLDFR | HFTD - Distribution - Tier 2 - 4QU CoRE ¦ 2QU LoRE | Non-Red Flag Warning - Catastrophic Fires | 2046 | 6.2226e-10 | 6.2226e-10 | 17672.0852 | 299.42 | 10692.7362 | 6679.929 | 0 | 0 | 7.9323e-07 | 1.0997e-05 | 0 | 1.0997e-05 | 1.0997e-05 | 0 | 1.0997e-05 | 0 | 8.7176e-07 | 1.9109e-06 | 0 | 1.9109e-06 | 0 | 5.6007e-06 | 1.1201e-05 | 0 | 1.1201e-05 | [12 empty] | 7.3.3.17.5 (Remote Grid) Updates to grid topology to minimize risk of ignition in HFTDs Remote GridWLDFRWire-to-wire contactAggregated | WLDFR | HFTD - Distribution - Tier 2 - 1QU CoRE ¦ 5QU LoRE | Non-Red Flag Warning - Catastrophic Fires | Wire-to-wire contact | Aggregated | 2046 | 9.0509e-07 | 1601.5759 | 0.0014496 | 2046 | Mitigation | 0.95 | 45 | 0 | esc | 0.00097009 | 8.7802e-10 | 0.00097009 | 8.7802e-10
[79 empty] | WLDFR | HFTD - Distribution - Tier 2 - 4QU CoRE ¦ 2QU LoRE | Non-Red Flag Warning - Catastrophic Fires | 2047 | 6.2226e-10 | 6.2226e-10 | 17672.0852 | 299.42 | 10692.7362 | 6679.929 | 0 | 0 | 7.9323e-07 | 1.0997e-05 | 0 | 1.0997e-05 | 1.0997e-05 | 0 | 1.0997e-05 | 0 | 8.7176e-07 | 1.9109e-06 | 0 | 1.9109e-06 | 0 | 5.6007e-06 | 1.1201e-05 | 0 | 1.1201e-05 | [12 empty] | 7.3.3.17.5 (Remote Grid) Updates to grid topology to minimize risk of ignition in HFTDs Remote GridWLDFRWire-to-wire contactAggregated | WLDFR | HFTD - Distribution - Tier 2 - 1QU CoRE ¦ 5QU LoRE | Non-Red Flag Warning - Catastrophic Fires | Wire-to-wire contact | Aggregated | 2047 | 9.0509e-07 | 1601.5759 | 0.0014496 | 2047 | Mitigation | 0.95 | 45 | 0 | esc | 0.00097009 | 8.7802e-10 | 0.00097009 | 8.7802e-10
[79 empty] | WLDFR | HFTD - Distribution - Tier 2 - 4QU CoRE ¦ 2QU LoRE | Non-Red Flag Warning - Catastrophic Fires | 2048 | 6.2226e-10 | 6.2226e-10 | 18552.3348 | 319.4911 | 11216.5626 | 7016.281 | 0 | 0 | 7.9323e-07 | 1.1544e-05 | 0 | 1.1544e-05 | 1.1544e-05 | 0 | 1.1544e-05 | 0 | 8.7176e-07 | 1.9109e-06 | 0 | 1.9109e-06 | 0 | 5.6007e-06 | 1.1201e-05 | 0 | 1.1201e-05 | [12 empty] | 7.3.3.17.5 (Remote Grid) Updates to grid topology to minimize risk of ignition in HFTDs Remote GridWLDFRWire-to-wire contactAggregated | WLDFR | HFTD - Distribution - Tier 2 - 1QU CoRE ¦ 5QU LoRE | Non-Red Flag Warning - Catastrophic Fires | Wire-to-wire contact | Aggregated | 2048 | 9.0509e-07 | 1601.5759 | 0.0014496 | 2048 | Mitigation | 0.95 | 45 | 0 | esc | 0.00097009 | 8.7802e-10 | 0.00097009 | 8.7802e-10
[79 empty] | WLDFR | HFTD - Distribution - Tier 2 - 4QU CoRE ¦ 2QU LoRE | Non-Red Flag Warning - Catastrophic Fires | 2049 | 6.2226e-10 | 6.2226e-10 | 18552.3348 | 319.4911 | 11216.5626 | 7016.281 | 0 | 0 | 7.9323e-07 | 1.1544e-05 | 0 | 1.1544e-05 | 1.1544e-05 | 0 | 1.1544e-05 | 0 | 0 | 1.9109e-06 | 0 | 1.9109e-06 | 0 | 5.8235e-06 | 1.1647e-05 | 0 | 1.1647e-05 | [12 empty] | 7.3.3.17.5 (Remote Grid) Updates to grid topology to minimize risk of ignition in HFTDs Remote GridWLDFRWire-to-wire contactAggregated | WLDFR | HFTD - Distribution - Tier 2 - 1QU CoRE ¦ 5QU LoRE | Non-Red Flag Warning - Catastrophic Fires | Wire-to-wire contact | Aggregated | 2049 | 9.0509e-07 | 1601.5759 | 0.0014496 | 2049 | Mitigation | 0.95 | 45 | 0 | esc | 0.00097009 | 8.7802e-10 | 0.00097009 | 8.7802e-10
[79 empty] | WLDFR | HFTD - Distribution - Tier 2 - 4QU CoRE ¦ 2QU LoRE | Non-Red Flag Warning - Catastrophic Fires | 2050 | 6.2226e-10 | 6.2226e-10 | 18552.3348 | 319.4911 | 11216.5626 | 7016.281 | 0 | 0 | 7.9323e-07 | 1.1544e-05 | 0 | 1.1544e-05 | 1.1544e-05 | 0 | 1.1544e-05 | 0 | 0 | 0 | 0 | 0 | 0 | 5.8235e-06 | 1.1647e-05 | 0 | 1.1647e-05 | [12 empty] | 7.3.3.17.5 (Remote Grid) Updates to grid topology to minimize risk of ignition in HFTDs Remote GridWLDFRWire-to-wire contactAggregated | WLDFR | HFTD - Distribution - Tier 2 - 1QU CoRE ¦ 5QU LoRE | Non-Red Flag Warning - Catastrophic Fires | Wire-to-wire contact | Aggregated | 2050 | 9.0509e-07 | 1601.5759 | 0.0014496 | 2050 | Mitigation | 0.95 | 45 | 0 | esc | 0.00097009 | 8.7802e-10 | 0.00097009 | 8.7802e-10
[79 empty] | WLDFR | HFTD - Distribution - Tier 2 - 4QU CoRE ¦ 2QU LoRE | Non-Red Flag Warning - Catastrophic Fires | 2051 | 6.2226e-10 | 6.2226e-10 | 18552.3348 | 319.4911 | 11216.5626 | 7016.281 | 0 | 0 | 7.9323e-07 | 1.1544e-05 | 0 | 1.1544e-05 | 1.1544e-05 | 0 | 1.1544e-05 | 0 | 0.00069632 | 0 | 0 | 0 | 0 | 5.8235e-06 | 1.1647e-05 | 0 | 1.1647e-05 | [12 empty] | 7.3.3.17.5 (Remote Grid) Updates to grid topology to minimize risk of ignition in HFTDs Remote GridWLDFRWire-to-wire contactAggregated | WLDFR | HFTD - Distribution - Tier 2 - 1QU CoRE ¦ 5QU LoRE | Non-Red Flag Warning - Catastrophic Fires | Wire-to-wire contact | Aggregated | 2051 | 9.0509e-07 | 1601.5759 | 0.0014496 | 2051 | Mitigation | 0.95 | 45 | 0 | esc | 0.00097009 | 8.7802e-10 | 0.00097009 | 8.7802e-10
[79 empty] | WLDFR | HFTD - Distribution - Tier 2 - 4QU CoRE ¦ 2QU LoRE | Non-Red Flag Warning - Catastrophic Fires | 2052 | 6.2226e-10 | 6.2226e-10 | 18552.3348 | 319.4911 | 11216.5626 | 7016.281 | 0 | 0 | 7.9323e-07 | 1.1544e-05 | 0 | 1.1544e-05 | 1.1544e-05 | 0 | 1.1544e-05 | 0 | 0.00072184 | 0.0015823 | 0 | 0.0015823 | 0 | 5.8235e-06 | 1.1647e-05 | 0 | 1.1647e-05 | [12 empty] | 7.3.3.17.5 (Remote Grid) Updates to grid topology to minimize risk of ignition in HFTDs Remote GridWLDFRWire-to-wire contactAggregated | WLDFR | HFTD - Distribution - Tier 2 - 1QU CoRE ¦ 5QU LoRE | Non-Red Flag Warning - Catastrophic Fires | Wire-to-wire contact | Aggregated | 2052 | 9.0509e-07 | 1601.5759 | 0.0014496 | 2052 | Mitigation | 0.95 | 45 | 0 | esc | 0.00097009 | 8.7802e-10 | 0.00097009 | 8.7802e-10
[79 empty] | WLDFR | HFTD - Distribution - Tier 2 - 4QU CoRE ¦ 2QU LoRE | Non-Red Flag Warning - Catastrophic Fires | 2053 | 6.2226e-10 | 6.2226e-10 | 19462.1283 | 340.5356 | 11757.1413 | 7364.4514 | 0 | 0 | 7.9323e-07 | 1.211e-05 | 0 | 1.211e-05 | 1.211e-05 | 0 | 1.211e-05 | 0 | 0.00072184 | 0.0015823 | 0 | 0.0015823 | 0 | 5.8235e-06 | 1.1647e-05 | 0 | 1.1647e-05 | [12 empty] | 7.3.3.17.5 (Remote Grid) Updates to grid topology to minimize risk of ignition in HFTDs Remote GridWLDFRWire-to-wire contactAggregated | WLDFR | HFTD - Distribution - Tier 2 - 1QU CoRE ¦ 5QU LoRE | Non-Red Flag Warning - Catastrophic Fires | Wire-to-wire contact | Aggregated | 2053 | 9.0509e-07 | 1601.5759 | 0.0014496 | 2053 | Mitigation | 0.95 | 45 | 0 | esc | 0.00097009 | 8.7802e-10 | 0.00097009 | 8.7802e-10
[79 empty] | WLDFR | HFTD - Distribution - Tier 2 - 4QU CoRE ¦ 2QU LoRE | Non-Red Flag Warning - Catastrophic Fires | 2054 | 6.2226e-10 | 6.2226e-10 | 19462.1283 | 340.5356 | 11757.1413 | 7364.4514 | 0 | 0 | 7.9323e-07 | 1.211e-05 | 0 | 1.211e-05 | 1.211e-05 | 0 | 1.211e-05 | 0 | 0.00072184 | 0.0015823 | 0 | 0.0015823 | 0 | 6.0745e-06 | 1.2149e-05 | 0 | 1.2149e-05 | [12 empty] | 7.3.3.17.5 (Remote Grid) Updates to grid topology to minimize risk of ignition in HFTDs Remote GridWLDFRWire-to-wire contactAggregated | WLDFR | HFTD - Distribution - Tier 2 - 1QU CoRE ¦ 5QU LoRE | Non-Red Flag Warning - Catastrophic Fires | Wire-to-wire contact | Aggregated | 2054 | 9.0509e-07 | 1601.5759 | 0.0014496 | 2054 | Mitigation | 0.95 | 45 | 0 | esc | 0.00097009 | 8.7802e-10 | 0.00097009 | 8.7802e-10
[79 empty] | WLDFR | HFTD - Distribution - Tier 2 - 4QU CoRE ¦ 2QU LoRE | Non-Red Flag Warning - Catastrophic Fires | 2055 | 6.2226e-10 | 6.2226e-10 | 19462.1283 | 340.5356 | 11757.1413 | 7364.4514 | 0 | 0 | 7.9323e-07 | 1.211e-05 | 0 | 1.211e-05 | 1.211e-05 | 0 | 1.211e-05 | 0 | 0.00072184 | 0.0015823 | 0 | 0.0015823 | 0 | 6.0745e-06 | 1.2149e-05 | 0 | 1.2149e-05 | [12 empty] | 7.3.3.17.5 (Remote Grid) Updates to grid topology to minimize risk of ignition in HFTDs Remote GridWLDFRWire-to-wire contactAggregated | WLDFR | HFTD - Distribution - Tier 2 - 1QU CoRE ¦ 5QU LoRE | Non-Red Flag Warning - Catastrophic Fires | Wire-to-wire contact | Aggregated | 2055 | 9.0509e-07 | 1601.5759 | 0.0014496 | 2055 | Mitigation | 0.95 | 45 | 0 | esc | 0.00097009 | 8.7802e-10 | 0.00097009 | 8.7802e-10
[79 empty] | WLDFR | HFTD - Distribution - Tier 2 - 4QU CoRE ¦ 2QU LoRE | Non-Red Flag Warning - Catastrophic Fires | 2056 | 6.2226e-10 | 6.2226e-10 | 19462.1283 | 340.5356 | 11757.1413 | 7364.4514 | 0 | 0 | 7.9323e-07 | 1.211e-05 | 0 | 1.211e-05 | 1.211e-05 | 0 | 1.211e-05 | 0 | 0.00072184 | 0.0015823 | 0 | 0.0015823 | 0 | 6.0745e-06 | 1.2149e-05 | 0 | 1.2149e-05 | [12 empty] | 7.3.3.17.5 (Remote Grid) Updates to grid topology to minimize risk of ignition in HFTDs Remote GridWLDFRWire-to-wire contactAggregated | WLDFR | HFTD - Distribution - Tier 2 - 1QU CoRE ¦ 5QU LoRE | Non-Red Flag Warning - Catastrophic Fires | Wire-to-wire contact | Aggregated | 2056 | 9.0509e-07 | 1601.5759 | 0.0014496 | 2056 | Mitigation | 0.95 | 45 | 0 | esc | 0.00097009 | 8.7802e-10 | 0.00097009 | 8.7802e-10
[79 empty] | WLDFR | HFTD - Distribution - Tier 2 - 4QU CoRE ¦ 2QU LoRE | Non-Red Flag Warning - Catastrophic Fires | 2057 | 6.2226e-10 | 6.2226e-10 | 19462.1283 | 340.5356 | 11757.1413 | 7364.4514 | 0 | 0 | 7.9323e-07 | 1.211e-05 | 0 | 1.211e-05 | 1.211e-05 | 0 | 1.211e-05 | 0 | 0.000754 | 0.0016528 | 0 | 0.0016528 | 0 | 6.0745e-06 | 1.2149e-05 | 0 | 1.2149e-05 | [12 empty] | 7.3.3.17.5 (Remote Grid) Updates to grid topology to minimize risk of ignition in HFTDs Remote GridWLDFRWire-to-wire contactAggregated | WLDFR | HFTD - Distribution - Tier 2 - 1QU CoRE ¦ 5QU LoRE | Non-Red Flag Warning - Catastrophic Fires | Wire-to-wire contact | Aggregated | 2057 | 9.0509e-07 | 1601.5759 | 0.0014496 | 2057 | Mitigation | 0.95 | 45 | 0 | esc | 0.00097009 | 8.7802e-10 | 0.00097009 | 8.7802e-10
[79 empty] | WLDFR | HFTD - Distribution - Tier 2 - 4QU CoRE ¦ 2QU LoRE | Non-Red Flag Warning - Catastrophic Fires | 2058 | 6.2226e-10 | 6.2226e-10 | 20390.4035 | 362.3049 | 12307.8747 | 7720.2238 | 0 | 0 | 7.9323e-07 | 1.2688e-05 | 0 | 1.2688e-05 | 1.2688e-05 | 0 | 1.2688e-05 | 0 | 0.000754 | 0.0016528 | 0 | 0.0016528 | 0 | 6.0745e-06 | 1.2149e-05 | 0 | 1.2149e-05 | [12 empty] | 7.3.3.17.5 (Remote Grid) Updates to grid topology to minimize risk of ignition in HFTDs Remote GridWLDFRWire-to-wire contactAggregated | WLDFR | HFTD - Distribution - Tier 2 - 1QU CoRE ¦ 5QU LoRE | Non-Red Flag Warning - Catastrophic Fires | Wire-to-wire contact | Aggregated | 2058 | 9.0509e-07 | 1601.5759 | 0.0014496 | 2058 | Mitigation | 0.95 | 45 | 0 | esc | 0.00097009 | 8.7802e-10 | 0.00097009 | 8.7802e-10
[79 empty] | WLDFR | HFTD - Distribution - Tier 2 - 4QU CoRE ¦ 2QU LoRE | Non-Red Flag Warning - Catastrophic Fires | 2059 | 6.2226e-10 | 6.2226e-10 | 20390.4035 | 362.3049 | 12307.8747 | 7720.2238 | 0 | 0 | 7.9323e-07 | 1.2688e-05 | 0 | 1.2688e-05 | 1.2688e-05 | 0 | 1.2688e-05 | 0 | 0.000754 | 0.0016528 | 0 | 0.0016528 | 0 | 6.3513e-06 | 1.2703e-05 | 0 | 1.2703e-05 | [12 empty] | 7.3.3.17.5 (Remote Grid) Updates to grid topology to minimize risk of ignition in HFTDs Remote GridWLDFRWire-to-wire contactAggregated | WLDFR | HFTD - Distribution - Tier 2 - 1QU CoRE ¦ 5QU LoRE | Non-Red Flag Warning - Catastrophic Fires | Wire-to-wire contact | Aggregated | 2059 | 9.0509e-07 | 1601.5759 | 0.0014496 | 2059 | Mitigation | 0.95 | 45 | 0 | esc | 0.00097009 | 8.7802e-10 | 0.00097009 | 8.7802e-10
[79 empty] | WLDFR | HFTD - Distribution - Tier 2 - 4QU CoRE ¦ 2QU LoRE | Non-Red Flag Warning - Catastrophic Fires | 2060 | 6.2226e-10 | 6.2226e-10 | 20390.4035 | 362.3049 | 12307.8747 | 7720.2238 | 0 | 0 | 7.9323e-07 | 1.2688e-05 | 0 | 1.2688e-05 | 1.2688e-05 | 0 | 1.2688e-05 | 0 | 0.000754 | 0.0016528 | 0 | 0.0016528 | 0 | 6.3513e-06 | 1.2703e-05 | 0 | 1.2703e-05 | [12 empty] | 7.3.3.17.5 (Remote Grid) Updates to grid topology to minimize risk of ignition in HFTDs Remote GridWLDFRWire-to-wire contactAggregated | WLDFR | HFTD - Distribution - Tier 2 - 1QU CoRE ¦ 5QU LoRE | Non-Red Flag Warning - Catastrophic Fires | Wire-to-wire contact | Aggregated | 2060 | 9.0509e-07 | 1601.5759 | 0.0014496 | 2060 | Mitigation | 0.95 | 45 | 0 | esc | 0.00097009 | 8.7802e-10 | 0.00097009 | 8.7802e-10
[79 empty] | WLDFR | HFTD - Distribution - Tier 2 - 4QU CoRE ¦ 2QU LoRE | Non-Red Flag Warning - Catastrophic Fires | 2061 | 6.2226e-10 | 6.2226e-10 | 20390.4035 | 362.3049 | 12307.8747 | 7720.2238 | 0 | 0 | 7.9323e-07 | 1.2688e-05 | 0 | 1.2688e-05 | 1.2688e-05 | 0 | 1.2688e-05 | 0 | 0.000754 | 0.0016528 | 0 | 0.0016528 | 0 | 6.3513e-06 | 1.2703e-05 | 0 | 1.2703e-05 | [12 empty] | 7.3.3.17.5 (Remote Grid) Updates to grid topology to minimize risk of ignition in HFTDs Remote GridWLDFRWire-to-wire contactAggregated | WLDFR | HFTD - Distribution - Tier 2 - 1QU CoRE ¦ 5QU LoRE | Non-Red Flag Warning - Catastrophic Fires | Wire-to-wire contact | Aggregated | 2061 | 9.0509e-07 | 1601.5759 | 0.0014496 | 2061 | Mitigation | 0.95 | 45 | 0 | esc | 0.00097009 | 8.7802e-10 | 0.00097009 | 8.7802e-10
[79 empty] | WLDFR | HFTD - Distribution - Tier 2 - 4QU CoRE ¦ 2QU LoRE | Non-Red Flag Warning - Catastrophic Fires | 2062 | 6.2226e-10 | 6.2226e-10 | 20390.4035 | 362.3049 | 12307.8747 | 7720.2238 | 0 | 0 | 7.9323e-07 | 1.2688e-05 | 0 | 1.2688e-05 | 1.2688e-05 | 0 | 1.2688e-05 | 0 | 0.00078974 | 0.0017311 | 0 | 0.0017311 | 0 | 6.3513e-06 | 1.2703e-05 | 0 | 1.2703e-05 | [12 empty] | 7.3.3.17.5 (Remote Grid) Updates to grid topology to minimize risk of ignition in HFTDs Remote GridWLDFRWire-to-wire contactAggregated | WLDFR | HFTD - Distribution - Tier 2 - 1QU CoRE ¦ 5QU LoRE | Non-Red Flag Warning - Catastrophic Fires | Wire-to-wire contact | Aggregated | 2062 | 9.0509e-07 | 1601.5759 | 0.0014496 | 2062 | Mitigation | 0.95 | 45 | 0 | esc | 0.00097009 | 8.7802e-10 | 0.00097009 | 8.7802e-10
[79 empty] | WLDFR | HFTD - Distribution - Tier 2 - 4QU CoRE ¦ 2QU LoRE | Non-Red Flag Warning - Catastrophic Fires | 2063 | 6.2226e-10 | 6.2226e-10 | 21325.9188 | 384.5316 | 12862.0997 | 8079.2876 | 0 | 0 | 7.9323e-07 | 1.327e-05 | 0 | 1.327e-05 | 1.327e-05 | 0 | 1.327e-05 | 0 | 0.00078974 | 0.0017311 | 0 | 0.0017311 | 0 | 6.3513e-06 | 1.2703e-05 | 0 | 1.2703e-05 | [12 empty] | 7.3.3.17.5 (Remote Grid) Updates to grid topology to minimize risk of ignition in HFTDs Remote GridWLDFRWire-to-wire contactAggregated | WLDFR | HFTD - Distribution - Tier 2 - 1QU CoRE ¦ 5QU LoRE | Non-Red Flag Warning - Catastrophic Fires | Wire-to-wire contact | Aggregated | 2063 | 9.0509e-07 | 1601.5759 | 0.0014496 | 2063 | Mitigation | 0.95 | 45 | 0 | esc | 0.00097009 | 8.7802e-10 | 0.00097009 | 8.7802e-10
[79 empty] | WLDFR | HFTD - Distribution - Tier 2 - 4QU CoRE ¦ 2QU LoRE | Non-Red Flag Warning - Catastrophic Fires | 2064 | 6.2226e-10 | 6.2226e-10 | 21325.9188 | 384.5316 | 12862.0997 | 8079.2876 | 0 | 0 | 7.9323e-07 | 1.327e-05 | 0 | 1.327e-05 | 1.327e-05 | 0 | 1.327e-05 | 0 | 0.00078974 | 0.0017311 | 0 | 0.0017311 | 0 | 6.6509e-06 | 1.3302e-05 | 0 | 1.3302e-05 | [12 empty] | 7.3.3.17.5 (Remote Grid) Updates to grid topology to minimize risk of ignition in HFTDs Remote GridWLDFRWire-to-wire contactAggregated | WLDFR | HFTD - Distribution - Tier 2 - 1QU CoRE ¦ 5QU LoRE | Non-Red Flag Warning - Catastrophic Fires | Wire-to-wire contact | Aggregated | 2064 | 9.0509e-07 | 1601.5759 | 0.0014496 | 2064 | Mitigation | 0.95 | 45 | 0 | esc | 0.00097009 | 8.7802e-10 | 0.00097009 | 8.7802e-10
[79 empty] | WLDFR | HFTD - Distribution - Tier 2 - 4QU CoRE ¦ 2QU LoRE | Non-Red Flag Warning - Catastrophic Fires | 2065 | 6.2226e-10 | 6.2226e-10 | 21325.9188 | 384.5316 | 12862.0997 | 8079.2876 | 0 | 0 | 7.9323e-07 | 1.327e-05 | 0 | 1.327e-05 | 1.327e-05 | 0 | 1.327e-05 | 0 | 0.00078974 | 0.0017311 | 0 | 0.0017311 | 0 | 6.6509e-06 | 1.3302e-05 | 0 | 1.3302e-05 | [12 empty] | 7.3.3.17.5 (Remote Grid) Updates to grid topology to minimize risk of ignition in HFTDs Remote GridWLDFRWire-to-wire contactAggregated | WLDFR | HFTD - Distribution - Tier 2 - 1QU CoRE ¦ 5QU LoRE | Non-Red Flag Warning - Catastrophic Fires | Wire-to-wire contact | Aggregated | 2065 | 9.0509e-07 | 1601.5759 | 0.0014496 | 2065 | Mitigation | 0.95 | 45 | 0 | esc | 0.00097009 | 8.7802e-10 | 0.00097009 | 8.7802e-10
[79 empty] | WLDFR | HFTD - Distribution - Tier 2 - 4QU CoRE ¦ 2QU LoRE | Non-Red Flag Warning - Catastrophic Fires | 2066 | 6.2226e-10 | 6.2226e-10 | 21325.9188 | 384.5316 | 12862.0997 | 8079.2876 | 0 | 0 | 7.9323e-07 | 1.327e-05 | 0 | 1.327e-05 | 1.327e-05 | 0 | 1.327e-05 | 0 | 0.00078974 | 0.0017311 | 0 | 0.0017311 | 0 | 6.6509e-06 | 1.3302e-05 | 0 | 1.3302e-05 | [12 empty] | 7.3.3.17.5 (Remote Grid) Updates to grid topology to minimize risk of ignition in HFTDs Remote GridWLDFRWire-to-wire contactAggregated | WLDFR | HFTD - Distribution - Tier 2 - 1QU CoRE ¦ 5QU LoRE | Non-Red Flag Warning - Catastrophic Fires | Wire-to-wire contact | Aggregated | 2066 | 9.0509e-07 | 1601.5759 | 0.0014496 | 2066 | Mitigation | 0.95 | 45 | 0 | esc | 0.00097009 | 8.7802e-10 | 0.00097009 | 8.7802e-10
[79 empty] | WLDFR | HFTD - Distribution - Tier 2 - 4QU CoRE ¦ 2QU LoRE | Non-Red Flag Warning - Catastrophic Fires | 2067 | 0 | 6.2226e-10 | 21325.9188 | 384.5316 | 12862.0997 | 8079.2876 | 0 | 0 | 7.9323e-07 | 0 | 0 | 0 | 1.327e-05 | 0 | 1.327e-05 | 0 | 0.00082855 | 0.0018162 | 0 | 0.0018162 | 0 | 6.6509e-06 | 1.3302e-05 | 0 | 1.3302e-05 | [12 empty] | 7.3.3.17.5 (Remote Grid) Updates to grid topology to minimize risk of ignition in HFTDs Remote GridWLDFRWire-to-wire contactAggregated | WLDFR | HFTD - Distribution - Tier 2 - 1QU CoRE ¦ 5QU LoRE | Non-Red Flag Warning - Catastrophic Fires | Wire-to-wire contact | Aggregated | 2067 | 9.0509e-07 | 1601.5759 | 0.0014496 | 2067 | Mitigation | 0.95 | 45 | 0 | esc | 0 | 0 | 0.00097009 | 8.7802e-10
[79 empty] | WLDFR | HFTD - Distribution - Tier 2 - 4QU CoRE ¦ 2QU LoRE | Non-Red Flag Warning - Destructive Fires | 2022 | 6.9982e-10 | 0 | 8807.9522 | 222.2294 | 8585.7228 | 0 | 0 | 0 | 8.3025e-07 | 6.164e-06 | 0 | 6.164e-06 | 0 | 0 | 0 | 0 | 0.00082855 | 0.0018162 | 0 | 0.0018162 | 0 | 6.6509e-06 | 1.3302e-05 | 0 | 1.3302e-05 | [12 empty] | 7.3.3.17.5 (Remote Grid) Updates to grid topology to minimize risk of ignition in HFTDs Remote GridWLDFRContact from objectAggregated | WLDFR | HFTD - Distribution - Tier 2 - 1QU CoRE ¦ 5QU LoRE | Non-Red Flag Warning - Destructive Fires | Contact from object | Aggregated | 2022 | 1.6647e-06 | 1601.5759 | 0.0026662 | 2022 | Mitigation | 0.95 | 45 | 0 | esc | 0.00097009 | 1.6149e-09 | 0 | 0
[79 empty] | WLDFR | HFTD - Distribution - Tier 2 - 4QU CoRE ¦ 2QU LoRE | Non-Red Flag Warning - Destructive Fires | 2023 | 6.9982e-10 | 6.9982e-10 | 9129.7461 | 233.2301 | 8896.516 | 0 | 0 | 0 | 8.3025e-07 | 6.3892e-06 | 0 | 6.3892e-06 | 6.3892e-06 | 0 | 6.3892e-06 | 0 | 0.00082855 | 0.0018162 | 0 | 0.0018162 | 0 | 6.9703e-06 | 1.3941e-05 | 0 | 1.3941e-05 | [12 empty] | 7.3.3.17.5 (Remote Grid) Updates to grid topology to minimize risk of ignition in HFTDs Remote GridWLDFRContact from objectAggregated | WLDFR | HFTD - Distribution - Tier 2 - 1QU CoRE ¦ 5QU LoRE | Non-Red Flag Warning - Destructive Fires | Contact from object | Aggregated | 2023 | 1.6647e-06 | 1601.5759 | 0.0026662 | 2023 | Mitigation | 0.95 | 45 | 0 | esc | 0.00097009 | 1.6149e-09 | 0.00097009 | 1.6149e-09
[79 empty] | WLDFR | HFTD - Distribution - Tier 2 - 4QU CoRE ¦ 2QU LoRE | Non-Red Flag Warning - Destructive Fires | 2024 | 6.9982e-10 | 6.9982e-10 | 9129.7461 | 233.2301 | 8896.516 | 0 | 0 | 0 | 8.3025e-07 | 6.3892e-06 | 0 | 6.3892e-06 | 6.3892e-06 | 0 | 6.3892e-06 | 0 | 0.00082855 | 0.0018162 | 0 | 0.0018162 | 0 | 6.9703e-06 | 1.3941e-05 | 0 | 1.3941e-05 | [12 empty] | 7.3.3.17.5 (Remote Grid) Updates to grid topology to minimize risk of ignition in HFTDs Remote GridWLDFRContact from objectAggregated | WLDFR | HFTD - Distribution - Tier 2 - 1QU CoRE ¦ 5QU LoRE | Non-Red Flag Warning - Destructive Fires | Contact from object | Aggregated | 2024 | 1.6647e-06 | 1601.5759 | 0.0026662 | 2024 | Mitigation | 0.95 | 45 | 0 | esc | 0.00097009 | 1.6149e-09 | 0.00097009 | 1.6149e-09
[79 empty] | WLDFR | HFTD - Distribution - Tier 2 - 4QU CoRE ¦ 2QU LoRE | Non-Red Flag Warning - Destructive Fires | 2025 | 6.9982e-10 | 6.9982e-10 | 9129.7461 | 233.2301 | 8896.516 | 0 | 0 | 0 | 8.3025e-07 | 6.3892e-06 | 0 | 6.3892e-06 | 6.3892e-06 | 0 | 6.3892e-06 | 0 | 0.00082855 | 0.0018162 | 0 | 0.0018162 | 0 | 6.9703e-06 | 1.3941e-05 | 0 | 1.3941e-05 | [12 empty] | 7.3.3.17.5 (Remote Grid) Updates to grid topology to minimize risk of ignition in HFTDs Remote GridWLDFRContact from objectAggregated | WLDFR | HFTD - Distribution - Tier 2 - 1QU CoRE ¦ 5QU LoRE | Non-Red Flag Warning - Destructive Fires | Contact from object | Aggregated | 2025 | 1.6647e-06 | 1601.5759 | 0.0026662 | 2025 | Mitigation | 0.95 | 45 | 0 | esc | 0.00097009 | 1.6149e-09 | 0.00097009 | 1.6149e-09
[79 empty] | WLDFR | HFTD - Distribution - Tier 2 - 4QU CoRE ¦ 2QU LoRE | Non-Red Flag Warning - Destructive Fires | 2026 | 6.9982e-10 | 6.9982e-10 | 9129.7461 | 233.2301 | 8896.516 | 0 | 0 | 0 | 8.3025e-07 | 6.3892e-06 | 0 | 6.3892e-06 | 6.3892e-06 | 0 | 6.3892e-06 | 0 | 0.00086988 | 0.0019068 | 0 | 0.0019068 | 0 | 6.9703e-06 | 1.3941e-05 | 0 | 1.3941e-05 | [12 empty] | 7.3.3.17.5 (Remote Grid) Updates to grid topology to minimize risk of ignition in HFTDs Remote GridWLDFRContact from objectAggregated | WLDFR | HFTD - Distribution - Tier 2 - 1QU CoRE ¦ 5QU LoRE | Non-Red Flag Warning - Destructive Fires | Contact from object | Aggregated | 2026 | 1.6647e-06 | 1601.5759 | 0.0026662 | 2026 | Mitigation | 0.95 | 45 | 0 | esc | 0.00097009 | 1.6149e-09 | 0.00097009 | 1.6149e-09
[79 empty] | WLDFR | HFTD - Distribution - Tier 2 - 4QU CoRE ¦ 2QU LoRE | Non-Red Flag Warning - Destructive Fires | 2027 | 6.9982e-10 | 6.9982e-10 | 9129.7461 | 233.2301 | 8896.516 | 0 | 0 | 0 | 8.3025e-07 | 6.3892e-06 | 0 | 6.3892e-06 | 6.3892e-06 | 0 | 6.3892e-06 | 0 | 0.00086988 | 0.0019068 | 0 | 0.0019068 | 0 | 0 | 1.3941e-05 | 0 | 1.3941e-05 | [12 empty] | 7.3.3.17.5 (Remote Grid) Updates to grid topology to minimize risk of ignition in HFTDs Remote GridWLDFRContact from objectAggregated | WLDFR | HFTD - Distribution - Tier 2 - 1QU CoRE ¦ 5QU LoRE | Non-Red Flag Warning - Destructive Fires | Contact from object | Aggregated | 2027 | 1.6647e-06 | 1601.5759 | 0.0026662 | 2027 | Mitigation | 0.95 | 45 | 0 | esc | 0.00097009 | 1.6149e-09 | 0.00097009 | 1.6149e-09
[79 empty] | WLDFR | HFTD - Distribution - Tier 2 - 4QU CoRE ¦ 2QU LoRE | Non-Red Flag Warning - Destructive Fires | 2028 | 6.9982e-10 | 6.9982e-10 | 9534.9221 | 247.273 | 9287.6491 | 0 | 0 | 0 | 8.3025e-07 | 6.6727e-06 | 0 | 6.6727e-06 | 6.6727e-06 | 0 | 6.6727e-06 | 0 | 0.00086988 | 0.0019068 | 0 | 0.0019068 | 0 | 0 | 0 | 0 | 0 | [12 empty] | 7.3.3.17.5 (Remote Grid) Updates to grid topology to minimize risk of ignition in HFTDs Remote GridWLDFRContact from objectAggregated | WLDFR | HFTD - Distribution - Tier 2 - 1QU CoRE ¦ 5QU LoRE | Non-Red Flag Warning - Destructive Fires | Contact from object | Aggregated | 2028 | 1.6647e-06 | 1601.5759 | 0.0026662 | 2028 | Mitigation | 0.95 | 45 | 0 | esc | 0.00097009 | 1.6149e-09 | 0.00097009 | 1.6149e-09
[79 empty] | WLDFR | HFTD - Distribution - Tier 2 - 4QU CoRE ¦ 2QU LoRE | Non-Red Flag Warning - Destructive Fires | 2029 | 6.9982e-10 | 6.9982e-10 | 9534.9221 | 247.273 | 9287.6491 | 0 | 0 | 0 | 8.3025e-07 | 6.6727e-06 | 0 | 6.6727e-06 | 6.6727e-06 | 0 | 6.6727e-06 | 0 | 0.00086988 | 0.0019068 | 0 | 0.0019068 | 0 | 0 | 0 | 0 | 0 | [12 empty] | 7.3.3.17.5 (Remote Grid) Updates to grid topology to minimize risk of ignition in HFTDs Remote GridWLDFRContact from objectAggregated | WLDFR | HFTD - Distribution - Tier 2 - 1QU CoRE ¦ 5QU LoRE | Non-Red Flag Warning - Destructive Fires | Contact from object | Aggregated | 2029 | 1.6647e-06 | 1601.5759 | 0.0026662 | 2029 | Mitigation | 0.95 | 45 | 0 | esc | 0.00097009 | 1.6149e-09 | 0.00097009 | 1.6149e-09
[79 empty] | WLDFR | HFTD - Distribution - Tier 2 - 4QU CoRE ¦ 2QU LoRE | Non-Red Flag Warning - Destructive Fires | 2030 | 6.9982e-10 | 6.9982e-10 | 9534.9221 | 247.273 | 9287.6491 | 0 | 0 | 0 | 8.3025e-07 | 6.6727e-06 | 0 | 6.6727e-06 | 6.6727e-06 | 0 | 6.6727e-06 | 0 | 0.00086988 | 0.0019068 | 0 | 0.0019068 | 0 | 0.00012584 | 0 | 0 | 0 | [12 empty] | 7.3.3.17.5 (Remote Grid) Updates to grid topology to minimize risk of ignition in HFTDs Remote GridWLDFRContact from objectAggregated | WLDFR | HFTD - Distribution - Tier 2 - 1QU CoRE ¦ 5QU LoRE | Non-Red Flag Warning - Destructive Fires | Contact from object | Aggregated | 2030 | 1.6647e-06 | 1601.5759 | 0.0026662 | 2030 | Mitigation | 0.95 | 45 | 0 | esc | 0.00097009 | 1.6149e-09 | 0.00097009 | 1.6149e-09
[79 empty] | WLDFR | HFTD - Distribution - Tier 2 - 4QU CoRE ¦ 2QU LoRE | Non-Red Flag Warning - Destructive Fires | 2031 | 6.9982e-10 | 6.9982e-10 | 9534.9221 | 247.273 | 9287.6491 | 0 | 0 | 0 | 8.3025e-07 | 6.6727e-06 | 0 | 6.6727e-06 | 6.6727e-06 | 0 | 6.6727e-06 | 0 | 0.00091321 | 0.0020018 | 0 | 0.0020018 | 0 | 0.00013045 | 0.00026091 | 0 | 0.00026091 | [12 empty] | 7.3.3.17.5 (Remote Grid) Updates to grid topology to minimize risk of ignition in HFTDs Remote GridWLDFRContact from objectAggregated | WLDFR | HFTD - Distribution - Tier 2 - 1QU CoRE ¦ 5QU LoRE | Non-Red Flag Warning - Destructive Fires | Contact from object | Aggregated | 2031 | 1.6647e-06 | 1601.5759 | 0.0026662 | 2031 | Mitigation | 0.95 | 45 | 0 | esc | 0.00097009 | 1.6149e-09 | 0.00097009 | 1.6149e-09
[79 empty] | WLDFR | HFTD - Distribution - Tier 2 - 4QU CoRE ¦ 2QU LoRE | Non-Red Flag Warning - Destructive Fires | 2032 | 6.9982e-10 | 6.9982e-10 | 9534.9221 | 247.273 | 9287.6491 | 0 | 0 | 0 | 8.3025e-07 | 6.6727e-06 | 0 | 6.6727e-06 | 6.6727e-06 | 0 | 6.6727e-06 | 0 | 0.00091321 | 0.0020018 | 0 | 0.0020018 | 0 | 0.00013045 | 0.00026091 | 0 | 0.00026091 | [12 empty] | 7.3.3.17.5 (Remote Grid) Updates to grid topology to minimize risk of ignition in HFTDs Remote GridWLDFRContact from objectAggregated | WLDFR | HFTD - Distribution - Tier 2 - 1QU CoRE ¦ 5QU LoRE | Non-Red Flag Warning - Destructive Fires | Contact from object | Aggregated | 2032 | 1.6647e-06 | 1601.5759 | 0.0026662 | 2032 | Mitigation | 0.95 | 45 | 0 | esc | 0.00097009 | 1.6149e-09 | 0.00097009 | 1.6149e-09
[79 empty] | WLDFR | HFTD - Distribution - Tier 2 - 4QU CoRE ¦ 2QU LoRE | Non-Red Flag Warning - Destructive Fires | 2033 | 6.9982e-10 | 6.9982e-10 | 9984.8474 | 263.1074 | 9721.74 | 0 | 0 | 0 | 8.3025e-07 | 6.9876e-06 | 0 | 6.9876e-06 | 6.9876e-06 | 0 | 6.9876e-06 | 0 | 0.00091321 | 0.0020018 | 0 | 0.0020018 | 0 | 0.00013045 | 0.00026091 | 0 | 0.00026091 | [12 empty] | 7.3.3.17.5 (Remote Grid) Updates to grid topology to minimize risk of ignition in HFTDs Remote GridWLDFRContact from objectAggregated | WLDFR | HFTD - Distribution - Tier 2 - 1QU CoRE ¦ 5QU LoRE | Non-Red Flag Warning - Destructive Fires | Contact from object | Aggregated | 2033 | 1.6647e-06 | 1601.5759 | 0.0026662 | 2033 | Mitigation | 0.95 | 45 | 0 | esc | 0.00097009 | 1.6149e-09 | 0.00097009 | 1.6149e-09
[79 empty] | WLDFR | HFTD - Distribution - Tier 2 - 4QU CoRE ¦ 2QU LoRE | Non-Red Flag Warning - Destructive Fires | 2034 | 6.9982e-10 | 6.9982e-10 | 9984.8474 | 263.1074 | 9721.74 | 0 | 0 | 0 | 8.3025e-07 | 6.9876e-06 | 0 | 6.9876e-06 | 6.9876e-06 | 0 | 6.9876e-06 | 0 | 0.00091321 | 0.0020018 | 0 | 0.0020018 | 0 | 0.00013045 | 0.00026091 | 0 | 0.00026091 | [12 empty] | 7.3.3.17.5 (Remote Grid) Updates to grid topology to minimize risk of ignition in HFTDs Remote GridWLDFRContact from objectAggregated | WLDFR | HFTD - Distribution - Tier 2 - 1QU CoRE ¦ 5QU LoRE | Non-Red Flag Warning - Destructive Fires | Contact from object | Aggregated | 2034 | 1.6647e-06 | 1601.5759 | 0.0026662 | 2034 | Mitigation | 0.95 | 45 | 0 | esc | 0.00097009 | 1.6149e-09 | 0.00097009 | 1.6149e-09
[79 empty] | WLDFR | HFTD - Distribution - Tier 2 - 4QU CoRE ¦ 2QU LoRE | Non-Red Flag Warning - Destructive Fires | 2035 | 6.9982e-10 | 6.9982e-10 | 9984.8474 | 263.1074 | 9721.74 | 0 | 0 | 0 | 8.3025e-07 | 6.9876e-06 | 0 | 6.9876e-06 | 6.9876e-06 | 0 | 6.9876e-06 | 0 | 0.00091321 | 0.0020018 | 0 | 0.0020018 | 0 | 0.00013045 | 0.00026091 | 0 | 0.00026091 | [12 empty] | 7.3.3.17.5 (Remote Grid) Updates to grid topology to minimize risk of ignition in HFTDs Remote GridWLDFRContact from objectAggregated | WLDFR | HFTD - Distribution - Tier 2 - 1QU CoRE ¦ 5QU LoRE | Non-Red Flag Warning - Destructive Fires | Contact from object | Aggregated | 2035 | 1.6647e-06 | 1601.5759 | 0.0026662 | 2035 | Mitigation | 0.95 | 45 | 0 | esc | 0.00097009 | 1.6149e-09 | 0.00097009 | 1.6149e-09
[79 empty] | WLDFR | HFTD - Distribution - Tier 2 - 4QU CoRE ¦ 2QU LoRE | Non-Red Flag Warning - Destructive Fires | 2036 | 6.9982e-10 | 6.9982e-10 | 9984.8474 | 263.1074 | 9721.74 | 0 | 0 | 0 | 8.3025e-07 | 6.9876e-06 | 0 | 6.9876e-06 | 6.9876e-06 | 0 | 6.9876e-06 | 0 | 0.00095799 | 0.0020999 | 0 | 0.0020999 | 0 | 0.00013627 | 0.00027253 | 0 | 0.00027253 | [12 empty] | 7.3.3.17.5 (Remote Grid) Updates to grid topology to minimize risk of ignition in HFTDs Remote GridWLDFRContact from objectAggregated | WLDFR | HFTD - Distribution - Tier 2 - 1QU CoRE ¦ 5QU LoRE | Non-Red Flag Warning - Destructive Fires | Contact from object | Aggregated | 2036 | 1.6647e-06 | 1601.5759 | 0.0026662 | 2036 | Mitigation | 0.95 | 45 | 0 | esc | 0.00097009 | 1.6149e-09 | 0.00097009 | 1.6149e-09
[79 empty] | WLDFR | HFTD - Distribution - Tier 2 - 4QU CoRE ¦ 2QU LoRE | Non-Red Flag Warning - Destructive Fires | 2037 | 6.9982e-10 | 6.9982e-10 | 9984.8474 | 263.1074 | 9721.74 | 0 | 0 | 0 | 8.3025e-07 | 6.9876e-06 | 0 | 6.9876e-06 | 6.9876e-06 | 0 | 6.9876e-06 | 0 | 0.00095799 | 0.0020999 | 0 | 0.0020999 | 0 | 0.00013627 | 0.00027253 | 0 | 0.00027253 | [12 empty] | 7.3.3.17.5 (Remote Grid) Updates to grid topology to minimize risk of ignition in HFTDs Remote GridWLDFRContact from objectAggregated | WLDFR | HFTD - Distribution - Tier 2 - 1QU CoRE ¦ 5QU LoRE | Non-Red Flag Warning - Destructive Fires | Contact from object | Aggregated | 2037 | 1.6647e-06 | 1601.5759 | 0.0026662 | 2037 | Mitigation | 0.95 | 45 | 0 | esc | 0.00097009 | 1.6149e-09 | 0.00097009 | 1.6149e-09
[79 empty] | WLDFR | HFTD - Distribution - Tier 2 - 4QU CoRE ¦ 2QU LoRE | Non-Red Flag Warning - Destructive Fires | 2038 | 6.9982e-10 | 6.9982e-10 | 10472.8261 | 280.5544 | 10192.2718 | 0 | 0 | 0 | 8.3025e-07 | 7.3291e-06 | 0 | 7.3291e-06 | 7.3291e-06 | 0 | 7.3291e-06 | 0 | 0.00095799 | 0.0020999 | 0 | 0.0020999 | 0 | 0.00013627 | 0.00027253 | 0 | 0.00027253 | [12 empty] | 7.3.3.17.5 (Remote Grid) Updates to grid topology to minimize risk of ignition in HFTDs Remote GridWLDFRContact from objectAggregated | WLDFR | HFTD - Distribution - Tier 2 - 1QU CoRE ¦ 5QU LoRE | Non-Red Flag Warning - Destructive Fires | Contact from object | Aggregated | 2038 | 1.6647e-06 | 1601.5759 | 0.0026662 | 2038 | Mitigation | 0.95 | 45 | 0 | esc | 0.00097009 | 1.6149e-09 | 0.00097009 | 1.6149e-09
[79 empty] | WLDFR | HFTD - Distribution - Tier 2 - 4QU CoRE ¦ 2QU LoRE | Non-Red Flag Warning - Destructive Fires | 2039 | 6.9982e-10 | 6.9982e-10 | 10472.8261 | 280.5544 | 10192.2718 | 0 | 0 | 0 | 8.3025e-07 | 7.3291e-06 | 0 | 7.3291e-06 | 7.3291e-06 | 0 | 7.3291e-06 | 0 | 0.00095799 | 0.0020999 | 0 | 0.0020999 | 0 | 0.00013627 | 0.00027253 | 0 | 0.00027253 | [12 empty] | 7.3.3.17.5 (Remote Grid) Updates to grid topology to minimize risk of ignition in HFTDs Remote GridWLDFRContact from objectAggregated | WLDFR | HFTD - Distribution - Tier 2 - 1QU CoRE ¦ 5QU LoRE | Non-Red Flag Warning - Destructive Fires | Contact from object | Aggregated | 2039 | 1.6647e-06 | 1601.5759 | 0.0026662 | 2039 | Mitigation | 0.95 | 45 | 0 | esc | 0.00097009 | 1.6149e-09 | 0.00097009 | 1.6149e-09
[79 empty] | WLDFR | HFTD - Distribution - Tier 2 - 4QU CoRE ¦ 2QU LoRE | Non-Red Flag Warning - Destructive Fires | 2040 | 6.9982e-10 | 6.9982e-10 | 10472.8261 | 280.5544 | 10192.2718 | 0 | 0 | 0 | 8.3025e-07 | 7.3291e-06 | 0 | 7.3291e-06 | 7.3291e-06 | 0 | 7.3291e-06 | 0 | 0.00095799 | 0.0020999 | 0 | 0.0020999 | 0 | 0.00013627 | 0.00027253 | 0 | 0.00027253 | [12 empty] | 7.3.3.17.5 (Remote Grid) Updates to grid topology to minimize risk of ignition in HFTDs Remote GridWLDFRContact from objectAggregated | WLDFR | HFTD - Distribution - Tier 2 - 1QU CoRE ¦ 5QU LoRE | Non-Red Flag Warning - Destructive Fires | Contact from object | Aggregated | 2040 | 1.6647e-06 | 1601.5759 | 0.0026662 | 2040 | Mitigation | 0.95 | 45 | 0 | esc | 0.00097009 | 1.6149e-09 | 0.00097009 | 1.6149e-09
[79 empty] | WLDFR | HFTD - Distribution - Tier 2 - 4QU CoRE ¦ 2QU LoRE | Non-Red Flag Warning - Destructive Fires | 2041 | 6.9982e-10 | 6.9982e-10 | 10472.8261 | 280.5544 | 10192.2718 | 0 | 0 | 0 | 8.3025e-07 | 7.3291e-06 | 0 | 7.3291e-06 | 7.3291e-06 | 0 | 7.3291e-06 | 0 | 0.0010037 | 0.0022001 | 0 | 0.0022001 | 0 | 0.00014273 | 0.00028545 | 0 | 0.00028545 | [12 empty] | 7.3.3.17.5 (Remote Grid) Updates to grid topology to minimize risk of ignition in HFTDs Remote GridWLDFRContact from objectAggregated | WLDFR | HFTD - Distribution - Tier 2 - 1QU CoRE ¦ 5QU LoRE | Non-Red Flag Warning - Destructive Fires | Contact from object | Aggregated | 2041 | 1.6647e-06 | 1601.5759 | 0.0026662 | 2041 | Mitigation | 0.95 | 45 | 0 | esc | 0.00097009 | 1.6149e-09 | 0.00097009 | 1.6149e-09
[79 empty] | WLDFR | HFTD - Distribution - Tier 2 - 4QU CoRE ¦ 2QU LoRE | Non-Red Flag Warning - Destructive Fires | 2042 | 6.9982e-10 | 6.9982e-10 | 10472.8261 | 280.5544 | 10192.2718 | 0 | 0 | 0 | 8.3025e-07 | 7.3291e-06 | 0 | 7.3291e-06 | 7.3291e-06 | 0 | 7.3291e-06 | 0 | 0.0010037 | 0.0022001 | 0 | 0.0022001 | 0 | 0.00014273 | 0.00028545 | 0 | 0.00028545 | [12 empty] | 7.3.3.17.5 (Remote Grid) Updates to grid topology to minimize risk of ignition in HFTDs Remote GridWLDFRContact from objectAggregated | WLDFR | HFTD - Distribution - Tier 2 - 1QU CoRE ¦ 5QU LoRE | Non-Red Flag Warning - Destructive Fires | Contact from object | Aggregated | 2042 | 1.6647e-06 | 1601.5759 | 0.0026662 | 2042 | Mitigation | 0.95 | 45 | 0 | esc | 0.00097009 | 1.6149e-09 | 0.00097009 | 1.6149e-09
[79 empty] | WLDFR | HFTD - Distribution - Tier 2 - 4QU CoRE ¦ 2QU LoRE | Non-Red Flag Warning - Destructive Fires | 2043 | 6.9982e-10 | 6.9982e-10 | 10992.1562 | 299.42 | 10692.7362 | 0 | 0 | 0 | 8.3025e-07 | 7.6925e-06 | 0 | 7.6925e-06 | 7.6925e-06 | 0 | 7.6925e-06 | 0 | 0.0010037 | 0.0022001 | 0 | 0.0022001 | 0 | 0.00014273 | 0.00028545 | 0 | 0.00028545 | [12 empty] | 7.3.3.17.5 (Remote Grid) Updates to grid topology to minimize risk of ignition in HFTDs Remote GridWLDFRContact from objectAggregated | WLDFR | HFTD - Distribution - Tier 2 - 1QU CoRE ¦ 5QU LoRE | Non-Red Flag Warning - Destructive Fires | Contact from object | Aggregated | 2043 | 1.6647e-06 | 1601.5759 | 0.0026662 | 2043 | Mitigation | 0.95 | 45 | 0 | esc | 0.00097009 | 1.6149e-09 | 0.00097009 | 1.6149e-09
[79 empty] | WLDFR | HFTD - Distribution - Tier 2 - 4QU CoRE ¦ 2QU LoRE | Non-Red Flag Warning - Destructive Fires | 2044 | 6.9982e-10 | 6.9982e-10 | 10992.1562 | 299.42 | 10692.7362 | 0 | 0 | 0 | 8.3025e-07 | 7.6925e-06 | 0 | 7.6925e-06 | 7.6925e-06 | 0 | 7.6925e-06 | 0 | 0.0010037 | 0.0022001 | 0 | 0.0022001 | 0 | 0.00014273 | 0.00028545 | 0 | 0.00028545 | [12 empty] | 7.3.3.17.5 (Remote Grid) Updates to grid topology to minimize risk of ignition in HFTDs Remote GridWLDFRContact from objectAggregated | WLDFR | HFTD - Distribution - Tier 2 - 1QU CoRE ¦ 5QU LoRE | Non-Red Flag Warning - Destructive Fires | Contact from object | Aggregated | 2044 | 1.6647e-06 | 1601.5759 | 0.0026662 | 2044 | Mitigation | 0.95 | 45 | 0 | esc | 0.00097009 | 1.6149e-09 | 0.00097009 | 1.6149e-09
[79 empty] | WLDFR | HFTD - Distribution - Tier 2 - 4QU CoRE ¦ 2QU LoRE | Non-Red Flag Warning - Destructive Fires | 2045 | 6.9982e-10 | 6.9982e-10 | 10992.1562 | 299.42 | 10692.7362 | 0 | 0 | 0 | 8.3025e-07 | 7.6925e-06 | 0 | 7.6925e-06 | 7.6925e-06 | 0 | 7.6925e-06 | 0 | 0.0010037 | 0.0022001 | 0 | 0.0022001 | 0 | 0.00014273 | 0.00028545 | 0 | 0.00028545 | [12 empty] | 7.3.3.17.5 (Remote Grid) Updates to grid topology to minimize risk of ignition in HFTDs Remote GridWLDFRContact from objectAggregated | WLDFR | HFTD - Distribution - Tier 2 - 1QU CoRE ¦ 5QU LoRE | Non-Red Flag Warning - Destructive Fires | Contact from object | Aggregated | 2045 | 1.6647e-06 | 1601.5759 | 0.0026662 | 2045 | Mitigation | 0.95 | 45 | 0 | esc | 0.00097009 | 1.6149e-09 | 0.00097009 | 1.6149e-09
[79 empty] | WLDFR | HFTD - Distribution - Tier 2 - 4QU CoRE ¦ 2QU LoRE | Non-Red Flag Warning - Destructive Fires | 2046 | 6.9982e-10 | 6.9982e-10 | 10992.1562 | 299.42 | 10692.7362 | 0 | 0 | 0 | 8.3025e-07 | 7.6925e-06 | 0 | 7.6925e-06 | 7.6925e-06 | 0 | 7.6925e-06 | 0 | 0.0010497 | 0.002301 | 0 | 0.002301 | 0 | 0.00014974 | 0.00029948 | 0 | 0.00029948 | [12 empty] | 7.3.3.17.5 (Remote Grid) Updates to grid topology to minimize risk of ignition in HFTDs Remote GridWLDFRContact from objectAggregated | WLDFR | HFTD - Distribution - Tier 2 - 1QU CoRE ¦ 5QU LoRE | Non-Red Flag Warning - Destructive Fires | Contact from object | Aggregated | 2046 | 1.6647e-06 | 1601.5759 | 0.0026662 | 2046 | Mitigation | 0.95 | 45 | 0 | esc | 0.00097009 | 1.6149e-09 | 0.00097009 | 1.6149e-09
[79 empty] | WLDFR | HFTD - Distribution - Tier 2 - 4QU CoRE ¦ 2QU LoRE | Non-Red Flag Warning - Destructive Fires | 2047 | 6.9982e-10 | 6.9982e-10 | 10992.1562 | 299.42 | 10692.7362 | 0 | 0 | 0 | 8.3025e-07 | 7.6925e-06 | 0 | 7.6925e-06 | 7.6925e-06 | 0 | 7.6925e-06 | 0 | 0.0010497 | 0.002301 | 0 | 0.002301 | 0 | 0.00014974 | 0.00029948 | 0 | 0.00029948 | [12 empty] | 7.3.3.17.5 (Remote Grid) Updates to grid topology to minimize risk of ignition in HFTDs Remote GridWLDFRContact from objectAggregated | WLDFR | HFTD - Distribution - Tier 2 - 1QU CoRE ¦ 5QU LoRE | Non-Red Flag Warning - Destructive Fires | Contact from object | Aggregated | 2047 | 1.6647e-06 | 1601.5759 | 0.0026662 | 2047 | Mitigation | 0.95 | 45 | 0 | esc | 0.00097009 | 1.6149e-09 | 0.00097009 | 1.6149e-09
[79 empty] | WLDFR | HFTD - Distribution - Tier 2 - 4QU CoRE ¦ 2QU LoRE | Non-Red Flag Warning - Destructive Fires | 2048 | 6.9982e-10 | 6.9982e-10 | 11536.0538 | 319.4911 | 11216.5626 | 0 | 0 | 0 | 8.3025e-07 | 8.0731e-06 | 0 | 8.0731e-06 | 8.0731e-06 | 0 | 8.0731e-06 | 0 | 0.0010497 | 0.002301 | 0 | 0.002301 | 0 | 0.00014974 | 0.00029948 | 0 | 0.00029948 | [12 empty] | 7.3.3.17.5 (Remote Grid) Updates to grid topology to minimize risk of ignition in HFTDs Remote GridWLDFRContact from objectAggregated | WLDFR | HFTD - Distribution - Tier 2 - 1QU CoRE ¦ 5QU LoRE | Non-Red Flag Warning - Destructive Fires | Contact from object | Aggregated | 2048 | 1.6647e-06 | 1601.5759 | 0.0026662 | 2048 | Mitigation | 0.95 | 45 | 0 | esc | 0.00097009 | 1.6149e-09 | 0.00097009 | 1.6149e-09
[79 empty] | WLDFR | HFTD - Distribution - Tier 2 - 4QU CoRE ¦ 2QU LoRE | Non-Red Flag Warning - Destructive Fires | 2049 | 6.9982e-10 | 6.9982e-10 | 11536.0538 | 319.4911 | 11216.5626 | 0 | 0 | 0 | 8.3025e-07 | 8.0731e-06 | 0 | 8.0731e-06 | 8.0731e-06 | 0 | 8.0731e-06 | 0 | 0.0010497 | 0.002301 | 0 | 0.002301 | 0 | 0.00014974 | 0.00029948 | 0 | 0.00029948 | [12 empty] | 7.3.3.17.5 (Remote Grid) Updates to grid topology to minimize risk of ignition in HFTDs Remote GridWLDFRContact from objectAggregated | WLDFR | HFTD - Distribution - Tier 2 - 1QU CoRE ¦ 5QU LoRE | Non-Red Flag Warning - Destructive Fires | Contact from object | Aggregated | 2049 | 1.6647e-06 | 1601.5759 | 0.0026662 | 2049 | Mitigation | 0.95 | 45 | 0 | esc | 0.00097009 | 1.6149e-09 | 0.00097009 | 1.6149e-09
[79 empty] | WLDFR | HFTD - Distribution - Tier 2 - 4QU CoRE ¦ 2QU LoRE | Non-Red Flag Warning - Destructive Fires | 2050 | 6.9982e-10 | 6.9982e-10 | 11536.0538 | 319.4911 | 11216.5626 | 0 | 0 | 0 | 8.3025e-07 | 8.0731e-06 | 0 | 8.0731e-06 | 8.0731e-06 | 0 | 8.0731e-06 | 0 | 0.0010497 | 0.002301 | 0 | 0.002301 | 0 | 0.00014974 | 0.00029948 | 0 | 0.00029948 | [12 empty] | 7.3.3.17.5 (Remote Grid) Updates to grid topology to minimize risk of ignition in HFTDs Remote GridWLDFRContact from objectAggregated | WLDFR | HFTD - Distribution - Tier 2 - 1QU CoRE ¦ 5QU LoRE | Non-Red Flag Warning - Destructive Fires | Contact from object | Aggregated | 2050 | 1.6647e-06 | 1601.5759 | 0.0026662 | 2050 | Mitigation | 0.95 | 45 | 0 | esc | 0.00097009 | 1.6149e-09 | 0.00097009 | 1.6149e-09
[79 empty] | WLDFR | HFTD - Distribution - Tier 2 - 4QU CoRE ¦ 2QU LoRE | Non-Red Flag Warning - Destructive Fires | 2051 | 6.9982e-10 | 6.9982e-10 | 11536.0538 | 319.4911 | 11216.5626 | 0 | 0 | 0 | 8.3025e-07 | 8.0731e-06 | 0 | 8.0731e-06 | 8.0731e-06 | 0 | 8.0731e-06 | 0 | 0.0010956 | 0.0024015 | 0 | 0.0024015 | 0 | 0.00015721 | 0.00031442 | 0 | 0.00031442 | [12 empty] | 7.3.3.17.5 (Remote Grid) Updates to grid topology to minimize risk of ignition in HFTDs Remote GridWLDFRContact from objectAggregated | WLDFR | HFTD - Distribution - Tier 2 - 1QU CoRE ¦ 5QU LoRE | Non-Red Flag Warning - Destructive Fires | Contact from object | Aggregated | 2051 | 1.6647e-06 | 1601.5759 | 0.0026662 | 2051 | Mitigation | 0.95 | 45 | 0 | esc | 0.00097009 | 1.6149e-09 | 0.00097009 | 1.6149e-09
[79 empty] | WLDFR | HFTD - Distribution - Tier 2 - 4QU CoRE ¦ 2QU LoRE | Non-Red Flag Warning - Destructive Fires | 2052 | 6.9982e-10 | 6.9982e-10 | 11536.0538 | 319.4911 | 11216.5626 | 0 | 0 | 0 | 8.3025e-07 | 8.0731e-06 | 0 | 8.0731e-06 | 8.0731e-06 | 0 | 8.0731e-06 | 0 | 0.0010956 | 0.0024015 | 0 | 0.0024015 | 0 | 0.00015721 | 0.00031442 | 0 | 0.00031442 | [12 empty] | 7.3.3.17.5 (Remote Grid) Updates to grid topology to minimize risk of ignition in HFTDs Remote GridWLDFRContact from objectAggregated | WLDFR | HFTD - Distribution - Tier 2 - 1QU CoRE ¦ 5QU LoRE | Non-Red Flag Warning - Destructive Fires | Contact from object | Aggregated | 2052 | 1.6647e-06 | 1601.5759 | 0.0026662 | 2052 | Mitigation | 0.95 | 45 | 0 | esc | 0.00097009 | 1.6149e-09 | 0.00097009 | 1.6149e-09
[79 empty] | WLDFR | HFTD - Distribution - Tier 2 - 4QU CoRE ¦ 2QU LoRE | Non-Red Flag Warning - Destructive Fires | 2053 | 6.9982e-10 | 6.9982e-10 | 12097.6769 | 340.5356 | 11757.1413 | 0 | 0 | 0 | 8.3025e-07 | 8.4662e-06 | 0 | 8.4662e-06 | 8.4662e-06 | 0 | 8.4662e-06 | 0 | 0.0010956 | 0.0024015 | 0 | 0.0024015 | 0 | 0.00015721 | 0.00031442 | 0 | 0.00031442 | [12 empty] | 7.3.3.17.5 (Remote Grid) Updates to grid topology to minimize risk of ignition in HFTDs Remote GridWLDFRContact from objectAggregated | WLDFR | HFTD - Distribution - Tier 2 - 1QU CoRE ¦ 5QU LoRE | Non-Red Flag Warning - Destructive Fires | Contact from object | Aggregated | 2053 | 1.6647e-06 | 1601.5759 | 0.0026662 | 2053 | Mitigation | 0.95 | 45 | 0 | esc | 0.00097009 | 1.6149e-09 | 0.00097009 | 1.6149e-09
[79 empty] | WLDFR | HFTD - Distribution - Tier 2 - 4QU CoRE ¦ 2QU LoRE | Non-Red Flag Warning - Destructive Fires | 2054 | 6.9982e-10 | 6.9982e-10 | 12097.6769 | 340.5356 | 11757.1413 | 0 | 0 | 0 | 8.3025e-07 | 8.4662e-06 | 0 | 8.4662e-06 | 8.4662e-06 | 0 | 8.4662e-06 | 0 | 0 | 0.0024015 | 0 | 0.0024015 | 0 | 0.00015721 | 0.00031442 | 0 | 0.00031442 | [12 empty] | 7.3.3.17.5 (Remote Grid) Updates to grid topology to minimize risk of ignition in HFTDs Remote GridWLDFRContact from objectAggregated | WLDFR | HFTD - Distribution - Tier 2 - 1QU CoRE ¦ 5QU LoRE | Non-Red Flag Warning - Destructive Fires | Contact from object | Aggregated | 2054 | 1.6647e-06 | 1601.5759 | 0.0026662 | 2054 | Mitigation | 0.95 | 45 | 0 | esc | 0.00097009 | 1.6149e-09 | 0.00097009 | 1.6149e-09
[79 empty] | WLDFR | HFTD - Distribution - Tier 2 - 4QU CoRE ¦ 2QU LoRE | Non-Red Flag Warning - Destructive Fires | 2055 | 6.9982e-10 | 6.9982e-10 | 12097.6769 | 340.5356 | 11757.1413 | 0 | 0 | 0 | 8.3025e-07 | 8.4662e-06 | 0 | 8.4662e-06 | 8.4662e-06 | 0 | 8.4662e-06 | 0 | 0 | 0 | 0 | 0 | 0 | 0.00015721 | 0.00031442 | 0 | 0.00031442 | [12 empty] | 7.3.3.17.5 (Remote Grid) Updates to grid topology to minimize risk of ignition in HFTDs Remote GridWLDFRContact from objectAggregated | WLDFR | HFTD - Distribution - Tier 2 - 1QU CoRE ¦ 5QU LoRE | Non-Red Flag Warning - Destructive Fires | Contact from object | Aggregated | 2055 | 1.6647e-06 | 1601.5759 | 0.0026662 | 2055 | Mitigation | 0.95 | 45 | 0 | esc | 0.00097009 | 1.6149e-09 | 0.00097009 | 1.6149e-09
[79 empty] | WLDFR | HFTD - Distribution - Tier 2 - 4QU CoRE ¦ 2QU LoRE | Non-Red Flag Warning - Destructive Fires | 2056 | 6.9982e-10 | 6.9982e-10 | 12097.6769 | 340.5356 | 11757.1413 | 0 | 0 | 0 | 8.3025e-07 | 8.4662e-06 | 0 | 8.4662e-06 | 8.4662e-06 | 0 | 8.4662e-06 | 0 | 6.8109e-05 | 0 | 0 | 0 | 0 | 0.00016504 | 0.00033008 | 0 | 0.00033008 | [12 empty] | 7.3.3.17.5 (Remote Grid) Updates to grid topology to minimize risk of ignition in HFTDs Remote GridWLDFRContact from objectAggregated | WLDFR | HFTD - Distribution - Tier 2 - 1QU CoRE ¦ 5QU LoRE | Non-Red Flag Warning - Destructive Fires | Contact from object | Aggregated | 2056 | 1.6647e-06 | 1601.5759 | 0.0026662 | 2056 | Mitigation | 0.95 | 45 | 0 | esc | 0.00097009 | 1.6149e-09 | 0.00097009 | 1.6149e-09
[79 empty] | WLDFR | HFTD - Distribution - Tier 2 - 4QU CoRE ¦ 2QU LoRE | Non-Red Flag Warning - Destructive Fires | 2057 | 6.9982e-10 | 6.9982e-10 | 12097.6769 | 340.5356 | 11757.1413 | 0 | 0 | 0 | 8.3025e-07 | 8.4662e-06 | 0 | 8.4662e-06 | 8.4662e-06 | 0 | 8.4662e-06 | 0 | 7.0598e-05 | 0.00015475 | 0 | 0.00015475 | 0 | 0.00016504 | 0.00033008 | 0 | 0.00033008 | [12 empty] | 7.3.3.17.5 (Remote Grid) Updates to grid topology to minimize risk of ignition in HFTDs Remote GridWLDFRContact from objectAggregated | WLDFR | HFTD - Distribution - Tier 2 - 1QU CoRE ¦ 5QU LoRE | Non-Red Flag Warning - Destructive Fires | Contact from object | Aggregated | 2057 | 1.6647e-06 | 1601.5759 | 0.0026662 | 2057 | Mitigation | 0.95 | 45 | 0 | esc | 0.00097009 | 1.6149e-09 | 0.00097009 | 1.6149e-09
[79 empty] | WLDFR | HFTD - Distribution - Tier 2 - 4QU CoRE ¦ 2QU LoRE | Non-Red Flag Warning - Destructive Fires | 2058 | 6.9982e-10 | 6.9982e-10 | 12670.1796 | 362.3049 | 12307.8747 | 0 | 0 | 0 | 8.3025e-07 | 8.8668e-06 | 0 | 8.8668e-06 | 8.8668e-06 | 0 | 8.8668e-06 | 0 | 7.0598e-05 | 0.00015475 | 0 | 0.00015475 | 0 | 0.00016504 | 0.00033008 | 0 | 0.00033008 | [12 empty] | 7.3.3.17.5 (Remote Grid) Updates to grid topology to minimize risk of ignition in HFTDs Remote GridWLDFRContact from objectAggregated | WLDFR | HFTD - Distribution - Tier 2 - 1QU CoRE ¦ 5QU LoRE | Non-Red Flag Warning - Destructive Fires | Contact from object | Aggregated | 2058 | 1.6647e-06 | 1601.5759 | 0.0026662 | 2058 | Mitigation | 0.95 | 45 | 0 | esc | 0.00097009 | 1.6149e-09 | 0.00097009 | 1.6149e-09
[79 empty] | WLDFR | HFTD - Distribution - Tier 2 - 4QU CoRE ¦ 2QU LoRE | Non-Red Flag Warning - Destructive Fires | 2059 | 6.9982e-10 | 6.9982e-10 | 12670.1796 | 362.3049 | 12307.8747 | 0 | 0 | 0 | 8.3025e-07 | 8.8668e-06 | 0 | 8.8668e-06 | 8.8668e-06 | 0 | 8.8668e-06 | 0 | 7.0598e-05 | 0.00015475 | 0 | 0.00015475 | 0 | 0.00016504 | 0.00033008 | 0 | 0.00033008 | [12 empty] | 7.3.3.17.5 (Remote Grid) Updates to grid topology to minimize risk of ignition in HFTDs Remote GridWLDFRContact from objectAggregated | WLDFR | HFTD - Distribution - Tier 2 - 1QU CoRE ¦ 5QU LoRE | Non-Red Flag Warning - Destructive Fires | Contact from object | Aggregated | 2059 | 1.6647e-06 | 1601.5759 | 0.0026662 | 2059 | Mitigation | 0.95 | 45 | 0 | esc | 0.00097009 | 1.6149e-09 | 0.00097009 | 1.6149e-09
[79 empty] | WLDFR | HFTD - Distribution - Tier 2 - 4QU CoRE ¦ 2QU LoRE | Non-Red Flag Warning - Destructive Fires | 2060 | 6.9982e-10 | 6.9982e-10 | 12670.1796 | 362.3049 | 12307.8747 | 0 | 0 | 0 | 8.3025e-07 | 8.8668e-06 | 0 | 8.8668e-06 | 8.8668e-06 | 0 | 8.8668e-06 | 0 | 7.0598e-05 | 0.00015475 | 0 | 0.00015475 | 0 | 0 | 0.00033008 | 0 | 0.00033008 | [12 empty] | 7.3.3.17.5 (Remote Grid) Updates to grid topology to minimize risk of ignition in HFTDs Remote GridWLDFRContact from objectAggregated | WLDFR | HFTD - Distribution - Tier 2 - 1QU CoRE ¦ 5QU LoRE | Non-Red Flag Warning - Destructive Fires | Contact from object | Aggregated | 2060 | 1.6647e-06 | 1601.5759 | 0.0026662 | 2060 | Mitigation | 0.95 | 45 | 0 | esc | 0.00097009 | 1.6149e-09 | 0.00097009 | 1.6149e-09
[79 empty] | WLDFR | HFTD - Distribution - Tier 2 - 4QU CoRE ¦ 2QU LoRE | Non-Red Flag Warning - Destructive Fires | 2061 | 6.9982e-10 | 6.9982e-10 | 12670.1796 | 362.3049 | 12307.8747 | 0 | 0 | 0 | 8.3025e-07 | 8.8668e-06 | 0 | 8.8668e-06 | 8.8668e-06 | 0 | 8.8668e-06 | 0 | 7.0598e-05 | 0.00015475 | 0 | 0.00015475 | 0 | 0 | 0 | 0 | 0 | [12 empty] | 7.3.3.17.5 (Remote Grid) Updates to grid topology to minimize risk of ignition in HFTDs Remote GridWLDFRContact from objectAggregated | WLDFR | HFTD - Distribution - Tier 2 - 1QU CoRE ¦ 5QU LoRE | Non-Red Flag Warning - Destructive Fires | Contact from object | Aggregated | 2061 | 1.6647e-06 | 1601.5759 | 0.0026662 | 2061 | Mitigation | 0.95 | 45 | 0 | esc | 0.00097009 | 1.6149e-09 | 0.00097009 | 1.6149e-09
[79 empty] | WLDFR | HFTD - Distribution - Tier 2 - 4QU CoRE ¦ 2QU LoRE | Non-Red Flag Warning - Destructive Fires | 2062 | 6.9982e-10 | 6.9982e-10 | 12670.1796 | 362.3049 | 12307.8747 | 0 | 0 | 0 | 8.3025e-07 | 8.8668e-06 | 0 | 8.8668e-06 | 8.8668e-06 | 0 | 8.8668e-06 | 0 | 7.3731e-05 | 0.00016162 | 0 | 0.00016162 | 0 | 0 | 0 | 0 | 0 | [12 empty] | 7.3.3.17.5 (Remote Grid) Updates to grid topology to minimize risk of ignition in HFTDs Remote GridWLDFRContact from objectAggregated | WLDFR | HFTD - Distribution - Tier 2 - 1QU CoRE ¦ 5QU LoRE | Non-Red Flag Warning - Destructive Fires | Contact from object | Aggregated | 2062 | 1.6647e-06 | 1601.5759 | 0.0026662 | 2062 | Mitigation | 0.95 | 45 | 0 | esc | 0.00097009 | 1.6149e-09 | 0.00097009 | 1.6149e-09
[79 empty] | WLDFR | HFTD - Distribution - Tier 2 - 4QU CoRE ¦ 2QU LoRE | Non-Red Flag Warning - Destructive Fires | 2063 | 6.9982e-10 | 6.9982e-10 | 13246.6313 | 384.5316 | 12862.0997 | 0 | 0 | 0 | 8.3025e-07 | 9.2702e-06 | 0 | 9.2702e-06 | 9.2702e-06 | 0 | 9.2702e-06 | 0 | 7.3731e-05 | 0.00016162 | 0 | 0.00016162 | 0 | 1.6413e-05 | 0 | 0 | 0 | [12 empty] | 7.3.3.17.5 (Remote Grid) Updates to grid topology to minimize risk of ignition in HFTDs Remote GridWLDFRContact from objectAggregated | WLDFR | HFTD - Distribution - Tier 2 - 1QU CoRE ¦ 5QU LoRE | Non-Red Flag Warning - Destructive Fires | Contact from object | Aggregated | 2063 | 1.6647e-06 | 1601.5759 | 0.0026662 | 2063 | Mitigation | 0.95 | 45 | 0 | esc | 0.00097009 | 1.6149e-09 | 0.00097009 | 1.6149e-09
[79 empty] | WLDFR | HFTD - Distribution - Tier 2 - 4QU CoRE ¦ 2QU LoRE | Non-Red Flag Warning - Destructive Fires | 2064 | 6.9982e-10 | 6.9982e-10 | 13246.6313 | 384.5316 | 12862.0997 | 0 | 0 | 0 | 8.3025e-07 | 9.2702e-06 | 0 | 9.2702e-06 | 9.2702e-06 | 0 | 9.2702e-06 | 0 | 7.3731e-05 | 0.00016162 | 0 | 0.00016162 | 0 | 1.7012e-05 | 3.4025e-05 | 0 | 3.4025e-05 | [12 empty] | 7.3.3.17.5 (Remote Grid) Updates to grid topology to minimize risk of ignition in HFTDs Remote GridWLDFRContact from objectAggregated | WLDFR | HFTD - Distribution - Tier 2 - 1QU CoRE ¦ 5QU LoRE | Non-Red Flag Warning - Destructive Fires | Contact from object | Aggregated | 2064 | 1.6647e-06 | 1601.5759 | 0.0026662 | 2064 | Mitigation | 0.95 | 45 | 0 | esc | 0.00097009 | 1.6149e-09 | 0.00097009 | 1.6149e-09
[79 empty] | WLDFR | HFTD - Distribution - Tier 2 - 4QU CoRE ¦ 2QU LoRE | Non-Red Flag Warning - Destructive Fires | 2065 | 6.9982e-10 | 6.9982e-10 | 13246.6313 | 384.5316 | 12862.0997 | 0 | 0 | 0 | 8.3025e-07 | 9.2702e-06 | 0 | 9.2702e-06 | 9.2702e-06 | 0 | 9.2702e-06 | 0 | 7.3731e-05 | 0.00016162 | 0 | 0.00016162 | 0 | 1.7012e-05 | 3.4025e-05 | 0 | 3.4025e-05 | [12 empty] | 7.3.3.17.5 (Remote Grid) Updates to grid topology to minimize risk of ignition in HFTDs Remote GridWLDFRContact from objectAggregated | WLDFR | HFTD - Distribution - Tier 2 - 1QU CoRE ¦ 5QU LoRE | Non-Red Flag Warning - Destructive Fires | Contact from object | Aggregated | 2065 | 1.6647e-06 | 1601.5759 | 0.0026662 | 2065 | Mitigation | 0.95 | 45 | 0 | esc | 0.00097009 | 1.6149e-09 | 0.00097009 | 1.6149e-09
[79 empty] | WLDFR | HFTD - Distribution - Tier 2 - 4QU CoRE ¦ 2QU LoRE | Non-Red Flag Warning - Destructive Fires | 2066 | 6.9982e-10 | 6.9982e-10 | 13246.6313 | 384.5316 | 12862.0997 | 0 | 0 | 0 | 8.3025e-07 | 9.2702e-06 | 0 | 9.2702e-06 | 9.2702e-06 | 0 | 9.2702e-06 | 0 | 7.3731e-05 | 0.00016162 | 0 | 0.00016162 | 0 | 1.7012e-05 | 3.4025e-05 | 0 | 3.4025e-05 | [12 empty] | 7.3.3.17.5 (Remote Grid) Updates to grid topology to minimize risk of ignition in HFTDs Remote GridWLDFRContact from objectAggregated | WLDFR | HFTD - Distribution - Tier 2 - 1QU CoRE ¦ 5QU LoRE | Non-Red Flag Warning - Destructive Fires | Contact from object | Aggregated | 2066 | 1.6647e-06 | 1601.5759 | 0.0026662 | 2066 | Mitigation | 0.95 | 45 | 0 | esc | 0.00097009 | 1.6149e-09 | 0.00097009 | 1.6149e-09
[79 empty] | WLDFR | HFTD - Distribution - Tier 2 - 4QU CoRE ¦ 2QU LoRE | Non-Red Flag Warning - Destructive Fires | 2067 | 0 | 6.9982e-10 | 13246.6313 | 384.5316 | 12862.0997 | 0 | 0 | 0 | 8.3025e-07 | 0 | 0 | 0 | 9.2702e-06 | 0 | 9.2702e-06 | 0 | 7.721e-05 | 0.00016925 | 0 | 0.00016925 | 0 | 1.7012e-05 | 3.4025e-05 | 0 | 3.4025e-05 | [12 empty] | 7.3.3.17.5 (Remote Grid) Updates to grid topology to minimize risk of ignition in HFTDs Remote GridWLDFRContact from objectAggregated | WLDFR | HFTD - Distribution - Tier 2 - 1QU CoRE ¦ 5QU LoRE | Non-Red Flag Warning - Destructive Fires | Contact from object | Aggregated | 2067 | 1.6647e-06 | 1601.5759 | 0.0026662 | 2067 | Mitigation | 0.95 | 45 | 0 | esc | 0 | 0 | 0.00097009 | 1.6149e-09
[79 empty] | WLDFR | HFTD - Distribution - Tier 2 - 4QU CoRE ¦ 2QU LoRE | Non-Red Flag Warning - Large Fires | 2022 | 1.4123e-08 | 0 | 5.2406 | 0.69642 | 2.942 | 1.6022 | 0 | 0 | 1.6293e-05 | 7.4013e-08 | 0 | 7.4013e-08 | 0 | 0 | 0 | 0 | 7.721e-05 | 0.00016925 | 0 | 0.00016925 | 0 | 1.7012e-05 | 3.4025e-05 | 0 | 3.4025e-05 | [12 empty] | 7.3.3.17.5 (Remote Grid) Updates to grid topology to minimize risk of ignition in HFTDs Remote GridWLDFRContaminationAggregated | WLDFR | HFTD - Distribution - Tier 2 - 1QU CoRE ¦ 5QU LoRE | Non-Red Flag Warning - Destructive Fires | Contamination | Aggregated | 2022 | 4.9734e-08 | 1601.5759 | 7.9652e-05 | 2022 | Mitigation | 0.95 | 45 | 0 | esc | 0.00097009 | 4.8246e-11 | 0 | 0
[79 empty] | WLDFR | HFTD - Distribution - Tier 2 - 4QU CoRE ¦ 2QU LoRE | Non-Red Flag Warning - Large Fires | 2023 | 1.4123e-08 | 1.4123e-08 | 5.475 | 0.71896 | 3.0715 | 1.6846 | 0 | 0 | 1.6293e-05 | 7.7325e-08 | 0 | 7.7325e-08 | 7.7325e-08 | 0 | 7.7325e-08 | 0 | 7.721e-05 | 0.00016925 | 0 | 0.00016925 | 0 | 1.7767e-05 | 3.5535e-05 | 0 | 3.5535e-05 | [12 empty] | 7.3.3.17.5 (Remote Grid) Updates to grid topology to minimize risk of ignition in HFTDs Remote GridWLDFRContaminationAggregated | WLDFR | HFTD - Distribution - Tier 2 - 1QU CoRE ¦ 5QU LoRE | Non-Red Flag Warning - Destructive Fires | Contamination | Aggregated | 2023 | 4.9734e-08 | 1601.5759 | 7.9652e-05 | 2023 | Mitigation | 0.95 | 45 | 0 | esc | 0.00097009 | 4.8246e-11 | 0.00097009 | 4.8246e-11
[79 empty] | WLDFR | HFTD - Distribution - Tier 2 - 4QU CoRE ¦ 2QU LoRE | Non-Red Flag Warning - Large Fires | 2024 | 1.4123e-08 | 1.4123e-08 | 5.475 | 0.71896 | 3.0715 | 1.6846 | 0 | 0 | 1.6293e-05 | 7.7325e-08 | 0 | 7.7325e-08 | 7.7325e-08 | 0 | 7.7325e-08 | 0 | 7.721e-05 | 0.00016925 | 0 | 0.00016925 | 0 | 1.7767e-05 | 3.5535e-05 | 0 | 3.5535e-05 | [12 empty] | 7.3.3.17.5 (Remote Grid) Updates to grid topology to minimize risk of ignition in HFTDs Remote GridWLDFRContaminationAggregated | WLDFR | HFTD - Distribution - Tier 2 - 1QU CoRE ¦ 5QU LoRE | Non-Red Flag Warning - Destructive Fires | Contamination | Aggregated | 2024 | 4.9734e-08 | 1601.5759 | 7.9652e-05 | 2024 | Mitigation | 0.95 | 45 | 0 | esc | 0.00097009 | 4.8246e-11 | 0.00097009 | 4.8246e-11
[79 empty] | WLDFR | HFTD - Distribution - Tier 2 - 4QU CoRE ¦ 2QU LoRE | Non-Red Flag Warning - Large Fires | 2025 | 1.4123e-08 | 1.4123e-08 | 5.475 | 0.71896 | 3.0715 | 1.6846 | 0 | 0 | 1.6293e-05 | 7.7325e-08 | 0 | 7.7325e-08 | 7.7325e-08 | 0 | 7.7325e-08 | 0 | 7.721e-05 | 0.00016925 | 0 | 0.00016925 | 0 | 1.7767e-05 | 3.5535e-05 | 0 | 3.5535e-05 | [12 empty] | 7.3.3.17.5 (Remote Grid) Updates to grid topology to minimize risk of ignition in HFTDs Remote GridWLDFRContaminationAggregated | WLDFR | HFTD - Distribution - Tier 2 - 1QU CoRE ¦ 5QU LoRE | Non-Red Flag Warning - Destructive Fires | Contamination | Aggregated | 2025 | 4.9734e-08 | 1601.5759 | 7.9652e-05 | 2025 | Mitigation | 0.95 | 45 | 0 | esc | 0.00097009 | 4.8246e-11 | 0.00097009 | 4.8246e-11
[79 empty] | WLDFR | HFTD - Distribution - Tier 2 - 4QU CoRE ¦ 2QU LoRE | Non-Red Flag Warning - Large Fires | 2026 | 1.4123e-08 | 1.4123e-08 | 5.475 | 0.71896 | 3.0715 | 1.6846 | 0 | 0 | 1.6293e-05 | 7.7325e-08 | 0 | 7.7325e-08 | 7.7325e-08 | 0 | 7.7325e-08 | 0 | 8.0983e-05 | 0.00017752 | 0 | 0.00017752 | 0 | 1.7767e-05 | 3.5535e-05 | 0 | 3.5535e-05 | [12 empty] | 7.3.3.17.5 (Remote Grid) Updates to grid topology to minimize risk of ignition in HFTDs Remote GridWLDFRContaminationAggregated | WLDFR | HFTD - Distribution - Tier 2 - 1QU CoRE ¦ 5QU LoRE | Non-Red Flag Warning - Destructive Fires | Contamination | Aggregated | 2026 | 4.9734e-08 | 1601.5759 | 7.9652e-05 | 2026 | Mitigation | 0.95 | 45 | 0 | esc | 0.00097009 | 4.8246e-11 | 0.00097009 | 4.8246e-11
[79 empty] | WLDFR | HFTD - Distribution - Tier 2 - 4QU CoRE ¦ 2QU LoRE | Non-Red Flag Warning - Large Fires | 2027 | 1.4123e-08 | 1.4123e-08 | 5.475 | 0.71896 | 3.0715 | 1.6846 | 0 | 0 | 1.6293e-05 | 7.7325e-08 | 0 | 7.7325e-08 | 7.7325e-08 | 0 | 7.7325e-08 | 0 | 8.0983e-05 | 0.00017752 | 0 | 0.00017752 | 0 | 1.7767e-05 | 3.5535e-05 | 0 | 3.5535e-05 | [12 empty] | 7.3.3.17.5 (Remote Grid) Updates to grid topology to minimize risk of ignition in HFTDs Remote GridWLDFRContaminationAggregated | WLDFR | HFTD - Distribution - Tier 2 - 1QU CoRE ¦ 5QU LoRE | Non-Red Flag Warning - Destructive Fires | Contamination | Aggregated | 2027 | 4.9734e-08 | 1601.5759 | 7.9652e-05 | 2027 | Mitigation | 0.95 | 45 | 0 | esc | 0.00097009 | 4.8246e-11 | 0.00097009 | 4.8246e-11
[79 empty] | WLDFR | HFTD - Distribution - Tier 2 - 4QU CoRE ¦ 2QU LoRE | Non-Red Flag Warning - Large Fires | 2028 | 1.4123e-08 | 1.4123e-08 | 5.777 | 0.74734 | 3.238 | 1.7917 | 0 | 0 | 1.6293e-05 | 8.159e-08 | 0 | 8.159e-08 | 8.159e-08 | 0 | 8.159e-08 | 0 | 8.0983e-05 | 0.00017752 | 0 | 0.00017752 | 0 | 1.8606e-05 | 3.7211e-05 | 0 | 3.7211e-05 | [12 empty] | 7.3.3.17.5 (Remote Grid) Updates to grid topology to minimize risk of ignition in HFTDs Remote GridWLDFRContaminationAggregated | WLDFR | HFTD - Distribution - Tier 2 - 1QU CoRE ¦ 5QU LoRE | Non-Red Flag Warning - Destructive Fires | Contamination | Aggregated | 2028 | 4.9734e-08 | 1601.5759 | 7.9652e-05 | 2028 | Mitigation | 0.95 | 45 | 0 | esc | 0.00097009 | 4.8246e-11 | 0.00097009 | 4.8246e-11
[79 empty] | WLDFR | HFTD - Distribution - Tier 2 - 4QU CoRE ¦ 2QU LoRE | Non-Red Flag Warning - Large Fires | 2029 | 1.4123e-08 | 1.4123e-08 | 5.777 | 0.74734 | 3.238 | 1.7917 | 0 | 0 | 1.6293e-05 | 8.159e-08 | 0 | 8.159e-08 | 8.159e-08 | 0 | 8.159e-08 | 0 | 8.0983e-05 | 0.00017752 | 0 | 0.00017752 | 0 | 1.8606e-05 | 3.7211e-05 | 0 | 3.7211e-05 | [12 empty] | 7.3.3.17.5 (Remote Grid) Updates to grid topology to minimize risk of ignition in HFTDs Remote GridWLDFRContaminationAggregated | WLDFR | HFTD - Distribution - Tier 2 - 1QU CoRE ¦ 5QU LoRE | Non-Red Flag Warning - Destructive Fires | Contamination | Aggregated | 2029 | 4.9734e-08 | 1601.5759 | 7.9652e-05 | 2029 | Mitigation | 0.95 | 45 | 0 | esc | 0.00097009 | 4.8246e-11 | 0.00097009 | 4.8246e-11
[79 empty] | WLDFR | HFTD - Distribution - Tier 2 - 4QU CoRE ¦ 2QU LoRE | Non-Red Flag Warning - Large Fires | 2030 | 1.4123e-08 | 1.4123e-08 | 5.777 | 0.74734 | 3.238 | 1.7917 | 0 | 0 | 1.6293e-05 | 8.159e-08 | 0 | 8.159e-08 | 8.159e-08 | 0 | 8.159e-08 | 0 | 8.0983e-05 | 0.00017752 | 0 | 0.00017752 | 0 | 1.8606e-05 | 3.7211e-05 | 0 | 3.7211e-05 | [12 empty] | 7.3.3.17.5 (Remote Grid) Updates to grid topology to minimize risk of ignition in HFTDs Remote GridWLDFRContaminationAggregated | WLDFR | HFTD - Distribution - Tier 2 - 1QU CoRE ¦ 5QU LoRE | Non-Red Flag Warning - Destructive Fires | Contamination | Aggregated | 2030 | 4.9734e-08 | 1601.5759 | 7.9652e-05 | 2030 | Mitigation | 0.95 | 45 | 0 | esc | 0.00097009 | 4.8246e-11 | 0.00097009 | 4.8246e-11
[79 empty] | WLDFR | HFTD - Distribution - Tier 2 - 4QU CoRE ¦ 2QU LoRE | Non-Red Flag Warning - Large Fires | 2031 | 1.4123e-08 | 1.4123e-08 | 5.777 | 0.74734 | 3.238 | 1.7917 | 0 | 0 | 1.6293e-05 | 8.159e-08 | 0 | 8.159e-08 | 8.159e-08 | 0 | 8.159e-08 | 0 | 8.4999e-05 | 0.00018632 | 0 | 0.00018632 | 0 | 1.8606e-05 | 3.7211e-05 | 0 | 3.7211e-05 | [12 empty] | 7.3.3.17.5 (Remote Grid) Updates to grid topology to minimize risk of ignition in HFTDs Remote GridWLDFRContaminationAggregated | WLDFR | HFTD - Distribution - Tier 2 - 1QU CoRE ¦ 5QU LoRE | Non-Red Flag Warning - Destructive Fires | Contamination | Aggregated | 2031 | 4.9734e-08 | 1601.5759 | 7.9652e-05 | 2031 | Mitigation | 0.95 | 45 | 0 | esc | 0.00097009 | 4.8246e-11 | 0.00097009 | 4.8246e-11
[79 empty] | WLDFR | HFTD - Distribution - Tier 2 - 4QU CoRE ¦ 2QU LoRE | Non-Red Flag Warning - Large Fires | 2032 | 1.4123e-08 | 1.4123e-08 | 5.777 | 0.74734 | 3.238 | 1.7917 | 0 | 0 | 1.6293e-05 | 8.159e-08 | 0 | 8.159e-08 | 8.159e-08 | 0 | 8.159e-08 | 0 | 8.4999e-05 | 0.00018632 | 0 | 0.00018632 | 0 | 1.8606e-05 | 3.7211e-05 | 0 | 3.7211e-05 | [12 empty] | 7.3.3.17.5 (Remote Grid) Updates to grid topology to minimize risk of ignition in HFTDs Remote GridWLDFRContaminationAggregated | WLDFR | HFTD - Distribution - Tier 2 - 1QU CoRE ¦ 5QU LoRE | Non-Red Flag Warning - Destructive Fires | Contamination | Aggregated | 2032 | 4.9734e-08 | 1601.5759 | 7.9652e-05 | 2032 | Mitigation | 0.95 | 45 | 0 | esc | 0.00097009 | 4.8246e-11 | 0.00097009 | 4.8246e-11
[79 empty] | WLDFR | HFTD - Distribution - Tier 2 - 4QU CoRE ¦ 2QU LoRE | Non-Red Flag Warning - Large Fires | 2033 | 1.4123e-08 | 1.4123e-08 | 6.1205 | 0.77885 | 3.4265 | 1.9151 | 0 | 0 | 1.6293e-05 | 8.6441e-08 | 0 | 8.6441e-08 | 8.6441e-08 | 0 | 8.6441e-08 | 0 | 8.4999e-05 | 0.00018632 | 0 | 0.00018632 | 0 | 1.9515e-05 | 3.903e-05 | 0 | 3.903e-05 | [12 empty] | 7.3.3.17.5 (Remote Grid) Updates to grid topology to minimize risk of ignition in HFTDs Remote GridWLDFRContaminationAggregated | WLDFR | HFTD - Distribution - Tier 2 - 1QU CoRE ¦ 5QU LoRE | Non-Red Flag Warning - Destructive Fires | Contamination | Aggregated | 2033 | 4.9734e-08 | 1601.5759 | 7.9652e-05 | 2033 | Mitigation | 0.95 | 45 | 0 | esc | 0.00097009 | 4.8246e-11 | 0.00097009 | 4.8246e-11
[79 empty] | WLDFR | HFTD - Distribution - Tier 2 - 4QU CoRE ¦ 2QU LoRE | Non-Red Flag Warning - Large Fires | 2034 | 1.4123e-08 | 1.4123e-08 | 6.1205 | 0.77885 | 3.4265 | 1.9151 | 0 | 0 | 1.6293e-05 | 8.6441e-08 | 0 | 8.6441e-08 | 8.6441e-08 | 0 | 8.6441e-08 | 0 | 8.4999e-05 | 0.00018632 | 0 | 0.00018632 | 0 | 1.9515e-05 | 3.903e-05 | 0 | 3.903e-05 | [12 empty] | 7.3.3.17.5 (Remote Grid) Updates to grid topology to minimize risk of ignition in HFTDs Remote GridWLDFRContaminationAggregated | WLDFR | HFTD - Distribution - Tier 2 - 1QU CoRE ¦ 5QU LoRE | Non-Red Flag Warning - Destructive Fires | Contamination | Aggregated | 2034 | 4.9734e-08 | 1601.5759 | 7.9652e-05 | 2034 | Mitigation | 0.95 | 45 | 0 | esc | 0.00097009 | 4.8246e-11 | 0.00097009 | 4.8246e-11
[79 empty] | WLDFR | HFTD - Distribution - Tier 2 - 4QU CoRE ¦ 2QU LoRE | Non-Red Flag Warning - Large Fires | 2035 | 1.4123e-08 | 1.4123e-08 | 6.1205 | 0.77885 | 3.4265 | 1.9151 | 0 | 0 | 1.6293e-05 | 8.6441e-08 | 0 | 8.6441e-08 | 8.6441e-08 | 0 | 8.6441e-08 | 0 | 8.4999e-05 | 0.00018632 | 0 | 0.00018632 | 0 | 1.9515e-05 | 3.903e-05 | 0 | 3.903e-05 | [12 empty] | 7.3.3.17.5 (Remote Grid) Updates to grid topology to minimize risk of ignition in HFTDs Remote GridWLDFRContaminationAggregated | WLDFR | HFTD - Distribution - Tier 2 - 1QU CoRE ¦ 5QU LoRE | Non-Red Flag Warning - Destructive Fires | Contamination | Aggregated | 2035 | 4.9734e-08 | 1601.5759 | 7.9652e-05 | 2035 | Mitigation | 0.95 | 45 | 0 | esc | 0.00097009 | 4.8246e-11 | 0.00097009 | 4.8246e-11
[79 empty] | WLDFR | HFTD - Distribution - Tier 2 - 4QU CoRE ¦ 2QU LoRE | Non-Red Flag Warning - Large Fires | 2036 | 1.4123e-08 | 1.4123e-08 | 6.1205 | 0.77885 | 3.4265 | 1.9151 | 0 | 0 | 1.6293e-05 | 8.6441e-08 | 0 | 8.6441e-08 | 8.6441e-08 | 0 | 8.6441e-08 | 0 | 8.9205e-05 | 0.00019554 | 0 | 0.00019554 | 0 | 1.9515e-05 | 3.903e-05 | 0 | 3.903e-05 | [12 empty] | 7.3.3.17.5 (Remote Grid) Updates to grid topology to minimize risk of ignition in HFTDs Remote GridWLDFRContaminationAggregated | WLDFR | HFTD - Distribution - Tier 2 - 1QU CoRE ¦ 5QU LoRE | Non-Red Flag Warning - Destructive Fires | Contamination | Aggregated | 2036 | 4.9734e-08 | 1601.5759 | 7.9652e-05 | 2036 | Mitigation | 0.95 | 45 | 0 | esc | 0.00097009 | 4.8246e-11 | 0.00097009 | 4.8246e-11
[79 empty] | WLDFR | HFTD - Distribution - Tier 2 - 4QU CoRE ¦ 2QU LoRE | Non-Red Flag Warning - Large Fires | 2037 | 1.4123e-08 | 1.4123e-08 | 6.1205 | 0.77885 | 3.4265 | 1.9151 | 0 | 0 | 1.6293e-05 | 8.6441e-08 | 0 | 8.6441e-08 | 8.6441e-08 | 0 | 8.6441e-08 | 0 | 8.9205e-05 | 0.00019554 | 0 | 0.00019554 | 0 | 1.9515e-05 | 3.903e-05 | 0 | 3.903e-05 | [12 empty] | 7.3.3.17.5 (Remote Grid) Updates to grid topology to minimize risk of ignition in HFTDs Remote GridWLDFRContaminationAggregated | WLDFR | HFTD - Distribution - Tier 2 - 1QU CoRE ¦ 5QU LoRE | Non-Red Flag Warning - Destructive Fires | Contamination | Aggregated | 2037 | 4.9734e-08 | 1601.5759 | 7.9652e-05 | 2037 | Mitigation | 0.95 | 45 | 0 | esc | 0.00097009 | 4.8246e-11 | 0.00097009 | 4.8246e-11
[79 empty] | WLDFR | HFTD - Distribution - Tier 2 - 4QU CoRE ¦ 2QU LoRE | Non-Red Flag Warning - Large Fires | 2038 | 1.4123e-08 | 1.4123e-08 | 6.5028 | 0.81304 | 3.6355 | 2.0543 | 0 | 0 | 1.6293e-05 | 9.184e-08 | 0 | 9.184e-08 | 9.184e-08 | 0 | 9.184e-08 | 0 | 8.9205e-05 | 0.00019554 | 0 | 0.00019554 | 0 | 2.0483e-05 | 4.0965e-05 | 0 | 4.0965e-05 | [12 empty] | 7.3.3.17.5 (Remote Grid) Updates to grid topology to minimize risk of ignition in HFTDs Remote GridWLDFRContaminationAggregated | WLDFR | HFTD - Distribution - Tier 2 - 1QU CoRE ¦ 5QU LoRE | Non-Red Flag Warning - Destructive Fires | Contamination | Aggregated | 2038 | 4.9734e-08 | 1601.5759 | 7.9652e-05 | 2038 | Mitigation | 0.95 | 45 | 0 | esc | 0.00097009 | 4.8246e-11 | 0.00097009 | 4.8246e-11
[79 empty] | WLDFR | HFTD - Distribution - Tier 2 - 4QU CoRE ¦ 2QU LoRE | Non-Red Flag Warning - Large Fires | 2039 | 1.4123e-08 | 1.4123e-08 | 6.5028 | 0.81304 | 3.6355 | 2.0543 | 0 | 0 | 1.6293e-05 | 9.184e-08 | 0 | 9.184e-08 | 9.184e-08 | 0 | 9.184e-08 | 0 | 8.9205e-05 | 0.00019554 | 0 | 0.00019554 | 0 | 2.0483e-05 | 4.0965e-05 | 0 | 4.0965e-05 | [12 empty] | 7.3.3.17.5 (Remote Grid) Updates to grid topology to minimize risk of ignition in HFTDs Remote GridWLDFRContaminationAggregated | WLDFR | HFTD - Distribution - Tier 2 - 1QU CoRE ¦ 5QU LoRE | Non-Red Flag Warning - Destructive Fires | Contamination | Aggregated | 2039 | 4.9734e-08 | 1601.5759 | 7.9652e-05 | 2039 | Mitigation | 0.95 | 45 | 0 | esc | 0.00097009 | 4.8246e-11 | 0.00097009 | 4.8246e-11
[79 empty] | WLDFR | HFTD - Distribution - Tier 2 - 4QU CoRE ¦ 2QU LoRE | Non-Red Flag Warning - Large Fires | 2040 | 1.4123e-08 | 1.4123e-08 | 6.5028 | 0.81304 | 3.6355 | 2.0543 | 0 | 0 | 1.6293e-05 | 9.184e-08 | 0 | 9.184e-08 | 9.184e-08 | 0 | 9.184e-08 | 0 | 8.9205e-05 | 0.00019554 | 0 | 0.00019554 | 0 | 2.0483e-05 | 4.0965e-05 | 0 | 4.0965e-05 | [12 empty] | 7.3.3.17.5 (Remote Grid) Updates to grid topology to minimize risk of ignition in HFTDs Remote GridWLDFRContaminationAggregated | WLDFR | HFTD - Distribution - Tier 2 - 1QU CoRE ¦ 5QU LoRE | Non-Red Flag Warning - Destructive Fires | Contamination | Aggregated | 2040 | 4.9734e-08 | 1601.5759 | 7.9652e-05 | 2040 | Mitigation | 0.95 | 45 | 0 | esc | 0.00097009 | 4.8246e-11 | 0.00097009 | 4.8246e-11
[79 empty] | WLDFR | HFTD - Distribution - Tier 2 - 4QU CoRE ¦ 2QU LoRE | Non-Red Flag Warning - Large Fires | 2041 | 1.4123e-08 | 1.4123e-08 | 6.5028 | 0.81304 | 3.6355 | 2.0543 | 0 | 0 | 1.6293e-05 | 9.184e-08 | 0 | 9.184e-08 | 9.184e-08 | 0 | 9.184e-08 | 0 | 9.3548e-05 | 0.00020506 | 0 | 0.00020506 | 0 | 2.0483e-05 | 4.0965e-05 | 0 | 4.0965e-05 | [12 empty] | 7.3.3.17.5 (Remote Grid) Updates to grid topology to minimize risk of ignition in HFTDs Remote GridWLDFRContaminationAggregated | WLDFR | HFTD - Distribution - Tier 2 - 1QU CoRE ¦ 5QU LoRE | Non-Red Flag Warning - Destructive Fires | Contamination | Aggregated | 2041 | 4.9734e-08 | 1601.5759 | 7.9652e-05 | 2041 | Mitigation | 0.95 | 45 | 0 | esc | 0.00097009 | 4.8246e-11 | 0.00097009 | 4.8246e-11
[79 empty] | WLDFR | HFTD - Distribution - Tier 2 - 4QU CoRE ¦ 2QU LoRE | Non-Red Flag Warning - Large Fires | 2042 | 1.4123e-08 | 1.4123e-08 | 6.5028 | 0.81304 | 3.6355 | 2.0543 | 0 | 0 | 1.6293e-05 | 9.184e-08 | 0 | 9.184e-08 | 9.184e-08 | 0 | 9.184e-08 | 0 | 9.3548e-05 | 0.00020506 | 0 | 0.00020506 | 0 | 2.0483e-05 | 4.0965e-05 | 0 | 4.0965e-05 | [12 empty] | 7.3.3.17.5 (Remote Grid) Updates to grid topology to minimize risk of ignition in HFTDs Remote GridWLDFRContaminationAggregated | WLDFR | HFTD - Distribution - Tier 2 - 1QU CoRE ¦ 5QU LoRE | Non-Red Flag Warning - Destructive Fires | Contamination | Aggregated | 2042 | 4.9734e-08 | 1601.5759 | 7.9652e-05 | 2042 | Mitigation | 0.95 | 45 | 0 | esc | 0.00097009 | 4.8246e-11 | 0.00097009 | 4.8246e-11
[79 empty] | WLDFR | HFTD - Distribution - Tier 2 - 4QU CoRE ¦ 2QU LoRE | Non-Red Flag Warning - Large Fires | 2043 | 1.4123e-08 | 1.4123e-08 | 6.9209 | 0.84944 | 3.8632 | 2.2083 | 0 | 0 | 1.6293e-05 | 9.7745e-08 | 0 | 9.7745e-08 | 9.7745e-08 | 0 | 9.7745e-08 | 0 | 9.3548e-05 | 0.00020506 | 0 | 0.00020506 | 0 | 2.1496e-05 | 4.2992e-05 | 0 | 4.2992e-05 | [12 empty] | 7.3.3.17.5 (Remote Grid) Updates to grid topology to minimize risk of ignition in HFTDs Remote GridWLDFRContaminationAggregated | WLDFR | HFTD - Distribution - Tier 2 - 1QU CoRE ¦ 5QU LoRE | Non-Red Flag Warning - Destructive Fires | Contamination | Aggregated | 2043 | 4.9734e-08 | 1601.5759 | 7.9652e-05 | 2043 | Mitigation | 0.95 | 45 | 0 | esc | 0.00097009 | 4.8246e-11 | 0.00097009 | 4.8246e-11
[79 empty] | WLDFR | HFTD - Distribution - Tier 2 - 4QU CoRE ¦ 2QU LoRE | Non-Red Flag Warning - Large Fires | 2044 | 1.4123e-08 | 1.4123e-08 | 6.9209 | 0.84944 | 3.8632 | 2.2083 | 0 | 0 | 1.6293e-05 | 9.7745e-08 | 0 | 9.7745e-08 | 9.7745e-08 | 0 | 9.7745e-08 | 0 | 9.3548e-05 | 0.00020506 | 0 | 0.00020506 | 0 | 2.1496e-05 | 4.2992e-05 | 0 | 4.2992e-05 | [12 empty] | 7.3.3.17.5 (Remote Grid) Updates to grid topology to minimize risk of ignition in HFTDs Remote GridWLDFRContaminationAggregated | WLDFR | HFTD - Distribution - Tier 2 - 1QU CoRE ¦ 5QU LoRE | Non-Red Flag Warning - Destructive Fires | Contamination | Aggregated | 2044 | 4.9734e-08 | 1601.5759 | 7.9652e-05 | 2044 | Mitigation | 0.95 | 45 | 0 | esc | 0.00097009 | 4.8246e-11 | 0.00097009 | 4.8246e-11
[79 empty] | WLDFR | HFTD - Distribution - Tier 2 - 4QU CoRE ¦ 2QU LoRE | Non-Red Flag Warning - Large Fires | 2045 | 1.4123e-08 | 1.4123e-08 | 6.9209 | 0.84944 | 3.8632 | 2.2083 | 0 | 0 | 1.6293e-05 | 9.7745e-08 | 0 | 9.7745e-08 | 9.7745e-08 | 0 | 9.7745e-08 | 0 | 9.3548e-05 | 0.00020506 | 0 | 0.00020506 | 0 | 2.1496e-05 | 4.2992e-05 | 0 | 4.2992e-05 | [12 empty] | 7.3.3.17.5 (Remote Grid) Updates to grid topology to minimize risk of ignition in HFTDs Remote GridWLDFRContaminationAggregated | WLDFR | HFTD - Distribution - Tier 2 - 1QU CoRE ¦ 5QU LoRE | Non-Red Flag Warning - Destructive Fires | Contamination | Aggregated | 2045 | 4.9734e-08 | 1601.5759 | 7.9652e-05 | 2045 | Mitigation | 0.95 | 45 | 0 | esc | 0.00097009 | 4.8246e-11 | 0.00097009 | 4.8246e-11
[79 empty] | WLDFR | HFTD - Distribution - Tier 2 - 4QU CoRE ¦ 2QU LoRE | Non-Red Flag Warning - Large Fires | 2046 | 1.4123e-08 | 1.4123e-08 | 6.9209 | 0.84944 | 3.8632 | 2.2083 | 0 | 0 | 1.6293e-05 | 9.7745e-08 | 0 | 9.7745e-08 | 9.7745e-08 | 0 | 9.7745e-08 | 0 | 9.7975e-05 | 0.00021476 | 0 | 0.00021476 | 0 | 2.1496e-05 | 4.2992e-05 | 0 | 4.2992e-05 | [12 empty] | 7.3.3.17.5 (Remote Grid) Updates to grid topology to minimize risk of ignition in HFTDs Remote GridWLDFRContaminationAggregated | WLDFR | HFTD - Distribution - Tier 2 - 1QU CoRE ¦ 5QU LoRE | Non-Red Flag Warning - Destructive Fires | Contamination | Aggregated | 2046 | 4.9734e-08 | 1601.5759 | 7.9652e-05 | 2046 | Mitigation | 0.95 | 45 | 0 | esc | 0.00097009 | 4.8246e-11 | 0.00097009 | 4.8246e-11
[79 empty] | WLDFR | HFTD - Distribution - Tier 2 - 4QU CoRE ¦ 2QU LoRE | Non-Red Flag Warning - Large Fires | 2047 | 1.4123e-08 | 1.4123e-08 | 6.9209 | 0.84944 | 3.8632 | 2.2083 | 0 | 0 | 1.6293e-05 | 9.7745e-08 | 0 | 9.7745e-08 | 9.7745e-08 | 0 | 9.7745e-08 | 0 | 9.7975e-05 | 0.00021476 | 0 | 0.00021476 | 0 | 0 | 4.2992e-05 | 0 | 4.2992e-05 | [12 empty] | 7.3.3.17.5 (Remote Grid) Updates to grid topology to minimize risk of ignition in HFTDs Remote GridWLDFRContaminationAggregated | WLDFR | HFTD - Distribution - Tier 2 - 1QU CoRE ¦ 5QU LoRE | Non-Red Flag Warning - Destructive Fires | Contamination | Aggregated | 2047 | 4.9734e-08 | 1601.5759 | 7.9652e-05 | 2047 | Mitigation | 0.95 | 45 | 0 | esc | 0.00097009 | 4.8246e-11 | 0.00097009 | 4.8246e-11
[79 empty] | WLDFR | HFTD - Distribution - Tier 2 - 4QU CoRE ¦ 2QU LoRE | Non-Red Flag Warning - Large Fires | 2048 | 1.4123e-08 | 1.4123e-08 | 7.3713 | 0.88759 | 4.1075 | 2.3763 | 0 | 0 | 1.6293e-05 | 1.0411e-07 | 0 | 1.0411e-07 | 1.0411e-07 | 0 | 1.0411e-07 | 0 | 9.7975e-05 | 0.00021476 | 0 | 0.00021476 | 0 | 0 | 0 | 0 | 0 | [12 empty] | 7.3.3.17.5 (Remote Grid) Updates to grid topology to minimize risk of ignition in HFTDs Remote GridWLDFRContaminationAggregated | WLDFR | HFTD - Distribution - Tier 2 - 1QU CoRE ¦ 5QU LoRE | Non-Red Flag Warning - Destructive Fires | Contamination | Aggregated | 2048 | 4.9734e-08 | 1601.5759 | 7.9652e-05 | 2048 | Mitigation | 0.95 | 45 | 0 | esc | 0.00097009 | 4.8246e-11 | 0.00097009 | 4.8246e-11
[79 empty] | WLDFR | HFTD - Distribution - Tier 2 - 4QU CoRE ¦ 2QU LoRE | Non-Red Flag Warning - Large Fires | 2049 | 1.4123e-08 | 1.4123e-08 | 7.3713 | 0.88759 | 4.1075 | 2.3763 | 0 | 0 | 1.6293e-05 | 1.0411e-07 | 0 | 1.0411e-07 | 1.0411e-07 | 0 | 1.0411e-07 | 0 | 9.7975e-05 | 0.00021476 | 0 | 0.00021476 | 0 | 0 | 0 | 0 | 0 | [12 empty] | 7.3.3.17.5 (Remote Grid) Updates to grid topology to minimize risk of ignition in HFTDs Remote GridWLDFRContaminationAggregated | WLDFR | HFTD - Distribution - Tier 2 - 1QU CoRE ¦ 5QU LoRE | Non-Red Flag Warning - Destructive Fires | Contamination | Aggregated | 2049 | 4.9734e-08 | 1601.5759 | 7.9652e-05 | 2049 | Mitigation | 0.95 | 45 | 0 | esc | 0.00097009 | 4.8246e-11 | 0.00097009 | 4.8246e-11
[79 empty] | WLDFR | HFTD - Distribution - Tier 2 - 4QU CoRE ¦ 2QU LoRE | Non-Red Flag Warning - Large Fires | 2050 | 1.4123e-08 | 1.4123e-08 | 7.3713 | 0.88759 | 4.1075 | 2.3763 | 0 | 0 | 1.6293e-05 | 1.0411e-07 | 0 | 1.0411e-07 | 1.0411e-07 | 0 | 1.0411e-07 | 0 | 9.7975e-05 | 0.00021476 | 0 | 0.00021476 | 0 | 1.1039e-06 | 0 | 0 | 0 | [12 empty] | 7.3.3.17.5 (Remote Grid) Updates to grid topology to minimize risk of ignition in HFTDs Remote GridWLDFRContaminationAggregated | WLDFR | HFTD - Distribution - Tier 2 - 1QU CoRE ¦ 5QU LoRE | Non-Red Flag Warning - Destructive Fires | Contamination | Aggregated | 2050 | 4.9734e-08 | 1601.5759 | 7.9652e-05 | 2050 | Mitigation | 0.95 | 45 | 0 | esc | 0.00097009 | 4.8246e-11 | 0.00097009 | 4.8246e-11
[79 empty] | WLDFR | HFTD - Distribution - Tier 2 - 4QU CoRE ¦ 2QU LoRE | Non-Red Flag Warning - Large Fires | 2051 | 1.4123e-08 | 1.4123e-08 | 7.3713 | 0.88759 | 4.1075 | 2.3763 | 0 | 0 | 1.6293e-05 | 1.0411e-07 | 0 | 1.0411e-07 | 1.0411e-07 | 0 | 1.0411e-07 | 0 | 0.00010243 | 0.00022453 | 0 | 0.00022453 | 0 | 1.1533e-06 | 2.3066e-06 | 0 | 2.3066e-06 | [12 empty] | 7.3.3.17.5 (Remote Grid) Updates to grid topology to minimize risk of ignition in HFTDs Remote GridWLDFRContaminationAggregated | WLDFR | HFTD - Distribution - Tier 2 - 1QU CoRE ¦ 5QU LoRE | Non-Red Flag Warning - Destructive Fires | Contamination | Aggregated | 2051 | 4.9734e-08 | 1601.5759 | 7.9652e-05 | 2051 | Mitigation | 0.95 | 45 | 0 | esc | 0.00097009 | 4.8246e-11 | 0.00097009 | 4.8246e-11
[79 empty] | WLDFR | HFTD - Distribution - Tier 2 - 4QU CoRE ¦ 2QU LoRE | Non-Red Flag Warning - Large Fires | 2052 | 1.4123e-08 | 1.4123e-08 | 7.3713 | 0.88759 | 4.1075 | 2.3763 | 0 | 0 | 1.6293e-05 | 1.0411e-07 | 0 | 1.0411e-07 | 1.0411e-07 | 0 | 1.0411e-07 | 0 | 0.00010243 | 0.00022453 | 0 | 0.00022453 | 0 | 1.1533e-06 | 2.3066e-06 | 0 | 2.3066e-06 | [12 empty] | 7.3.3.17.5 (Remote Grid) Updates to grid topology to minimize risk of ignition in HFTDs Remote GridWLDFRContaminationAggregated | WLDFR | HFTD - Distribution - Tier 2 - 1QU CoRE ¦ 5QU LoRE | Non-Red Flag Warning - Destructive Fires | Contamination | Aggregated | 2052 | 4.9734e-08 | 1601.5759 | 7.9652e-05 | 2052 | Mitigation | 0.95 | 45 | 0 | esc | 0.00097009 | 4.8246e-11 | 0.00097009 | 4.8246e-11
[79 empty] | WLDFR | HFTD - Distribution - Tier 2 - 4QU CoRE ¦ 2QU LoRE | Non-Red Flag Warning - Large Fires | 2053 | 1.4123e-08 | 1.4123e-08 | 7.8503 | 0.92702 | 4.3664 | 2.5569 | 0 | 0 | 1.6293e-05 | 1.1087e-07 | 0 | 1.1087e-07 | 1.1087e-07 | 0 | 1.1087e-07 | 0 | 0.00010243 | 0.00022453 | 0 | 0.00022453 | 0 | 1.1533e-06 | 2.3066e-06 | 0 | 2.3066e-06 | [12 empty] | 7.3.3.17.5 (Remote Grid) Updates to grid topology to minimize risk of ignition in HFTDs Remote GridWLDFRContaminationAggregated | WLDFR | HFTD - Distribution - Tier 2 - 1QU CoRE ¦ 5QU LoRE | Non-Red Flag Warning - Destructive Fires | Contamination | Aggregated | 2053 | 4.9734e-08 | 1601.5759 | 7.9652e-05 | 2053 | Mitigation | 0.95 | 45 | 0 | esc | 0.00097009 | 4.8246e-11 | 0.00097009 | 4.8246e-11
[79 empty] | WLDFR | HFTD - Distribution - Tier 2 - 4QU CoRE ¦ 2QU LoRE | Non-Red Flag Warning - Large Fires | 2054 | 1.4123e-08 | 1.4123e-08 | 7.8503 | 0.92702 | 4.3664 | 2.5569 | 0 | 0 | 1.6293e-05 | 1.1087e-07 | 0 | 1.1087e-07 | 1.1087e-07 | 0 | 1.1087e-07 | 0 | 0.00010243 | 0.00022453 | 0 | 0.00022453 | 0 | 1.1533e-06 | 2.3066e-06 | 0 | 2.3066e-06 | [12 empty] | 7.3.3.17.5 (Remote Grid) Updates to grid topology to minimize risk of ignition in HFTDs Remote GridWLDFRContaminationAggregated | WLDFR | HFTD - Distribution - Tier 2 - 1QU CoRE ¦ 5QU LoRE | Non-Red Flag Warning - Destructive Fires | Contamination | Aggregated | 2054 | 4.9734e-08 | 1601.5759 | 7.9652e-05 | 2054 | Mitigation | 0.95 | 45 | 0 | esc | 0.00097009 | 4.8246e-11 | 0.00097009 | 4.8246e-11
[79 empty] | WLDFR | HFTD - Distribution - Tier 2 - 4QU CoRE ¦ 2QU LoRE | Non-Red Flag Warning - Large Fires | 2055 | 1.4123e-08 | 1.4123e-08 | 7.8503 | 0.92702 | 4.3664 | 2.5569 | 0 | 0 | 1.6293e-05 | 1.1087e-07 | 0 | 1.1087e-07 | 1.1087e-07 | 0 | 1.1087e-07 | 0 | 0.00010243 | 0.00022453 | 0 | 0.00022453 | 0 | 1.1533e-06 | 2.3066e-06 | 0 | 2.3066e-06 | [12 empty] | 7.3.3.17.5 (Remote Grid) Updates to grid topology to minimize risk of ignition in HFTDs Remote GridWLDFRContaminationAggregated | WLDFR | HFTD - Distribution - Tier 2 - 1QU CoRE ¦ 5QU LoRE | Non-Red Flag Warning - Destructive Fires | Contamination | Aggregated | 2055 | 4.9734e-08 | 1601.5759 | 7.9652e-05 | 2055 | Mitigation | 0.95 | 45 | 0 | esc | 0.00097009 | 4.8246e-11 | 0.00097009 | 4.8246e-11
[79 empty] | WLDFR | HFTD - Distribution - Tier 2 - 4QU CoRE ¦ 2QU LoRE | Non-Red Flag Warning - Large Fires | 2056 | 1.4123e-08 | 1.4123e-08 | 7.8503 | 0.92702 | 4.3664 | 2.5569 | 0 | 0 | 1.6293e-05 | 1.1087e-07 | 0 | 1.1087e-07 | 1.1087e-07 | 0 | 1.1087e-07 | 0 | 0.00010687 | 0.00023425 | 0 | 0.00023425 | 0 | 1.2169e-06 | 2.4338e-06 | 0 | 2.4338e-06 | [12 empty] | 7.3.3.17.5 (Remote Grid) Updates to grid topology to minimize risk of ignition in HFTDs Remote GridWLDFRContaminationAggregated | WLDFR | HFTD - Distribution - Tier 2 - 1QU CoRE ¦ 5QU LoRE | Non-Red Flag Warning - Destructive Fires | Contamination | Aggregated | 2056 | 4.9734e-08 | 1601.5759 | 7.9652e-05 | 2056 | Mitigation | 0.95 | 45 | 0 | esc | 0.00097009 | 4.8246e-11 | 0.00097009 | 4.8246e-11
[79 empty] | WLDFR | HFTD - Distribution - Tier 2 - 4QU CoRE ¦ 2QU LoRE | Non-Red Flag Warning - Large Fires | 2057 | 1.4123e-08 | 1.4123e-08 | 7.8503 | 0.92702 | 4.3664 | 2.5569 | 0 | 0 | 1.6293e-05 | 1.1087e-07 | 0 | 1.1087e-07 | 1.1087e-07 | 0 | 1.1087e-07 | 0 | 0.00010687 | 0.00023425 | 0 | 0.00023425 | 0 | 1.2169e-06 | 2.4338e-06 | 0 | 2.4338e-06 | [12 empty] | 7.3.3.17.5 (Remote Grid) Updates to grid topology to minimize risk of ignition in HFTDs Remote GridWLDFRContaminationAggregated | WLDFR | HFTD - Distribution - Tier 2 - 1QU CoRE ¦ 5QU LoRE | Non-Red Flag Warning - Destructive Fires | Contamination | Aggregated | 2057 | 4.9734e-08 | 1601.5759 | 7.9652e-05 | 2057 | Mitigation | 0.95 | 45 | 0 | esc | 0.00097009 | 4.8246e-11 | 0.00097009 | 4.8246e-11
[79 empty] | WLDFR | HFTD - Distribution - Tier 2 - 4QU CoRE ¦ 2QU LoRE | Non-Red Flag Warning - Large Fires | 2058 | 1.4123e-08 | 1.4123e-08 | 8.3524 | 0.96727 | 4.6367 | 2.7484 | 0 | 0 | 1.6293e-05 | 1.1796e-07 | 0 | 1.1796e-07 | 1.1796e-07 | 0 | 1.1796e-07 | 0 | 0.00010687 | 0.00023425 | 0 | 0.00023425 | 0 | 1.2169e-06 | 2.4338e-06 | 0 | 2.4338e-06 | [12 empty] | 7.3.3.17.5 (Remote Grid) Updates to grid topology to minimize risk of ignition in HFTDs Remote GridWLDFRContaminationAggregated | WLDFR | HFTD - Distribution - Tier 2 - 1QU CoRE ¦ 5QU LoRE | Non-Red Flag Warning - Destructive Fires | Contamination | Aggregated | 2058 | 4.9734e-08 | 1601.5759 | 7.9652e-05 | 2058 | Mitigation | 0.95 | 45 | 0 | esc | 0.00097009 | 4.8246e-11 | 0.00097009 | 4.8246e-11
[79 empty] | WLDFR | HFTD - Distribution - Tier 2 - 4QU CoRE ¦ 2QU LoRE | Non-Red Flag Warning - Large Fires | 2059 | 1.4123e-08 | 1.4123e-08 | 8.3524 | 0.96727 | 4.6367 | 2.7484 | 0 | 0 | 1.6293e-05 | 1.1796e-07 | 0 | 1.1796e-07 | 1.1796e-07 | 0 | 1.1796e-07 | 0 | 0 | 0.00023425 | 0 | 0.00023425 | 0 | 1.2169e-06 | 2.4338e-06 | 0 | 2.4338e-06 | [12 empty] | 7.3.3.17.5 (Remote Grid) Updates to grid topology to minimize risk of ignition in HFTDs Remote GridWLDFRContaminationAggregated | WLDFR | HFTD - Distribution - Tier 2 - 1QU CoRE ¦ 5QU LoRE | Non-Red Flag Warning - Destructive Fires | Contamination | Aggregated | 2059 | 4.9734e-08 | 1601.5759 | 7.9652e-05 | 2059 | Mitigation | 0.95 | 45 | 0 | esc | 0.00097009 | 4.8246e-11 | 0.00097009 | 4.8246e-11
[79 empty] | WLDFR | HFTD - Distribution - Tier 2 - 4QU CoRE ¦ 2QU LoRE | Non-Red Flag Warning - Large Fires | 2060 | 1.4123e-08 | 1.4123e-08 | 8.3524 | 0.96727 | 4.6367 | 2.7484 | 0 | 0 | 1.6293e-05 | 1.1796e-07 | 0 | 1.1796e-07 | 1.1796e-07 | 0 | 1.1796e-07 | 0 | 0 | 0 | 0 | 0 | 0 | 1.2169e-06 | 2.4338e-06 | 0 | 2.4338e-06 | [12 empty] | 7.3.3.17.5 (Remote Grid) Updates to grid topology to minimize risk of ignition in HFTDs Remote GridWLDFRContaminationAggregated | WLDFR | HFTD - Distribution - Tier 2 - 1QU CoRE ¦ 5QU LoRE | Non-Red Flag Warning - Destructive Fires | Contamination | Aggregated | 2060 | 4.9734e-08 | 1601.5759 | 7.9652e-05 | 2060 | Mitigation | 0.95 | 45 | 0 | esc | 0.00097009 | 4.8246e-11 | 0.00097009 | 4.8246e-11
[79 empty] | WLDFR | HFTD - Distribution - Tier 2 - 4QU CoRE ¦ 2QU LoRE | Non-Red Flag Warning - Large Fires | 2061 | 1.4123e-08 | 1.4123e-08 | 8.3524 | 0.96727 | 4.6367 | 2.7484 | 0 | 0 | 1.6293e-05 | 1.1796e-07 | 0 | 1.1796e-07 | 1.1796e-07 | 0 | 1.1796e-07 | 0 | 4.0377e-07 | 0 | 0 | 0 | 0 | 1.2893e-06 | 2.5785e-06 | 0 | 2.5785e-06 | [12 empty] | 7.3.3.17.5 (Remote Grid) Updates to grid topology to minimize risk of ignition in HFTDs Remote GridWLDFRContaminationAggregated | WLDFR | HFTD - Distribution - Tier 2 - 1QU CoRE ¦ 5QU LoRE | Non-Red Flag Warning - Destructive Fires | Contamination | Aggregated | 2061 | 4.9734e-08 | 1601.5759 | 7.9652e-05 | 2061 | Mitigation | 0.95 | 45 | 0 | esc | 0.00097009 | 4.8246e-11 | 0.00097009 | 4.8246e-11
[79 empty] | WLDFR | HFTD - Distribution - Tier 2 - 4QU CoRE ¦ 2QU LoRE | Non-Red Flag Warning - Large Fires | 2062 | 1.4123e-08 | 1.4123e-08 | 8.3524 | 0.96727 | 4.6367 | 2.7484 | 0 | 0 | 1.6293e-05 | 1.1796e-07 | 0 | 1.1796e-07 | 1.1796e-07 | 0 | 1.1796e-07 | 0 | 4.2184e-07 | 9.2469e-07 | 0 | 9.2469e-07 | 0 | 1.2893e-06 | 2.5785e-06 | 0 | 2.5785e-06 | [12 empty] | 7.3.3.17.5 (Remote Grid) Updates to grid topology to minimize risk of ignition in HFTDs Remote GridWLDFRContaminationAggregated | WLDFR | HFTD - Distribution - Tier 2 - 1QU CoRE ¦ 5QU LoRE | Non-Red Flag Warning - Destructive Fires | Contamination | Aggregated | 2062 | 4.9734e-08 | 1601.5759 | 7.9652e-05 | 2062 | Mitigation | 0.95 | 45 | 0 | esc | 0.00097009 | 4.8246e-11 | 0.00097009 | 4.8246e-11
[79 empty] | WLDFR | HFTD - Distribution - Tier 2 - 4QU CoRE ¦ 2QU LoRE | Non-Red Flag Warning - Large Fires | 2063 | 1.4123e-08 | 1.4123e-08 | 8.872 | 1.0079 | 4.9153 | 2.9488 | 0 | 0 | 1.6293e-05 | 1.253e-07 | 0 | 1.253e-07 | 1.253e-07 | 0 | 1.253e-07 | 0 | 4.2184e-07 | 9.2469e-07 | 0 | 9.2469e-07 | 0 | 1.2893e-06 | 2.5785e-06 | 0 | 2.5785e-06 | [12 empty] | 7.3.3.17.5 (Remote Grid) Updates to grid topology to minimize risk of ignition in HFTDs Remote GridWLDFRContaminationAggregated | WLDFR | HFTD - Distribution - Tier 2 - 1QU CoRE ¦ 5QU LoRE | Non-Red Flag Warning - Destructive Fires | Contamination | Aggregated | 2063 | 4.9734e-08 | 1601.5759 | 7.9652e-05 | 2063 | Mitigation | 0.95 | 45 | 0 | esc | 0.00097009 | 4.8246e-11 | 0.00097009 | 4.8246e-11
[79 empty] | WLDFR | HFTD - Distribution - Tier 2 - 4QU CoRE ¦ 2QU LoRE | Non-Red Flag Warning - Large Fires | 2064 | 1.4123e-08 | 1.4123e-08 | 8.872 | 1.0079 | 4.9153 | 2.9488 | 0 | 0 | 1.6293e-05 | 1.253e-07 | 0 | 1.253e-07 | 1.253e-07 | 0 | 1.253e-07 | 0 | 4.2184e-07 | 9.2469e-07 | 0 | 9.2469e-07 | 0 | 1.2893e-06 | 2.5785e-06 | 0 | 2.5785e-06 | [12 empty] | 7.3.3.17.5 (Remote Grid) Updates to grid topology to minimize risk of ignition in HFTDs Remote GridWLDFRContaminationAggregated | WLDFR | HFTD - Distribution - Tier 2 - 1QU CoRE ¦ 5QU LoRE | Non-Red Flag Warning - Destructive Fires | Contamination | Aggregated | 2064 | 4.9734e-08 | 1601.5759 | 7.9652e-05 | 2064 | Mitigation | 0.95 | 45 | 0 | esc | 0.00097009 | 4.8246e-11 | 0.00097009 | 4.8246e-11
[79 empty] | WLDFR | HFTD - Distribution - Tier 2 - 4QU CoRE ¦ 2QU LoRE | Non-Red Flag Warning - Large Fires | 2065 | 1.4123e-08 | 1.4123e-08 | 8.872 | 1.0079 | 4.9153 | 2.9488 | 0 | 0 | 1.6293e-05 | 1.253e-07 | 0 | 1.253e-07 | 1.253e-07 | 0 | 1.253e-07 | 0 | 4.2184e-07 | 9.2469e-07 | 0 | 9.2469e-07 | 0 | 1.2893e-06 | 2.5785e-06 | 0 | 2.5785e-06 | [12 empty] | 7.3.3.17.5 (Remote Grid) Updates to grid topology to minimize risk of ignition in HFTDs Remote GridWLDFRContaminationAggregated | WLDFR | HFTD - Distribution - Tier 2 - 1QU CoRE ¦ 5QU LoRE | Non-Red Flag Warning - Destructive Fires | Contamination | Aggregated | 2065 | 4.9734e-08 | 1601.5759 | 7.9652e-05 | 2065 | Mitigation | 0.95 | 45 | 0 | esc | 0.00097009 | 4.8246e-11 | 0.00097009 | 4.8246e-11
[79 empty] | WLDFR | HFTD - Distribution - Tier 2 - 4QU CoRE ¦ 2QU LoRE | Non-Red Flag Warning - Large Fires | 2066 | 1.4123e-08 | 1.4123e-08 | 8.872 | 1.0079 | 4.9153 | 2.9488 | 0 | 0 | 1.6293e-05 | 1.253e-07 | 0 | 1.253e-07 | 1.253e-07 | 0 | 1.253e-07 | 0 | 4.2184e-07 | 9.2469e-07 | 0 | 9.2469e-07 | 0 | 1.3698e-06 | 2.7396e-06 | 0 | 2.7396e-06 | [12 empty] | 7.3.3.17.5 (Remote Grid) Updates to grid topology to minimize risk of ignition in HFTDs Remote GridWLDFRContaminationAggregated | WLDFR | HFTD - Distribution - Tier 2 - 1QU CoRE ¦ 5QU LoRE | Non-Red Flag Warning - Destructive Fires | Contamination | Aggregated | 2066 | 4.9734e-08 | 1601.5759 | 7.9652e-05 | 2066 | Mitigation | 0.95 | 45 | 0 | esc | 0.00097009 | 4.8246e-11 | 0.00097009 | 4.8246e-11
[79 empty] | WLDFR | HFTD - Distribution - Tier 2 - 4QU CoRE ¦ 2QU LoRE | Non-Red Flag Warning - Large Fires | 2067 | 0 | 1.4123e-08 | 8.872 | 1.0079 | 4.9153 | 2.9488 | 0 | 0 | 1.6293e-05 | 0 | 0 | 0 | 1.253e-07 | 0 | 1.253e-07 | 0 | 4.4511e-07 | 9.7569e-07 | 0 | 9.7569e-07 | 0 | 1.3698e-06 | 2.7396e-06 | 0 | 2.7396e-06 | [12 empty] | 7.3.3.17.5 (Remote Grid) Updates to grid topology to minimize risk of ignition in HFTDs Remote GridWLDFRContaminationAggregated | WLDFR | HFTD - Distribution - Tier 2 - 1QU CoRE ¦ 5QU LoRE | Non-Red Flag Warning - Destructive Fires | Contamination | Aggregated | 2067 | 4.9734e-08 | 1601.5759 | 7.9652e-05 | 2067 | Mitigation | 0.95 | 45 | 0 | esc | 0 | 0 | 0.00097009 | 4.8246e-11
[79 empty] | WLDFR | HFTD - Distribution - Tier 2 - 4QU CoRE ¦ 2QU LoRE | Non-Red Flag Warning - Small Fires | 2022 | 4.9378e-06 | 0 | 0.077901 | 0.036425 | 0.0015809 | 0.039895 | 0 | 0 | 0.0054628 | 3.8466e-07 | 0 | 3.8466e-07 | 0 | 0 | 0 | 0 | 4.4511e-07 | 9.7569e-07 | 0 | 9.7569e-07 | 0 | 1.3698e-06 | 2.7396e-06 | 0 | 2.7396e-06 | [12 empty] | 7.3.3.17.5 (Remote Grid) Updates to grid topology to minimize risk of ignition in HFTDs Remote GridWLDFREquipment / facility failureAggregated | WLDFR | HFTD - Distribution - Tier 2 - 1QU CoRE ¦ 5QU LoRE | Non-Red Flag Warning - Destructive Fires | Equipment / facility failure | Aggregated | 2022 | 5.8139e-07 | 1601.5759 | 0.00093114 | 2022 | Mitigation | 0.95 | 45 | 0 | esc | 0.00097009 | 5.64e-10 | 0 | 0
[79 empty] | WLDFR | HFTD - Distribution - Tier 2 - 4QU CoRE ¦ 2QU LoRE | Non-Red Flag Warning - Small Fires | 2023 | 4.9378e-06 | 4.9378e-06 | 0.080408 | 0.03759 | 0.0016314 | 0.041187 | 0 | 0 | 0.0054628 | 3.9704e-07 | 0 | 3.9704e-07 | 3.9704e-07 | 0 | 3.9704e-07 | 0 | 4.4511e-07 | 9.7569e-07 | 0 | 9.7569e-07 | 0 | 1.3698e-06 | 2.7396e-06 | 0 | 2.7396e-06 | [12 empty] | 7.3.3.17.5 (Remote Grid) Updates to grid topology to minimize risk of ignition in HFTDs Remote GridWLDFREquipment / facility failureAggregated | WLDFR | HFTD - Distribution - Tier 2 - 1QU CoRE ¦ 5QU LoRE | Non-Red Flag Warning - Destructive Fires | Equipment / facility failure | Aggregated | 2023 | 5.8139e-07 | 1601.5759 | 0.00093114 | 2023 | Mitigation | 0.95 | 45 | 0 | esc | 0.00097009 | 5.64e-10 | 0.00097009 | 5.64e-10
[79 empty] | WLDFR | HFTD - Distribution - Tier 2 - 4QU CoRE ¦ 2QU LoRE | Non-Red Flag Warning - Small Fires | 2024 | 4.9378e-06 | 4.9378e-06 | 0.080408 | 0.03759 | 0.0016314 | 0.041187 | 0 | 0 | 0.0054628 | 3.9704e-07 | 0 | 3.9704e-07 | 3.9704e-07 | 0 | 3.9704e-07 | 0 | 4.4511e-07 | 9.7569e-07 | 0 | 9.7569e-07 | 0 | 1.3698e-06 | 2.7396e-06 | 0 | 2.7396e-06 | [12 empty] | 7.3.3.17.5 (Remote Grid) Updates to grid topology to minimize risk of ignition in HFTDs Remote GridWLDFREquipment / facility failureAggregated | WLDFR | HFTD - Distribution - Tier 2 - 1QU CoRE ¦ 5QU LoRE | Non-Red Flag Warning - Destructive Fires | Equipment / facility failure | Aggregated | 2024 | 5.8139e-07 | 1601.5759 | 0.00093114 | 2024 | Mitigation | 0.95 | 45 | 0 | esc | 0.00097009 | 5.64e-10 | 0.00097009 | 5.64e-10
[79 empty] | WLDFR | HFTD - Distribution - Tier 2 - 4QU CoRE ¦ 2QU LoRE | Non-Red Flag Warning - Small Fires | 2025 | 4.9378e-06 | 4.9378e-06 | 0.080408 | 0.03759 | 0.0016314 | 0.041187 | 0 | 0 | 0.0054628 | 3.9704e-07 | 0 | 3.9704e-07 | 3.9704e-07 | 0 | 3.9704e-07 | 0 | 4.4511e-07 | 9.7569e-07 | 0 | 9.7569e-07 | 0 | 1.4579e-06 | 2.9157e-06 | 0 | 2.9157e-06 | [12 empty] | 7.3.3.17.5 (Remote Grid) Updates to grid topology to minimize risk of ignition in HFTDs Remote GridWLDFREquipment / facility failureAggregated | WLDFR | HFTD - Distribution - Tier 2 - 1QU CoRE ¦ 5QU LoRE | Non-Red Flag Warning - Destructive Fires | Equipment / facility failure | Aggregated | 2025 | 5.8139e-07 | 1601.5759 | 0.00093114 | 2025 | Mitigation | 0.95 | 45 | 0 | esc | 0.00097009 | 5.64e-10 | 0.00097009 | 5.64e-10
[79 empty] | WLDFR | HFTD - Distribution - Tier 2 - 4QU CoRE ¦ 2QU LoRE | Non-Red Flag Warning - Small Fires | 2026 | 4.9378e-06 | 4.9378e-06 | 0.080408 | 0.03759 | 0.0016314 | 0.041187 | 0 | 0 | 0.0054628 | 3.9704e-07 | 0 | 3.9704e-07 | 3.9704e-07 | 0 | 3.9704e-07 | 0 | 4.7157e-07 | 1.0337e-06 | 0 | 1.0337e-06 | 0 | 1.4579e-06 | 2.9157e-06 | 0 | 2.9157e-06 | [12 empty] | 7.3.3.17.5 (Remote Grid) Updates to grid topology to minimize risk of ignition in HFTDs Remote GridWLDFREquipment / facility failureAggregated | WLDFR | HFTD - Distribution - Tier 2 - 1QU CoRE ¦ 5QU LoRE | Non-Red Flag Warning - Destructive Fires | Equipment / facility failure | Aggregated | 2026 | 5.8139e-07 | 1601.5759 | 0.00093114 | 2026 | Mitigation | 0.95 | 45 | 0 | esc | 0.00097009 | 5.64e-10 | 0.00097009 | 5.64e-10
[79 empty] | WLDFR | HFTD - Distribution - Tier 2 - 4QU CoRE ¦ 2QU LoRE | Non-Red Flag Warning - Small Fires | 2027 | 4.9378e-06 | 4.9378e-06 | 0.080408 | 0.03759 | 0.0016314 | 0.041187 | 0 | 0 | 0.0054628 | 3.9704e-07 | 0 | 3.9704e-07 | 3.9704e-07 | 0 | 3.9704e-07 | 0 | 4.7157e-07 | 1.0337e-06 | 0 | 1.0337e-06 | 0 | 1.4579e-06 | 2.9157e-06 | 0 | 2.9157e-06 | [12 empty] | 7.3.3.17.5 (Remote Grid) Updates to grid topology to minimize risk of ignition in HFTDs Remote GridWLDFREquipment / facility failureAggregated | WLDFR | HFTD - Distribution - Tier 2 - 1QU CoRE ¦ 5QU LoRE | Non-Red Flag Warning - Destructive Fires | Equipment / facility failure | Aggregated | 2027 | 5.8139e-07 | 1601.5759 | 0.00093114 | 2027 | Mitigation | 0.95 | 45 | 0 | esc | 0.00097009 | 5.64e-10 | 0.00097009 | 5.64e-10
[79 empty] | WLDFR | HFTD - Distribution - Tier 2 - 4QU CoRE ¦ 2QU LoRE | Non-Red Flag Warning - Small Fires | 2028 | 4.9378e-06 | 4.9378e-06 | 0.083606 | 0.039055 | 0.001695 | 0.042856 | 0 | 0 | 0.0054628 | 4.1284e-07 | 0 | 4.1284e-07 | 4.1284e-07 | 0 | 4.1284e-07 | 0 | 4.7157e-07 | 1.0337e-06 | 0 | 1.0337e-06 | 0 | 1.4579e-06 | 2.9157e-06 | 0 | 2.9157e-06 | [12 empty] | 7.3.3.17.5 (Remote Grid) Updates to grid topology to minimize risk of ignition in HFTDs Remote GridWLDFREquipment / facility failureAggregated | WLDFR | HFTD - Distribution - Tier 2 - 1QU CoRE ¦ 5QU LoRE | Non-Red Flag Warning - Destructive Fires | Equipment / facility failure | Aggregated | 2028 | 5.8139e-07 | 1601.5759 | 0.00093114 | 2028 | Mitigation | 0.95 | 45 | 0 | esc | 0.00097009 | 5.64e-10 | 0.00097009 | 5.64e-10
[79 empty] | WLDFR | HFTD - Distribution - Tier 2 - 4QU CoRE ¦ 2QU LoRE | Non-Red Flag Warning - Small Fires | 2029 | 4.9378e-06 | 4.9378e-06 | 0.083606 | 0.039055 | 0.001695 | 0.042856 | 0 | 0 | 0.0054628 | 4.1284e-07 | 0 | 4.1284e-07 | 4.1284e-07 | 0 | 4.1284e-07 | 0 | 4.7157e-07 | 1.0337e-06 | 0 | 1.0337e-06 | 0 | 1.4579e-06 | 2.9157e-06 | 0 | 2.9157e-06 | [12 empty] | 7.3.3.17.5 (Remote Grid) Updates to grid topology to minimize risk of ignition in HFTDs Remote GridWLDFREquipment / facility failureAggregated | WLDFR | HFTD - Distribution - Tier 2 - 1QU CoRE ¦ 5QU LoRE | Non-Red Flag Warning - Destructive Fires | Equipment / facility failure | Aggregated | 2029 | 5.8139e-07 | 1601.5759 | 0.00093114 | 2029 | Mitigation | 0.95 | 45 | 0 | esc | 0.00097009 | 5.64e-10 | 0.00097009 | 5.64e-10
[79 empty] | WLDFR | HFTD - Distribution - Tier 2 - 4QU CoRE ¦ 2QU LoRE | Non-Red Flag Warning - Small Fires | 2030 | 4.9378e-06 | 4.9378e-06 | 0.083606 | 0.039055 | 0.001695 | 0.042856 | 0 | 0 | 0.0054628 | 4.1284e-07 | 0 | 4.1284e-07 | 4.1284e-07 | 0 | 4.1284e-07 | 0 | 4.7157e-07 | 1.0337e-06 | 0 | 1.0337e-06 | 0 | 1.5527e-06 | 3.1055e-06 | 0 | 3.1055e-06 | [12 empty] | 7.3.3.17.5 (Remote Grid) Updates to grid topology to minimize risk of ignition in HFTDs Remote GridWLDFREquipment / facility failureAggregated | WLDFR | HFTD - Distribution - Tier 2 - 1QU CoRE ¦ 5QU LoRE | Non-Red Flag Warning - Destructive Fires | Equipment / facility failure | Aggregated | 2030 | 5.8139e-07 | 1601.5759 | 0.00093114 | 2030 | Mitigation | 0.95 | 45 | 0 | esc | 0.00097009 | 5.64e-10 | 0.00097009 | 5.64e-10
[79 empty] | WLDFR | HFTD - Distribution - Tier 2 - 4QU CoRE ¦ 2QU LoRE | Non-Red Flag Warning - Small Fires | 2031 | 4.9378e-06 | 4.9378e-06 | 0.083606 | 0.039055 | 0.001695 | 0.042856 | 0 | 0 | 0.0054628 | 4.1284e-07 | 0 | 4.1284e-07 | 4.1284e-07 | 0 | 4.1284e-07 | 0 | 5.0103e-07 | 1.0983e-06 | 0 | 1.0983e-06 | 0 | 1.5527e-06 | 3.1055e-06 | 0 | 3.1055e-06 | [12 empty] | 7.3.3.17.5 (Remote Grid) Updates to grid topology to minimize risk of ignition in HFTDs Remote GridWLDFREquipment / facility failureAggregated | WLDFR | HFTD - Distribution - Tier 2 - 1QU CoRE ¦ 5QU LoRE | Non-Red Flag Warning - Destructive Fires | Equipment / facility failure | Aggregated | 2031 | 5.8139e-07 | 1601.5759 | 0.00093114 | 2031 | Mitigation | 0.95 | 45 | 0 | esc | 0.00097009 | 5.64e-10 | 0.00097009 | 5.64e-10
[79 empty] | WLDFR | HFTD - Distribution - Tier 2 - 4QU CoRE ¦ 2QU LoRE | Non-Red Flag Warning - Small Fires | 2032 | 4.9378e-06 | 4.9378e-06 | 0.083606 | 0.039055 | 0.001695 | 0.042856 | 0 | 0 | 0.0054628 | 4.1284e-07 | 0 | 4.1284e-07 | 4.1284e-07 | 0 | 4.1284e-07 | 0 | 5.0103e-07 | 1.0983e-06 | 0 | 1.0983e-06 | 0 | 1.5527e-06 | 3.1055e-06 | 0 | 3.1055e-06 | [12 empty] | 7.3.3.17.5 (Remote Grid) Updates to grid topology to minimize risk of ignition in HFTDs Remote GridWLDFREquipment / facility failureAggregated | WLDFR | HFTD - Distribution - Tier 2 - 1QU CoRE ¦ 5QU LoRE | Non-Red Flag Warning - Destructive Fires | Equipment / facility failure | Aggregated | 2032 | 5.8139e-07 | 1601.5759 | 0.00093114 | 2032 | Mitigation | 0.95 | 45 | 0 | esc | 0.00097009 | 5.64e-10 | 0.00097009 | 5.64e-10
[79 empty] | WLDFR | HFTD - Distribution - Tier 2 - 4QU CoRE ¦ 2QU LoRE | Non-Red Flag Warning - Small Fires | 2033 | 4.9378e-06 | 4.9378e-06 | 0.087211 | 0.040679 | 0.0017655 | 0.044766 | 0 | 0 | 0.0054628 | 4.3063e-07 | 0 | 4.3063e-07 | 4.3063e-07 | 0 | 4.3063e-07 | 0 | 5.0103e-07 | 1.0983e-06 | 0 | 1.0983e-06 | 0 | 1.5527e-06 | 3.1055e-06 | 0 | 3.1055e-06 | [12 empty] | 7.3.3.17.5 (Remote Grid) Updates to grid topology to minimize risk of ignition in HFTDs Remote GridWLDFREquipment / facility failureAggregated | WLDFR | HFTD - Distribution - Tier 2 - 1QU CoRE ¦ 5QU LoRE | Non-Red Flag Warning - Destructive Fires | Equipment / facility failure | Aggregated | 2033 | 5.8139e-07 | 1601.5759 | 0.00093114 | 2033 | Mitigation | 0.95 | 45 | 0 | esc | 0.00097009 | 5.64e-10 | 0.00097009 | 5.64e-10
[79 empty] | WLDFR | HFTD - Distribution - Tier 2 - 4QU CoRE ¦ 2QU LoRE | Non-Red Flag Warning - Small Fires | 2034 | 4.9378e-06 | 4.9378e-06 | 0.087211 | 0.040679 | 0.0017655 | 0.044766 | 0 | 0 | 0.0054628 | 4.3063e-07 | 0 | 4.3063e-07 | 4.3063e-07 | 0 | 4.3063e-07 | 0 | 5.0103e-07 | 1.0983e-06 | 0 | 1.0983e-06 | 0 | 0 | 3.1055e-06 | 0 | 3.1055e-06 | [12 empty] | 7.3.3.17.5 (Remote Grid) Updates to grid topology to minimize risk of ignition in HFTDs Remote GridWLDFREquipment / facility failureAggregated | WLDFR | HFTD - Distribution - Tier 2 - 1QU CoRE ¦ 5QU LoRE | Non-Red Flag Warning - Destructive Fires | Equipment / facility failure | Aggregated | 2034 | 5.8139e-07 | 1601.5759 | 0.00093114 | 2034 | Mitigation | 0.95 | 45 | 0 | esc | 0.00097009 | 5.64e-10 | 0.00097009 | 5.64e-10
[79 empty] | WLDFR | HFTD - Distribution - Tier 2 - 4QU CoRE ¦ 2QU LoRE | Non-Red Flag Warning - Small Fires | 2035 | 4.9378e-06 | 4.9378e-06 | 0.087211 | 0.040679 | 0.0017655 | 0.044766 | 0 | 0 | 0.0054628 | 4.3063e-07 | 0 | 4.3063e-07 | 4.3063e-07 | 0 | 4.3063e-07 | 0 | 5.0103e-07 | 1.0983e-06 | 0 | 1.0983e-06 | 0 | 0 | 0 | 0 | 0 | [12 empty] | 7.3.3.17.5 (Remote Grid) Updates to grid topology to minimize risk of ignition in HFTDs Remote GridWLDFREquipment / facility failureAggregated | WLDFR | HFTD - Distribution - Tier 2 - 1QU CoRE ¦ 5QU LoRE | Non-Red Flag Warning - Destructive Fires | Equipment / facility failure | Aggregated | 2035 | 5.8139e-07 | 1601.5759 | 0.00093114 | 2035 | Mitigation | 0.95 | 45 | 0 | esc | 0.00097009 | 5.64e-10 | 0.00097009 | 5.64e-10
[79 empty] | WLDFR | HFTD - Distribution - Tier 2 - 4QU CoRE ¦ 2QU LoRE | Non-Red Flag Warning - Small Fires | 2036 | 4.9378e-06 | 4.9378e-06 | 0.087211 | 0.040679 | 0.0017655 | 0.044766 | 0 | 0 | 0.0054628 | 4.3063e-07 | 0 | 4.3063e-07 | 4.3063e-07 | 0 | 4.3063e-07 | 0 | 5.3324e-07 | 1.1689e-06 | 0 | 1.1689e-06 | 0 | 0 | 0 | 0 | 0 | [12 empty] | 7.3.3.17.5 (Remote Grid) Updates to grid topology to minimize risk of ignition in HFTDs Remote GridWLDFREquipment / facility failureAggregated | WLDFR | HFTD - Distribution - Tier 2 - 1QU CoRE ¦ 5QU LoRE | Non-Red Flag Warning - Destructive Fires | Equipment / facility failure | Aggregated | 2036 | 5.8139e-07 | 1601.5759 | 0.00093114 | 2036 | Mitigation | 0.95 | 45 | 0 | esc | 0.00097009 | 5.64e-10 | 0.00097009 | 5.64e-10
[79 empty] | WLDFR | HFTD - Distribution - Tier 2 - 4QU CoRE ¦ 2QU LoRE | Non-Red Flag Warning - Small Fires | 2037 | 4.9378e-06 | 4.9378e-06 | 0.087211 | 0.040679 | 0.0017655 | 0.044766 | 0 | 0 | 0.0054628 | 4.3063e-07 | 0 | 4.3063e-07 | 4.3063e-07 | 0 | 4.3063e-07 | 0 | 5.3324e-07 | 1.1689e-06 | 0 | 1.1689e-06 | 0 | 2.1161e-07 | 0 | 0 | 0 | [12 empty] | 7.3.3.17.5 (Remote Grid) Updates to grid topology to minimize risk of ignition in HFTDs Remote GridWLDFREquipment / facility failureAggregated | WLDFR | HFTD - Distribution - Tier 2 - 1QU CoRE ¦ 5QU LoRE | Non-Red Flag Warning - Destructive Fires | Equipment / facility failure | Aggregated | 2037 | 5.8139e-07 | 1601.5759 | 0.00093114 | 2037 | Mitigation | 0.95 | 45 | 0 | esc | 0.00097009 | 5.64e-10 | 0.00097009 | 5.64e-10
[79 empty] | WLDFR | HFTD - Distribution - Tier 2 - 4QU CoRE ¦ 2QU LoRE | Non-Red Flag Warning - Small Fires | 2038 | 4.9378e-06 | 4.9378e-06 | 0.091184 | 0.042438 | 0.0018418 | 0.046905 | 0 | 0 | 0.0054628 | 4.5025e-07 | 0 | 4.5025e-07 | 4.5025e-07 | 0 | 4.5025e-07 | 0 | 5.3324e-07 | 1.1689e-06 | 0 | 1.1689e-06 | 0 | 2.1842e-07 | 4.3685e-07 | 0 | 4.3685e-07 | [12 empty] | 7.3.3.17.5 (Remote Grid) Updates to grid topology to minimize risk of ignition in HFTDs Remote GridWLDFREquipment / facility failureAggregated | WLDFR | HFTD - Distribution - Tier 2 - 1QU CoRE ¦ 5QU LoRE | Non-Red Flag Warning - Destructive Fires | Equipment / facility failure | Aggregated | 2038 | 5.8139e-07 | 1601.5759 | 0.00093114 | 2038 | Mitigation | 0.95 | 45 | 0 | esc | 0.00097009 | 5.64e-10 | 0.00097009 | 5.64e-10
[79 empty] | WLDFR | HFTD - Distribution - Tier 2 - 4QU CoRE ¦ 2QU LoRE | Non-Red Flag Warning - Small Fires | 2039 | 4.9378e-06 | 4.9378e-06 | 0.091184 | 0.042438 | 0.0018418 | 0.046905 | 0 | 0 | 0.0054628 | 4.5025e-07 | 0 | 4.5025e-07 | 4.5025e-07 | 0 | 4.5025e-07 | 0 | 5.3324e-07 | 1.1689e-06 | 0 | 1.1689e-06 | 0 | 2.1842e-07 | 4.3685e-07 | 0 | 4.3685e-07 | [12 empty] | 7.3.3.17.5 (Remote Grid) Updates to grid topology to minimize risk of ignition in HFTDs Remote GridWLDFREquipment / facility failureAggregated | WLDFR | HFTD - Distribution - Tier 2 - 1QU CoRE ¦ 5QU LoRE | Non-Red Flag Warning - Destructive Fires | Equipment / facility failure | Aggregated | 2039 | 5.8139e-07 | 1601.5759 | 0.00093114 | 2039 | Mitigation | 0.95 | 45 | 0 | esc | 0.00097009 | 5.64e-10 | 0.00097009 | 5.64e-10
[79 empty] | WLDFR | HFTD - Distribution - Tier 2 - 4QU CoRE ¦ 2QU LoRE | Non-Red Flag Warning - Small Fires | 2040 | 4.9378e-06 | 4.9378e-06 | 0.091184 | 0.042438 | 0.0018418 | 0.046905 | 0 | 0 | 0.0054628 | 4.5025e-07 | 0 | 4.5025e-07 | 4.5025e-07 | 0 | 4.5025e-07 | 0 | 5.3324e-07 | 1.1689e-06 | 0 | 1.1689e-06 | 0 | 2.1842e-07 | 4.3685e-07 | 0 | 4.3685e-07 | [12 empty] | 7.3.3.17.5 (Remote Grid) Updates to grid topology to minimize risk of ignition in HFTDs Remote GridWLDFREquipment / facility failureAggregated | WLDFR | HFTD - Distribution - Tier 2 - 1QU CoRE ¦ 5QU LoRE | Non-Red Flag Warning - Destructive Fires | Equipment / facility failure | Aggregated | 2040 | 5.8139e-07 | 1601.5759 | 0.00093114 | 2040 | Mitigation | 0.95 | 45 | 0 | esc | 0.00097009 | 5.64e-10 | 0.00097009 | 5.64e-10
[79 empty] | WLDFR | HFTD - Distribution - Tier 2 - 4QU CoRE ¦ 2QU LoRE | Non-Red Flag Warning - Small Fires | 2041 | 4.9378e-06 | 4.9378e-06 | 0.091184 | 0.042438 | 0.0018418 | 0.046905 | 0 | 0 | 0.0054628 | 4.5025e-07 | 0 | 4.5025e-07 | 4.5025e-07 | 0 | 4.5025e-07 | 0 | 5.6795e-07 | 1.245e-06 | 0 | 1.245e-06 | 0 | 2.1842e-07 | 4.3685e-07 | 0 | 4.3685e-07 | [12 empty] | 7.3.3.17.5 (Remote Grid) Updates to grid topology to minimize risk of ignition in HFTDs Remote GridWLDFREquipment / facility failureAggregated | WLDFR | HFTD - Distribution - Tier 2 - 1QU CoRE ¦ 5QU LoRE | Non-Red Flag Warning - Destructive Fires | Equipment / facility failure | Aggregated | 2041 | 5.8139e-07 | 1601.5759 | 0.00093114 | 2041 | Mitigation | 0.95 | 45 | 0 | esc | 0.00097009 | 5.64e-10 | 0.00097009 | 5.64e-10
[79 empty] | WLDFR | HFTD - Distribution - Tier 2 - 4QU CoRE ¦ 2QU LoRE | Non-Red Flag Warning - Small Fires | 2042 | 4.9378e-06 | 4.9378e-06 | 0.091184 | 0.042438 | 0.0018418 | 0.046905 | 0 | 0 | 0.0054628 | 4.5025e-07 | 0 | 4.5025e-07 | 4.5025e-07 | 0 | 4.5025e-07 | 0 | 5.6795e-07 | 1.245e-06 | 0 | 1.245e-06 | 0 | 2.1842e-07 | 4.3685e-07 | 0 | 4.3685e-07 | [12 empty] | 7.3.3.17.5 (Remote Grid) Updates to grid topology to minimize risk of ignition in HFTDs Remote GridWLDFREquipment / facility failureAggregated | WLDFR | HFTD - Distribution - Tier 2 - 1QU CoRE ¦ 5QU LoRE | Non-Red Flag Warning - Destructive Fires | Equipment / facility failure | Aggregated | 2042 | 5.8139e-07 | 1601.5759 | 0.00093114 | 2042 | Mitigation | 0.95 | 45 | 0 | esc | 0.00097009 | 5.64e-10 | 0.00097009 | 5.64e-10
[79 empty] | WLDFR | HFTD - Distribution - Tier 2 - 4QU CoRE ¦ 2QU LoRE | Non-Red Flag Warning - Small Fires | 2043 | 4.9378e-06 | 4.9378e-06 | 0.095486 | 0.044306 | 0.0019228 | 0.049257 | 0 | 0 | 0.0054628 | 4.7149e-07 | 0 | 4.7149e-07 | 4.7149e-07 | 0 | 4.7149e-07 | 0 | 5.6795e-07 | 1.245e-06 | 0 | 1.245e-06 | 0 | 2.2711e-07 | 4.5422e-07 | 0 | 4.5422e-07 | [12 empty] | 7.3.3.17.5 (Remote Grid) Updates to grid topology to minimize risk of ignition in HFTDs Remote GridWLDFREquipment / facility failureAggregated | WLDFR | HFTD - Distribution - Tier 2 - 1QU CoRE ¦ 5QU LoRE | Non-Red Flag Warning - Destructive Fires | Equipment / facility failure | Aggregated | 2043 | 5.8139e-07 | 1601.5759 | 0.00093114 | 2043 | Mitigation | 0.95 | 45 | 0 | esc | 0.00097009 | 5.64e-10 | 0.00097009 | 5.64e-10
[79 empty] | WLDFR | HFTD - Distribution - Tier 2 - 4QU CoRE ¦ 2QU LoRE | Non-Red Flag Warning - Small Fires | 2044 | 4.9378e-06 | 4.9378e-06 | 0.095486 | 0.044306 | 0.0019228 | 0.049257 | 0 | 0 | 0.0054628 | 4.7149e-07 | 0 | 4.7149e-07 | 4.7149e-07 | 0 | 4.7149e-07 | 0 | 5.6795e-07 | 1.245e-06 | 0 | 1.245e-06 | 0 | 2.2711e-07 | 4.5422e-07 | 0 | 4.5422e-07 | [12 empty] | 7.3.3.17.5 (Remote Grid) Updates to grid topology to minimize risk of ignition in HFTDs Remote GridWLDFREquipment / facility failureAggregated | WLDFR | HFTD - Distribution - Tier 2 - 1QU CoRE ¦ 5QU LoRE | Non-Red Flag Warning - Destructive Fires | Equipment / facility failure | Aggregated | 2044 | 5.8139e-07 | 1601.5759 | 0.00093114 | 2044 | Mitigation | 0.95 | 45 | 0 | esc | 0.00097009 | 5.64e-10 | 0.00097009 | 5.64e-10
[79 empty] | WLDFR | HFTD - Distribution - Tier 2 - 4QU CoRE ¦ 2QU LoRE | Non-Red Flag Warning - Small Fires | 2045 | 4.9378e-06 | 4.9378e-06 | 0.095486 | 0.044306 | 0.0019228 | 0.049257 | 0 | 0 | 0.0054628 | 4.7149e-07 | 0 | 4.7149e-07 | 4.7149e-07 | 0 | 4.7149e-07 | 0 | 5.6795e-07 | 1.245e-06 | 0 | 1.245e-06 | 0 | 2.2711e-07 | 4.5422e-07 | 0 | 4.5422e-07 | [12 empty] | 7.3.3.17.5 (Remote Grid) Updates to grid topology to minimize risk of ignition in HFTDs Remote GridWLDFREquipment / facility failureAggregated | WLDFR | HFTD - Distribution - Tier 2 - 1QU CoRE ¦ 5QU LoRE | Non-Red Flag Warning - Destructive Fires | Equipment / facility failure | Aggregated | 2045 | 5.8139e-07 | 1601.5759 | 0.00093114 | 2045 | Mitigation | 0.95 | 45 | 0 | esc | 0.00097009 | 5.64e-10 | 0.00097009 | 5.64e-10
[79 empty] | WLDFR | HFTD - Distribution - Tier 2 - 4QU CoRE ¦ 2QU LoRE | Non-Red Flag Warning - Small Fires | 2046 | 4.9378e-06 | 4.9378e-06 | 0.095486 | 0.044306 | 0.0019228 | 0.049257 | 0 | 0 | 0.0054628 | 4.7149e-07 | 0 | 4.7149e-07 | 4.7149e-07 | 0 | 4.7149e-07 | 0 | 6.0485e-07 | 1.3259e-06 | 0 | 1.3259e-06 | 0 | 2.2711e-07 | 4.5422e-07 | 0 | 4.5422e-07 | [12 empty] | 7.3.3.17.5 (Remote Grid) Updates to grid topology to minimize risk of ignition in HFTDs Remote GridWLDFREquipment / facility failureAggregated | WLDFR | HFTD - Distribution - Tier 2 - 1QU CoRE ¦ 5QU LoRE | Non-Red Flag Warning - Destructive Fires | Equipment / facility failure | Aggregated | 2046 | 5.8139e-07 | 1601.5759 | 0.00093114 | 2046 | Mitigation | 0.95 | 45 | 0 | esc | 0.00097009 | 5.64e-10 | 0.00097009 | 5.64e-10
[79 empty] | WLDFR | HFTD - Distribution - Tier 2 - 4QU CoRE ¦ 2QU LoRE | Non-Red Flag Warning - Small Fires | 2047 | 4.9378e-06 | 4.9378e-06 | 0.095486 | 0.044306 | 0.0019228 | 0.049257 | 0 | 0 | 0.0054628 | 4.7149e-07 | 0 | 4.7149e-07 | 4.7149e-07 | 0 | 4.7149e-07 | 0 | 6.0485e-07 | 1.3259e-06 | 0 | 1.3259e-06 | 0 | 2.2711e-07 | 4.5422e-07 | 0 | 4.5422e-07 | [12 empty] | 7.3.3.17.5 (Remote Grid) Updates to grid topology to minimize risk of ignition in HFTDs Remote GridWLDFREquipment / facility failureAggregated | WLDFR | HFTD - Distribution - Tier 2 - 1QU CoRE ¦ 5QU LoRE | Non-Red Flag Warning - Destructive Fires | Equipment / facility failure | Aggregated | 2047 | 5.8139e-07 | 1601.5759 | 0.00093114 | 2047 | Mitigation | 0.95 | 45 | 0 | esc | 0.00097009 | 5.64e-10 | 0.00097009 | 5.64e-10
[79 empty] | WLDFR | HFTD - Distribution - Tier 2 - 4QU CoRE ¦ 2QU LoRE | Non-Red Flag Warning - Small Fires | 2048 | 4.9378e-06 | 4.9378e-06 | 0.10007 | 0.04626 | 0.0020076 | 0.051804 | 0 | 0 | 0.0054628 | 4.9414e-07 | 0 | 4.9414e-07 | 4.9414e-07 | 0 | 4.9414e-07 | 0 | 6.0485e-07 | 1.3259e-06 | 0 | 1.3259e-06 | 0 | 2.369e-07 | 4.738e-07 | 0 | 4.738e-07 | [12 empty] | 7.3.3.17.5 (Remote Grid) Updates to grid topology to minimize risk of ignition in HFTDs Remote GridWLDFREquipment / facility failureAggregated | WLDFR | HFTD - Distribution - Tier 2 - 1QU CoRE ¦ 5QU LoRE | Non-Red Flag Warning - Destructive Fires | Equipment / facility failure | Aggregated | 2048 | 5.8139e-07 | 1601.5759 | 0.00093114 | 2048 | Mitigation | 0.95 | 45 | 0 | esc | 0.00097009 | 5.64e-10 | 0.00097009 | 5.64e-10
[79 empty] | WLDFR | HFTD - Distribution - Tier 2 - 4QU CoRE ¦ 2QU LoRE | Non-Red Flag Warning - Small Fires | 2049 | 4.9378e-06 | 4.9378e-06 | 0.10007 | 0.04626 | 0.0020076 | 0.051804 | 0 | 0 | 0.0054628 | 4.9414e-07 | 0 | 4.9414e-07 | 4.9414e-07 | 0 | 4.9414e-07 | 0 | 6.0485e-07 | 1.3259e-06 | 0 | 1.3259e-06 | 0 | 2.369e-07 | 4.738e-07 | 0 | 4.738e-07 | [12 empty] | 7.3.3.17.5 (Remote Grid) Updates to grid topology to minimize risk of ignition in HFTDs Remote GridWLDFREquipment / facility failureAggregated | WLDFR | HFTD - Distribution - Tier 2 - 1QU CoRE ¦ 5QU LoRE | Non-Red Flag Warning - Destructive Fires | Equipment / facility failure | Aggregated | 2049 | 5.8139e-07 | 1601.5759 | 0.00093114 | 2049 | Mitigation | 0.95 | 45 | 0 | esc | 0.00097009 | 5.64e-10 | 0.00097009 | 5.64e-10
[79 empty] | WLDFR | HFTD - Distribution - Tier 2 - 4QU CoRE ¦ 2QU LoRE | Non-Red Flag Warning - Small Fires | 2050 | 4.9378e-06 | 4.9378e-06 | 0.10007 | 0.04626 | 0.0020076 | 0.051804 | 0 | 0 | 0.0054628 | 4.9414e-07 | 0 | 4.9414e-07 | 4.9414e-07 | 0 | 4.9414e-07 | 0 | 6.0485e-07 | 1.3259e-06 | 0 | 1.3259e-06 | 0 | 2.369e-07 | 4.738e-07 | 0 | 4.738e-07 | [12 empty] | 7.3.3.17.5 (Remote Grid) Updates to grid topology to minimize risk of ignition in HFTDs Remote GridWLDFREquipment / facility failureAggregated | WLDFR | HFTD - Distribution - Tier 2 - 1QU CoRE ¦ 5QU LoRE | Non-Red Flag Warning - Destructive Fires | Equipment / facility failure | Aggregated | 2050 | 5.8139e-07 | 1601.5759 | 0.00093114 | 2050 | Mitigation | 0.95 | 45 | 0 | esc | 0.00097009 | 5.64e-10 | 0.00097009 | 5.64e-10
[79 empty] | WLDFR | HFTD - Distribution - Tier 2 - 4QU CoRE ¦ 2QU LoRE | Non-Red Flag Warning - Small Fires | 2051 | 4.9378e-06 | 4.9378e-06 | 0.10007 | 0.04626 | 0.0020076 | 0.051804 | 0 | 0 | 0.0054628 | 4.9414e-07 | 0 | 4.9414e-07 | 4.9414e-07 | 0 | 4.9414e-07 | 0 | 6.4353e-07 | 1.4106e-06 | 0 | 1.4106e-06 | 0 | 2.369e-07 | 4.738e-07 | 0 | 4.738e-07 | [12 empty] | 7.3.3.17.5 (Remote Grid) Updates to grid topology to minimize risk of ignition in HFTDs Remote GridWLDFREquipment / facility failureAggregated | WLDFR | HFTD - Distribution - Tier 2 - 1QU CoRE ¦ 5QU LoRE | Non-Red Flag Warning - Destructive Fires | Equipment / facility failure | Aggregated | 2051 | 5.8139e-07 | 1601.5759 | 0.00093114 | 2051 | Mitigation | 0.95 | 45 | 0 | esc | 0.00097009 | 5.64e-10 | 0.00097009 | 5.64e-10
[79 empty] | WLDFR | HFTD - Distribution - Tier 2 - 4QU CoRE ¦ 2QU LoRE | Non-Red Flag Warning - Small Fires | 2052 | 4.9378e-06 | 4.9378e-06 | 0.10007 | 0.04626 | 0.0020076 | 0.051804 | 0 | 0 | 0.0054628 | 4.9414e-07 | 0 | 4.9414e-07 | 4.9414e-07 | 0 | 4.9414e-07 | 0 | 6.4353e-07 | 1.4106e-06 | 0 | 1.4106e-06 | 0 | 2.369e-07 | 4.738e-07 | 0 | 4.738e-07 | [12 empty] | 7.3.3.17.5 (Remote Grid) Updates to grid topology to minimize risk of ignition in HFTDs Remote GridWLDFREquipment / facility failureAggregated | WLDFR | HFTD - Distribution - Tier 2 - 1QU CoRE ¦ 5QU LoRE | Non-Red Flag Warning - Destructive Fires | Equipment / facility failure | Aggregated | 2052 | 5.8139e-07 | 1601.5759 | 0.00093114 | 2052 | Mitigation | 0.95 | 45 | 0 | esc | 0.00097009 | 5.64e-10 | 0.00097009 | 5.64e-10
[79 empty] | WLDFR | HFTD - Distribution - Tier 2 - 4QU CoRE ¦ 2QU LoRE | Non-Red Flag Warning - Small Fires | 2053 | 4.9378e-06 | 4.9378e-06 | 0.10489 | 0.048274 | 0.002095 | 0.054525 | 0 | 0 | 0.0054628 | 5.1795e-07 | 0 | 5.1795e-07 | 5.1795e-07 | 0 | 5.1795e-07 | 0 | 6.4353e-07 | 1.4106e-06 | 0 | 1.4106e-06 | 0 | 2.4769e-07 | 4.9539e-07 | 0 | 4.9539e-07 | [12 empty] | 7.3.3.17.5 (Remote Grid) Updates to grid topology to minimize risk of ignition in HFTDs Remote GridWLDFREquipment / facility failureAggregated | WLDFR | HFTD - Distribution - Tier 2 - 1QU CoRE ¦ 5QU LoRE | Non-Red Flag Warning - Destructive Fires | Equipment / facility failure | Aggregated | 2053 | 5.8139e-07 | 1601.5759 | 0.00093114 | 2053 | Mitigation | 0.95 | 45 | 0 | esc | 0.00097009 | 5.64e-10 | 0.00097009 | 5.64e-10
[79 empty] | WLDFR | HFTD - Distribution - Tier 2 - 4QU CoRE ¦ 2QU LoRE | Non-Red Flag Warning - Small Fires | 2054 | 4.9378e-06 | 4.9378e-06 | 0.10489 | 0.048274 | 0.002095 | 0.054525 | 0 | 0 | 0.0054628 | 5.1795e-07 | 0 | 5.1795e-07 | 5.1795e-07 | 0 | 5.1795e-07 | 0 | 6.4353e-07 | 1.4106e-06 | 0 | 1.4106e-06 | 0 | 2.4769e-07 | 4.9539e-07 | 0 | 4.9539e-07 | [12 empty] | 7.3.3.17.5 (Remote Grid) Updates to grid topology to minimize risk of ignition in HFTDs Remote GridWLDFREquipment / facility failureAggregated | WLDFR | HFTD - Distribution - Tier 2 - 1QU CoRE ¦ 5QU LoRE | Non-Red Flag Warning - Destructive Fires | Equipment / facility failure | Aggregated | 2054 | 5.8139e-07 | 1601.5759 | 0.00093114 | 2054 | Mitigation | 0.95 | 45 | 0 | esc | 0.00097009 | 5.64e-10 | 0.00097009 | 5.64e-10
[79 empty] | WLDFR | HFTD - Distribution - Tier 2 - 4QU CoRE ¦ 2QU LoRE | Non-Red Flag Warning - Small Fires | 2055 | 4.9378e-06 | 4.9378e-06 | 0.10489 | 0.048274 | 0.002095 | 0.054525 | 0 | 0 | 0.0054628 | 5.1795e-07 | 0 | 5.1795e-07 | 5.1795e-07 | 0 | 5.1795e-07 | 0 | 6.4353e-07 | 1.4106e-06 | 0 | 1.4106e-06 | 0 | 2.4769e-07 | 4.9539e-07 | 0 | 4.9539e-07 | [12 empty] | 7.3.3.17.5 (Remote Grid) Updates to grid topology to minimize risk of ignition in HFTDs Remote GridWLDFREquipment / facility failureAggregated | WLDFR | HFTD - Distribution - Tier 2 - 1QU CoRE ¦ 5QU LoRE | Non-Red Flag Warning - Destructive Fires | Equipment / facility failure | Aggregated | 2055 | 5.8139e-07 | 1601.5759 | 0.00093114 | 2055 | Mitigation | 0.95 | 45 | 0 | esc | 0.00097009 | 5.64e-10 | 0.00097009 | 5.64e-10
[79 empty] | WLDFR | HFTD - Distribution - Tier 2 - 4QU CoRE ¦ 2QU LoRE | Non-Red Flag Warning - Small Fires | 2056 | 4.9378e-06 | 4.9378e-06 | 0.10489 | 0.048274 | 0.002095 | 0.054525 | 0 | 0 | 0.0054628 | 5.1795e-07 | 0 | 5.1795e-07 | 5.1795e-07 | 0 | 5.1795e-07 | 0 | 6.8357e-07 | 1.4984e-06 | 0 | 1.4984e-06 | 0 | 2.4769e-07 | 4.9539e-07 | 0 | 4.9539e-07 | [12 empty] | 7.3.3.17.5 (Remote Grid) Updates to grid topology to minimize risk of ignition in HFTDs Remote GridWLDFREquipment / facility failureAggregated | WLDFR | HFTD - Distribution - Tier 2 - 1QU CoRE ¦ 5QU LoRE | Non-Red Flag Warning - Destructive Fires | Equipment / facility failure | Aggregated | 2056 | 5.8139e-07 | 1601.5759 | 0.00093114 | 2056 | Mitigation | 0.95 | 45 | 0 | esc | 0.00097009 | 5.64e-10 | 0.00097009 | 5.64e-10
[79 empty] | WLDFR | HFTD - Distribution - Tier 2 - 4QU CoRE ¦ 2QU LoRE | Non-Red Flag Warning - Small Fires | 2057 | 4.9378e-06 | 4.9378e-06 | 0.10489 | 0.048274 | 0.002095 | 0.054525 | 0 | 0 | 0.0054628 | 5.1795e-07 | 0 | 5.1795e-07 | 5.1795e-07 | 0 | 5.1795e-07 | 0 | 6.8357e-07 | 1.4984e-06 | 0 | 1.4984e-06 | 0 | 2.4769e-07 | 4.9539e-07 | 0 | 4.9539e-07 | [12 empty] | 7.3.3.17.5 (Remote Grid) Updates to grid topology to minimize risk of ignition in HFTDs Remote GridWLDFREquipment / facility failureAggregated | WLDFR | HFTD - Distribution - Tier 2 - 1QU CoRE ¦ 5QU LoRE | Non-Red Flag Warning - Destructive Fires | Equipment / facility failure | Aggregated | 2057 | 5.8139e-07 | 1601.5759 | 0.00093114 | 2057 | Mitigation | 0.95 | 45 | 0 | esc | 0.00097009 | 5.64e-10 | 0.00097009 | 5.64e-10
[79 empty] | WLDFR | HFTD - Distribution - Tier 2 - 4QU CoRE ¦ 2QU LoRE | Non-Red Flag Warning - Small Fires | 2058 | 4.9378e-06 | 4.9378e-06 | 0.1099 | 0.050325 | 0.0021839 | 0.057393 | 0 | 0 | 0.0054628 | 5.4268e-07 | 0 | 5.4268e-07 | 5.4268e-07 | 0 | 5.4268e-07 | 0 | 6.8357e-07 | 1.4984e-06 | 0 | 1.4984e-06 | 0 | 2.5938e-07 | 5.1876e-07 | 0 | 5.1876e-07 | [12 empty] | 7.3.3.17.5 (Remote Grid) Updates to grid topology to minimize risk of ignition in HFTDs Remote GridWLDFREquipment / facility failureAggregated | WLDFR | HFTD - Distribution - Tier 2 - 1QU CoRE ¦ 5QU LoRE | Non-Red Flag Warning - Destructive Fires | Equipment / facility failure | Aggregated | 2058 | 5.8139e-07 | 1601.5759 | 0.00093114 | 2058 | Mitigation | 0.95 | 45 | 0 | esc | 0.00097009 | 5.64e-10 | 0.00097009 | 5.64e-10
[79 empty] | WLDFR | HFTD - Distribution - Tier 2 - 4QU CoRE ¦ 2QU LoRE | Non-Red Flag Warning - Small Fires | 2059 | 4.9378e-06 | 4.9378e-06 | 0.1099 | 0.050325 | 0.0021839 | 0.057393 | 0 | 0 | 0.0054628 | 5.4268e-07 | 0 | 5.4268e-07 | 5.4268e-07 | 0 | 5.4268e-07 | 0 | 6.8357e-07 | 1.4984e-06 | 0 | 1.4984e-06 | 0 | 2.5938e-07 | 5.1876e-07 | 0 | 5.1876e-07 | [12 empty] | 7.3.3.17.5 (Remote Grid) Updates to grid topology to minimize risk of ignition in HFTDs Remote GridWLDFREquipment / facility failureAggregated | WLDFR | HFTD - Distribution - Tier 2 - 1QU CoRE ¦ 5QU LoRE | Non-Red Flag Warning - Destructive Fires | Equipment / facility failure | Aggregated | 2059 | 5.8139e-07 | 1601.5759 | 0.00093114 | 2059 | Mitigation | 0.95 | 45 | 0 | esc | 0.00097009 | 5.64e-10 | 0.00097009 | 5.64e-10
[79 empty] | WLDFR | HFTD - Distribution - Tier 2 - 4QU CoRE ¦ 2QU LoRE | Non-Red Flag Warning - Small Fires | 2060 | 4.9378e-06 | 4.9378e-06 | 0.1099 | 0.050325 | 0.0021839 | 0.057393 | 0 | 0 | 0.0054628 | 5.4268e-07 | 0 | 5.4268e-07 | 5.4268e-07 | 0 | 5.4268e-07 | 0 | 6.8357e-07 | 1.4984e-06 | 0 | 1.4984e-06 | 0 | 2.5938e-07 | 5.1876e-07 | 0 | 5.1876e-07 | [12 empty] | 7.3.3.17.5 (Remote Grid) Updates to grid topology to minimize risk of ignition in HFTDs Remote GridWLDFREquipment / facility failureAggregated | WLDFR | HFTD - Distribution - Tier 2 - 1QU CoRE ¦ 5QU LoRE | Non-Red Flag Warning - Destructive Fires | Equipment / facility failure | Aggregated | 2060 | 5.8139e-07 | 1601.5759 | 0.00093114 | 2060 | Mitigation | 0.95 | 45 | 0 | esc | 0.00097009 | 5.64e-10 | 0.00097009 | 5.64e-10
[79 empty] | WLDFR | HFTD - Distribution - Tier 2 - 4QU CoRE ¦ 2QU LoRE | Non-Red Flag Warning - Small Fires | 2061 | 4.9378e-06 | 4.9378e-06 | 0.1099 | 0.050325 | 0.0021839 | 0.057393 | 0 | 0 | 0.0054628 | 5.4268e-07 | 0 | 5.4268e-07 | 5.4268e-07 | 0 | 5.4268e-07 | 0 | 7.245e-07 | 1.5881e-06 | 0 | 1.5881e-06 | 0 | 2.5938e-07 | 5.1876e-07 | 0 | 5.1876e-07 | [12 empty] | 7.3.3.17.5 (Remote Grid) Updates to grid topology to minimize risk of ignition in HFTDs Remote GridWLDFREquipment / facility failureAggregated | WLDFR | HFTD - Distribution - Tier 2 - 1QU CoRE ¦ 5QU LoRE | Non-Red Flag Warning - Destructive Fires | Equipment / facility failure | Aggregated | 2061 | 5.8139e-07 | 1601.5759 | 0.00093114 | 2061 | Mitigation | 0.95 | 45 | 0 | esc | 0.00097009 | 5.64e-10 | 0.00097009 | 5.64e-10
[79 empty] | WLDFR | HFTD - Distribution - Tier 2 - 4QU CoRE ¦ 2QU LoRE | Non-Red Flag Warning - Small Fires | 2062 | 4.9378e-06 | 4.9378e-06 | 0.1099 | 0.050325 | 0.0021839 | 0.057393 | 0 | 0 | 0.0054628 | 5.4268e-07 | 0 | 5.4268e-07 | 5.4268e-07 | 0 | 5.4268e-07 | 0 | 7.245e-07 | 1.5881e-06 | 0 | 1.5881e-06 | 0 | 2.5938e-07 | 5.1876e-07 | 0 | 5.1876e-07 | [12 empty] | 7.3.3.17.5 (Remote Grid) Updates to grid topology to minimize risk of ignition in HFTDs Remote GridWLDFREquipment / facility failureAggregated | WLDFR | HFTD - Distribution - Tier 2 - 1QU CoRE ¦ 5QU LoRE | Non-Red Flag Warning - Destructive Fires | Equipment / facility failure | Aggregated | 2062 | 5.8139e-07 | 1601.5759 | 0.00093114 | 2062 | Mitigation | 0.95 | 45 | 0 | esc | 0.00097009 | 5.64e-10 | 0.00097009 | 5.64e-10
[79 empty] | WLDFR | HFTD - Distribution - Tier 2 - 4QU CoRE ¦ 2QU LoRE | Non-Red Flag Warning - Small Fires | 2063 | 4.9378e-06 | 4.9378e-06 | 0.11504 | 0.052388 | 0.0022734 | 0.060377 | 0 | 0 | 0.0054628 | 5.6804e-07 | 0 | 5.6804e-07 | 5.6804e-07 | 0 | 5.6804e-07 | 0 | 7.245e-07 | 1.5881e-06 | 0 | 1.5881e-06 | 0 | 2.7184e-07 | 5.4367e-07 | 0 | 5.4367e-07 | [12 empty] | 7.3.3.17.5 (Remote Grid) Updates to grid topology to minimize risk of ignition in HFTDs Remote GridWLDFREquipment / facility failureAggregated | WLDFR | HFTD - Distribution - Tier 2 - 1QU CoRE ¦ 5QU LoRE | Non-Red Flag Warning - Destructive Fires | Equipment / facility failure | Aggregated | 2063 | 5.8139e-07 | 1601.5759 | 0.00093114 | 2063 | Mitigation | 0.95 | 45 | 0 | esc | 0.00097009 | 5.64e-10 | 0.00097009 | 5.64e-10
[79 empty] | WLDFR | HFTD - Distribution - Tier 2 - 4QU CoRE ¦ 2QU LoRE | Non-Red Flag Warning - Small Fires | 2064 | 4.9378e-06 | 4.9378e-06 | 0.11504 | 0.052388 | 0.0022734 | 0.060377 | 0 | 0 | 0.0054628 | 5.6804e-07 | 0 | 5.6804e-07 | 5.6804e-07 | 0 | 5.6804e-07 | 0 | 0 | 1.5881e-06 | 0 | 1.5881e-06 | 0 | 2.7184e-07 | 5.4367e-07 | 0 | 5.4367e-07 | [12 empty] | 7.3.3.17.5 (Remote Grid) Updates to grid topology to minimize risk of ignition in HFTDs Remote GridWLDFREquipment / facility failureAggregated | WLDFR | HFTD - Distribution - Tier 2 - 1QU CoRE ¦ 5QU LoRE | Non-Red Flag Warning - Destructive Fires | Equipment / facility failure | Aggregated | 2064 | 5.8139e-07 | 1601.5759 | 0.00093114 | 2064 | Mitigation | 0.95 | 45 | 0 | esc | 0.00097009 | 5.64e-10 | 0.00097009 | 5.64e-10
[79 empty] | WLDFR | HFTD - Distribution - Tier 2 - 4QU CoRE ¦ 2QU LoRE | Non-Red Flag Warning - Small Fires | 2065 | 4.9378e-06 | 4.9378e-06 | 0.11504 | 0.052388 | 0.0022734 | 0.060377 | 0 | 0 | 0.0054628 | 5.6804e-07 | 0 | 5.6804e-07 | 5.6804e-07 | 0 | 5.6804e-07 | 0 | 0 | 0 | 0 | 0 | 0 | 2.7184e-07 | 5.4367e-07 | 0 | 5.4367e-07 | [12 empty] | 7.3.3.17.5 (Remote Grid) Updates to grid topology to minimize risk of ignition in HFTDs Remote GridWLDFREquipment / facility failureAggregated | WLDFR | HFTD - Distribution - Tier 2 - 1QU CoRE ¦ 5QU LoRE | Non-Red Flag Warning - Destructive Fires | Equipment / facility failure | Aggregated | 2065 | 5.8139e-07 | 1601.5759 | 0.00093114 | 2065 | Mitigation | 0.95 | 45 | 0 | esc | 0.00097009 | 5.64e-10 | 0.00097009 | 5.64e-10
[79 empty] | WLDFR | HFTD - Distribution - Tier 2 - 4QU CoRE ¦ 2QU LoRE | Non-Red Flag Warning - Small Fires | 2066 | 4.9378e-06 | 4.9378e-06 | 0.11504 | 0.052388 | 0.0022734 | 0.060377 | 0 | 0 | 0.0054628 | 5.6804e-07 | 0 | 5.6804e-07 | 5.6804e-07 | 0 | 5.6804e-07 | 0 | 6.798e-08 | 0 | 0 | 0 | 0 | 2.7184e-07 | 5.4367e-07 | 0 | 5.4367e-07 | [12 empty] | 7.3.3.17.5 (Remote Grid) Updates to grid topology to minimize risk of ignition in HFTDs Remote GridWLDFREquipment / facility failureAggregated | WLDFR | HFTD - Distribution - Tier 2 - 1QU CoRE ¦ 5QU LoRE | Non-Red Flag Warning - Destructive Fires | Equipment / facility failure | Aggregated | 2066 | 5.8139e-07 | 1601.5759 | 0.00093114 | 2066 | Mitigation | 0.95 | 45 | 0 | esc | 0.00097009 | 5.64e-10 | 0.00097009 | 5.64e-10
[79 empty] | WLDFR | HFTD - Distribution - Tier 2 - 4QU CoRE ¦ 2QU LoRE | Non-Red Flag Warning - Small Fires | 2067 | 0 | 4.9378e-06 | 0.11504 | 0.052388 | 0.0022734 | 0.060377 | 0 | 0 | 0.0054628 | 0 | 0 | 0 | 5.6804e-07 | 0 | 5.6804e-07 | 0 | 7.0168e-08 | 1.5381e-07 | 0 | 1.5381e-07 | 0 | 0 | 5.4367e-07 | 0 | 5.4367e-07 | [12 empty] | 7.3.3.17.5 (Remote Grid) Updates to grid topology to minimize risk of ignition in HFTDs Remote GridWLDFREquipment / facility failureAggregated | WLDFR | HFTD - Distribution - Tier 2 - 1QU CoRE ¦ 5QU LoRE | Non-Red Flag Warning - Destructive Fires | Equipment / facility failure | Aggregated | 2067 | 5.8139e-07 | 1601.5759 | 0.00093114 | 2067 | Mitigation | 0.95 | 45 | 0 | esc | 0 | 0 | 0.00097009 | 5.64e-10
[79 empty] | WLDFR | HFTD - Distribution - Tier 2 - 4QU CoRE ¦ 2QU LoRE | Red Flag Warning - Catastrophic Fires | 2022 | 1.2489e-08 | 0 | 14146.1306 | 222.2294 | 8585.7228 | 5338.1784 | 0 | 0 | 1.2874e-05 | 0.00017667 | 0 | 0.00017667 | 0 | 0 | 0 | 0 | 7.0168e-08 | 1.5381e-07 | 0 | 1.5381e-07 | 0 | 0 | 0 | 0 | 0 | [12 empty] | 7.3.3.17.5 (Remote Grid) Updates to grid topology to minimize risk of ignition in HFTDs Remote GridWLDFRVegetation ContactAggregated | WLDFR | HFTD - Distribution - Tier 2 - 1QU CoRE ¦ 5QU LoRE | Non-Red Flag Warning - Destructive Fires | Vegetation Contact | Aggregated | 2022 | 1.9672e-06 | 1601.5759 | 0.0031506 | 2022 | Mitigation | 0.95 | 45 | 0 | esc | 0.00097009 | 1.9083e-09 | 0 | 0
[79 empty] | WLDFR | HFTD - Distribution - Tier 2 - 4QU CoRE ¦ 2QU LoRE | Red Flag Warning - Catastrophic Fires | 2023 | 1.2489e-08 | 1.2489e-08 | 14664.6376 | 233.2301 | 8896.516 | 5534.8915 | 0 | 0 | 1.2874e-05 | 0.00018315 | 0 | 0.00018315 | 0.00018315 | 0 | 0.00018315 | 0 | 7.0168e-08 | 1.5381e-07 | 0 | 1.5381e-07 | 0 | 0 | 0 | 0 | 0 | [12 empty] | 7.3.3.17.5 (Remote Grid) Updates to grid topology to minimize risk of ignition in HFTDs Remote GridWLDFRVegetation ContactAggregated | WLDFR | HFTD - Distribution - Tier 2 - 1QU CoRE ¦ 5QU LoRE | Non-Red Flag Warning - Destructive Fires | Vegetation Contact | Aggregated | 2023 | 1.9672e-06 | 1601.5759 | 0.0031506 | 2023 | Mitigation | 0.95 | 45 | 0 | esc | 0.00097009 | 1.9083e-09 | 0.00097009 | 1.9083e-09
[79 empty] | WLDFR | HFTD - Distribution - Tier 2 - 4QU CoRE ¦ 2QU LoRE | Red Flag Warning - Catastrophic Fires | 2024 | 1.2489e-08 | 1.2489e-08 | 14664.6376 | 233.2301 | 8896.516 | 5534.8915 | 0 | 0 | 1.2874e-05 | 0.00018315 | 0 | 0.00018315 | 0.00018315 | 0 | 0.00018315 | 0 | 7.0168e-08 | 1.5381e-07 | 0 | 1.5381e-07 | 0 | 1.6882e-06 | 0 | 0 | 0 | [12 empty] | 7.3.3.17.5 (Remote Grid) Updates to grid topology to minimize risk of ignition in HFTDs Remote GridWLDFRVegetation ContactAggregated | WLDFR | HFTD - Distribution - Tier 2 - 1QU CoRE ¦ 5QU LoRE | Non-Red Flag Warning - Destructive Fires | Vegetation Contact | Aggregated | 2024 | 1.9672e-06 | 1601.5759 | 0.0031506 | 2024 | Mitigation | 0.95 | 45 | 0 | esc | 0.00097009 | 1.9083e-09 | 0.00097009 | 1.9083e-09
[79 empty] | WLDFR | HFTD - Distribution - Tier 2 - 4QU CoRE ¦ 2QU LoRE | Red Flag Warning - Catastrophic Fires | 2025 | 1.2489e-08 | 1.2489e-08 | 14664.6376 | 233.2301 | 8896.516 | 5534.8915 | 0 | 0 | 1.2874e-05 | 0.00018315 | 0 | 0.00018315 | 0.00018315 | 0 | 0.00018315 | 0 | 7.0168e-08 | 1.5381e-07 | 0 | 1.5381e-07 | 0 | 1.7501e-06 | 3.5003e-06 | 0 | 3.5003e-06 | [12 empty] | 7.3.3.17.5 (Remote Grid) Updates to grid topology to minimize risk of ignition in HFTDs Remote GridWLDFRVegetation ContactAggregated | WLDFR | HFTD - Distribution - Tier 2 - 1QU CoRE ¦ 5QU LoRE | Non-Red Flag Warning - Destructive Fires | Vegetation Contact | Aggregated | 2025 | 1.9672e-06 | 1601.5759 | 0.0031506 | 2025 | Mitigation | 0.95 | 45 | 0 | esc | 0.00097009 | 1.9083e-09 | 0.00097009 | 1.9083e-09
[79 empty] | WLDFR | HFTD - Distribution - Tier 2 - 4QU CoRE ¦ 2QU LoRE | Red Flag Warning - Catastrophic Fires | 2026 | 1.2489e-08 | 1.2489e-08 | 14664.6376 | 233.2301 | 8896.516 | 5534.8915 | 0 | 0 | 1.2874e-05 | 0.00018315 | 0 | 0.00018315 | 0.00018315 | 0 | 0.00018315 | 0 | 7.2959e-08 | 1.5993e-07 | 0 | 1.5993e-07 | 0 | 1.7501e-06 | 3.5003e-06 | 0 | 3.5003e-06 | [12 empty] | 7.3.3.17.5 (Remote Grid) Updates to grid topology to minimize risk of ignition in HFTDs Remote GridWLDFRVegetation ContactAggregated | WLDFR | HFTD - Distribution - Tier 2 - 1QU CoRE ¦ 5QU LoRE | Non-Red Flag Warning - Destructive Fires | Vegetation Contact | Aggregated | 2026 | 1.9672e-06 | 1601.5759 | 0.0031506 | 2026 | Mitigation | 0.95 | 45 | 0 | esc | 0.00097009 | 1.9083e-09 | 0.00097009 | 1.9083e-09
[79 empty] | WLDFR | HFTD - Distribution - Tier 2 - 4QU CoRE ¦ 2QU LoRE | Red Flag Warning - Catastrophic Fires | 2027 | 1.2489e-08 | 1.2489e-08 | 14664.6376 | 233.2301 | 8896.516 | 5534.8915 | 0 | 0 | 1.2874e-05 | 0.00018315 | 0 | 0.00018315 | 0.00018315 | 0 | 0.00018315 | 0 | 7.2959e-08 | 1.5993e-07 | 0 | 1.5993e-07 | 0 | 1.7501e-06 | 3.5003e-06 | 0 | 3.5003e-06 | [12 empty] | 7.3.3.17.5 (Remote Grid) Updates to grid topology to minimize risk of ignition in HFTDs Remote GridWLDFRVegetation ContactAggregated | WLDFR | HFTD - Distribution - Tier 2 - 1QU CoRE ¦ 5QU LoRE | Non-Red Flag Warning - Destructive Fires | Vegetation Contact | Aggregated | 2027 | 1.9672e-06 | 1601.5759 | 0.0031506 | 2027 | Mitigation | 0.95 | 45 | 0 | esc | 0.00097009 | 1.9083e-09 | 0.00097009 | 1.9083e-09
[79 empty] | WLDFR | HFTD - Distribution - Tier 2 - 4QU CoRE ¦ 2QU LoRE | Red Flag Warning - Catastrophic Fires | 2028 | 1.2489e-08 | 1.2489e-08 | 15317.9909 | 247.273 | 9287.6491 | 5783.0689 | 0 | 0 | 1.2874e-05 | 0.00019131 | 0 | 0.00019131 | 0.00019131 | 0 | 0.00019131 | 0 | 7.2959e-08 | 1.5993e-07 | 0 | 1.5993e-07 | 0 | 1.7501e-06 | 3.5003e-06 | 0 | 3.5003e-06 | [12 empty] | 7.3.3.17.5 (Remote Grid) Updates to grid topology to minimize risk of ignition in HFTDs Remote GridWLDFRVegetation ContactAggregated | WLDFR | HFTD - Distribution - Tier 2 - 1QU CoRE ¦ 5QU LoRE | Non-Red Flag Warning - Destructive Fires | Vegetation Contact | Aggregated | 2028 | 1.9672e-06 | 1601.5759 | 0.0031506 | 2028 | Mitigation | 0.95 | 45 | 0 | esc | 0.00097009 | 1.9083e-09 | 0.00097009 | 1.9083e-09
[79 empty] | WLDFR | HFTD - Distribution - Tier 2 - 4QU CoRE ¦ 2QU LoRE | Red Flag Warning - Catastrophic Fires | 2029 | 1.2489e-08 | 1.2489e-08 | 15317.9909 | 247.273 | 9287.6491 | 5783.0689 | 0 | 0 | 1.2874e-05 | 0.00019131 | 0 | 0.00019131 | 0.00019131 | 0 | 0.00019131 | 0 | 7.2959e-08 | 1.5993e-07 | 0 | 1.5993e-07 | 0 | 1.7501e-06 | 3.5003e-06 | 0 | 3.5003e-06 | [12 empty] | 7.3.3.17.5 (Remote Grid) Updates to grid topology to minimize risk of ignition in HFTDs Remote GridWLDFRVegetation ContactAggregated | WLDFR | HFTD - Distribution - Tier 2 - 1QU CoRE ¦ 5QU LoRE | Non-Red Flag Warning - Destructive Fires | Vegetation Contact | Aggregated | 2029 | 1.9672e-06 | 1601.5759 | 0.0031506 | 2029 | Mitigation | 0.95 | 45 | 0 | esc | 0.00097009 | 1.9083e-09 | 0.00097009 | 1.9083e-09
[79 empty] | WLDFR | HFTD - Distribution - Tier 2 - 4QU CoRE ¦ 2QU LoRE | Red Flag Warning - Catastrophic Fires | 2030 | 1.2489e-08 | 1.2489e-08 | 15317.9909 | 247.273 | 9287.6491 | 5783.0689 | 0 | 0 | 1.2874e-05 | 0.00019131 | 0 | 0.00019131 | 0.00019131 | 0 | 0.00019131 | 0 | 7.2959e-08 | 1.5993e-07 | 0 | 1.5993e-07 | 0 | 1.8281e-06 | 3.6562e-06 | 0 | 3.6562e-06 | [12 empty] | 7.3.3.17.5 (Remote Grid) Updates to grid topology to minimize risk of ignition in HFTDs Remote GridWLDFRVegetation ContactAggregated | WLDFR | HFTD - Distribution - Tier 2 - 1QU CoRE ¦ 5QU LoRE | Non-Red Flag Warning - Destructive Fires | Vegetation Contact | Aggregated | 2030 | 1.9672e-06 | 1601.5759 | 0.0031506 | 2030 | Mitigation | 0.95 | 45 | 0 | esc | 0.00097009 | 1.9083e-09 | 0.00097009 | 1.9083e-09
[79 empty] | WLDFR | HFTD - Distribution - Tier 2 - 4QU CoRE ¦ 2QU LoRE | Red Flag Warning - Catastrophic Fires | 2031 | 1.2489e-08 | 1.2489e-08 | 15317.9909 | 247.273 | 9287.6491 | 5783.0689 | 0 | 0 | 1.2874e-05 | 0.00019131 | 0 | 0.00019131 | 0.00019131 | 0 | 0.00019131 | 0 | 7.6104e-08 | 1.6682e-07 | 0 | 1.6682e-07 | 0 | 1.8281e-06 | 3.6562e-06 | 0 | 3.6562e-06 | [12 empty] | 7.3.3.17.5 (Remote Grid) Updates to grid topology to minimize risk of ignition in HFTDs Remote GridWLDFRVegetation ContactAggregated | WLDFR | HFTD - Distribution - Tier 2 - 1QU CoRE ¦ 5QU LoRE | Non-Red Flag Warning - Destructive Fires | Vegetation Contact | Aggregated | 2031 | 1.9672e-06 | 1601.5759 | 0.0031506 | 2031 | Mitigation | 0.95 | 45 | 0 | esc | 0.00097009 | 1.9083e-09 | 0.00097009 | 1.9083e-09
[79 empty] | WLDFR | HFTD - Distribution - Tier 2 - 4QU CoRE ¦ 2QU LoRE | Red Flag Warning - Catastrophic Fires | 2032 | 1.2489e-08 | 1.2489e-08 | 15317.9909 | 247.273 | 9287.6491 | 5783.0689 | 0 | 0 | 1.2874e-05 | 0.00019131 | 0 | 0.00019131 | 0.00019131 | 0 | 0.00019131 | 0 | 7.6104e-08 | 1.6682e-07 | 0 | 1.6682e-07 | 0 | 1.8281e-06 | 3.6562e-06 | 0 | 3.6562e-06 | [12 empty] | 7.3.3.17.5 (Remote Grid) Updates to grid topology to minimize risk of ignition in HFTDs Remote GridWLDFRVegetation ContactAggregated | WLDFR | HFTD - Distribution - Tier 2 - 1QU CoRE ¦ 5QU LoRE | Non-Red Flag Warning - Destructive Fires | Vegetation Contact | Aggregated | 2032 | 1.9672e-06 | 1601.5759 | 0.0031506 | 2032 | Mitigation | 0.95 | 45 | 0 | esc | 0.00097009 | 1.9083e-09 | 0.00097009 | 1.9083e-09
[79 empty] | WLDFR | HFTD - Distribution - Tier 2 - 4QU CoRE ¦ 2QU LoRE | Red Flag Warning - Catastrophic Fires | 2033 | 1.2489e-08 | 1.2489e-08 | 16044.1264 | 263.1074 | 9721.74 | 6059.2791 | 0 | 0 | 1.2874e-05 | 0.00020038 | 0 | 0.00020038 | 0.00020038 | 0 | 0.00020038 | 0 | 7.6104e-08 | 1.6682e-07 | 0 | 1.6682e-07 | 0 | 1.8281e-06 | 3.6562e-06 | 0 | 3.6562e-06 | [12 empty] | 7.3.3.17.5 (Remote Grid) Updates to grid topology to minimize risk of ignition in HFTDs Remote GridWLDFRVegetation ContactAggregated | WLDFR | HFTD - Distribution - Tier 2 - 1QU CoRE ¦ 5QU LoRE | Non-Red Flag Warning - Destructive Fires | Vegetation Contact | Aggregated | 2033 | 1.9672e-06 | 1601.5759 | 0.0031506 | 2033 | Mitigation | 0.95 | 45 | 0 | esc | 0.00097009 | 1.9083e-09 | 0.00097009 | 1.9083e-09
[79 empty] | WLDFR | HFTD - Distribution - Tier 2 - 4QU CoRE ¦ 2QU LoRE | Red Flag Warning - Catastrophic Fires | 2034 | 1.2489e-08 | 1.2489e-08 | 16044.1264 | 263.1074 | 9721.74 | 6059.2791 | 0 | 0 | 1.2874e-05 | 0.00020038 | 0 | 0.00020038 | 0.00020038 | 0 | 0.00020038 | 0 | 7.6104e-08 | 1.6682e-07 | 0 | 1.6682e-07 | 0 | 1.8281e-06 | 3.6562e-06 | 0 | 3.6562e-06 | [12 empty] | 7.3.3.17.5 (Remote Grid) Updates to grid topology to minimize risk of ignition in HFTDs Remote GridWLDFRVegetation ContactAggregated | WLDFR | HFTD - Distribution - Tier 2 - 1QU CoRE ¦ 5QU LoRE | Non-Red Flag Warning - Destructive Fires | Vegetation Contact | Aggregated | 2034 | 1.9672e-06 | 1601.5759 | 0.0031506 | 2034 | Mitigation | 0.95 | 45 | 0 | esc | 0.00097009 | 1.9083e-09 | 0.00097009 | 1.9083e-09
[79 empty] | WLDFR | HFTD - Distribution - Tier 2 - 4QU CoRE ¦ 2QU LoRE | Red Flag Warning - Catastrophic Fires | 2035 | 1.2489e-08 | 1.2489e-08 | 16044.1264 | 263.1074 | 9721.74 | 6059.2791 | 0 | 0 | 1.2874e-05 | 0.00020038 | 0 | 0.00020038 | 0.00020038 | 0 | 0.00020038 | 0 | 7.6104e-08 | 1.6682e-07 | 0 | 1.6682e-07 | 0 | 1.9148e-06 | 3.8295e-06 | 0 | 3.8295e-06 | [12 empty] | 7.3.3.17.5 (Remote Grid) Updates to grid topology to minimize risk of ignition in HFTDs Remote GridWLDFRVegetation ContactAggregated | WLDFR | HFTD - Distribution - Tier 2 - 1QU CoRE ¦ 5QU LoRE | Non-Red Flag Warning - Destructive Fires | Vegetation Contact | Aggregated | 2035 | 1.9672e-06 | 1601.5759 | 0.0031506 | 2035 | Mitigation | 0.95 | 45 | 0 | esc | 0.00097009 | 1.9083e-09 | 0.00097009 | 1.9083e-09
[79 empty] | WLDFR | HFTD - Distribution - Tier 2 - 4QU CoRE ¦ 2QU LoRE | Red Flag Warning - Catastrophic Fires | 2036 | 1.2489e-08 | 1.2489e-08 | 16044.1264 | 263.1074 | 9721.74 | 6059.2791 | 0 | 0 | 1.2874e-05 | 0.00020038 | 0 | 0.00020038 | 0.00020038 | 0 | 0.00020038 | 0 | 7.9572e-08 | 1.7442e-07 | 0 | 1.7442e-07 | 0 | 1.9148e-06 | 3.8295e-06 | 0 | 3.8295e-06 | [12 empty] | 7.3.3.17.5 (Remote Grid) Updates to grid topology to minimize risk of ignition in HFTDs Remote GridWLDFRVegetation ContactAggregated | WLDFR | HFTD - Distribution - Tier 2 - 1QU CoRE ¦ 5QU LoRE | Non-Red Flag Warning - Destructive Fires | Vegetation Contact | Aggregated | 2036 | 1.9672e-06 | 1601.5759 | 0.0031506 | 2036 | Mitigation | 0.95 | 45 | 0 | esc | 0.00097009 | 1.9083e-09 | 0.00097009 | 1.9083e-09
[79 empty] | WLDFR | HFTD - Distribution - Tier 2 - 4QU CoRE ¦ 2QU LoRE | Red Flag Warning - Catastrophic Fires | 2037 | 1.2489e-08 | 1.2489e-08 | 16044.1264 | 263.1074 | 9721.74 | 6059.2791 | 0 | 0 | 1.2874e-05 | 0.00020038 | 0 | 0.00020038 | 0.00020038 | 0 | 0.00020038 | 0 | 7.9572e-08 | 1.7442e-07 | 0 | 1.7442e-07 | 0 | 1.9148e-06 | 3.8295e-06 | 0 | 3.8295e-06 | [12 empty] | 7.3.3.17.5 (Remote Grid) Updates to grid topology to minimize risk of ignition in HFTDs Remote GridWLDFRVegetation ContactAggregated | WLDFR | HFTD - Distribution - Tier 2 - 1QU CoRE ¦ 5QU LoRE | Non-Red Flag Warning - Destructive Fires | Vegetation Contact | Aggregated | 2037 | 1.9672e-06 | 1601.5759 | 0.0031506 | 2037 | Mitigation | 0.95 | 45 | 0 | esc | 0.00097009 | 1.9083e-09 | 0.00097009 | 1.9083e-09
[79 empty] | WLDFR | HFTD - Distribution - Tier 2 - 4QU CoRE ¦ 2QU LoRE | Red Flag Warning - Catastrophic Fires | 2038 | 1.2489e-08 | 1.2489e-08 | 16832.3912 | 280.5544 | 10192.2718 | 6359.5651 | 0 | 0 | 1.2874e-05 | 0.00021022 | 0 | 0.00021022 | 0.00021022 | 0 | 0.00021022 | 0 | 7.9572e-08 | 1.7442e-07 | 0 | 1.7442e-07 | 0 | 1.9148e-06 | 3.8295e-06 | 0 | 3.8295e-06 | [12 empty] | 7.3.3.17.5 (Remote Grid) Updates to grid topology to minimize risk of ignition in HFTDs Remote GridWLDFRVegetation ContactAggregated | WLDFR | HFTD - Distribution - Tier 2 - 1QU CoRE ¦ 5QU LoRE | Non-Red Flag Warning - Destructive Fires | Vegetation Contact | Aggregated | 2038 | 1.9672e-06 | 1601.5759 | 0.0031506 | 2038 | Mitigation | 0.95 | 45 | 0 | esc | 0.00097009 | 1.9083e-09 | 0.00097009 | 1.9083e-09
[79 empty] | WLDFR | HFTD - Distribution - Tier 2 - 4QU CoRE ¦ 2QU LoRE | Red Flag Warning - Catastrophic Fires | 2039 | 1.2489e-08 | 1.2489e-08 | 16832.3912 | 280.5544 | 10192.2718 | 6359.5651 | 0 | 0 | 1.2874e-05 | 0.00021022 | 0 | 0.00021022 | 0.00021022 | 0 | 0.00021022 | 0 | 7.9572e-08 | 1.7442e-07 | 0 | 1.7442e-07 | 0 | 1.9148e-06 | 3.8295e-06 | 0 | 3.8295e-06 | [12 empty] | 7.3.3.17.5 (Remote Grid) Updates to grid topology to minimize risk of ignition in HFTDs Remote GridWLDFRVegetation ContactAggregated | WLDFR | HFTD - Distribution - Tier 2 - 1QU CoRE ¦ 5QU LoRE | Non-Red Flag Warning - Destructive Fires | Vegetation Contact | Aggregated | 2039 | 1.9672e-06 | 1601.5759 | 0.0031506 | 2039 | Mitigation | 0.95 | 45 | 0 | esc | 0.00097009 | 1.9083e-09 | 0.00097009 | 1.9083e-09
[79 empty] | WLDFR | HFTD - Distribution - Tier 2 - 4QU CoRE ¦ 2QU LoRE | Red Flag Warning - Catastrophic Fires | 2040 | 1.2489e-08 | 1.2489e-08 | 16832.3912 | 280.5544 | 10192.2718 | 6359.5651 | 0 | 0 | 1.2874e-05 | 0.00021022 | 0 | 0.00021022 | 0.00021022 | 0 | 0.00021022 | 0 | 7.9572e-08 | 1.7442e-07 | 0 | 1.7442e-07 | 0 | 2.0088e-06 | 4.0177e-06 | 0 | 4.0177e-06 | [12 empty] | 7.3.3.17.5 (Remote Grid) Updates to grid topology to minimize risk of ignition in HFTDs Remote GridWLDFRVegetation ContactAggregated | WLDFR | HFTD - Distribution - Tier 2 - 1QU CoRE ¦ 5QU LoRE | Non-Red Flag Warning - Destructive Fires | Vegetation Contact | Aggregated | 2040 | 1.9672e-06 | 1601.5759 | 0.0031506 | 2040 | Mitigation | 0.95 | 45 | 0 | esc | 0.00097009 | 1.9083e-09 | 0.00097009 | 1.9083e-09
[79 empty] | WLDFR | HFTD - Distribution - Tier 2 - 4QU CoRE ¦ 2QU LoRE | Red Flag Warning - Catastrophic Fires | 2041 | 1.2489e-08 | 1.2489e-08 | 16832.3912 | 280.5544 | 10192.2718 | 6359.5651 | 0 | 0 | 1.2874e-05 | 0.00021022 | 0 | 0.00021022 | 0.00021022 | 0 | 0.00021022 | 0 | 8.3325e-08 | 1.8265e-07 | 0 | 1.8265e-07 | 0 | 2.0088e-06 | 4.0177e-06 | 0 | 4.0177e-06 | [12 empty] | 7.3.3.17.5 (Remote Grid) Updates to grid topology to minimize risk of ignition in HFTDs Remote GridWLDFRVegetation ContactAggregated | WLDFR | HFTD - Distribution - Tier 2 - 1QU CoRE ¦ 5QU LoRE | Non-Red Flag Warning - Destructive Fires | Vegetation Contact | Aggregated | 2041 | 1.9672e-06 | 1601.5759 | 0.0031506 | 2041 | Mitigation | 0.95 | 45 | 0 | esc | 0.00097009 | 1.9083e-09 | 0.00097009 | 1.9083e-09
[79 empty] | WLDFR | HFTD - Distribution - Tier 2 - 4QU CoRE ¦ 2QU LoRE | Red Flag Warning - Catastrophic Fires | 2042 | 1.2489e-08 | 1.2489e-08 | 16832.3912 | 280.5544 | 10192.2718 | 6359.5651 | 0 | 0 | 1.2874e-05 | 0.00021022 | 0 | 0.00021022 | 0.00021022 | 0 | 0.00021022 | 0 | 8.3325e-08 | 1.8265e-07 | 0 | 1.8265e-07 | 0 | 2.0088e-06 | 4.0177e-06 | 0 | 4.0177e-06 | [12 empty] | 7.3.3.17.5 (Remote Grid) Updates to grid topology to minimize risk of ignition in HFTDs Remote GridWLDFRVegetation ContactAggregated | WLDFR | HFTD - Distribution - Tier 2 - 1QU CoRE ¦ 5QU LoRE | Non-Red Flag Warning - Destructive Fires | Vegetation Contact | Aggregated | 2042 | 1.9672e-06 | 1601.5759 | 0.0031506 | 2042 | Mitigation | 0.95 | 45 | 0 | esc | 0.00097009 | 1.9083e-09 | 0.00097009 | 1.9083e-09
[79 empty] | WLDFR | HFTD - Distribution - Tier 2 - 4QU CoRE ¦ 2QU LoRE | Red Flag Warning - Catastrophic Fires | 2043 | 1.2489e-08 | 1.2489e-08 | 17672.0852 | 299.42 | 10692.7362 | 6679.929 | 0 | 0 | 1.2874e-05 | 0.00022071 | 0 | 0.00022071 | 0.00022071 | 0 | 0.00022071 | 0 | 8.3325e-08 | 1.8265e-07 | 0 | 1.8265e-07 | 0 | 2.0088e-06 | 4.0177e-06 | 0 | 4.0177e-06 | [12 empty] | 7.3.3.17.5 (Remote Grid) Updates to grid topology to minimize risk of ignition in HFTDs Remote GridWLDFRVegetation ContactAggregated | WLDFR | HFTD - Distribution - Tier 2 - 1QU CoRE ¦ 5QU LoRE | Non-Red Flag Warning - Destructive Fires | Vegetation Contact | Aggregated | 2043 | 1.9672e-06 | 1601.5759 | 0.0031506 | 2043 | Mitigation | 0.95 | 45 | 0 | esc | 0.00097009 | 1.9083e-09 | 0.00097009 | 1.9083e-09
[79 empty] | WLDFR | HFTD - Distribution - Tier 2 - 4QU CoRE ¦ 2QU LoRE | Red Flag Warning - Catastrophic Fires | 2044 | 1.2489e-08 | 1.2489e-08 | 17672.0852 | 299.42 | 10692.7362 | 6679.929 | 0 | 0 | 1.2874e-05 | 0.00022071 | 0 | 0.00022071 | 0.00022071 | 0 | 0.00022071 | 0 | 8.3325e-08 | 1.8265e-07 | 0 | 1.8265e-07 | 0 | 2.0088e-06 | 4.0177e-06 | 0 | 4.0177e-06 | [12 empty] | 7.3.3.17.5 (Remote Grid) Updates to grid topology to minimize risk of ignition in HFTDs Remote GridWLDFRVegetation ContactAggregated | WLDFR | HFTD - Distribution - Tier 2 - 1QU CoRE ¦ 5QU LoRE | Non-Red Flag Warning - Destructive Fires | Vegetation Contact | Aggregated | 2044 | 1.9672e-06 | 1601.5759 | 0.0031506 | 2044 | Mitigation | 0.95 | 45 | 0 | esc | 0.00097009 | 1.9083e-09 | 0.00097009 | 1.9083e-09
[79 empty] | WLDFR | HFTD - Distribution - Tier 2 - 4QU CoRE ¦ 2QU LoRE | Red Flag Warning - Catastrophic Fires | 2045 | 1.2489e-08 | 1.2489e-08 | 17672.0852 | 299.42 | 10692.7362 | 6679.929 | 0 | 0 | 1.2874e-05 | 0.00022071 | 0 | 0.00022071 | 0.00022071 | 0 | 0.00022071 | 0 | 8.3325e-08 | 1.8265e-07 | 0 | 1.8265e-07 | 0 | 2.109e-06 | 4.2181e-06 | 0 | 4.2181e-06 | [12 empty] | 7.3.3.17.5 (Remote Grid) Updates to grid topology to minimize risk of ignition in HFTDs Remote GridWLDFRVegetation ContactAggregated | WLDFR | HFTD - Distribution - Tier 2 - 1QU CoRE ¦ 5QU LoRE | Non-Red Flag Warning - Destructive Fires | Vegetation Contact | Aggregated | 2045 | 1.9672e-06 | 1601.5759 | 0.0031506 | 2045 | Mitigation | 0.95 | 45 | 0 | esc | 0.00097009 | 1.9083e-09 | 0.00097009 | 1.9083e-09
[79 empty] | WLDFR | HFTD - Distribution - Tier 2 - 4QU CoRE ¦ 2QU LoRE | Red Flag Warning - Catastrophic Fires | 2046 | 1.2489e-08 | 1.2489e-08 | 17672.0852 | 299.42 | 10692.7362 | 6679.929 | 0 | 0 | 1.2874e-05 | 0.00022071 | 0 | 0.00022071 | 0.00022071 | 0 | 0.00022071 | 0 | 8.7327e-08 | 1.9142e-07 | 0 | 1.9142e-07 | 0 | 2.109e-06 | 4.2181e-06 | 0 | 4.2181e-06 | [12 empty] | 7.3.3.17.5 (Remote Grid) Updates to grid topology to minimize risk of ignition in HFTDs Remote GridWLDFRVegetation ContactAggregated | WLDFR | HFTD - Distribution - Tier 2 - 1QU CoRE ¦ 5QU LoRE | Non-Red Flag Warning - Destructive Fires | Vegetation Contact | Aggregated | 2046 | 1.9672e-06 | 1601.5759 | 0.0031506 | 2046 | Mitigation | 0.95 | 45 | 0 | esc | 0.00097009 | 1.9083e-09 | 0.00097009 | 1.9083e-09
[79 empty] | WLDFR | HFTD - Distribution - Tier 2 - 4QU CoRE ¦ 2QU LoRE | Red Flag Warning - Catastrophic Fires | 2047 | 1.2489e-08 | 1.2489e-08 | 17672.0852 | 299.42 | 10692.7362 | 6679.929 | 0 | 0 | 1.2874e-05 | 0.00022071 | 0 | 0.00022071 | 0.00022071 | 0 | 0.00022071 | 0 | 8.7327e-08 | 1.9142e-07 | 0 | 1.9142e-07 | 0 | 2.109e-06 | 4.2181e-06 | 0 | 4.2181e-06 | [12 empty] | 7.3.3.17.5 (Remote Grid) Updates to grid topology to minimize risk of ignition in HFTDs Remote GridWLDFRVegetation ContactAggregated | WLDFR | HFTD - Distribution - Tier 2 - 1QU CoRE ¦ 5QU LoRE | Non-Red Flag Warning - Destructive Fires | Vegetation Contact | Aggregated | 2047 | 1.9672e-06 | 1601.5759 | 0.0031506 | 2047 | Mitigation | 0.95 | 45 | 0 | esc | 0.00097009 | 1.9083e-09 | 0.00097009 | 1.9083e-09
[79 empty] | WLDFR | HFTD - Distribution - Tier 2 - 4QU CoRE ¦ 2QU LoRE | Red Flag Warning - Catastrophic Fires | 2048 | 1.2489e-08 | 1.2489e-08 | 18552.3348 | 319.4911 | 11216.5626 | 7016.281 | 0 | 0 | 1.2874e-05 | 0.0002317 | 0 | 0.0002317 | 0.0002317 | 0 | 0.0002317 | 0 | 8.7327e-08 | 1.9142e-07 | 0 | 1.9142e-07 | 0 | 2.109e-06 | 4.2181e-06 | 0 | 4.2181e-06 | [12 empty] | 7.3.3.17.5 (Remote Grid) Updates to grid topology to minimize risk of ignition in HFTDs Remote GridWLDFRVegetation ContactAggregated | WLDFR | HFTD - Distribution - Tier 2 - 1QU CoRE ¦ 5QU LoRE | Non-Red Flag Warning - Destructive Fires | Vegetation Contact | Aggregated | 2048 | 1.9672e-06 | 1601.5759 | 0.0031506 | 2048 | Mitigation | 0.95 | 45 | 0 | esc | 0.00097009 | 1.9083e-09 | 0.00097009 | 1.9083e-09
[79 empty] | WLDFR | HFTD - Distribution - Tier 2 - 4QU CoRE ¦ 2QU LoRE | Red Flag Warning - Catastrophic Fires | 2049 | 1.2489e-08 | 1.2489e-08 | 18552.3348 | 319.4911 | 11216.5626 | 7016.281 | 0 | 0 | 1.2874e-05 | 0.0002317 | 0 | 0.0002317 | 0.0002317 | 0 | 0.0002317 | 0 | 8.7327e-08 | 1.9142e-07 | 0 | 1.9142e-07 | 0 | 2.109e-06 | 4.2181e-06 | 0 | 4.2181e-06 | [12 empty] | 7.3.3.17.5 (Remote Grid) Updates to grid topology to minimize risk of ignition in HFTDs Remote GridWLDFRVegetation ContactAggregated | WLDFR | HFTD - Distribution - Tier 2 - 1QU CoRE ¦ 5QU LoRE | Non-Red Flag Warning - Destructive Fires | Vegetation Contact | Aggregated | 2049 | 1.9672e-06 | 1601.5759 | 0.0031506 | 2049 | Mitigation | 0.95 | 45 | 0 | esc | 0.00097009 | 1.9083e-09 | 0.00097009 | 1.9083e-09
[79 empty] | WLDFR | HFTD - Distribution - Tier 2 - 4QU CoRE ¦ 2QU LoRE | Red Flag Warning - Catastrophic Fires | 2050 | 1.2489e-08 | 1.2489e-08 | 18552.3348 | 319.4911 | 11216.5626 | 7016.281 | 0 | 0 | 1.2874e-05 | 0.0002317 | 0 | 0.0002317 | 0.0002317 | 0 | 0.0002317 | 0 | 8.7327e-08 | 1.9142e-07 | 0 | 1.9142e-07 | 0 | 2.2141e-06 | 4.4282e-06 | 0 | 4.4282e-06 | [12 empty] | 7.3.3.17.5 (Remote Grid) Updates to grid topology to minimize risk of ignition in HFTDs Remote GridWLDFRVegetation ContactAggregated | WLDFR | HFTD - Distribution - Tier 2 - 1QU CoRE ¦ 5QU LoRE | Non-Red Flag Warning - Destructive Fires | Vegetation Contact | Aggregated | 2050 | 1.9672e-06 | 1601.5759 | 0.0031506 | 2050 | Mitigation | 0.95 | 45 | 0 | esc | 0.00097009 | 1.9083e-09 | 0.00097009 | 1.9083e-09
[79 empty] | WLDFR | HFTD - Distribution - Tier 2 - 4QU CoRE ¦ 2QU LoRE | Red Flag Warning - Catastrophic Fires | 2051 | 1.2489e-08 | 1.2489e-08 | 18552.3348 | 319.4911 | 11216.5626 | 7016.281 | 0 | 0 | 1.2874e-05 | 0.0002317 | 0 | 0.0002317 | 0.0002317 | 0 | 0.0002317 | 0 | 9.1536e-08 | 2.0065e-07 | 0 | 2.0065e-07 | 0 | 2.2141e-06 | 4.4282e-06 | 0 | 4.4282e-06 | [12 empty] | 7.3.3.17.5 (Remote Grid) Updates to grid topology to minimize risk of ignition in HFTDs Remote GridWLDFRVegetation ContactAggregated | WLDFR | HFTD - Distribution - Tier 2 - 1QU CoRE ¦ 5QU LoRE | Non-Red Flag Warning - Destructive Fires | Vegetation Contact | Aggregated | 2051 | 1.9672e-06 | 1601.5759 | 0.0031506 | 2051 | Mitigation | 0.95 | 45 | 0 | esc | 0.00097009 | 1.9083e-09 | 0.00097009 | 1.9083e-09
[79 empty] | WLDFR | HFTD - Distribution - Tier 2 - 4QU CoRE ¦ 2QU LoRE | Red Flag Warning - Catastrophic Fires | 2052 | 1.2489e-08 | 1.2489e-08 | 18552.3348 | 319.4911 | 11216.5626 | 7016.281 | 0 | 0 | 1.2874e-05 | 0.0002317 | 0 | 0.0002317 | 0.0002317 | 0 | 0.0002317 | 0 | 9.1536e-08 | 2.0065e-07 | 0 | 2.0065e-07 | 0 | 2.2141e-06 | 4.4282e-06 | 0 | 4.4282e-06 | [12 empty] | 7.3.3.17.5 (Remote Grid) Updates to grid topology to minimize risk of ignition in HFTDs Remote GridWLDFRVegetation ContactAggregated | WLDFR | HFTD - Distribution - Tier 2 - 1QU CoRE ¦ 5QU LoRE | Non-Red Flag Warning - Destructive Fires | Vegetation Contact | Aggregated | 2052 | 1.9672e-06 | 1601.5759 | 0.0031506 | 2052 | Mitigation | 0.95 | 45 | 0 | esc | 0.00097009 | 1.9083e-09 | 0.00097009 | 1.9083e-09
[79 empty] | WLDFR | HFTD - Distribution - Tier 2 - 4QU CoRE ¦ 2QU LoRE | Red Flag Warning - Catastrophic Fires | 2053 | 1.2489e-08 | 1.2489e-08 | 19462.1283 | 340.5356 | 11757.1413 | 7364.4514 | 0 | 0 | 1.2874e-05 | 0.00024306 | 0 | 0.00024306 | 0.00024306 | 0 | 0.00024306 | 0 | 9.1536e-08 | 2.0065e-07 | 0 | 2.0065e-07 | 0 | 2.2141e-06 | 4.4282e-06 | 0 | 4.4282e-06 | [12 empty] | 7.3.3.17.5 (Remote Grid) Updates to grid topology to minimize risk of ignition in HFTDs Remote GridWLDFRVegetation ContactAggregated | WLDFR | HFTD - Distribution - Tier 2 - 1QU CoRE ¦ 5QU LoRE | Non-Red Flag Warning - Destructive Fires | Vegetation Contact | Aggregated | 2053 | 1.9672e-06 | 1601.5759 | 0.0031506 | 2053 | Mitigation | 0.95 | 45 | 0 | esc | 0.00097009 | 1.9083e-09 | 0.00097009 | 1.9083e-09
[79 empty] | WLDFR | HFTD - Distribution - Tier 2 - 4QU CoRE ¦ 2QU LoRE | Red Flag Warning - Catastrophic Fires | 2054 | 1.2489e-08 | 1.2489e-08 | 19462.1283 | 340.5356 | 11757.1413 | 7364.4514 | 0 | 0 | 1.2874e-05 | 0.00024306 | 0 | 0.00024306 | 0.00024306 | 0 | 0.00024306 | 0 | 9.1536e-08 | 2.0065e-07 | 0 | 2.0065e-07 | 0 | 0 | 4.4282e-06 | 0 | 4.4282e-06 | [12 empty] | 7.3.3.17.5 (Remote Grid) Updates to grid topology to minimize risk of ignition in HFTDs Remote GridWLDFRVegetation ContactAggregated | WLDFR | HFTD - Distribution - Tier 2 - 1QU CoRE ¦ 5QU LoRE | Non-Red Flag Warning - Destructive Fires | Vegetation Contact | Aggregated | 2054 | 1.9672e-06 | 1601.5759 | 0.0031506 | 2054 | Mitigation | 0.95 | 45 | 0 | esc | 0.00097009 | 1.9083e-09 | 0.00097009 | 1.9083e-09
[79 empty] | WLDFR | HFTD - Distribution - Tier 2 - 4QU CoRE ¦ 2QU LoRE | Red Flag Warning - Catastrophic Fires | 2055 | 1.2489e-08 | 1.2489e-08 | 19462.1283 | 340.5356 | 11757.1413 | 7364.4514 | 0 | 0 | 1.2874e-05 | 0.00024306 | 0 | 0.00024306 | 0.00024306 | 0 | 0.00024306 | 0 | 9.1536e-08 | 2.0065e-07 | 0 | 2.0065e-07 | 0 | 0 | 0 | 0 | 0 | [12 empty] | 7.3.3.17.5 (Remote Grid) Updates to grid topology to minimize risk of ignition in HFTDs Remote GridWLDFRVegetation ContactAggregated | WLDFR | HFTD - Distribution - Tier 2 - 1QU CoRE ¦ 5QU LoRE | Non-Red Flag Warning - Destructive Fires | Vegetation Contact | Aggregated | 2055 | 1.9672e-06 | 1601.5759 | 0.0031506 | 2055 | Mitigation | 0.95 | 45 | 0 | esc | 0.00097009 | 1.9083e-09 | 0.00097009 | 1.9083e-09
[79 empty] | WLDFR | HFTD - Distribution - Tier 2 - 4QU CoRE ¦ 2QU LoRE | Red Flag Warning - Catastrophic Fires | 2056 | 1.2489e-08 | 1.2489e-08 | 19462.1283 | 340.5356 | 11757.1413 | 7364.4514 | 0 | 0 | 1.2874e-05 | 0.00024306 | 0 | 0.00024306 | 0.00024306 | 0 | 0.00024306 | 0 | 9.5906e-08 | 2.1023e-07 | 0 | 2.1023e-07 | 0 | 0 | 0 | 0 | 0 | [12 empty] | 7.3.3.17.5 (Remote Grid) Updates to grid topology to minimize risk of ignition in HFTDs Remote GridWLDFRVegetation ContactAggregated | WLDFR | HFTD - Distribution - Tier 2 - 1QU CoRE ¦ 5QU LoRE | Non-Red Flag Warning - Destructive Fires | Vegetation Contact | Aggregated | 2056 | 1.9672e-06 | 1601.5759 | 0.0031506 | 2056 | Mitigation | 0.95 | 45 | 0 | esc | 0.00097009 | 1.9083e-09 | 0.00097009 | 1.9083e-09
[79 empty] | WLDFR | HFTD - Distribution - Tier 2 - 4QU CoRE ¦ 2QU LoRE | Red Flag Warning - Catastrophic Fires | 2057 | 1.2489e-08 | 1.2489e-08 | 19462.1283 | 340.5356 | 11757.1413 | 7364.4514 | 0 | 0 | 1.2874e-05 | 0.00024306 | 0 | 0.00024306 | 0.00024306 | 0 | 0.00024306 | 0 | 9.5906e-08 | 2.1023e-07 | 0 | 2.1023e-07 | 0 | 4.4126e-06 | 0 | 0 | 0 | [12 empty] | 7.3.3.17.5 (Remote Grid) Updates to grid topology to minimize risk of ignition in HFTDs Remote GridWLDFRVegetation ContactAggregated | WLDFR | HFTD - Distribution - Tier 2 - 1QU CoRE ¦ 5QU LoRE | Non-Red Flag Warning - Destructive Fires | Vegetation Contact | Aggregated | 2057 | 1.9672e-06 | 1601.5759 | 0.0031506 | 2057 | Mitigation | 0.95 | 45 | 0 | esc | 0.00097009 | 1.9083e-09 | 0.00097009 | 1.9083e-09
[79 empty] | WLDFR | HFTD - Distribution - Tier 2 - 4QU CoRE ¦ 2QU LoRE | Red Flag Warning - Catastrophic Fires | 2058 | 1.2489e-08 | 1.2489e-08 | 20390.4035 | 362.3049 | 12307.8747 | 7720.2238 | 0 | 0 | 1.2874e-05 | 0.00025466 | 0 | 0.00025466 | 0.00025466 | 0 | 0.00025466 | 0 | 9.5906e-08 | 2.1023e-07 | 0 | 2.1023e-07 | 0 | 4.5738e-06 | 9.1476e-06 | 0 | 9.1476e-06 | [12 empty] | 7.3.3.17.5 (Remote Grid) Updates to grid topology to minimize risk of ignition in HFTDs Remote GridWLDFRVegetation ContactAggregated | WLDFR | HFTD - Distribution - Tier 2 - 1QU CoRE ¦ 5QU LoRE | Non-Red Flag Warning - Destructive Fires | Vegetation Contact | Aggregated | 2058 | 1.9672e-06 | 1601.5759 | 0.0031506 | 2058 | Mitigation | 0.95 | 45 | 0 | esc | 0.00097009 | 1.9083e-09 | 0.00097009 | 1.9083e-09
[79 empty] | WLDFR | HFTD - Distribution - Tier 2 - 4QU CoRE ¦ 2QU LoRE | Red Flag Warning - Catastrophic Fires | 2059 | 1.2489e-08 | 1.2489e-08 | 20390.4035 | 362.3049 | 12307.8747 | 7720.2238 | 0 | 0 | 1.2874e-05 | 0.00025466 | 0 | 0.00025466 | 0.00025466 | 0 | 0.00025466 | 0 | 9.5906e-08 | 2.1023e-07 | 0 | 2.1023e-07 | 0 | 4.5738e-06 | 9.1476e-06 | 0 | 9.1476e-06 | [12 empty] | 7.3.3.17.5 (Remote Grid) Updates to grid topology to minimize risk of ignition in HFTDs Remote GridWLDFRVegetation ContactAggregated | WLDFR | HFTD - Distribution - Tier 2 - 1QU CoRE ¦ 5QU LoRE | Non-Red Flag Warning - Destructive Fires | Vegetation Contact | Aggregated | 2059 | 1.9672e-06 | 1601.5759 | 0.0031506 | 2059 | Mitigation | 0.95 | 45 | 0 | esc | 0.00097009 | 1.9083e-09 | 0.00097009 | 1.9083e-09
[79 empty] | WLDFR | HFTD - Distribution - Tier 2 - 4QU CoRE ¦ 2QU LoRE | Red Flag Warning - Catastrophic Fires | 2060 | 1.2489e-08 | 1.2489e-08 | 20390.4035 | 362.3049 | 12307.8747 | 7720.2238 | 0 | 0 | 1.2874e-05 | 0.00025466 | 0 | 0.00025466 | 0.00025466 | 0 | 0.00025466 | 0 | 9.5906e-08 | 2.1023e-07 | 0 | 2.1023e-07 | 0 | 4.5738e-06 | 9.1476e-06 | 0 | 9.1476e-06 | [12 empty] | 7.3.3.17.5 (Remote Grid) Updates to grid topology to minimize risk of ignition in HFTDs Remote GridWLDFRVegetation ContactAggregated | WLDFR | HFTD - Distribution - Tier 2 - 1QU CoRE ¦ 5QU LoRE | Non-Red Flag Warning - Destructive Fires | Vegetation Contact | Aggregated | 2060 | 1.9672e-06 | 1601.5759 | 0.0031506 | 2060 | Mitigation | 0.95 | 45 | 0 | esc | 0.00097009 | 1.9083e-09 | 0.00097009 | 1.9083e-09
[79 empty] | WLDFR | HFTD - Distribution - Tier 2 - 4QU CoRE ¦ 2QU LoRE | Red Flag Warning - Catastrophic Fires | 2061 | 1.2489e-08 | 1.2489e-08 | 20390.4035 | 362.3049 | 12307.8747 | 7720.2238 | 0 | 0 | 1.2874e-05 | 0.00025466 | 0 | 0.00025466 | 0.00025466 | 0 | 0.00025466 | 0 | 1.0039e-07 | 2.2005e-07 | 0 | 2.2005e-07 | 0 | 4.5738e-06 | 9.1476e-06 | 0 | 9.1476e-06 | [12 empty] | 7.3.3.17.5 (Remote Grid) Updates to grid topology to minimize risk of ignition in HFTDs Remote GridWLDFRVegetation ContactAggregated | WLDFR | HFTD - Distribution - Tier 2 - 1QU CoRE ¦ 5QU LoRE | Non-Red Flag Warning - Destructive Fires | Vegetation Contact | Aggregated | 2061 | 1.9672e-06 | 1601.5759 | 0.0031506 | 2061 | Mitigation | 0.95 | 45 | 0 | esc | 0.00097009 | 1.9083e-09 | 0.00097009 | 1.9083e-09
[79 empty] | WLDFR | HFTD - Distribution - Tier 2 - 4QU CoRE ¦ 2QU LoRE | Red Flag Warning - Catastrophic Fires | 2062 | 1.2489e-08 | 1.2489e-08 | 20390.4035 | 362.3049 | 12307.8747 | 7720.2238 | 0 | 0 | 1.2874e-05 | 0.00025466 | 0 | 0.00025466 | 0.00025466 | 0 | 0.00025466 | 0 | 1.0039e-07 | 2.2005e-07 | 0 | 2.2005e-07 | 0 | 4.5738e-06 | 9.1476e-06 | 0 | 9.1476e-06 | [12 empty] | 7.3.3.17.5 (Remote Grid) Updates to grid topology to minimize risk of ignition in HFTDs Remote GridWLDFRVegetation ContactAggregated | WLDFR | HFTD - Distribution - Tier 2 - 1QU CoRE ¦ 5QU LoRE | Non-Red Flag Warning - Destructive Fires | Vegetation Contact | Aggregated | 2062 | 1.9672e-06 | 1601.5759 | 0.0031506 | 2062 | Mitigation | 0.95 | 45 | 0 | esc | 0.00097009 | 1.9083e-09 | 0.00097009 | 1.9083e-09
[79 empty] | WLDFR | HFTD - Distribution - Tier 2 - 4QU CoRE ¦ 2QU LoRE | Red Flag Warning - Catastrophic Fires | 2063 | 1.2489e-08 | 1.2489e-08 | 21325.9188 | 384.5316 | 12862.0997 | 8079.2876 | 0 | 0 | 1.2874e-05 | 0.00026634 | 0 | 0.00026634 | 0.00026634 | 0 | 0.00026634 | 0 | 1.0039e-07 | 2.2005e-07 | 0 | 2.2005e-07 | 0 | 4.7768e-06 | 9.5536e-06 | 0 | 9.5536e-06 | [12 empty] | 7.3.3.17.5 (Remote Grid) Updates to grid topology to minimize risk of ignition in HFTDs Remote GridWLDFRVegetation ContactAggregated | WLDFR | HFTD - Distribution - Tier 2 - 1QU CoRE ¦ 5QU LoRE | Non-Red Flag Warning - Destructive Fires | Vegetation Contact | Aggregated | 2063 | 1.9672e-06 | 1601.5759 | 0.0031506 | 2063 | Mitigation | 0.95 | 45 | 0 | esc | 0.00097009 | 1.9083e-09 | 0.00097009 | 1.9083e-09
[79 empty] | WLDFR | HFTD - Distribution - Tier 2 - 4QU CoRE ¦ 2QU LoRE | Red Flag Warning - Catastrophic Fires | 2064 | 1.2489e-08 | 1.2489e-08 | 21325.9188 | 384.5316 | 12862.0997 | 8079.2876 | 0 | 0 | 1.2874e-05 | 0.00026634 | 0 | 0.00026634 | 0.00026634 | 0 | 0.00026634 | 0 | 1.0039e-07 | 2.2005e-07 | 0 | 2.2005e-07 | 0 | 4.7768e-06 | 9.5536e-06 | 0 | 9.5536e-06 | [12 empty] | 7.3.3.17.5 (Remote Grid) Updates to grid topology to minimize risk of ignition in HFTDs Remote GridWLDFRVegetation ContactAggregated | WLDFR | HFTD - Distribution - Tier 2 - 1QU CoRE ¦ 5QU LoRE | Non-Red Flag Warning - Destructive Fires | Vegetation Contact | Aggregated | 2064 | 1.9672e-06 | 1601.5759 | 0.0031506 | 2064 | Mitigation | 0.95 | 45 | 0 | esc | 0.00097009 | 1.9083e-09 | 0.00097009 | 1.9083e-09
[79 empty] | WLDFR | HFTD - Distribution - Tier 2 - 4QU CoRE ¦ 2QU LoRE | Red Flag Warning - Catastrophic Fires | 2065 | 1.2489e-08 | 1.2489e-08 | 21325.9188 | 384.5316 | 12862.0997 | 8079.2876 | 0 | 0 | 1.2874e-05 | 0.00026634 | 0 | 0.00026634 | 0.00026634 | 0 | 0.00026634 | 0 | 1.0039e-07 | 2.2005e-07 | 0 | 2.2005e-07 | 0 | 4.7768e-06 | 9.5536e-06 | 0 | 9.5536e-06 | [12 empty] | 7.3.3.17.5 (Remote Grid) Updates to grid topology to minimize risk of ignition in HFTDs Remote GridWLDFRVegetation ContactAggregated | WLDFR | HFTD - Distribution - Tier 2 - 1QU CoRE ¦ 5QU LoRE | Non-Red Flag Warning - Destructive Fires | Vegetation Contact | Aggregated | 2065 | 1.9672e-06 | 1601.5759 | 0.0031506 | 2065 | Mitigation | 0.95 | 45 | 0 | esc | 0.00097009 | 1.9083e-09 | 0.00097009 | 1.9083e-09
[79 empty] | WLDFR | HFTD - Distribution - Tier 2 - 4QU CoRE ¦ 2QU LoRE | Red Flag Warning - Catastrophic Fires | 2066 | 1.2489e-08 | 1.2489e-08 | 21325.9188 | 384.5316 | 12862.0997 | 8079.2876 | 0 | 0 | 1.2874e-05 | 0.00026634 | 0 | 0.00026634 | 0.00026634 | 0 | 0.00026634 | 0 | 1.0493e-07 | 2.3001e-07 | 0 | 2.3001e-07 | 0 | 4.7768e-06 | 9.5536e-06 | 0 | 9.5536e-06 | [12 empty] | 7.3.3.17.5 (Remote Grid) Updates to grid topology to minimize risk of ignition in HFTDs Remote GridWLDFRVegetation ContactAggregated | WLDFR | HFTD - Distribution - Tier 2 - 1QU CoRE ¦ 5QU LoRE | Non-Red Flag Warning - Destructive Fires | Vegetation Contact | Aggregated | 2066 | 1.9672e-06 | 1601.5759 | 0.0031506 | 2066 | Mitigation | 0.95 | 45 | 0 | esc | 0.00097009 | 1.9083e-09 | 0.00097009 | 1.9083e-09
[79 empty] | WLDFR | HFTD - Distribution - Tier 2 - 4QU CoRE ¦ 2QU LoRE | Red Flag Warning - Catastrophic Fires | 2067 | 0 | 1.2489e-08 | 21325.9188 | 384.5316 | 12862.0997 | 8079.2876 | 0 | 0 | 1.2874e-05 | 0 | 0 | 0 | 0.00026634 | 0 | 0.00026634 | 0 | 1.0493e-07 | 2.3001e-07 | 0 | 2.3001e-07 | 0 | 4.7768e-06 | 9.5536e-06 | 0 | 9.5536e-06 | [12 empty] | 7.3.3.17.5 (Remote Grid) Updates to grid topology to minimize risk of ignition in HFTDs Remote GridWLDFRVegetation ContactAggregated | WLDFR | HFTD - Distribution - Tier 2 - 1QU CoRE ¦ 5QU LoRE | Non-Red Flag Warning - Destructive Fires | Vegetation Contact | Aggregated | 2067 | 1.9672e-06 | 1601.5759 | 0.0031506 | 2067 | Mitigation | 0.95 | 45 | 0 | esc | 0 | 0 | 0.00097009 | 1.9083e-09
[79 empty] | WLDFR | HFTD - Distribution - Tier 2 - 4QU CoRE ¦ 2QU LoRE | Red Flag Warning - Destructive Fires | 2022 | 1.9469e-09 | 0 | 8807.9522 | 222.2294 | 8585.7228 | 0 | 0 | 0 | 2.0069e-06 | 1.7148e-05 | 0 | 1.7148e-05 | 0 | 0 | 0 | 0 | 1.0493e-07 | 2.3001e-07 | 0 | 2.3001e-07 | 0 | 5.0022e-06 | 1.0004e-05 | 0 | 1.0004e-05 | [12 empty] | 7.3.3.17.5 (Remote Grid) Updates to grid topology to minimize risk of ignition in HFTDs Remote GridWLDFRWire-to-wire contactAggregated | WLDFR | HFTD - Distribution - Tier 2 - 1QU CoRE ¦ 5QU LoRE | Non-Red Flag Warning - Destructive Fires | Wire-to-wire contact | Aggregated | 2022 | 5.7058e-07 | 1601.5759 | 0.00091383 | 2022 | Mitigation | 0.95 | 45 | 0 | esc | 0.00097009 | 5.5351e-10 | 0 | 0
[79 empty] | WLDFR | HFTD - Distribution - Tier 2 - 4QU CoRE ¦ 2QU LoRE | Red Flag Warning - Destructive Fires | 2023 | 1.9469e-09 | 1.9469e-09 | 9129.7461 | 233.2301 | 8896.516 | 0 | 0 | 0 | 2.0069e-06 | 1.7775e-05 | 0 | 1.7775e-05 | 1.7775e-05 | 0 | 1.7775e-05 | 0 | 0 | 2.3001e-07 | 0 | 2.3001e-07 | 0 | 5.0022e-06 | 1.0004e-05 | 0 | 1.0004e-05 | [12 empty] | 7.3.3.17.5 (Remote Grid) Updates to grid topology to minimize risk of ignition in HFTDs Remote GridWLDFRWire-to-wire contactAggregated | WLDFR | HFTD - Distribution - Tier 2 - 1QU CoRE ¦ 5QU LoRE | Non-Red Flag Warning - Destructive Fires | Wire-to-wire contact | Aggregated | 2023 | 5.7058e-07 | 1601.5759 | 0.00091383 | 2023 | Mitigation | 0.95 | 45 | 0 | esc | 0.00097009 | 5.5351e-10 | 0.00097009 | 5.5351e-10
[79 empty] | WLDFR | HFTD - Distribution - Tier 2 - 4QU CoRE ¦ 2QU LoRE | Red Flag Warning - Destructive Fires | 2024 | 1.9469e-09 | 1.9469e-09 | 9129.7461 | 233.2301 | 8896.516 | 0 | 0 | 0 | 2.0069e-06 | 1.7775e-05 | 0 | 1.7775e-05 | 1.7775e-05 | 0 | 1.7775e-05 | 0 | 0 | 0 | 0 | 0 | 0 | 5.0022e-06 | 1.0004e-05 | 0 | 1.0004e-05 | [12 empty] | 7.3.3.17.5 (Remote Grid) Updates to grid topology to minimize risk of ignition in HFTDs Remote GridWLDFRWire-to-wire contactAggregated | WLDFR | HFTD - Distribution - Tier 2 - 1QU CoRE ¦ 5QU LoRE | Non-Red Flag Warning - Destructive Fires | Wire-to-wire contact | Aggregated | 2024 | 5.7058e-07 | 1601.5759 | 0.00091383 | 2024 | Mitigation | 0.95 | 45 | 0 | esc | 0.00097009 | 5.5351e-10 | 0.00097009 | 5.5351e-10
[79 empty] | WLDFR | HFTD - Distribution - Tier 2 - 4QU CoRE ¦ 2QU LoRE | Red Flag Warning - Destructive Fires | 2025 | 1.9469e-09 | 1.9469e-09 | 9129.7461 | 233.2301 | 8896.516 | 0 | 0 | 0 | 2.0069e-06 | 1.7775e-05 | 0 | 1.7775e-05 | 1.7775e-05 | 0 | 1.7775e-05 | 0 | 2.6024e-05 | 0 | 0 | 0 | 0 | 5.0022e-06 | 1.0004e-05 | 0 | 1.0004e-05 | [12 empty] | 7.3.3.17.5 (Remote Grid) Updates to grid topology to minimize risk of ignition in HFTDs Remote GridWLDFRWire-to-wire contactAggregated | WLDFR | HFTD - Distribution - Tier 2 - 1QU CoRE ¦ 5QU LoRE | Non-Red Flag Warning - Destructive Fires | Wire-to-wire contact | Aggregated | 2025 | 5.7058e-07 | 1601.5759 | 0.00091383 | 2025 | Mitigation | 0.95 | 45 | 0 | esc | 0.00097009 | 5.5351e-10 | 0.00097009 | 5.5351e-10
[79 empty] | WLDFR | HFTD - Distribution - Tier 2 - 4QU CoRE ¦ 2QU LoRE | Red Flag Warning - Destructive Fires | 2026 | 1.9469e-09 | 1.9469e-09 | 9129.7461 | 233.2301 | 8896.516 | 0 | 0 | 0 | 2.0069e-06 | 1.7775e-05 | 0 | 1.7775e-05 | 1.7775e-05 | 0 | 1.7775e-05 | 0 | 2.6978e-05 | 5.9137e-05 | 0 | 5.9137e-05 | 0 | 5.0022e-06 | 1.0004e-05 | 0 | 1.0004e-05 | [12 empty] | 7.3.3.17.5 (Remote Grid) Updates to grid topology to minimize risk of ignition in HFTDs Remote GridWLDFRWire-to-wire contactAggregated | WLDFR | HFTD - Distribution - Tier 2 - 1QU CoRE ¦ 5QU LoRE | Non-Red Flag Warning - Destructive Fires | Wire-to-wire contact | Aggregated | 2026 | 5.7058e-07 | 1601.5759 | 0.00091383 | 2026 | Mitigation | 0.95 | 45 | 0 | esc | 0.00097009 | 5.5351e-10 | 0.00097009 | 5.5351e-10
[79 empty] | WLDFR | HFTD - Distribution - Tier 2 - 4QU CoRE ¦ 2QU LoRE | Red Flag Warning - Destructive Fires | 2027 | 1.9469e-09 | 1.9469e-09 | 9129.7461 | 233.2301 | 8896.516 | 0 | 0 | 0 | 2.0069e-06 | 1.7775e-05 | 0 | 1.7775e-05 | 1.7775e-05 | 0 | 1.7775e-05 | 0 | 2.6978e-05 | 5.9137e-05 | 0 | 5.9137e-05 | 0 | 5.2467e-06 | 1.0493e-05 | 0 | 1.0493e-05 | [12 empty] | 7.3.3.17.5 (Remote Grid) Updates to grid topology to minimize risk of ignition in HFTDs Remote GridWLDFRWire-to-wire contactAggregated | WLDFR | HFTD - Distribution - Tier 2 - 1QU CoRE ¦ 5QU LoRE | Non-Red Flag Warning - Destructive Fires | Wire-to-wire contact | Aggregated | 2027 | 5.7058e-07 | 1601.5759 | 0.00091383 | 2027 | Mitigation | 0.95 | 45 | 0 | esc | 0.00097009 | 5.5351e-10 | 0.00097009 | 5.5351e-10
[79 empty] | WLDFR | HFTD - Distribution - Tier 2 - 4QU CoRE ¦ 2QU LoRE | Red Flag Warning - Destructive Fires | 2028 | 1.9469e-09 | 1.9469e-09 | 9534.9221 | 247.273 | 9287.6491 | 0 | 0 | 0 | 2.0069e-06 | 1.8563e-05 | 0 | 1.8563e-05 | 1.8563e-05 | 0 | 1.8563e-05 | 0 | 2.6978e-05 | 5.9137e-05 | 0 | 5.9137e-05 | 0 | 5.2467e-06 | 1.0493e-05 | 0 | 1.0493e-05 | [12 empty] | 7.3.3.17.5 (Remote Grid) Updates to grid topology to minimize risk of ignition in HFTDs Remote GridWLDFRWire-to-wire contactAggregated | WLDFR | HFTD - Distribution - Tier 2 - 1QU CoRE ¦ 5QU LoRE | Non-Red Flag Warning - Destructive Fires | Wire-to-wire contact | Aggregated | 2028 | 5.7058e-07 | 1601.5759 | 0.00091383 | 2028 | Mitigation | 0.95 | 45 | 0 | esc | 0.00097009 | 5.5351e-10 | 0.00097009 | 5.5351e-10
[79 empty] | WLDFR | HFTD - Distribution - Tier 2 - 4QU CoRE ¦ 2QU LoRE | Red Flag Warning - Destructive Fires | 2029 | 1.9469e-09 | 1.9469e-09 | 9534.9221 | 247.273 | 9287.6491 | 0 | 0 | 0 | 2.0069e-06 | 1.8563e-05 | 0 | 1.8563e-05 | 1.8563e-05 | 0 | 1.8563e-05 | 0 | 2.6978e-05 | 5.9137e-05 | 0 | 5.9137e-05 | 0 | 5.2467e-06 | 1.0493e-05 | 0 | 1.0493e-05 | [12 empty] | 7.3.3.17.5 (Remote Grid) Updates to grid topology to minimize risk of ignition in HFTDs Remote GridWLDFRWire-to-wire contactAggregated | WLDFR | HFTD - Distribution - Tier 2 - 1QU CoRE ¦ 5QU LoRE | Non-Red Flag Warning - Destructive Fires | Wire-to-wire contact | Aggregated | 2029 | 5.7058e-07 | 1601.5759 | 0.00091383 | 2029 | Mitigation | 0.95 | 45 | 0 | esc | 0.00097009 | 5.5351e-10 | 0.00097009 | 5.5351e-10
[79 empty] | WLDFR | HFTD - Distribution - Tier 2 - 4QU CoRE ¦ 2QU LoRE | Red Flag Warning - Destructive Fires | 2030 | 1.9469e-09 | 1.9469e-09 | 9534.9221 | 247.273 | 9287.6491 | 0 | 0 | 0 | 2.0069e-06 | 1.8563e-05 | 0 | 1.8563e-05 | 1.8563e-05 | 0 | 1.8563e-05 | 0 | 2.6978e-05 | 5.9137e-05 | 0 | 5.9137e-05 | 0 | 5.2467e-06 | 1.0493e-05 | 0 | 1.0493e-05 | [12 empty] | 7.3.3.17.5 (Remote Grid) Updates to grid topology to minimize risk of ignition in HFTDs Remote GridWLDFRWire-to-wire contactAggregated | WLDFR | HFTD - Distribution - Tier 2 - 1QU CoRE ¦ 5QU LoRE | Non-Red Flag Warning - Destructive Fires | Wire-to-wire contact | Aggregated | 2030 | 5.7058e-07 | 1601.5759 | 0.00091383 | 2030 | Mitigation | 0.95 | 45 | 0 | esc | 0.00097009 | 5.5351e-10 | 0.00097009 | 5.5351e-10
[79 empty] | WLDFR | HFTD - Distribution - Tier 2 - 4QU CoRE ¦ 2QU LoRE | Red Flag Warning - Destructive Fires | 2031 | 1.9469e-09 | 1.9469e-09 | 9534.9221 | 247.273 | 9287.6491 | 0 | 0 | 0 | 2.0069e-06 | 1.8563e-05 | 0 | 1.8563e-05 | 1.8563e-05 | 0 | 1.8563e-05 | 0 | 2.818e-05 | 6.1771e-05 | 0 | 6.1771e-05 | 0 | 5.2467e-06 | 1.0493e-05 | 0 | 1.0493e-05 | [12 empty] | 7.3.3.17.5 (Remote Grid) Updates to grid topology to minimize risk of ignition in HFTDs Remote GridWLDFRWire-to-wire contactAggregated | WLDFR | HFTD - Distribution - Tier 2 - 1QU CoRE ¦ 5QU LoRE | Non-Red Flag Warning - Destructive Fires | Wire-to-wire contact | Aggregated | 2031 | 5.7058e-07 | 1601.5759 | 0.00091383 | 2031 | Mitigation | 0.95 | 45 | 0 | esc | 0.00097009 | 5.5351e-10 | 0.00097009 | 5.5351e-10
[79 empty] | WLDFR | HFTD - Distribution - Tier 2 - 4QU CoRE ¦ 2QU LoRE | Red Flag Warning - Destructive Fires | 2032 | 1.9469e-09 | 1.9469e-09 | 9534.9221 | 247.273 | 9287.6491 | 0 | 0 | 0 | 2.0069e-06 | 1.8563e-05 | 0 | 1.8563e-05 | 1.8563e-05 | 0 | 1.8563e-05 | 0 | 2.818e-05 | 6.1771e-05 | 0 | 6.1771e-05 | 0 | 5.5068e-06 | 1.1014e-05 | 0 | 1.1014e-05 | [12 empty] | 7.3.3.17.5 (Remote Grid) Updates to grid topology to minimize risk of ignition in HFTDs Remote GridWLDFRWire-to-wire contactAggregated | WLDFR | HFTD - Distribution - Tier 2 - 1QU CoRE ¦ 5QU LoRE | Non-Red Flag Warning - Destructive Fires | Wire-to-wire contact | Aggregated | 2032 | 5.7058e-07 | 1601.5759 | 0.00091383 | 2032 | Mitigation | 0.95 | 45 | 0 | esc | 0.00097009 | 5.5351e-10 | 0.00097009 | 5.5351e-10
[79 empty] | WLDFR | HFTD - Distribution - Tier 2 - 4QU CoRE ¦ 2QU LoRE | Red Flag Warning - Destructive Fires | 2033 | 1.9469e-09 | 1.9469e-09 | 9984.8474 | 263.1074 | 9721.74 | 0 | 0 | 0 | 2.0069e-06 | 1.9439e-05 | 0 | 1.9439e-05 | 1.9439e-05 | 0 | 1.9439e-05 | 0 | 2.818e-05 | 6.1771e-05 | 0 | 6.1771e-05 | 0 | 5.5068e-06 | 1.1014e-05 | 0 | 1.1014e-05 | [12 empty] | 7.3.3.17.5 (Remote Grid) Updates to grid topology to minimize risk of ignition in HFTDs Remote GridWLDFRWire-to-wire contactAggregated | WLDFR | HFTD - Distribution - Tier 2 - 1QU CoRE ¦ 5QU LoRE | Non-Red Flag Warning - Destructive Fires | Wire-to-wire contact | Aggregated | 2033 | 5.7058e-07 | 1601.5759 | 0.00091383 | 2033 | Mitigation | 0.95 | 45 | 0 | esc | 0.00097009 | 5.5351e-10 | 0.00097009 | 5.5351e-10
[79 empty] | WLDFR | HFTD - Distribution - Tier 2 - 4QU CoRE ¦ 2QU LoRE | Red Flag Warning - Destructive Fires | 2034 | 1.9469e-09 | 1.9469e-09 | 9984.8474 | 263.1074 | 9721.74 | 0 | 0 | 0 | 2.0069e-06 | 1.9439e-05 | 0 | 1.9439e-05 | 1.9439e-05 | 0 | 1.9439e-05 | 0 | 2.818e-05 | 6.1771e-05 | 0 | 6.1771e-05 | 0 | 5.5068e-06 | 1.1014e-05 | 0 | 1.1014e-05 | [12 empty] | 7.3.3.17.5 (Remote Grid) Updates to grid topology to minimize risk of ignition in HFTDs Remote GridWLDFRWire-to-wire contactAggregated | WLDFR | HFTD - Distribution - Tier 2 - 1QU CoRE ¦ 5QU LoRE | Non-Red Flag Warning - Destructive Fires | Wire-to-wire contact | Aggregated | 2034 | 5.7058e-07 | 1601.5759 | 0.00091383 | 2034 | Mitigation | 0.95 | 45 | 0 | esc | 0.00097009 | 5.5351e-10 | 0.00097009 | 5.5351e-10
[79 empty] | WLDFR | HFTD - Distribution - Tier 2 - 4QU CoRE ¦ 2QU LoRE | Red Flag Warning - Destructive Fires | 2035 | 1.9469e-09 | 1.9469e-09 | 9984.8474 | 263.1074 | 9721.74 | 0 | 0 | 0 | 2.0069e-06 | 1.9439e-05 | 0 | 1.9439e-05 | 1.9439e-05 | 0 | 1.9439e-05 | 0 | 2.818e-05 | 6.1771e-05 | 0 | 6.1771e-05 | 0 | 5.5068e-06 | 1.1014e-05 | 0 | 1.1014e-05 | [12 empty] | 7.3.3.17.5 (Remote Grid) Updates to grid topology to minimize risk of ignition in HFTDs Remote GridWLDFRWire-to-wire contactAggregated | WLDFR | HFTD - Distribution - Tier 2 - 1QU CoRE ¦ 5QU LoRE | Non-Red Flag Warning - Destructive Fires | Wire-to-wire contact | Aggregated | 2035 | 5.7058e-07 | 1601.5759 | 0.00091383 | 2035 | Mitigation | 0.95 | 45 | 0 | esc | 0.00097009 | 5.5351e-10 | 0.00097009 | 5.5351e-10
[79 empty] | WLDFR | HFTD - Distribution - Tier 2 - 4QU CoRE ¦ 2QU LoRE | Red Flag Warning - Destructive Fires | 2036 | 1.9469e-09 | 1.9469e-09 | 9984.8474 | 263.1074 | 9721.74 | 0 | 0 | 0 | 2.0069e-06 | 1.9439e-05 | 0 | 1.9439e-05 | 1.9439e-05 | 0 | 1.9439e-05 | 0 | 2.9516e-05 | 6.47e-05 | 0 | 6.47e-05 | 0 | 5.5068e-06 | 1.1014e-05 | 0 | 1.1014e-05 | [12 empty] | 7.3.3.17.5 (Remote Grid) Updates to grid topology to minimize risk of ignition in HFTDs Remote GridWLDFRWire-to-wire contactAggregated | WLDFR | HFTD - Distribution - Tier 2 - 1QU CoRE ¦ 5QU LoRE | Non-Red Flag Warning - Destructive Fires | Wire-to-wire contact | Aggregated | 2036 | 5.7058e-07 | 1601.5759 | 0.00091383 | 2036 | Mitigation | 0.95 | 45 | 0 | esc | 0.00097009 | 5.5351e-10 | 0.00097009 | 5.5351e-10
[79 empty] | WLDFR | HFTD - Distribution - Tier 2 - 4QU CoRE ¦ 2QU LoRE | Red Flag Warning - Destructive Fires | 2037 | 1.9469e-09 | 1.9469e-09 | 9984.8474 | 263.1074 | 9721.74 | 0 | 0 | 0 | 2.0069e-06 | 1.9439e-05 | 0 | 1.9439e-05 | 1.9439e-05 | 0 | 1.9439e-05 | 0 | 2.9516e-05 | 6.47e-05 | 0 | 6.47e-05 | 0 | 5.7793e-06 | 1.1559e-05 | 0 | 1.1559e-05 | [12 empty] | 7.3.3.17.5 (Remote Grid) Updates to grid topology to minimize risk of ignition in HFTDs Remote GridWLDFRWire-to-wire contactAggregated | WLDFR | HFTD - Distribution - Tier 2 - 1QU CoRE ¦ 5QU LoRE | Non-Red Flag Warning - Destructive Fires | Wire-to-wire contact | Aggregated | 2037 | 5.7058e-07 | 1601.5759 | 0.00091383 | 2037 | Mitigation | 0.95 | 45 | 0 | esc | 0.00097009 | 5.5351e-10 | 0.00097009 | 5.5351e-10
[79 empty] | WLDFR | HFTD - Distribution - Tier 2 - 4QU CoRE ¦ 2QU LoRE | Red Flag Warning - Destructive Fires | 2038 | 1.9469e-09 | 1.9469e-09 | 10472.8261 | 280.5544 | 10192.2718 | 0 | 0 | 0 | 2.0069e-06 | 2.0389e-05 | 0 | 2.0389e-05 | 2.0389e-05 | 0 | 2.0389e-05 | 0 | 2.9516e-05 | 6.47e-05 | 0 | 6.47e-05 | 0 | 5.7793e-06 | 1.1559e-05 | 0 | 1.1559e-05 | [12 empty] | 7.3.3.17.5 (Remote Grid) Updates to grid topology to minimize risk of ignition in HFTDs Remote GridWLDFRWire-to-wire contactAggregated | WLDFR | HFTD - Distribution - Tier 2 - 1QU CoRE ¦ 5QU LoRE | Non-Red Flag Warning - Destructive Fires | Wire-to-wire contact | Aggregated | 2038 | 5.7058e-07 | 1601.5759 | 0.00091383 | 2038 | Mitigation | 0.95 | 45 | 0 | esc | 0.00097009 | 5.5351e-10 | 0.00097009 | 5.5351e-10
[79 empty] | WLDFR | HFTD - Distribution - Tier 2 - 4QU CoRE ¦ 2QU LoRE | Red Flag Warning - Destructive Fires | 2039 | 1.9469e-09 | 1.9469e-09 | 10472.8261 | 280.5544 | 10192.2718 | 0 | 0 | 0 | 2.0069e-06 | 2.0389e-05 | 0 | 2.0389e-05 | 2.0389e-05 | 0 | 2.0389e-05 | 0 | 2.9516e-05 | 6.47e-05 | 0 | 6.47e-05 | 0 | 5.7793e-06 | 1.1559e-05 | 0 | 1.1559e-05 | [12 empty] | 7.3.3.17.5 (Remote Grid) Updates to grid topology to minimize risk of ignition in HFTDs Remote GridWLDFRWire-to-wire contactAggregated | WLDFR | HFTD - Distribution - Tier 2 - 1QU CoRE ¦ 5QU LoRE | Non-Red Flag Warning - Destructive Fires | Wire-to-wire contact | Aggregated | 2039 | 5.7058e-07 | 1601.5759 | 0.00091383 | 2039 | Mitigation | 0.95 | 45 | 0 | esc | 0.00097009 | 5.5351e-10 | 0.00097009 | 5.5351e-10
[79 empty] | WLDFR | HFTD - Distribution - Tier 2 - 4QU CoRE ¦ 2QU LoRE | Red Flag Warning - Destructive Fires | 2040 | 1.9469e-09 | 1.9469e-09 | 10472.8261 | 280.5544 | 10192.2718 | 0 | 0 | 0 | 2.0069e-06 | 2.0389e-05 | 0 | 2.0389e-05 | 2.0389e-05 | 0 | 2.0389e-05 | 0 | 2.9516e-05 | 6.47e-05 | 0 | 6.47e-05 | 0 | 5.7793e-06 | 1.1559e-05 | 0 | 1.1559e-05 | [12 empty] | 7.3.3.17.5 (Remote Grid) Updates to grid topology to minimize risk of ignition in HFTDs Remote GridWLDFRWire-to-wire contactAggregated | WLDFR | HFTD - Distribution - Tier 2 - 1QU CoRE ¦ 5QU LoRE | Non-Red Flag Warning - Destructive Fires | Wire-to-wire contact | Aggregated | 2040 | 5.7058e-07 | 1601.5759 | 0.00091383 | 2040 | Mitigation | 0.95 | 45 | 0 | esc | 0.00097009 | 5.5351e-10 | 0.00097009 | 5.5351e-10
[79 empty] | WLDFR | HFTD - Distribution - Tier 2 - 4QU CoRE ¦ 2QU LoRE | Red Flag Warning - Destructive Fires | 2041 | 1.9469e-09 | 1.9469e-09 | 10472.8261 | 280.5544 | 10192.2718 | 0 | 0 | 0 | 2.0069e-06 | 2.0389e-05 | 0 | 2.0389e-05 | 2.0389e-05 | 0 | 2.0389e-05 | 0 | 3.0966e-05 | 6.7878e-05 | 0 | 6.7878e-05 | 0 | 0 | 1.1559e-05 | 0 | 1.1559e-05 | [12 empty] | 7.3.3.17.5 (Remote Grid) Updates to grid topology to minimize risk of ignition in HFTDs Remote GridWLDFRWire-to-wire contactAggregated | WLDFR | HFTD - Distribution - Tier 2 - 1QU CoRE ¦ 5QU LoRE | Non-Red Flag Warning - Destructive Fires | Wire-to-wire contact | Aggregated | 2041 | 5.7058e-07 | 1601.5759 | 0.00091383 | 2041 | Mitigation | 0.95 | 45 | 0 | esc | 0.00097009 | 5.5351e-10 | 0.00097009 | 5.5351e-10
[79 empty] | WLDFR | HFTD - Distribution - Tier 2 - 4QU CoRE ¦ 2QU LoRE | Red Flag Warning - Destructive Fires | 2042 | 1.9469e-09 | 1.9469e-09 | 10472.8261 | 280.5544 | 10192.2718 | 0 | 0 | 0 | 2.0069e-06 | 2.0389e-05 | 0 | 2.0389e-05 | 2.0389e-05 | 0 | 2.0389e-05 | 0 | 3.0966e-05 | 6.7878e-05 | 0 | 6.7878e-05 | 0 | 0 | 0 | 0 | 0 | [12 empty] | 7.3.3.17.5 (Remote Grid) Updates to grid topology to minimize risk of ignition in HFTDs Remote GridWLDFRWire-to-wire contactAggregated | WLDFR | HFTD - Distribution - Tier 2 - 1QU CoRE ¦ 5QU LoRE | Non-Red Flag Warning - Destructive Fires | Wire-to-wire contact | Aggregated | 2042 | 5.7058e-07 | 1601.5759 | 0.00091383 | 2042 | Mitigation | 0.95 | 45 | 0 | esc | 0.00097009 | 5.5351e-10 | 0.00097009 | 5.5351e-10
[79 empty] | WLDFR | HFTD - Distribution - Tier 2 - 4QU CoRE ¦ 2QU LoRE | Red Flag Warning - Destructive Fires | 2043 | 1.9469e-09 | 1.9469e-09 | 10992.1562 | 299.42 | 10692.7362 | 0 | 0 | 0 | 2.0069e-06 | 2.14e-05 | 0 | 2.14e-05 | 2.14e-05 | 0 | 2.14e-05 | 0 | 3.0966e-05 | 6.7878e-05 | 0 | 6.7878e-05 | 0 | 0 | 0 | 0 | 0 | [12 empty] | 7.3.3.17.5 (Remote Grid) Updates to grid topology to minimize risk of ignition in HFTDs Remote GridWLDFRWire-to-wire contactAggregated | WLDFR | HFTD - Distribution - Tier 2 - 1QU CoRE ¦ 5QU LoRE | Non-Red Flag Warning - Destructive Fires | Wire-to-wire contact | Aggregated | 2043 | 5.7058e-07 | 1601.5759 | 0.00091383 | 2043 | Mitigation | 0.95 | 45 | 0 | esc | 0.00097009 | 5.5351e-10 | 0.00097009 | 5.5351e-10
[79 empty] | WLDFR | HFTD - Distribution - Tier 2 - 4QU CoRE ¦ 2QU LoRE | Red Flag Warning - Destructive Fires | 2044 | 1.9469e-09 | 1.9469e-09 | 10992.1562 | 299.42 | 10692.7362 | 0 | 0 | 0 | 2.0069e-06 | 2.14e-05 | 0 | 2.14e-05 | 2.14e-05 | 0 | 2.14e-05 | 0 | 3.0966e-05 | 6.7878e-05 | 0 | 6.7878e-05 | 0 | 3.7176e-07 | 0 | 0 | 0 | [12 empty] | 7.3.3.17.5 (Remote Grid) Updates to grid topology to minimize risk of ignition in HFTDs Remote GridWLDFRWire-to-wire contactAggregated | WLDFR | HFTD - Distribution - Tier 2 - 1QU CoRE ¦ 5QU LoRE | Non-Red Flag Warning - Destructive Fires | Wire-to-wire contact | Aggregated | 2044 | 5.7058e-07 | 1601.5759 | 0.00091383 | 2044 | Mitigation | 0.95 | 45 | 0 | esc | 0.00097009 | 5.5351e-10 | 0.00097009 | 5.5351e-10
[79 empty] | WLDFR | HFTD - Distribution - Tier 2 - 4QU CoRE ¦ 2QU LoRE | Red Flag Warning - Destructive Fires | 2045 | 1.9469e-09 | 1.9469e-09 | 10992.1562 | 299.42 | 10692.7362 | 0 | 0 | 0 | 2.0069e-06 | 2.14e-05 | 0 | 2.14e-05 | 2.14e-05 | 0 | 2.14e-05 | 0 | 3.0966e-05 | 6.7878e-05 | 0 | 6.7878e-05 | 0 | 3.884e-07 | 7.7679e-07 | 0 | 7.7679e-07 | [12 empty] | 7.3.3.17.5 (Remote Grid) Updates to grid topology to minimize risk of ignition in HFTDs Remote GridWLDFRWire-to-wire contactAggregated | WLDFR | HFTD - Distribution - Tier 2 - 1QU CoRE ¦ 5QU LoRE | Non-Red Flag Warning - Destructive Fires | Wire-to-wire contact | Aggregated | 2045 | 5.7058e-07 | 1601.5759 | 0.00091383 | 2045 | Mitigation | 0.95 | 45 | 0 | esc | 0.00097009 | 5.5351e-10 | 0.00097009 | 5.5351e-10
[79 empty] | WLDFR | HFTD - Distribution - Tier 2 - 4QU CoRE ¦ 2QU LoRE | Red Flag Warning - Destructive Fires | 2046 | 1.9469e-09 | 1.9469e-09 | 10992.1562 | 299.42 | 10692.7362 | 0 | 0 | 0 | 2.0069e-06 | 2.14e-05 | 0 | 2.14e-05 | 2.14e-05 | 0 | 2.14e-05 | 0 | 3.2511e-05 | 7.1264e-05 | 0 | 7.1264e-05 | 0 | 3.884e-07 | 7.7679e-07 | 0 | 7.7679e-07 | [12 empty] | 7.3.3.17.5 (Remote Grid) Updates to grid topology to minimize risk of ignition in HFTDs Remote GridWLDFRWire-to-wire contactAggregated | WLDFR | HFTD - Distribution - Tier 2 - 1QU CoRE ¦ 5QU LoRE | Non-Red Flag Warning - Destructive Fires | Wire-to-wire contact | Aggregated | 2046 | 5.7058e-07 | 1601.5759 | 0.00091383 | 2046 | Mitigation | 0.95 | 45 | 0 | esc | 0.00097009 | 5.5351e-10 | 0.00097009 | 5.5351e-10
[79 empty] | WLDFR | HFTD - Distribution - Tier 2 - 4QU CoRE ¦ 2QU LoRE | Red Flag Warning - Destructive Fires | 2047 | 1.9469e-09 | 1.9469e-09 | 10992.1562 | 299.42 | 10692.7362 | 0 | 0 | 0 | 2.0069e-06 | 2.14e-05 | 0 | 2.14e-05 | 2.14e-05 | 0 | 2.14e-05 | 0 | 3.2511e-05 | 7.1264e-05 | 0 | 7.1264e-05 | 0 | 3.884e-07 | 7.7679e-07 | 0 | 7.7679e-07 | [12 empty] | 7.3.3.17.5 (Remote Grid) Updates to grid topology to minimize risk of ignition in HFTDs Remote GridWLDFRWire-to-wire contactAggregated | WLDFR | HFTD - Distribution - Tier 2 - 1QU CoRE ¦ 5QU LoRE | Non-Red Flag Warning - Destructive Fires | Wire-to-wire contact | Aggregated | 2047 | 5.7058e-07 | 1601.5759 | 0.00091383 | 2047 | Mitigation | 0.95 | 45 | 0 | esc | 0.00097009 | 5.5351e-10 | 0.00097009 | 5.5351e-10
[79 empty] | WLDFR | HFTD - Distribution - Tier 2 - 4QU CoRE ¦ 2QU LoRE | Red Flag Warning - Destructive Fires | 2048 | 1.9469e-09 | 1.9469e-09 | 11536.0538 | 319.4911 | 11216.5626 | 0 | 0 | 0 | 2.0069e-06 | 2.2459e-05 | 0 | 2.2459e-05 | 2.2459e-05 | 0 | 2.2459e-05 | 0 | 3.2511e-05 | 7.1264e-05 | 0 | 7.1264e-05 | 0 | 3.884e-07 | 7.7679e-07 | 0 | 7.7679e-07 | [12 empty] | 7.3.3.17.5 (Remote Grid) Updates to grid topology to minimize risk of ignition in HFTDs Remote GridWLDFRWire-to-wire contactAggregated | WLDFR | HFTD - Distribution - Tier 2 - 1QU CoRE ¦ 5QU LoRE | Non-Red Flag Warning - Destructive Fires | Wire-to-wire contact | Aggregated | 2048 | 5.7058e-07 | 1601.5759 | 0.00091383 | 2048 | Mitigation | 0.95 | 45 | 0 | esc | 0.00097009 | 5.5351e-10 | 0.00097009 | 5.5351e-10
[79 empty] | WLDFR | HFTD - Distribution - Tier 2 - 4QU CoRE ¦ 2QU LoRE | Red Flag Warning - Destructive Fires | 2049 | 1.9469e-09 | 1.9469e-09 | 11536.0538 | 319.4911 | 11216.5626 | 0 | 0 | 0 | 2.0069e-06 | 2.2459e-05 | 0 | 2.2459e-05 | 2.2459e-05 | 0 | 2.2459e-05 | 0 | 3.2511e-05 | 7.1264e-05 | 0 | 7.1264e-05 | 0 | 3.884e-07 | 7.7679e-07 | 0 | 7.7679e-07 | [12 empty] | 7.3.3.17.5 (Remote Grid) Updates to grid topology to minimize risk of ignition in HFTDs Remote GridWLDFRWire-to-wire contactAggregated | WLDFR | HFTD - Distribution - Tier 2 - 1QU CoRE ¦ 5QU LoRE | Non-Red Flag Warning - Destructive Fires | Wire-to-wire contact | Aggregated | 2049 | 5.7058e-07 | 1601.5759 | 0.00091383 | 2049 | Mitigation | 0.95 | 45 | 0 | esc | 0.00097009 | 5.5351e-10 | 0.00097009 | 5.5351e-10
[79 empty] | WLDFR | HFTD - Distribution - Tier 2 - 4QU CoRE ¦ 2QU LoRE | Red Flag Warning - Destructive Fires | 2050 | 1.9469e-09 | 1.9469e-09 | 11536.0538 | 319.4911 | 11216.5626 | 0 | 0 | 0 | 2.0069e-06 | 2.2459e-05 | 0 | 2.2459e-05 | 2.2459e-05 | 0 | 2.2459e-05 | 0 | 3.2511e-05 | 7.1264e-05 | 0 | 7.1264e-05 | 0 | 4.0982e-07 | 8.1964e-07 | 0 | 8.1964e-07 | [12 empty] | 7.3.3.17.5 (Remote Grid) Updates to grid topology to minimize risk of ignition in HFTDs Remote GridWLDFRWire-to-wire contactAggregated | WLDFR | HFTD - Distribution - Tier 2 - 1QU CoRE ¦ 5QU LoRE | Non-Red Flag Warning - Destructive Fires | Wire-to-wire contact | Aggregated | 2050 | 5.7058e-07 | 1601.5759 | 0.00091383 | 2050 | Mitigation | 0.95 | 45 | 0 | esc | 0.00097009 | 5.5351e-10 | 0.00097009 | 5.5351e-10
[79 empty] | WLDFR | HFTD - Distribution - Tier 2 - 4QU CoRE ¦ 2QU LoRE | Red Flag Warning - Destructive Fires | 2051 | 1.9469e-09 | 1.9469e-09 | 11536.0538 | 319.4911 | 11216.5626 | 0 | 0 | 0 | 2.0069e-06 | 2.2459e-05 | 0 | 2.2459e-05 | 2.2459e-05 | 0 | 2.2459e-05 | 0 | 3.413e-05 | 7.4814e-05 | 0 | 7.4814e-05 | 0 | 4.0982e-07 | 8.1964e-07 | 0 | 8.1964e-07 | [12 empty] | 7.3.3.17.5 (Remote Grid) Updates to grid topology to minimize risk of ignition in HFTDs Remote GridWLDFRWire-to-wire contactAggregated | WLDFR | HFTD - Distribution - Tier 2 - 1QU CoRE ¦ 5QU LoRE | Non-Red Flag Warning - Destructive Fires | Wire-to-wire contact | Aggregated | 2051 | 5.7058e-07 | 1601.5759 | 0.00091383 | 2051 | Mitigation | 0.95 | 45 | 0 | esc | 0.00097009 | 5.5351e-10 | 0.00097009 | 5.5351e-10
[79 empty] | WLDFR | HFTD - Distribution - Tier 2 - 4QU CoRE ¦ 2QU LoRE | Red Flag Warning - Destructive Fires | 2052 | 1.9469e-09 | 1.9469e-09 | 11536.0538 | 319.4911 | 11216.5626 | 0 | 0 | 0 | 2.0069e-06 | 2.2459e-05 | 0 | 2.2459e-05 | 2.2459e-05 | 0 | 2.2459e-05 | 0 | 3.413e-05 | 7.4814e-05 | 0 | 7.4814e-05 | 0 | 4.0982e-07 | 8.1964e-07 | 0 | 8.1964e-07 | [12 empty] | 7.3.3.17.5 (Remote Grid) Updates to grid topology to minimize risk of ignition in HFTDs Remote GridWLDFRWire-to-wire contactAggregated | WLDFR | HFTD - Distribution - Tier 2 - 1QU CoRE ¦ 5QU LoRE | Non-Red Flag Warning - Destructive Fires | Wire-to-wire contact | Aggregated | 2052 | 5.7058e-07 | 1601.5759 | 0.00091383 | 2052 | Mitigation | 0.95 | 45 | 0 | esc | 0.00097009 | 5.5351e-10 | 0.00097009 | 5.5351e-10
[79 empty] | WLDFR | HFTD - Distribution - Tier 2 - 4QU CoRE ¦ 2QU LoRE | Red Flag Warning - Destructive Fires | 2053 | 1.9469e-09 | 1.9469e-09 | 12097.6769 | 340.5356 | 11757.1413 | 0 | 0 | 0 | 2.0069e-06 | 2.3553e-05 | 0 | 2.3553e-05 | 2.3553e-05 | 0 | 2.3553e-05 | 0 | 3.413e-05 | 7.4814e-05 | 0 | 7.4814e-05 | 0 | 4.0982e-07 | 8.1964e-07 | 0 | 8.1964e-07 | [12 empty] | 7.3.3.17.5 (Remote Grid) Updates to grid topology to minimize risk of ignition in HFTDs Remote GridWLDFRWire-to-wire contactAggregated | WLDFR | HFTD - Distribution - Tier 2 - 1QU CoRE ¦ 5QU LoRE | Non-Red Flag Warning - Destructive Fires | Wire-to-wire contact | Aggregated | 2053 | 5.7058e-07 | 1601.5759 | 0.00091383 | 2053 | Mitigation | 0.95 | 45 | 0 | esc | 0.00097009 | 5.5351e-10 | 0.00097009 | 5.5351e-10
[79 empty] | WLDFR | HFTD - Distribution - Tier 2 - 4QU CoRE ¦ 2QU LoRE | Red Flag Warning - Destructive Fires | 2054 | 1.9469e-09 | 1.9469e-09 | 12097.6769 | 340.5356 | 11757.1413 | 0 | 0 | 0 | 2.0069e-06 | 2.3553e-05 | 0 | 2.3553e-05 | 2.3553e-05 | 0 | 2.3553e-05 | 0 | 3.413e-05 | 7.4814e-05 | 0 | 7.4814e-05 | 0 | 4.0982e-07 | 8.1964e-07 | 0 | 8.1964e-07 | [12 empty] | 7.3.3.17.5 (Remote Grid) Updates to grid topology to minimize risk of ignition in HFTDs Remote GridWLDFRWire-to-wire contactAggregated | WLDFR | HFTD - Distribution - Tier 2 - 1QU CoRE ¦ 5QU LoRE | Non-Red Flag Warning - Destructive Fires | Wire-to-wire contact | Aggregated | 2054 | 5.7058e-07 | 1601.5759 | 0.00091383 | 2054 | Mitigation | 0.95 | 45 | 0 | esc | 0.00097009 | 5.5351e-10 | 0.00097009 | 5.5351e-10
[79 empty] | WLDFR | HFTD - Distribution - Tier 2 - 4QU CoRE ¦ 2QU LoRE | Red Flag Warning - Destructive Fires | 2055 | 1.9469e-09 | 1.9469e-09 | 12097.6769 | 340.5356 | 11757.1413 | 0 | 0 | 0 | 2.0069e-06 | 2.3553e-05 | 0 | 2.3553e-05 | 2.3553e-05 | 0 | 2.3553e-05 | 0 | 3.413e-05 | 7.4814e-05 | 0 | 7.4814e-05 | 0 | 4.3419e-07 | 8.6837e-07 | 0 | 8.6837e-07 | [12 empty] | 7.3.3.17.5 (Remote Grid) Updates to grid topology to minimize risk of ignition in HFTDs Remote GridWLDFRWire-to-wire contactAggregated | WLDFR | HFTD - Distribution - Tier 2 - 1QU CoRE ¦ 5QU LoRE | Non-Red Flag Warning - Destructive Fires | Wire-to-wire contact | Aggregated | 2055 | 5.7058e-07 | 1601.5759 | 0.00091383 | 2055 | Mitigation | 0.95 | 45 | 0 | esc | 0.00097009 | 5.5351e-10 | 0.00097009 | 5.5351e-10
[79 empty] | WLDFR | HFTD - Distribution - Tier 2 - 4QU CoRE ¦ 2QU LoRE | Red Flag Warning - Destructive Fires | 2056 | 1.9469e-09 | 1.9469e-09 | 12097.6769 | 340.5356 | 11757.1413 | 0 | 0 | 0 | 2.0069e-06 | 2.3553e-05 | 0 | 2.3553e-05 | 2.3553e-05 | 0 | 2.3553e-05 | 0 | 3.5804e-05 | 7.8483e-05 | 0 | 7.8483e-05 | 0 | 4.3419e-07 | 8.6837e-07 | 0 | 8.6837e-07 | [12 empty] | 7.3.3.17.5 (Remote Grid) Updates to grid topology to minimize risk of ignition in HFTDs Remote GridWLDFRWire-to-wire contactAggregated | WLDFR | HFTD - Distribution - Tier 2 - 1QU CoRE ¦ 5QU LoRE | Non-Red Flag Warning - Destructive Fires | Wire-to-wire contact | Aggregated | 2056 | 5.7058e-07 | 1601.5759 | 0.00091383 | 2056 | Mitigation | 0.95 | 45 | 0 | esc | 0.00097009 | 5.5351e-10 | 0.00097009 | 5.5351e-10
[79 empty] | WLDFR | HFTD - Distribution - Tier 2 - 4QU CoRE ¦ 2QU LoRE | Red Flag Warning - Destructive Fires | 2057 | 1.9469e-09 | 1.9469e-09 | 12097.6769 | 340.5356 | 11757.1413 | 0 | 0 | 0 | 2.0069e-06 | 2.3553e-05 | 0 | 2.3553e-05 | 2.3553e-05 | 0 | 2.3553e-05 | 0 | 3.5804e-05 | 7.8483e-05 | 0 | 7.8483e-05 | 0 | 4.3419e-07 | 8.6837e-07 | 0 | 8.6837e-07 | [12 empty] | 7.3.3.17.5 (Remote Grid) Updates to grid topology to minimize risk of ignition in HFTDs Remote GridWLDFRWire-to-wire contactAggregated | WLDFR | HFTD - Distribution - Tier 2 - 1QU CoRE ¦ 5QU LoRE | Non-Red Flag Warning - Destructive Fires | Wire-to-wire contact | Aggregated | 2057 | 5.7058e-07 | 1601.5759 | 0.00091383 | 2057 | Mitigation | 0.95 | 45 | 0 | esc | 0.00097009 | 5.5351e-10 | 0.00097009 | 5.5351e-10
[79 empty] | WLDFR | HFTD - Distribution - Tier 2 - 4QU CoRE ¦ 2QU LoRE | Red Flag Warning - Destructive Fires | 2058 | 1.9469e-09 | 1.9469e-09 | 12670.1796 | 362.3049 | 12307.8747 | 0 | 0 | 0 | 2.0069e-06 | 2.4667e-05 | 0 | 2.4667e-05 | 2.4667e-05 | 0 | 2.4667e-05 | 0 | 3.5804e-05 | 7.8483e-05 | 0 | 7.8483e-05 | 0 | 4.3419e-07 | 8.6837e-07 | 0 | 8.6837e-07 | [12 empty] | 7.3.3.17.5 (Remote Grid) Updates to grid topology to minimize risk of ignition in HFTDs Remote GridWLDFRWire-to-wire contactAggregated | WLDFR | HFTD - Distribution - Tier 2 - 1QU CoRE ¦ 5QU LoRE | Non-Red Flag Warning - Destructive Fires | Wire-to-wire contact | Aggregated | 2058 | 5.7058e-07 | 1601.5759 | 0.00091383 | 2058 | Mitigation | 0.95 | 45 | 0 | esc | 0.00097009 | 5.5351e-10 | 0.00097009 | 5.5351e-10
[79 empty] | WLDFR | HFTD - Distribution - Tier 2 - 4QU CoRE ¦ 2QU LoRE | Red Flag Warning - Destructive Fires | 2059 | 1.9469e-09 | 1.9469e-09 | 12670.1796 | 362.3049 | 12307.8747 | 0 | 0 | 0 | 2.0069e-06 | 2.4667e-05 | 0 | 2.4667e-05 | 2.4667e-05 | 0 | 2.4667e-05 | 0 | 3.5804e-05 | 7.8483e-05 | 0 | 7.8483e-05 | 0 | 4.3419e-07 | 8.6837e-07 | 0 | 8.6837e-07 | [12 empty] | 7.3.3.17.5 (Remote Grid) Updates to grid topology to minimize risk of ignition in HFTDs Remote GridWLDFRWire-to-wire contactAggregated | WLDFR | HFTD - Distribution - Tier 2 - 1QU CoRE ¦ 5QU LoRE | Non-Red Flag Warning - Destructive Fires | Wire-to-wire contact | Aggregated | 2059 | 5.7058e-07 | 1601.5759 | 0.00091383 | 2059 | Mitigation | 0.95 | 45 | 0 | esc | 0.00097009 | 5.5351e-10 | 0.00097009 | 5.5351e-10
[79 empty] | WLDFR | HFTD - Distribution - Tier 2 - 4QU CoRE ¦ 2QU LoRE | Red Flag Warning - Destructive Fires | 2060 | 1.9469e-09 | 1.9469e-09 | 12670.1796 | 362.3049 | 12307.8747 | 0 | 0 | 0 | 2.0069e-06 | 2.4667e-05 | 0 | 2.4667e-05 | 2.4667e-05 | 0 | 2.4667e-05 | 0 | 3.5804e-05 | 7.8483e-05 | 0 | 7.8483e-05 | 0 | 4.6131e-07 | 9.2262e-07 | 0 | 9.2262e-07 | [12 empty] | 7.3.3.17.5 (Remote Grid) Updates to grid topology to minimize risk of ignition in HFTDs Remote GridWLDFRWire-to-wire contactAggregated | WLDFR | HFTD - Distribution - Tier 2 - 1QU CoRE ¦ 5QU LoRE | Non-Red Flag Warning - Destructive Fires | Wire-to-wire contact | Aggregated | 2060 | 5.7058e-07 | 1601.5759 | 0.00091383 | 2060 | Mitigation | 0.95 | 45 | 0 | esc | 0.00097009 | 5.5351e-10 | 0.00097009 | 5.5351e-10
[79 empty] | WLDFR | HFTD - Distribution - Tier 2 - 4QU CoRE ¦ 2QU LoRE | Red Flag Warning - Destructive Fires | 2061 | 1.9469e-09 | 1.9469e-09 | 12670.1796 | 362.3049 | 12307.8747 | 0 | 0 | 0 | 2.0069e-06 | 2.4667e-05 | 0 | 2.4667e-05 | 2.4667e-05 | 0 | 2.4667e-05 | 0 | 3.7512e-05 | 8.2226e-05 | 0 | 8.2226e-05 | 0 | 4.6131e-07 | 9.2262e-07 | 0 | 9.2262e-07 | [12 empty] | 7.3.3.17.5 (Remote Grid) Updates to grid topology to minimize risk of ignition in HFTDs Remote GridWLDFRWire-to-wire contactAggregated | WLDFR | HFTD - Distribution - Tier 2 - 1QU CoRE ¦ 5QU LoRE | Non-Red Flag Warning - Destructive Fires | Wire-to-wire contact | Aggregated | 2061 | 5.7058e-07 | 1601.5759 | 0.00091383 | 2061 | Mitigation | 0.95 | 45 | 0 | esc | 0.00097009 | 5.5351e-10 | 0.00097009 | 5.5351e-10
[79 empty] | WLDFR | HFTD - Distribution - Tier 2 - 4QU CoRE ¦ 2QU LoRE | Red Flag Warning - Destructive Fires | 2062 | 1.9469e-09 | 1.9469e-09 | 12670.1796 | 362.3049 | 12307.8747 | 0 | 0 | 0 | 2.0069e-06 | 2.4667e-05 | 0 | 2.4667e-05 | 2.4667e-05 | 0 | 2.4667e-05 | 0 | 3.7512e-05 | 8.2226e-05 | 0 | 8.2226e-05 | 0 | 4.6131e-07 | 9.2262e-07 | 0 | 9.2262e-07 | [12 empty] | 7.3.3.17.5 (Remote Grid) Updates to grid topology to minimize risk of ignition in HFTDs Remote GridWLDFRWire-to-wire contactAggregated | WLDFR | HFTD - Distribution - Tier 2 - 1QU CoRE ¦ 5QU LoRE | Non-Red Flag Warning - Destructive Fires | Wire-to-wire contact | Aggregated | 2062 | 5.7058e-07 | 1601.5759 | 0.00091383 | 2062 | Mitigation | 0.95 | 45 | 0 | esc | 0.00097009 | 5.5351e-10 | 0.00097009 | 5.5351e-10
[79 empty] | WLDFR | HFTD - Distribution - Tier 2 - 4QU CoRE ¦ 2QU LoRE | Red Flag Warning - Destructive Fires | 2063 | 1.9469e-09 | 1.9469e-09 | 13246.6313 | 384.5316 | 12862.0997 | 0 | 0 | 0 | 2.0069e-06 | 2.579e-05 | 0 | 2.579e-05 | 2.579e-05 | 0 | 2.579e-05 | 0 | 3.7512e-05 | 8.2226e-05 | 0 | 8.2226e-05 | 0 | 4.6131e-07 | 9.2262e-07 | 0 | 9.2262e-07 | [12 empty] | 7.3.3.17.5 (Remote Grid) Updates to grid topology to minimize risk of ignition in HFTDs Remote GridWLDFRWire-to-wire contactAggregated | WLDFR | HFTD - Distribution - Tier 2 - 1QU CoRE ¦ 5QU LoRE | Non-Red Flag Warning - Destructive Fires | Wire-to-wire contact | Aggregated | 2063 | 5.7058e-07 | 1601.5759 | 0.00091383 | 2063 | Mitigation | 0.95 | 45 | 0 | esc | 0.00097009 | 5.5351e-10 | 0.00097009 | 5.5351e-10
[79 empty] | WLDFR | HFTD - Distribution - Tier 2 - 4QU CoRE ¦ 2QU LoRE | Red Flag Warning - Destructive Fires | 2064 | 1.9469e-09 | 1.9469e-09 | 13246.6313 | 384.5316 | 12862.0997 | 0 | 0 | 0 | 2.0069e-06 | 2.579e-05 | 0 | 2.579e-05 | 2.579e-05 | 0 | 2.579e-05 | 0 | 3.7512e-05 | 8.2226e-05 | 0 | 8.2226e-05 | 0 | 4.6131e-07 | 9.2262e-07 | 0 | 9.2262e-07 | [12 empty] | 7.3.3.17.5 (Remote Grid) Updates to grid topology to minimize risk of ignition in HFTDs Remote GridWLDFRWire-to-wire contactAggregated | WLDFR | HFTD - Distribution - Tier 2 - 1QU CoRE ¦ 5QU LoRE | Non-Red Flag Warning - Destructive Fires | Wire-to-wire contact | Aggregated | 2064 | 5.7058e-07 | 1601.5759 | 0.00091383 | 2064 | Mitigation | 0.95 | 45 | 0 | esc | 0.00097009 | 5.5351e-10 | 0.00097009 | 5.5351e-10
[79 empty] | WLDFR | HFTD - Distribution - Tier 2 - 4QU CoRE ¦ 2QU LoRE | Red Flag Warning - Destructive Fires | 2065 | 1.9469e-09 | 1.9469e-09 | 13246.6313 | 384.5316 | 12862.0997 | 0 | 0 | 0 | 2.0069e-06 | 2.579e-05 | 0 | 2.579e-05 | 2.579e-05 | 0 | 2.579e-05 | 0 | 3.7512e-05 | 8.2226e-05 | 0 | 8.2226e-05 | 0 | 4.9097e-07 | 9.8194e-07 | 0 | 9.8194e-07 | [12 empty] | 7.3.3.17.5 (Remote Grid) Updates to grid topology to minimize risk of ignition in HFTDs Remote GridWLDFRWire-to-wire contactAggregated | WLDFR | HFTD - Distribution - Tier 2 - 1QU CoRE ¦ 5QU LoRE | Non-Red Flag Warning - Destructive Fires | Wire-to-wire contact | Aggregated | 2065 | 5.7058e-07 | 1601.5759 | 0.00091383 | 2065 | Mitigation | 0.95 | 45 | 0 | esc | 0.00097009 | 5.5351e-10 | 0.00097009 | 5.5351e-10
[79 empty] | WLDFR | HFTD - Distribution - Tier 2 - 4QU CoRE ¦ 2QU LoRE | Red Flag Warning - Destructive Fires | 2066 | 1.9469e-09 | 1.9469e-09 | 13246.6313 | 384.5316 | 12862.0997 | 0 | 0 | 0 | 2.0069e-06 | 2.579e-05 | 0 | 2.579e-05 | 2.579e-05 | 0 | 2.579e-05 | 0 | 3.9233e-05 | 8.5999e-05 | 0 | 8.5999e-05 | 0 | 4.9097e-07 | 9.8194e-07 | 0 | 9.8194e-07 | [12 empty] | 7.3.3.17.5 (Remote Grid) Updates to grid topology to minimize risk of ignition in HFTDs Remote GridWLDFRWire-to-wire contactAggregated | WLDFR | HFTD - Distribution - Tier 2 - 1QU CoRE ¦ 5QU LoRE | Non-Red Flag Warning - Destructive Fires | Wire-to-wire contact | Aggregated | 2066 | 5.7058e-07 | 1601.5759 | 0.00091383 | 2066 | Mitigation | 0.95 | 45 | 0 | esc | 0.00097009 | 5.5351e-10 | 0.00097009 | 5.5351e-10
[79 empty] | WLDFR | HFTD - Distribution - Tier 2 - 4QU CoRE ¦ 2QU LoRE | Red Flag Warning - Destructive Fires | 2067 | 0 | 1.9469e-09 | 13246.6313 | 384.5316 | 12862.0997 | 0 | 0 | 0 | 2.0069e-06 | 0 | 0 | 0 | 2.579e-05 | 0 | 2.579e-05 | 0 | 3.9233e-05 | 8.5999e-05 | 0 | 8.5999e-05 | 0 | 4.9097e-07 | 9.8194e-07 | 0 | 9.8194e-07 | [12 empty] | 7.3.3.17.5 (Remote Grid) Updates to grid topology to minimize risk of ignition in HFTDs Remote GridWLDFRWire-to-wire contactAggregated | WLDFR | HFTD - Distribution - Tier 2 - 1QU CoRE ¦ 5QU LoRE | Non-Red Flag Warning - Destructive Fires | Wire-to-wire contact | Aggregated | 2067 | 5.7058e-07 | 1601.5759 | 0.00091383 | 2067 | Mitigation | 0.95 | 45 | 0 | esc | 0 | 0 | 0.00097009 | 5.5351e-10
[79 empty] | WLDFR | HFTD - Distribution - Tier 2 - 4QU CoRE ¦ 2QU LoRE | Red Flag Warning - Large Fires | 2022 | 2.5593e-08 | 0 | 5.2406 | 0.69642 | 2.942 | 1.6022 | 0 | 0 | 2.6383e-05 | 1.3412e-07 | 0 | 1.3412e-07 | 0 | 0 | 0 | 0 | 3.9233e-05 | 8.5999e-05 | 0 | 8.5999e-05 | 0 | 4.9097e-07 | 9.8194e-07 | 0 | 9.8194e-07 | [12 empty] | 7.3.3.17.5 (Remote Grid) Updates to grid topology to minimize risk of ignition in HFTDs Remote GridWLDFRContact from objectAggregated | WLDFR | HFTD - Distribution - Tier 2 - 1QU CoRE ¦ 5QU LoRE | Non-Red Flag Warning - Large Fires | Contact from object | Aggregated | 2022 | 9.4258e-06 | 1601.5759 | 0.015096 | 2022 | Mitigation | 0.95 | 45 | 0 | esc | 0.00097009 | 9.1438e-09 | 0 | 0
[79 empty] | WLDFR | HFTD - Distribution - Tier 2 - 4QU CoRE ¦ 2QU LoRE | Red Flag Warning - Large Fires | 2023 | 2.5593e-08 | 2.5593e-08 | 5.475 | 0.71896 | 3.0715 | 1.6846 | 0 | 0 | 2.6383e-05 | 1.4012e-07 | 0 | 1.4012e-07 | 1.4012e-07 | 0 | 1.4012e-07 | 0 | 3.9233e-05 | 8.5999e-05 | 0 | 8.5999e-05 | 0 | 4.9097e-07 | 9.8194e-07 | 0 | 9.8194e-07 | [12 empty] | 7.3.3.17.5 (Remote Grid) Updates to grid topology to minimize risk of ignition in HFTDs Remote GridWLDFRContact from objectAggregated | WLDFR | HFTD - Distribution - Tier 2 - 1QU CoRE ¦ 5QU LoRE | Non-Red Flag Warning - Large Fires | Contact from object | Aggregated | 2023 | 9.4258e-06 | 1601.5759 | 0.015096 | 2023 | Mitigation | 0.95 | 45 | 0 | esc | 0.00097009 | 9.1438e-09 | 0.00097009 | 9.1438e-09
[79 empty] | WLDFR | HFTD - Distribution - Tier 2 - 4QU CoRE ¦ 2QU LoRE | Red Flag Warning - Large Fires | 2024 | 2.5593e-08 | 2.5593e-08 | 5.475 | 0.71896 | 3.0715 | 1.6846 | 0 | 0 | 2.6383e-05 | 1.4012e-07 | 0 | 1.4012e-07 | 1.4012e-07 | 0 | 1.4012e-07 | 0 | 3.9233e-05 | 8.5999e-05 | 0 | 8.5999e-05 | 0 | 5.2292e-07 | 1.0458e-06 | 0 | 1.0458e-06 | [12 empty] | 7.3.3.17.5 (Remote Grid) Updates to grid topology to minimize risk of ignition in HFTDs Remote GridWLDFRContact from objectAggregated | WLDFR | HFTD - Distribution - Tier 2 - 1QU CoRE ¦ 5QU LoRE | Non-Red Flag Warning - Large Fires | Contact from object | Aggregated | 2024 | 9.4258e-06 | 1601.5759 | 0.015096 | 2024 | Mitigation | 0.95 | 45 | 0 | esc | 0.00097009 | 9.1438e-09 | 0.00097009 | 9.1438e-09
[79 empty] | WLDFR | HFTD - Distribution - Tier 2 - 4QU CoRE ¦ 2QU LoRE | Red Flag Warning - Large Fires | 2025 | 2.5593e-08 | 2.5593e-08 | 5.475 | 0.71896 | 3.0715 | 1.6846 | 0 | 0 | 2.6383e-05 | 1.4012e-07 | 0 | 1.4012e-07 | 1.4012e-07 | 0 | 1.4012e-07 | 0 | 4.0946e-05 | 8.9755e-05 | 0 | 8.9755e-05 | 0 | 5.2292e-07 | 1.0458e-06 | 0 | 1.0458e-06 | [12 empty] | 7.3.3.17.5 (Remote Grid) Updates to grid topology to minimize risk of ignition in HFTDs Remote GridWLDFRContact from objectAggregated | WLDFR | HFTD - Distribution - Tier 2 - 1QU CoRE ¦ 5QU LoRE | Non-Red Flag Warning - Large Fires | Contact from object | Aggregated | 2025 | 9.4258e-06 | 1601.5759 | 0.015096 | 2025 | Mitigation | 0.95 | 45 | 0 | esc | 0.00097009 | 9.1438e-09 | 0.00097009 | 9.1438e-09
[79 empty] | WLDFR | HFTD - Distribution - Tier 2 - 4QU CoRE ¦ 2QU LoRE | Red Flag Warning - Large Fires | 2026 | 2.5593e-08 | 2.5593e-08 | 5.475 | 0.71896 | 3.0715 | 1.6846 | 0 | 0 | 2.6383e-05 | 1.4012e-07 | 0 | 1.4012e-07 | 1.4012e-07 | 0 | 1.4012e-07 | 0 | 4.0946e-05 | 8.9755e-05 | 0 | 8.9755e-05 | 0 | 5.2292e-07 | 1.0458e-06 | 0 | 1.0458e-06 | [12 empty] | 7.3.3.17.5 (Remote Grid) Updates to grid topology to minimize risk of ignition in HFTDs Remote GridWLDFRContact from objectAggregated | WLDFR | HFTD - Distribution - Tier 2 - 1QU CoRE ¦ 5QU LoRE | Non-Red Flag Warning - Large Fires | Contact from object | Aggregated | 2026 | 9.4258e-06 | 1601.5759 | 0.015096 | 2026 | Mitigation | 0.95 | 45 | 0 | esc | 0.00097009 | 9.1438e-09 | 0.00097009 | 9.1438e-09
[79 empty] | WLDFR | HFTD - Distribution - Tier 2 - 4QU CoRE ¦ 2QU LoRE | Red Flag Warning - Large Fires | 2027 | 2.5593e-08 | 2.5593e-08 | 5.475 | 0.71896 | 3.0715 | 1.6846 | 0 | 0 | 2.6383e-05 | 1.4012e-07 | 0 | 1.4012e-07 | 1.4012e-07 | 0 | 1.4012e-07 | 0 | 4.0946e-05 | 8.9755e-05 | 0 | 8.9755e-05 | 0 | 5.2292e-07 | 1.0458e-06 | 0 | 1.0458e-06 | [12 empty] | 7.3.3.17.5 (Remote Grid) Updates to grid topology to minimize risk of ignition in HFTDs Remote GridWLDFRContact from objectAggregated | WLDFR | HFTD - Distribution - Tier 2 - 1QU CoRE ¦ 5QU LoRE | Non-Red Flag Warning - Large Fires | Contact from object | Aggregated | 2027 | 9.4258e-06 | 1601.5759 | 0.015096 | 2027 | Mitigation | 0.95 | 45 | 0 | esc | 0.00097009 | 9.1438e-09 | 0.00097009 | 9.1438e-09
[79 empty] | WLDFR | HFTD - Distribution - Tier 2 - 4QU CoRE ¦ 2QU LoRE | Red Flag Warning - Large Fires | 2028 | 2.5593e-08 | 2.5593e-08 | 5.777 | 0.74734 | 3.238 | 1.7917 | 0 | 0 | 2.6383e-05 | 1.4785e-07 | 0 | 1.4785e-07 | 1.4785e-07 | 0 | 1.4785e-07 | 0 | 0 | 8.9755e-05 | 0 | 8.9755e-05 | 0 | 0 | 1.0458e-06 | 0 | 1.0458e-06 | [12 empty] | 7.3.3.17.5 (Remote Grid) Updates to grid topology to minimize risk of ignition in HFTDs Remote GridWLDFRContact from objectAggregated | WLDFR | HFTD - Distribution - Tier 2 - 1QU CoRE ¦ 5QU LoRE | Non-Red Flag Warning - Large Fires | Contact from object | Aggregated | 2028 | 9.4258e-06 | 1601.5759 | 0.015096 | 2028 | Mitigation | 0.95 | 45 | 0 | esc | 0.00097009 | 9.1438e-09 | 0.00097009 | 9.1438e-09
[79 empty] | WLDFR | HFTD - Distribution - Tier 2 - 4QU CoRE ¦ 2QU LoRE | Red Flag Warning - Large Fires | 2029 | 2.5593e-08 | 2.5593e-08 | 5.777 | 0.74734 | 3.238 | 1.7917 | 0 | 0 | 2.6383e-05 | 1.4785e-07 | 0 | 1.4785e-07 | 1.4785e-07 | 0 | 1.4785e-07 | 0 | 0 | 0 | 0 | 0 | 0 | 0 | 0 | 0 | 0 | [12 empty] | 7.3.3.17.5 (Remote Grid) Updates to grid topology to minimize risk of ignition in HFTDs Remote GridWLDFRContact from objectAggregated | WLDFR | HFTD - Distribution - Tier 2 - 1QU CoRE ¦ 5QU LoRE | Non-Red Flag Warning - Large Fires | Contact from object | Aggregated | 2029 | 9.4258e-06 | 1601.5759 | 0.015096 | 2029 | Mitigation | 0.95 | 45 | 0 | esc | 0.00097009 | 9.1438e-09 | 0.00097009 | 9.1438e-09
[79 empty] | WLDFR | HFTD - Distribution - Tier 2 - 4QU CoRE ¦ 2QU LoRE | Red Flag Warning - Large Fires | 2030 | 2.5593e-08 | 2.5593e-08 | 5.777 | 0.74734 | 3.238 | 1.7917 | 0 | 0 | 2.6383e-05 | 1.4785e-07 | 0 | 1.4785e-07 | 1.4785e-07 | 0 | 1.4785e-07 | 0 | 1.987e-05 | 0 | 0 | 0 | 0 | 0 | 0 | 0 | 0 | [12 empty] | 7.3.3.17.5 (Remote Grid) Updates to grid topology to minimize risk of ignition in HFTDs Remote GridWLDFRContact from objectAggregated | WLDFR | HFTD - Distribution - Tier 2 - 1QU CoRE ¦ 5QU LoRE | Non-Red Flag Warning - Large Fires | Contact from object | Aggregated | 2030 | 9.4258e-06 | 1601.5759 | 0.015096 | 2030 | Mitigation | 0.95 | 45 | 0 | esc | 0.00097009 | 9.1438e-09 | 0.00097009 | 9.1438e-09
[79 empty] | WLDFR | HFTD - Distribution - Tier 2 - 4QU CoRE ¦ 2QU LoRE | Red Flag Warning - Large Fires | 2031 | 2.5593e-08 | 2.5593e-08 | 5.777 | 0.74734 | 3.238 | 1.7917 | 0 | 0 | 2.6383e-05 | 1.4785e-07 | 0 | 1.4785e-07 | 1.4785e-07 | 0 | 1.4785e-07 | 0 | 2.0596e-05 | 4.5147e-05 | 0 | 4.5147e-05 | 0 | 4.083e-06 | 0 | 0 | 0 | [12 empty] | 7.3.3.17.5 (Remote Grid) Updates to grid topology to minimize risk of ignition in HFTDs Remote GridWLDFRContact from objectAggregated | WLDFR | HFTD - Distribution - Tier 2 - 1QU CoRE ¦ 5QU LoRE | Non-Red Flag Warning - Large Fires | Contact from object | Aggregated | 2031 | 9.4258e-06 | 1601.5759 | 0.015096 | 2031 | Mitigation | 0.95 | 45 | 0 | esc | 0.00097009 | 9.1438e-09 | 0.00097009 | 9.1438e-09
[79 empty] | WLDFR | HFTD - Distribution - Tier 2 - 4QU CoRE ¦ 2QU LoRE | Red Flag Warning - Large Fires | 2032 | 2.5593e-08 | 2.5593e-08 | 5.777 | 0.74734 | 3.238 | 1.7917 | 0 | 0 | 2.6383e-05 | 1.4785e-07 | 0 | 1.4785e-07 | 1.4785e-07 | 0 | 1.4785e-07 | 0 | 2.0596e-05 | 4.5147e-05 | 0 | 4.5147e-05 | 0 | 4.2144e-06 | 8.4288e-06 | 0 | 8.4288e-06 | [12 empty] | 7.3.3.17.5 (Remote Grid) Updates to grid topology to minimize risk of ignition in HFTDs Remote GridWLDFRContact from objectAggregated | WLDFR | HFTD - Distribution - Tier 2 - 1QU CoRE ¦ 5QU LoRE | Non-Red Flag Warning - Large Fires | Contact from object | Aggregated | 2032 | 9.4258e-06 | 1601.5759 | 0.015096 | 2032 | Mitigation | 0.95 | 45 | 0 | esc | 0.00097009 | 9.1438e-09 | 0.00097009 | 9.1438e-09
[79 empty] | WLDFR | HFTD - Distribution - Tier 2 - 4QU CoRE ¦ 2QU LoRE | Red Flag Warning - Large Fires | 2033 | 2.5593e-08 | 2.5593e-08 | 6.1205 | 0.77885 | 3.4265 | 1.9151 | 0 | 0 | 2.6383e-05 | 1.5664e-07 | 0 | 1.5664e-07 | 1.5664e-07 | 0 | 1.5664e-07 | 0 | 2.0596e-05 | 4.5147e-05 | 0 | 4.5147e-05 | 0 | 4.2144e-06 | 8.4288e-06 | 0 | 8.4288e-06 | [12 empty] | 7.3.3.17.5 (Remote Grid) Updates to grid topology to minimize risk of ignition in HFTDs Remote GridWLDFRContact from objectAggregated | WLDFR | HFTD - Distribution - Tier 2 - 1QU CoRE ¦ 5QU LoRE | Non-Red Flag Warning - Large Fires | Contact from object | Aggregated | 2033 | 9.4258e-06 | 1601.5759 | 0.015096 | 2033 | Mitigation | 0.95 | 45 | 0 | esc | 0.00097009 | 9.1438e-09 | 0.00097009 | 9.1438e-09
[79 empty] | WLDFR | HFTD - Distribution - Tier 2 - 4QU CoRE ¦ 2QU LoRE | Red Flag Warning - Large Fires | 2034 | 2.5593e-08 | 2.5593e-08 | 6.1205 | 0.77885 | 3.4265 | 1.9151 | 0 | 0 | 2.6383e-05 | 1.5664e-07 | 0 | 1.5664e-07 | 1.5664e-07 | 0 | 1.5664e-07 | 0 | 2.0596e-05 | 4.5147e-05 | 0 | 4.5147e-05 | 0 | 4.2144e-06 | 8.4288e-06 | 0 | 8.4288e-06 | [12 empty] | 7.3.3.17.5 (Remote Grid) Updates to grid topology to minimize risk of ignition in HFTDs Remote GridWLDFRContact from objectAggregated | WLDFR | HFTD - Distribution - Tier 2 - 1QU CoRE ¦ 5QU LoRE | Non-Red Flag Warning - Large Fires | Contact from object | Aggregated | 2034 | 9.4258e-06 | 1601.5759 | 0.015096 | 2034 | Mitigation | 0.95 | 45 | 0 | esc | 0.00097009 | 9.1438e-09 | 0.00097009 | 9.1438e-09
[79 empty] | WLDFR | HFTD - Distribution - Tier 2 - 4QU CoRE ¦ 2QU LoRE | Red Flag Warning - Large Fires | 2035 | 2.5593e-08 | 2.5593e-08 | 6.1205 | 0.77885 | 3.4265 | 1.9151 | 0 | 0 | 2.6383e-05 | 1.5664e-07 | 0 | 1.5664e-07 | 1.5664e-07 | 0 | 1.5664e-07 | 0 | 2.0596e-05 | 4.5147e-05 | 0 | 4.5147e-05 | 0 | 4.2144e-06 | 8.4288e-06 | 0 | 8.4288e-06 | [12 empty] | 7.3.3.17.5 (Remote Grid) Updates to grid topology to minimize risk of ignition in HFTDs Remote GridWLDFRContact from objectAggregated | WLDFR | HFTD - Distribution - Tier 2 - 1QU CoRE ¦ 5QU LoRE | Non-Red Flag Warning - Large Fires | Contact from object | Aggregated | 2035 | 9.4258e-06 | 1601.5759 | 0.015096 | 2035 | Mitigation | 0.95 | 45 | 0 | esc | 0.00097009 | 9.1438e-09 | 0.00097009 | 9.1438e-09
[79 empty] | WLDFR | HFTD - Distribution - Tier 2 - 4QU CoRE ¦ 2QU LoRE | Red Flag Warning - Large Fires | 2036 | 2.5593e-08 | 2.5593e-08 | 6.1205 | 0.77885 | 3.4265 | 1.9151 | 0 | 0 | 2.6383e-05 | 1.5664e-07 | 0 | 1.5664e-07 | 1.5664e-07 | 0 | 1.5664e-07 | 0 | 2.151e-05 | 4.7151e-05 | 0 | 4.7151e-05 | 0 | 4.2144e-06 | 8.4288e-06 | 0 | 8.4288e-06 | [12 empty] | 7.3.3.17.5 (Remote Grid) Updates to grid topology to minimize risk of ignition in HFTDs Remote GridWLDFRContact from objectAggregated | WLDFR | HFTD - Distribution - Tier 2 - 1QU CoRE ¦ 5QU LoRE | Non-Red Flag Warning - Large Fires | Contact from object | Aggregated | 2036 | 9.4258e-06 | 1601.5759 | 0.015096 | 2036 | Mitigation | 0.95 | 45 | 0 | esc | 0.00097009 | 9.1438e-09 | 0.00097009 | 9.1438e-09
[79 empty] | WLDFR | HFTD - Distribution - Tier 2 - 4QU CoRE ¦ 2QU LoRE | Red Flag Warning - Large Fires | 2037 | 2.5593e-08 | 2.5593e-08 | 6.1205 | 0.77885 | 3.4265 | 1.9151 | 0 | 0 | 2.6383e-05 | 1.5664e-07 | 0 | 1.5664e-07 | 1.5664e-07 | 0 | 1.5664e-07 | 0 | 2.151e-05 | 4.7151e-05 | 0 | 4.7151e-05 | 0 | 4.382e-06 | 8.7641e-06 | 0 | 8.7641e-06 | [12 empty] | 7.3.3.17.5 (Remote Grid) Updates to grid topology to minimize risk of ignition in HFTDs Remote GridWLDFRContact from objectAggregated | WLDFR | HFTD - Distribution - Tier 2 - 1QU CoRE ¦ 5QU LoRE | Non-Red Flag Warning - Large Fires | Contact from object | Aggregated | 2037 | 9.4258e-06 | 1601.5759 | 0.015096 | 2037 | Mitigation | 0.95 | 45 | 0 | esc | 0.00097009 | 9.1438e-09 | 0.00097009 | 9.1438e-09
[79 empty] | WLDFR | HFTD - Distribution - Tier 2 - 4QU CoRE ¦ 2QU LoRE | Red Flag Warning - Large Fires | 2038 | 2.5593e-08 | 2.5593e-08 | 6.5028 | 0.81304 | 3.6355 | 2.0543 | 0 | 0 | 2.6383e-05 | 1.6643e-07 | 0 | 1.6643e-07 | 1.6643e-07 | 0 | 1.6643e-07 | 0 | 2.151e-05 | 4.7151e-05 | 0 | 4.7151e-05 | 0 | 4.382e-06 | 8.7641e-06 | 0 | 8.7641e-06 | [12 empty] | 7.3.3.17.5 (Remote Grid) Updates to grid topology to minimize risk of ignition in HFTDs Remote GridWLDFRContact from objectAggregated | WLDFR | HFTD - Distribution - Tier 2 - 1QU CoRE ¦ 5QU LoRE | Non-Red Flag Warning - Large Fires | Contact from object | Aggregated | 2038 | 9.4258e-06 | 1601.5759 | 0.015096 | 2038 | Mitigation | 0.95 | 45 | 0 | esc | 0.00097009 | 9.1438e-09 | 0.00097009 | 9.1438e-09
[79 empty] | WLDFR | HFTD - Distribution - Tier 2 - 4QU CoRE ¦ 2QU LoRE | Red Flag Warning - Large Fires | 2039 | 2.5593e-08 | 2.5593e-08 | 6.5028 | 0.81304 | 3.6355 | 2.0543 | 0 | 0 | 2.6383e-05 | 1.6643e-07 | 0 | 1.6643e-07 | 1.6643e-07 | 0 | 1.6643e-07 | 0 | 2.151e-05 | 4.7151e-05 | 0 | 4.7151e-05 | 0 | 4.382e-06 | 8.7641e-06 | 0 | 8.7641e-06 | [12 empty] | 7.3.3.17.5 (Remote Grid) Updates to grid topology to minimize risk of ignition in HFTDs Remote GridWLDFRContact from objectAggregated | WLDFR | HFTD - Distribution - Tier 2 - 1QU CoRE ¦ 5QU LoRE | Non-Red Flag Warning - Large Fires | Contact from object | Aggregated | 2039 | 9.4258e-06 | 1601.5759 | 0.015096 | 2039 | Mitigation | 0.95 | 45 | 0 | esc | 0.00097009 | 9.1438e-09 | 0.00097009 | 9.1438e-09
[79 empty] | WLDFR | HFTD - Distribution - Tier 2 - 4QU CoRE ¦ 2QU LoRE | Red Flag Warning - Large Fires | 2040 | 2.5593e-08 | 2.5593e-08 | 6.5028 | 0.81304 | 3.6355 | 2.0543 | 0 | 0 | 2.6383e-05 | 1.6643e-07 | 0 | 1.6643e-07 | 1.6643e-07 | 0 | 1.6643e-07 | 0 | 2.151e-05 | 4.7151e-05 | 0 | 4.7151e-05 | 0 | 4.382e-06 | 8.7641e-06 | 0 | 8.7641e-06 | [12 empty] | 7.3.3.17.5 (Remote Grid) Updates to grid topology to minimize risk of ignition in HFTDs Remote GridWLDFRContact from objectAggregated | WLDFR | HFTD - Distribution - Tier 2 - 1QU CoRE ¦ 5QU LoRE | Non-Red Flag Warning - Large Fires | Contact from object | Aggregated | 2040 | 9.4258e-06 | 1601.5759 | 0.015096 | 2040 | Mitigation | 0.95 | 45 | 0 | esc | 0.00097009 | 9.1438e-09 | 0.00097009 | 9.1438e-09
[79 empty] | WLDFR | HFTD - Distribution - Tier 2 - 4QU CoRE ¦ 2QU LoRE | Red Flag Warning - Large Fires | 2041 | 2.5593e-08 | 2.5593e-08 | 6.5028 | 0.81304 | 3.6355 | 2.0543 | 0 | 0 | 2.6383e-05 | 1.6643e-07 | 0 | 1.6643e-07 | 1.6643e-07 | 0 | 1.6643e-07 | 0 | 2.2525e-05 | 4.9376e-05 | 0 | 4.9376e-05 | 0 | 4.382e-06 | 8.7641e-06 | 0 | 8.7641e-06 | [12 empty] | 7.3.3.17.5 (Remote Grid) Updates to grid topology to minimize risk of ignition in HFTDs Remote GridWLDFRContact from objectAggregated | WLDFR | HFTD - Distribution - Tier 2 - 1QU CoRE ¦ 5QU LoRE | Non-Red Flag Warning - Large Fires | Contact from object | Aggregated | 2041 | 9.4258e-06 | 1601.5759 | 0.015096 | 2041 | Mitigation | 0.95 | 45 | 0 | esc | 0.00097009 | 9.1438e-09 | 0.00097009 | 9.1438e-09
[79 empty] | WLDFR | HFTD - Distribution - Tier 2 - 4QU CoRE ¦ 2QU LoRE | Red Flag Warning - Large Fires | 2042 | 2.5593e-08 | 2.5593e-08 | 6.5028 | 0.81304 | 3.6355 | 2.0543 | 0 | 0 | 2.6383e-05 | 1.6643e-07 | 0 | 1.6643e-07 | 1.6643e-07 | 0 | 1.6643e-07 | 0 | 2.2525e-05 | 4.9376e-05 | 0 | 4.9376e-05 | 0 | 4.571e-06 | 9.1419e-06 | 0 | 9.1419e-06 | [12 empty] | 7.3.3.17.5 (Remote Grid) Updates to grid topology to minimize risk of ignition in HFTDs Remote GridWLDFRContact from objectAggregated | WLDFR | HFTD - Distribution - Tier 2 - 1QU CoRE ¦ 5QU LoRE | Non-Red Flag Warning - Large Fires | Contact from object | Aggregated | 2042 | 9.4258e-06 | 1601.5759 | 0.015096 | 2042 | Mitigation | 0.95 | 45 | 0 | esc | 0.00097009 | 9.1438e-09 | 0.00097009 | 9.1438e-09
[79 empty] | WLDFR | HFTD - Distribution - Tier 2 - 4QU CoRE ¦ 2QU LoRE | Red Flag Warning - Large Fires | 2043 | 2.5593e-08 | 2.5593e-08 | 6.9209 | 0.84944 | 3.8632 | 2.2083 | 0 | 0 | 2.6383e-05 | 1.7713e-07 | 0 | 1.7713e-07 | 1.7713e-07 | 0 | 1.7713e-07 | 0 | 2.2525e-05 | 4.9376e-05 | 0 | 4.9376e-05 | 0 | 4.571e-06 | 9.1419e-06 | 0 | 9.1419e-06 | [12 empty] | 7.3.3.17.5 (Remote Grid) Updates to grid topology to minimize risk of ignition in HFTDs Remote GridWLDFRContact from objectAggregated | WLDFR | HFTD - Distribution - Tier 2 - 1QU CoRE ¦ 5QU LoRE | Non-Red Flag Warning - Large Fires | Contact from object | Aggregated | 2043 | 9.4258e-06 | 1601.5759 | 0.015096 | 2043 | Mitigation | 0.95 | 45 | 0 | esc | 0.00097009 | 9.1438e-09 | 0.00097009 | 9.1438e-09
[79 empty] | WLDFR | HFTD - Distribution - Tier 2 - 4QU CoRE ¦ 2QU LoRE | Red Flag Warning - Large Fires | 2044 | 2.5593e-08 | 2.5593e-08 | 6.9209 | 0.84944 | 3.8632 | 2.2083 | 0 | 0 | 2.6383e-05 | 1.7713e-07 | 0 | 1.7713e-07 | 1.7713e-07 | 0 | 1.7713e-07 | 0 | 2.2525e-05 | 4.9376e-05 | 0 | 4.9376e-05 | 0 | 4.571e-06 | 9.1419e-06 | 0 | 9.1419e-06 | [12 empty] | 7.3.3.17.5 (Remote Grid) Updates to grid topology to minimize risk of ignition in HFTDs Remote GridWLDFRContact from objectAggregated | WLDFR | HFTD - Distribution - Tier 2 - 1QU CoRE ¦ 5QU LoRE | Non-Red Flag Warning - Large Fires | Contact from object | Aggregated | 2044 | 9.4258e-06 | 1601.5759 | 0.015096 | 2044 | Mitigation | 0.95 | 45 | 0 | esc | 0.00097009 | 9.1438e-09 | 0.00097009 | 9.1438e-09
[79 empty] | WLDFR | HFTD - Distribution - Tier 2 - 4QU CoRE ¦ 2QU LoRE | Red Flag Warning - Large Fires | 2045 | 2.5593e-08 | 2.5593e-08 | 6.9209 | 0.84944 | 3.8632 | 2.2083 | 0 | 0 | 2.6383e-05 | 1.7713e-07 | 0 | 1.7713e-07 | 1.7713e-07 | 0 | 1.7713e-07 | 0 | 2.2525e-05 | 4.9376e-05 | 0 | 4.9376e-05 | 0 | 4.571e-06 | 9.1419e-06 | 0 | 9.1419e-06 | [12 empty] | 7.3.3.17.5 (Remote Grid) Updates to grid topology to minimize risk of ignition in HFTDs Remote GridWLDFRContact from objectAggregated | WLDFR | HFTD - Distribution - Tier 2 - 1QU CoRE ¦ 5QU LoRE | Non-Red Flag Warning - Large Fires | Contact from object | Aggregated | 2045 | 9.4258e-06 | 1601.5759 | 0.015096 | 2045 | Mitigation | 0.95 | 45 | 0 | esc | 0.00097009 | 9.1438e-09 | 0.00097009 | 9.1438e-09
[79 empty] | WLDFR | HFTD - Distribution - Tier 2 - 4QU CoRE ¦ 2QU LoRE | Red Flag Warning - Large Fires | 2046 | 2.5593e-08 | 2.5593e-08 | 6.9209 | 0.84944 | 3.8632 | 2.2083 | 0 | 0 | 2.6383e-05 | 1.7713e-07 | 0 | 1.7713e-07 | 1.7713e-07 | 0 | 1.7713e-07 | 0 | 2.3626e-05 | 5.1789e-05 | 0 | 5.1789e-05 | 0 | 4.571e-06 | 9.1419e-06 | 0 | 9.1419e-06 | [12 empty] | 7.3.3.17.5 (Remote Grid) Updates to grid topology to minimize risk of ignition in HFTDs Remote GridWLDFRContact from objectAggregated | WLDFR | HFTD - Distribution - Tier 2 - 1QU CoRE ¦ 5QU LoRE | Non-Red Flag Warning - Large Fires | Contact from object | Aggregated | 2046 | 9.4258e-06 | 1601.5759 | 0.015096 | 2046 | Mitigation | 0.95 | 45 | 0 | esc | 0.00097009 | 9.1438e-09 | 0.00097009 | 9.1438e-09
[79 empty] | WLDFR | HFTD - Distribution - Tier 2 - 4QU CoRE ¦ 2QU LoRE | Red Flag Warning - Large Fires | 2047 | 2.5593e-08 | 2.5593e-08 | 6.9209 | 0.84944 | 3.8632 | 2.2083 | 0 | 0 | 2.6383e-05 | 1.7713e-07 | 0 | 1.7713e-07 | 1.7713e-07 | 0 | 1.7713e-07 | 0 | 2.3626e-05 | 5.1789e-05 | 0 | 5.1789e-05 | 0 | 4.7792e-06 | 9.5584e-06 | 0 | 9.5584e-06 | [12 empty] | 7.3.3.17.5 (Remote Grid) Updates to grid topology to minimize risk of ignition in HFTDs Remote GridWLDFRContact from objectAggregated | WLDFR | HFTD - Distribution - Tier 2 - 1QU CoRE ¦ 5QU LoRE | Non-Red Flag Warning - Large Fires | Contact from object | Aggregated | 2047 | 9.4258e-06 | 1601.5759 | 0.015096 | 2047 | Mitigation | 0.95 | 45 | 0 | esc | 0.00097009 | 9.1438e-09 | 0.00097009 | 9.1438e-09
[79 empty] | WLDFR | HFTD - Distribution - Tier 2 - 4QU CoRE ¦ 2QU LoRE | Red Flag Warning - Large Fires | 2048 | 2.5593e-08 | 2.5593e-08 | 7.3713 | 0.88759 | 4.1075 | 2.3763 | 0 | 0 | 2.6383e-05 | 1.8866e-07 | 0 | 1.8866e-07 | 1.8866e-07 | 0 | 1.8866e-07 | 0 | 2.3626e-05 | 5.1789e-05 | 0 | 5.1789e-05 | 0 | 4.7792e-06 | 9.5584e-06 | 0 | 9.5584e-06 | [12 empty] | 7.3.3.17.5 (Remote Grid) Updates to grid topology to minimize risk of ignition in HFTDs Remote GridWLDFRContact from objectAggregated | WLDFR | HFTD - Distribution - Tier 2 - 1QU CoRE ¦ 5QU LoRE | Non-Red Flag Warning - Large Fires | Contact from object | Aggregated | 2048 | 9.4258e-06 | 1601.5759 | 0.015096 | 2048 | Mitigation | 0.95 | 45 | 0 | esc | 0.00097009 | 9.1438e-09 | 0.00097009 | 9.1438e-09
[79 empty] | WLDFR | HFTD - Distribution - Tier 2 - 4QU CoRE ¦ 2QU LoRE | Red Flag Warning - Large Fires | 2049 | 2.5593e-08 | 2.5593e-08 | 7.3713 | 0.88759 | 4.1075 | 2.3763 | 0 | 0 | 2.6383e-05 | 1.8866e-07 | 0 | 1.8866e-07 | 1.8866e-07 | 0 | 1.8866e-07 | 0 | 2.3626e-05 | 5.1789e-05 | 0 | 5.1789e-05 | 0 | 4.7792e-06 | 9.5584e-06 | 0 | 9.5584e-06 | [12 empty] | 7.3.3.17.5 (Remote Grid) Updates to grid topology to minimize risk of ignition in HFTDs Remote GridWLDFRContact from objectAggregated | WLDFR | HFTD - Distribution - Tier 2 - 1QU CoRE ¦ 5QU LoRE | Non-Red Flag Warning - Large Fires | Contact from object | Aggregated | 2049 | 9.4258e-06 | 1601.5759 | 0.015096 | 2049 | Mitigation | 0.95 | 45 | 0 | esc | 0.00097009 | 9.1438e-09 | 0.00097009 | 9.1438e-09
[79 empty] | WLDFR | HFTD - Distribution - Tier 2 - 4QU CoRE ¦ 2QU LoRE | Red Flag Warning - Large Fires | 2050 | 2.5593e-08 | 2.5593e-08 | 7.3713 | 0.88759 | 4.1075 | 2.3763 | 0 | 0 | 2.6383e-05 | 1.8866e-07 | 0 | 1.8866e-07 | 1.8866e-07 | 0 | 1.8866e-07 | 0 | 2.3626e-05 | 5.1789e-05 | 0 | 5.1789e-05 | 0 | 4.7792e-06 | 9.5584e-06 | 0 | 9.5584e-06 | [12 empty] | 7.3.3.17.5 (Remote Grid) Updates to grid topology to minimize risk of ignition in HFTDs Remote GridWLDFRContact from objectAggregated | WLDFR | HFTD - Distribution - Tier 2 - 1QU CoRE ¦ 5QU LoRE | Non-Red Flag Warning - Large Fires | Contact from object | Aggregated | 2050 | 9.4258e-06 | 1601.5759 | 0.015096 | 2050 | Mitigation | 0.95 | 45 | 0 | esc | 0.00097009 | 9.1438e-09 | 0.00097009 | 9.1438e-09
[79 empty] | WLDFR | HFTD - Distribution - Tier 2 - 4QU CoRE ¦ 2QU LoRE | Red Flag Warning - Large Fires | 2051 | 2.5593e-08 | 2.5593e-08 | 7.3713 | 0.88759 | 4.1075 | 2.3763 | 0 | 0 | 2.6383e-05 | 1.8866e-07 | 0 | 1.8866e-07 | 1.8866e-07 | 0 | 1.8866e-07 | 0 | 2.4798e-05 | 5.4357e-05 | 0 | 5.4357e-05 | 0 | 4.7792e-06 | 9.5584e-06 | 0 | 9.5584e-06 | [12 empty] | 7.3.3.17.5 (Remote Grid) Updates to grid topology to minimize risk of ignition in HFTDs Remote GridWLDFRContact from objectAggregated | WLDFR | HFTD - Distribution - Tier 2 - 1QU CoRE ¦ 5QU LoRE | Non-Red Flag Warning - Large Fires | Contact from object | Aggregated | 2051 | 9.4258e-06 | 1601.5759 | 0.015096 | 2051 | Mitigation | 0.95 | 45 | 0 | esc | 0.00097009 | 9.1438e-09 | 0.00097009 | 9.1438e-09
[79 empty] | WLDFR | HFTD - Distribution - Tier 2 - 4QU CoRE ¦ 2QU LoRE | Red Flag Warning - Large Fires | 2052 | 2.5593e-08 | 2.5593e-08 | 7.3713 | 0.88759 | 4.1075 | 2.3763 | 0 | 0 | 2.6383e-05 | 1.8866e-07 | 0 | 1.8866e-07 | 1.8866e-07 | 0 | 1.8866e-07 | 0 | 2.4798e-05 | 5.4357e-05 | 0 | 5.4357e-05 | 0 | 5.0047e-06 | 1.0009e-05 | 0 | 1.0009e-05 | [12 empty] | 7.3.3.17.5 (Remote Grid) Updates to grid topology to minimize risk of ignition in HFTDs Remote GridWLDFRContact from objectAggregated | WLDFR | HFTD - Distribution - Tier 2 - 1QU CoRE ¦ 5QU LoRE | Non-Red Flag Warning - Large Fires | Contact from object | Aggregated | 2052 | 9.4258e-06 | 1601.5759 | 0.015096 | 2052 | Mitigation | 0.95 | 45 | 0 | esc | 0.00097009 | 9.1438e-09 | 0.00097009 | 9.1438e-09
[79 empty] | WLDFR | HFTD - Distribution - Tier 2 - 4QU CoRE ¦ 2QU LoRE | Red Flag Warning - Large Fires | 2053 | 2.5593e-08 | 2.5593e-08 | 7.8503 | 0.92702 | 4.3664 | 2.5569 | 0 | 0 | 2.6383e-05 | 2.0092e-07 | 0 | 2.0092e-07 | 2.0092e-07 | 0 | 2.0092e-07 | 0 | 2.4798e-05 | 5.4357e-05 | 0 | 5.4357e-05 | 0 | 5.0047e-06 | 1.0009e-05 | 0 | 1.0009e-05 | [12 empty] | 7.3.3.17.5 (Remote Grid) Updates to grid topology to minimize risk of ignition in HFTDs Remote GridWLDFRContact from objectAggregated | WLDFR | HFTD - Distribution - Tier 2 - 1QU CoRE ¦ 5QU LoRE | Non-Red Flag Warning - Large Fires | Contact from object | Aggregated | 2053 | 9.4258e-06 | 1601.5759 | 0.015096 | 2053 | Mitigation | 0.95 | 45 | 0 | esc | 0.00097009 | 9.1438e-09 | 0.00097009 | 9.1438e-09
[79 empty] | WLDFR | HFTD - Distribution - Tier 2 - 4QU CoRE ¦ 2QU LoRE | Red Flag Warning - Large Fires | 2054 | 2.5593e-08 | 2.5593e-08 | 7.8503 | 0.92702 | 4.3664 | 2.5569 | 0 | 0 | 2.6383e-05 | 2.0092e-07 | 0 | 2.0092e-07 | 2.0092e-07 | 0 | 2.0092e-07 | 0 | 2.4798e-05 | 5.4357e-05 | 0 | 5.4357e-05 | 0 | 5.0047e-06 | 1.0009e-05 | 0 | 1.0009e-05 | [12 empty] | 7.3.3.17.5 (Remote Grid) Updates to grid topology to minimize risk of ignition in HFTDs Remote GridWLDFRContact from objectAggregated | WLDFR | HFTD - Distribution - Tier 2 - 1QU CoRE ¦ 5QU LoRE | Non-Red Flag Warning - Large Fires | Contact from object | Aggregated | 2054 | 9.4258e-06 | 1601.5759 | 0.015096 | 2054 | Mitigation | 0.95 | 45 | 0 | esc | 0.00097009 | 9.1438e-09 | 0.00097009 | 9.1438e-09
[79 empty] | WLDFR | HFTD - Distribution - Tier 2 - 4QU CoRE ¦ 2QU LoRE | Red Flag Warning - Large Fires | 2055 | 2.5593e-08 | 2.5593e-08 | 7.8503 | 0.92702 | 4.3664 | 2.5569 | 0 | 0 | 2.6383e-05 | 2.0092e-07 | 0 | 2.0092e-07 | 2.0092e-07 | 0 | 2.0092e-07 | 0 | 2.4798e-05 | 5.4357e-05 | 0 | 5.4357e-05 | 0 | 5.0047e-06 | 1.0009e-05 | 0 | 1.0009e-05 | [12 empty] | 7.3.3.17.5 (Remote Grid) Updates to grid topology to minimize risk of ignition in HFTDs Remote GridWLDFRContact from objectAggregated | WLDFR | HFTD - Distribution - Tier 2 - 1QU CoRE ¦ 5QU LoRE | Non-Red Flag Warning - Large Fires | Contact from object | Aggregated | 2055 | 9.4258e-06 | 1601.5759 | 0.015096 | 2055 | Mitigation | 0.95 | 45 | 0 | esc | 0.00097009 | 9.1438e-09 | 0.00097009 | 9.1438e-09
[79 empty] | WLDFR | HFTD - Distribution - Tier 2 - 4QU CoRE ¦ 2QU LoRE | Red Flag Warning - Large Fires | 2056 | 2.5593e-08 | 2.5593e-08 | 7.8503 | 0.92702 | 4.3664 | 2.5569 | 0 | 0 | 2.6383e-05 | 2.0092e-07 | 0 | 2.0092e-07 | 2.0092e-07 | 0 | 2.0092e-07 | 0 | 2.6025e-05 | 5.7047e-05 | 0 | 5.7047e-05 | 0 | 5.0047e-06 | 1.0009e-05 | 0 | 1.0009e-05 | [12 empty] | 7.3.3.17.5 (Remote Grid) Updates to grid topology to minimize risk of ignition in HFTDs Remote GridWLDFRContact from objectAggregated | WLDFR | HFTD - Distribution - Tier 2 - 1QU CoRE ¦ 5QU LoRE | Non-Red Flag Warning - Large Fires | Contact from object | Aggregated | 2056 | 9.4258e-06 | 1601.5759 | 0.015096 | 2056 | Mitigation | 0.95 | 45 | 0 | esc | 0.00097009 | 9.1438e-09 | 0.00097009 | 9.1438e-09
[79 empty] | WLDFR | HFTD - Distribution - Tier 2 - 4QU CoRE ¦ 2QU LoRE | Red Flag Warning - Large Fires | 2057 | 2.5593e-08 | 2.5593e-08 | 7.8503 | 0.92702 | 4.3664 | 2.5569 | 0 | 0 | 2.6383e-05 | 2.0092e-07 | 0 | 2.0092e-07 | 2.0092e-07 | 0 | 2.0092e-07 | 0 | 2.6025e-05 | 5.7047e-05 | 0 | 5.7047e-05 | 0 | 5.245e-06 | 1.049e-05 | 0 | 1.049e-05 | [12 empty] | 7.3.3.17.5 (Remote Grid) Updates to grid topology to minimize risk of ignition in HFTDs Remote GridWLDFRContact from objectAggregated | WLDFR | HFTD - Distribution - Tier 2 - 1QU CoRE ¦ 5QU LoRE | Non-Red Flag Warning - Large Fires | Contact from object | Aggregated | 2057 | 9.4258e-06 | 1601.5759 | 0.015096 | 2057 | Mitigation | 0.95 | 45 | 0 | esc | 0.00097009 | 9.1438e-09 | 0.00097009 | 9.1438e-09
[79 empty] | WLDFR | HFTD - Distribution - Tier 2 - 4QU CoRE ¦ 2QU LoRE | Red Flag Warning - Large Fires | 2058 | 2.5593e-08 | 2.5593e-08 | 8.3524 | 0.96727 | 4.6367 | 2.7484 | 0 | 0 | 2.6383e-05 | 2.1377e-07 | 0 | 2.1377e-07 | 2.1377e-07 | 0 | 2.1377e-07 | 0 | 2.6025e-05 | 5.7047e-05 | 0 | 5.7047e-05 | 0 | 5.245e-06 | 1.049e-05 | 0 | 1.049e-05 | [12 empty] | 7.3.3.17.5 (Remote Grid) Updates to grid topology to minimize risk of ignition in HFTDs Remote GridWLDFRContact from objectAggregated | WLDFR | HFTD - Distribution - Tier 2 - 1QU CoRE ¦ 5QU LoRE | Non-Red Flag Warning - Large Fires | Contact from object | Aggregated | 2058 | 9.4258e-06 | 1601.5759 | 0.015096 | 2058 | Mitigation | 0.95 | 45 | 0 | esc | 0.00097009 | 9.1438e-09 | 0.00097009 | 9.1438e-09
[79 empty] | WLDFR | HFTD - Distribution - Tier 2 - 4QU CoRE ¦ 2QU LoRE | Red Flag Warning - Large Fires | 2059 | 2.5593e-08 | 2.5593e-08 | 8.3524 | 0.96727 | 4.6367 | 2.7484 | 0 | 0 | 2.6383e-05 | 2.1377e-07 | 0 | 2.1377e-07 | 2.1377e-07 | 0 | 2.1377e-07 | 0 | 2.6025e-05 | 5.7047e-05 | 0 | 5.7047e-05 | 0 | 5.245e-06 | 1.049e-05 | 0 | 1.049e-05 | [12 empty] | 7.3.3.17.5 (Remote Grid) Updates to grid topology to minimize risk of ignition in HFTDs Remote GridWLDFRContact from objectAggregated | WLDFR | HFTD - Distribution - Tier 2 - 1QU CoRE ¦ 5QU LoRE | Non-Red Flag Warning - Large Fires | Contact from object | Aggregated | 2059 | 9.4258e-06 | 1601.5759 | 0.015096 | 2059 | Mitigation | 0.95 | 45 | 0 | esc | 0.00097009 | 9.1438e-09 | 0.00097009 | 9.1438e-09
[79 empty] | WLDFR | HFTD - Distribution - Tier 2 - 4QU CoRE ¦ 2QU LoRE | Red Flag Warning - Large Fires | 2060 | 2.5593e-08 | 2.5593e-08 | 8.3524 | 0.96727 | 4.6367 | 2.7484 | 0 | 0 | 2.6383e-05 | 2.1377e-07 | 0 | 2.1377e-07 | 2.1377e-07 | 0 | 2.1377e-07 | 0 | 2.6025e-05 | 5.7047e-05 | 0 | 5.7047e-05 | 0 | 5.245e-06 | 1.049e-05 | 0 | 1.049e-05 | [12 empty] | 7.3.3.17.5 (Remote Grid) Updates to grid topology to minimize risk of ignition in HFTDs Remote GridWLDFRContact from objectAggregated | WLDFR | HFTD - Distribution - Tier 2 - 1QU CoRE ¦ 5QU LoRE | Non-Red Flag Warning - Large Fires | Contact from object | Aggregated | 2060 | 9.4258e-06 | 1601.5759 | 0.015096 | 2060 | Mitigation | 0.95 | 45 | 0 | esc | 0.00097009 | 9.1438e-09 | 0.00097009 | 9.1438e-09
[79 empty] | WLDFR | HFTD - Distribution - Tier 2 - 4QU CoRE ¦ 2QU LoRE | Red Flag Warning - Large Fires | 2061 | 2.5593e-08 | 2.5593e-08 | 8.3524 | 0.96727 | 4.6367 | 2.7484 | 0 | 0 | 2.6383e-05 | 2.1377e-07 | 0 | 2.1377e-07 | 2.1377e-07 | 0 | 2.1377e-07 | 0 | 2.7292e-05 | 5.9824e-05 | 0 | 5.9824e-05 | 0 | 0 | 1.049e-05 | 0 | 1.049e-05 | [12 empty] | 7.3.3.17.5 (Remote Grid) Updates to grid topology to minimize risk of ignition in HFTDs Remote GridWLDFRContact from objectAggregated | WLDFR | HFTD - Distribution - Tier 2 - 1QU CoRE ¦ 5QU LoRE | Non-Red Flag Warning - Large Fires | Contact from object | Aggregated | 2061 | 9.4258e-06 | 1601.5759 | 0.015096 | 2061 | Mitigation | 0.95 | 45 | 0 | esc | 0.00097009 | 9.1438e-09 | 0.00097009 | 9.1438e-09
[79 empty] | WLDFR | HFTD - Distribution - Tier 2 - 4QU CoRE ¦ 2QU LoRE | Red Flag Warning - Large Fires | 2062 | 2.5593e-08 | 2.5593e-08 | 8.3524 | 0.96727 | 4.6367 | 2.7484 | 0 | 0 | 2.6383e-05 | 2.1377e-07 | 0 | 2.1377e-07 | 2.1377e-07 | 0 | 2.1377e-07 | 0 | 2.7292e-05 | 5.9824e-05 | 0 | 5.9824e-05 | 0 | 0 | 0 | 0 | 0 | [12 empty] | 7.3.3.17.5 (Remote Grid) Updates to grid topology to minimize risk of ignition in HFTDs Remote GridWLDFRContact from objectAggregated | WLDFR | HFTD - Distribution - Tier 2 - 1QU CoRE ¦ 5QU LoRE | Non-Red Flag Warning - Large Fires | Contact from object | Aggregated | 2062 | 9.4258e-06 | 1601.5759 | 0.015096 | 2062 | Mitigation | 0.95 | 45 | 0 | esc | 0.00097009 | 9.1438e-09 | 0.00097009 | 9.1438e-09
[79 empty] | WLDFR | HFTD - Distribution - Tier 2 - 4QU CoRE ¦ 2QU LoRE | Red Flag Warning - Large Fires | 2063 | 2.5593e-08 | 2.5593e-08 | 8.872 | 1.0079 | 4.9153 | 2.9488 | 0 | 0 | 2.6383e-05 | 2.2706e-07 | 0 | 2.2706e-07 | 2.2706e-07 | 0 | 2.2706e-07 | 0 | 2.7292e-05 | 5.9824e-05 | 0 | 5.9824e-05 | 0 | 0 | 0 | 0 | 0 | [12 empty] | 7.3.3.17.5 (Remote Grid) Updates to grid topology to minimize risk of ignition in HFTDs Remote GridWLDFRContact from objectAggregated | WLDFR | HFTD - Distribution - Tier 2 - 1QU CoRE ¦ 5QU LoRE | Non-Red Flag Warning - Large Fires | Contact from object | Aggregated | 2063 | 9.4258e-06 | 1601.5759 | 0.015096 | 2063 | Mitigation | 0.95 | 45 | 0 | esc | 0.00097009 | 9.1438e-09 | 0.00097009 | 9.1438e-09
[79 empty] | WLDFR | HFTD - Distribution - Tier 2 - 4QU CoRE ¦ 2QU LoRE | Red Flag Warning - Large Fires | 2064 | 2.5593e-08 | 2.5593e-08 | 8.872 | 1.0079 | 4.9153 | 2.9488 | 0 | 0 | 2.6383e-05 | 2.2706e-07 | 0 | 2.2706e-07 | 2.2706e-07 | 0 | 2.2706e-07 | 0 | 2.7292e-05 | 5.9824e-05 | 0 | 5.9824e-05 | 0 | 0.0001527 | 0 | 0 | 0 | [12 empty] | 7.3.3.17.5 (Remote Grid) Updates to grid topology to minimize risk of ignition in HFTDs Remote GridWLDFRContact from objectAggregated | WLDFR | HFTD - Distribution - Tier 2 - 1QU CoRE ¦ 5QU LoRE | Non-Red Flag Warning - Large Fires | Contact from object | Aggregated | 2064 | 9.4258e-06 | 1601.5759 | 0.015096 | 2064 | Mitigation | 0.95 | 45 | 0 | esc | 0.00097009 | 9.1438e-09 | 0.00097009 | 9.1438e-09
[79 empty] | WLDFR | HFTD - Distribution - Tier 2 - 4QU CoRE ¦ 2QU LoRE | Red Flag Warning - Large Fires | 2065 | 2.5593e-08 | 2.5593e-08 | 8.872 | 1.0079 | 4.9153 | 2.9488 | 0 | 0 | 2.6383e-05 | 2.2706e-07 | 0 | 2.2706e-07 | 2.2706e-07 | 0 | 2.2706e-07 | 0 | 2.7292e-05 | 5.9824e-05 | 0 | 5.9824e-05 | 0 | 0.0001583 | 0.0003166 | 0 | 0.0003166 | [12 empty] | 7.3.3.17.5 (Remote Grid) Updates to grid topology to minimize risk of ignition in HFTDs Remote GridWLDFRContact from objectAggregated | WLDFR | HFTD - Distribution - Tier 2 - 1QU CoRE ¦ 5QU LoRE | Non-Red Flag Warning - Large Fires | Contact from object | Aggregated | 2065 | 9.4258e-06 | 1601.5759 | 0.015096 | 2065 | Mitigation | 0.95 | 45 | 0 | esc | 0.00097009 | 9.1438e-09 | 0.00097009 | 9.1438e-09
[79 empty] | WLDFR | HFTD - Distribution - Tier 2 - 4QU CoRE ¦ 2QU LoRE | Red Flag Warning - Large Fires | 2066 | 2.5593e-08 | 2.5593e-08 | 8.872 | 1.0079 | 4.9153 | 2.9488 | 0 | 0 | 2.6383e-05 | 2.2706e-07 | 0 | 2.2706e-07 | 2.2706e-07 | 0 | 2.2706e-07 | 0 | 2.8583e-05 | 6.2655e-05 | 0 | 6.2655e-05 | 0 | 0.0001583 | 0.0003166 | 0 | 0.0003166 | [12 empty] | 7.3.3.17.5 (Remote Grid) Updates to grid topology to minimize risk of ignition in HFTDs Remote GridWLDFRContact from objectAggregated | WLDFR | HFTD - Distribution - Tier 2 - 1QU CoRE ¦ 5QU LoRE | Non-Red Flag Warning - Large Fires | Contact from object | Aggregated | 2066 | 9.4258e-06 | 1601.5759 | 0.015096 | 2066 | Mitigation | 0.95 | 45 | 0 | esc | 0.00097009 | 9.1438e-09 | 0.00097009 | 9.1438e-09
[79 empty] | WLDFR | HFTD - Distribution - Tier 2 - 4QU CoRE ¦ 2QU LoRE | Red Flag Warning - Large Fires | 2067 | 0 | 2.5593e-08 | 8.872 | 1.0079 | 4.9153 | 2.9488 | 0 | 0 | 2.6383e-05 | 0 | 0 | 0 | 2.2706e-07 | 0 | 2.2706e-07 | 0 | 2.8583e-05 | 6.2655e-05 | 0 | 6.2655e-05 | 0 | 0.0001583 | 0.0003166 | 0 | 0.0003166 | [12 empty] | 7.3.3.17.5 (Remote Grid) Updates to grid topology to minimize risk of ignition in HFTDs Remote GridWLDFRContact from objectAggregated | WLDFR | HFTD - Distribution - Tier 2 - 1QU CoRE ¦ 5QU LoRE | Non-Red Flag Warning - Large Fires | Contact from object | Aggregated | 2067 | 9.4258e-06 | 1601.5759 | 0.015096 | 2067 | Mitigation | 0.95 | 45 | 0 | esc | 0 | 0 | 0.00097009 | 9.1438e-09
[79 empty] | WLDFR | HFTD - Distribution - Tier 2 - 4QU CoRE ¦ 2QU LoRE | Red Flag Warning - Small Fires | 2022 | 6.9221e-07 | 0 | 0.077901 | 0.036425 | 0.0015809 | 0.039895 | 0 | 0 | 0.00072686 | 5.3923e-08 | 0 | 5.3923e-08 | 0 | 0 | 0 | 0 | 2.8583e-05 | 6.2655e-05 | 0 | 6.2655e-05 | 0 | 0.0001583 | 0.0003166 | 0 | 0.0003166 | [12 empty] | 7.3.3.17.5 (Remote Grid) Updates to grid topology to minimize risk of ignition in HFTDs Remote GridWLDFRContaminationAggregated | WLDFR | HFTD - Distribution - Tier 2 - 1QU CoRE ¦ 5QU LoRE | Non-Red Flag Warning - Large Fires | Contamination | Aggregated | 2022 | 2.5583e-07 | 1601.5759 | 0.00040973 | 2022 | Mitigation | 0.95 | 45 | 0 | esc | 0.00097009 | 2.4817e-10 | 0 | 0
[79 empty] | WLDFR | HFTD - Distribution - Tier 2 - 4QU CoRE ¦ 2QU LoRE | Red Flag Warning - Small Fires | 2023 | 6.9221e-07 | 6.9221e-07 | 0.080408 | 0.03759 | 0.0016314 | 0.041187 | 0 | 0 | 0.00072686 | 5.5659e-08 | 0 | 5.5659e-08 | 5.5659e-08 | 0 | 5.5659e-08 | 0 | 2.8583e-05 | 6.2655e-05 | 0 | 6.2655e-05 | 0 | 0.0001583 | 0.0003166 | 0 | 0.0003166 | [12 empty] | 7.3.3.17.5 (Remote Grid) Updates to grid topology to minimize risk of ignition in HFTDs Remote GridWLDFRContaminationAggregated | WLDFR | HFTD - Distribution - Tier 2 - 1QU CoRE ¦ 5QU LoRE | Non-Red Flag Warning - Large Fires | Contamination | Aggregated | 2023 | 2.5583e-07 | 1601.5759 | 0.00040973 | 2023 | Mitigation | 0.95 | 45 | 0 | esc | 0.00097009 | 2.4817e-10 | 0.00097009 | 2.4817e-10
[79 empty] | WLDFR | HFTD - Distribution - Tier 2 - 4QU CoRE ¦ 2QU LoRE | Red Flag Warning - Small Fires | 2024 | 6.9221e-07 | 6.9221e-07 | 0.080408 | 0.03759 | 0.0016314 | 0.041187 | 0 | 0 | 0.00072686 | 5.5659e-08 | 0 | 5.5659e-08 | 5.5659e-08 | 0 | 5.5659e-08 | 0 | 2.8583e-05 | 6.2655e-05 | 0 | 6.2655e-05 | 0 | 0.00016535 | 0.00033071 | 0 | 0.00033071 | [12 empty] | 7.3.3.17.5 (Remote Grid) Updates to grid topology to minimize risk of ignition in HFTDs Remote GridWLDFRContaminationAggregated | WLDFR | HFTD - Distribution - Tier 2 - 1QU CoRE ¦ 5QU LoRE | Non-Red Flag Warning - Large Fires | Contamination | Aggregated | 2024 | 2.5583e-07 | 1601.5759 | 0.00040973 | 2024 | Mitigation | 0.95 | 45 | 0 | esc | 0.00097009 | 2.4817e-10 | 0.00097009 | 2.4817e-10
[79 empty] | WLDFR | HFTD - Distribution - Tier 2 - 4QU CoRE ¦ 2QU LoRE | Red Flag Warning - Small Fires | 2025 | 6.9221e-07 | 6.9221e-07 | 0.080408 | 0.03759 | 0.0016314 | 0.041187 | 0 | 0 | 0.00072686 | 5.5659e-08 | 0 | 5.5659e-08 | 5.5659e-08 | 0 | 5.5659e-08 | 0 | 2.9884e-05 | 6.5506e-05 | 0 | 6.5506e-05 | 0 | 0.00016535 | 0.00033071 | 0 | 0.00033071 | [12 empty] | 7.3.3.17.5 (Remote Grid) Updates to grid topology to minimize risk of ignition in HFTDs Remote GridWLDFRContaminationAggregated | WLDFR | HFTD - Distribution - Tier 2 - 1QU CoRE ¦ 5QU LoRE | Non-Red Flag Warning - Large Fires | Contamination | Aggregated | 2025 | 2.5583e-07 | 1601.5759 | 0.00040973 | 2025 | Mitigation | 0.95 | 45 | 0 | esc | 0.00097009 | 2.4817e-10 | 0.00097009 | 2.4817e-10
[79 empty] | WLDFR | HFTD - Distribution - Tier 2 - 4QU CoRE ¦ 2QU LoRE | Red Flag Warning - Small Fires | 2026 | 6.9221e-07 | 6.9221e-07 | 0.080408 | 0.03759 | 0.0016314 | 0.041187 | 0 | 0 | 0.00072686 | 5.5659e-08 | 0 | 5.5659e-08 | 5.5659e-08 | 0 | 5.5659e-08 | 0 | 2.9884e-05 | 6.5506e-05 | 0 | 6.5506e-05 | 0 | 0.00016535 | 0.00033071 | 0 | 0.00033071 | [12 empty] | 7.3.3.17.5 (Remote Grid) Updates to grid topology to minimize risk of ignition in HFTDs Remote GridWLDFRContaminationAggregated | WLDFR | HFTD - Distribution - Tier 2 - 1QU CoRE ¦ 5QU LoRE | Non-Red Flag Warning - Large Fires | Contamination | Aggregated | 2026 | 2.5583e-07 | 1601.5759 | 0.00040973 | 2026 | Mitigation | 0.95 | 45 | 0 | esc | 0.00097009 | 2.4817e-10 | 0.00097009 | 2.4817e-10
[79 empty] | WLDFR | HFTD - Distribution - Tier 2 - 4QU CoRE ¦ 2QU LoRE | Red Flag Warning - Small Fires | 2027 | 6.9221e-07 | 6.9221e-07 | 0.080408 | 0.03759 | 0.0016314 | 0.041187 | 0 | 0 | 0.00072686 | 5.5659e-08 | 0 | 5.5659e-08 | 5.5659e-08 | 0 | 5.5659e-08 | 0 | 2.9884e-05 | 6.5506e-05 | 0 | 6.5506e-05 | 0 | 0.00016535 | 0.00033071 | 0 | 0.00033071 | [12 empty] | 7.3.3.17.5 (Remote Grid) Updates to grid topology to minimize risk of ignition in HFTDs Remote GridWLDFRContaminationAggregated | WLDFR | HFTD - Distribution - Tier 2 - 1QU CoRE ¦ 5QU LoRE | Non-Red Flag Warning - Large Fires | Contamination | Aggregated | 2027 | 2.5583e-07 | 1601.5759 | 0.00040973 | 2027 | Mitigation | 0.95 | 45 | 0 | esc | 0.00097009 | 2.4817e-10 | 0.00097009 | 2.4817e-10
[79 empty] | WLDFR | HFTD - Distribution - Tier 2 - 4QU CoRE ¦ 2QU LoRE | Red Flag Warning - Small Fires | 2028 | 6.9221e-07 | 6.9221e-07 | 0.083606 | 0.039055 | 0.001695 | 0.042856 | 0 | 0 | 0.00072686 | 5.7873e-08 | 0 | 5.7873e-08 | 5.7873e-08 | 0 | 5.7873e-08 | 0 | 2.9884e-05 | 6.5506e-05 | 0 | 6.5506e-05 | 0 | 0.00016535 | 0.00033071 | 0 | 0.00033071 | [12 empty] | 7.3.3.17.5 (Remote Grid) Updates to grid topology to minimize risk of ignition in HFTDs Remote GridWLDFRContaminationAggregated | WLDFR | HFTD - Distribution - Tier 2 - 1QU CoRE ¦ 5QU LoRE | Non-Red Flag Warning - Large Fires | Contamination | Aggregated | 2028 | 2.5583e-07 | 1601.5759 | 0.00040973 | 2028 | Mitigation | 0.95 | 45 | 0 | esc | 0.00097009 | 2.4817e-10 | 0.00097009 | 2.4817e-10
[79 empty] | WLDFR | HFTD - Distribution - Tier 2 - 4QU CoRE ¦ 2QU LoRE | Red Flag Warning - Small Fires | 2029 | 6.9221e-07 | 6.9221e-07 | 0.083606 | 0.039055 | 0.001695 | 0.042856 | 0 | 0 | 0.00072686 | 5.7873e-08 | 0 | 5.7873e-08 | 5.7873e-08 | 0 | 5.7873e-08 | 0 | 2.9884e-05 | 6.5506e-05 | 0 | 6.5506e-05 | 0 | 0.00017319 | 0.00034638 | 0 | 0.00034638 | [12 empty] | 7.3.3.17.5 (Remote Grid) Updates to grid topology to minimize risk of ignition in HFTDs Remote GridWLDFRContaminationAggregated | WLDFR | HFTD - Distribution - Tier 2 - 1QU CoRE ¦ 5QU LoRE | Non-Red Flag Warning - Large Fires | Contamination | Aggregated | 2029 | 2.5583e-07 | 1601.5759 | 0.00040973 | 2029 | Mitigation | 0.95 | 45 | 0 | esc | 0.00097009 | 2.4817e-10 | 0.00097009 | 2.4817e-10
[79 empty] | WLDFR | HFTD - Distribution - Tier 2 - 4QU CoRE ¦ 2QU LoRE | Red Flag Warning - Small Fires | 2030 | 6.9221e-07 | 6.9221e-07 | 0.083606 | 0.039055 | 0.001695 | 0.042856 | 0 | 0 | 0.00072686 | 5.7873e-08 | 0 | 5.7873e-08 | 5.7873e-08 | 0 | 5.7873e-08 | 0 | 3.1177e-05 | 6.8341e-05 | 0 | 6.8341e-05 | 0 | 0.00017319 | 0.00034638 | 0 | 0.00034638 | [12 empty] | 7.3.3.17.5 (Remote Grid) Updates to grid topology to minimize risk of ignition in HFTDs Remote GridWLDFRContaminationAggregated | WLDFR | HFTD - Distribution - Tier 2 - 1QU CoRE ¦ 5QU LoRE | Non-Red Flag Warning - Large Fires | Contamination | Aggregated | 2030 | 2.5583e-07 | 1601.5759 | 0.00040973 | 2030 | Mitigation | 0.95 | 45 | 0 | esc | 0.00097009 | 2.4817e-10 | 0.00097009 | 2.4817e-10
[79 empty] | WLDFR | HFTD - Distribution - Tier 2 - 4QU CoRE ¦ 2QU LoRE | Red Flag Warning - Small Fires | 2031 | 6.9221e-07 | 6.9221e-07 | 0.083606 | 0.039055 | 0.001695 | 0.042856 | 0 | 0 | 0.00072686 | 5.7873e-08 | 0 | 5.7873e-08 | 5.7873e-08 | 0 | 5.7873e-08 | 0 | 3.1177e-05 | 6.8341e-05 | 0 | 6.8341e-05 | 0 | 0.00017319 | 0.00034638 | 0 | 0.00034638 | [12 empty] | 7.3.3.17.5 (Remote Grid) Updates to grid topology to minimize risk of ignition in HFTDs Remote GridWLDFRContaminationAggregated | WLDFR | HFTD - Distribution - Tier 2 - 1QU CoRE ¦ 5QU LoRE | Non-Red Flag Warning - Large Fires | Contamination | Aggregated | 2031 | 2.5583e-07 | 1601.5759 | 0.00040973 | 2031 | Mitigation | 0.95 | 45 | 0 | esc | 0.00097009 | 2.4817e-10 | 0.00097009 | 2.4817e-10
[79 empty] | WLDFR | HFTD - Distribution - Tier 2 - 4QU CoRE ¦ 2QU LoRE | Red Flag Warning - Small Fires | 2032 | 6.9221e-07 | 6.9221e-07 | 0.083606 | 0.039055 | 0.001695 | 0.042856 | 0 | 0 | 0.00072686 | 5.7873e-08 | 0 | 5.7873e-08 | 5.7873e-08 | 0 | 5.7873e-08 | 0 | 3.1177e-05 | 6.8341e-05 | 0 | 6.8341e-05 | 0 | 0.00017319 | 0.00034638 | 0 | 0.00034638 | [12 empty] | 7.3.3.17.5 (Remote Grid) Updates to grid topology to minimize risk of ignition in HFTDs Remote GridWLDFRContaminationAggregated | WLDFR | HFTD - Distribution - Tier 2 - 1QU CoRE ¦ 5QU LoRE | Non-Red Flag Warning - Large Fires | Contamination | Aggregated | 2032 | 2.5583e-07 | 1601.5759 | 0.00040973 | 2032 | Mitigation | 0.95 | 45 | 0 | esc | 0.00097009 | 2.4817e-10 | 0.00097009 | 2.4817e-10
[79 empty] | WLDFR | HFTD - Distribution - Tier 2 - 4QU CoRE ¦ 2QU LoRE | Red Flag Warning - Small Fires | 2033 | 6.9221e-07 | 6.9221e-07 | 0.087211 | 0.040679 | 0.0017655 | 0.044766 | 0 | 0 | 0.00072686 | 6.0368e-08 | 0 | 6.0368e-08 | 6.0368e-08 | 0 | 6.0368e-08 | 0 | 0 | 6.8341e-05 | 0 | 6.8341e-05 | 0 | 0.00017319 | 0.00034638 | 0 | 0.00034638 | [12 empty] | 7.3.3.17.5 (Remote Grid) Updates to grid topology to minimize risk of ignition in HFTDs Remote GridWLDFRContaminationAggregated | WLDFR | HFTD - Distribution - Tier 2 - 1QU CoRE ¦ 5QU LoRE | Non-Red Flag Warning - Large Fires | Contamination | Aggregated | 2033 | 2.5583e-07 | 1601.5759 | 0.00040973 | 2033 | Mitigation | 0.95 | 45 | 0 | esc | 0.00097009 | 2.4817e-10 | 0.00097009 | 2.4817e-10
[79 empty] | WLDFR | HFTD - Distribution - Tier 2 - 4QU CoRE ¦ 2QU LoRE | Red Flag Warning - Small Fires | 2034 | 6.9221e-07 | 6.9221e-07 | 0.087211 | 0.040679 | 0.0017655 | 0.044766 | 0 | 0 | 0.00072686 | 6.0368e-08 | 0 | 6.0368e-08 | 6.0368e-08 | 0 | 6.0368e-08 | 0 | 0 | 0 | 0 | 0 | 0 | 0.0001817 | 0.0003634 | 0 | 0.0003634 | [12 empty] | 7.3.3.17.5 (Remote Grid) Updates to grid topology to minimize risk of ignition in HFTDs Remote GridWLDFRContaminationAggregated | WLDFR | HFTD - Distribution - Tier 2 - 1QU CoRE ¦ 5QU LoRE | Non-Red Flag Warning - Large Fires | Contamination | Aggregated | 2034 | 2.5583e-07 | 1601.5759 | 0.00040973 | 2034 | Mitigation | 0.95 | 45 | 0 | esc | 0.00097009 | 2.4817e-10 | 0.00097009 | 2.4817e-10
[79 empty] | WLDFR | HFTD - Distribution - Tier 2 - 4QU CoRE ¦ 2QU LoRE | Red Flag Warning - Small Fires | 2035 | 6.9221e-07 | 6.9221e-07 | 0.087211 | 0.040679 | 0.0017655 | 0.044766 | 0 | 0 | 0.00072686 | 6.0368e-08 | 0 | 6.0368e-08 | 6.0368e-08 | 0 | 6.0368e-08 | 0 | 2.3185e-07 | 0 | 0 | 0 | 0 | 0.0001817 | 0.0003634 | 0 | 0.0003634 | [12 empty] | 7.3.3.17.5 (Remote Grid) Updates to grid topology to minimize risk of ignition in HFTDs Remote GridWLDFRContaminationAggregated | WLDFR | HFTD - Distribution - Tier 2 - 1QU CoRE ¦ 5QU LoRE | Non-Red Flag Warning - Large Fires | Contamination | Aggregated | 2035 | 2.5583e-07 | 1601.5759 | 0.00040973 | 2035 | Mitigation | 0.95 | 45 | 0 | esc | 0.00097009 | 2.4817e-10 | 0.00097009 | 2.4817e-10
[79 empty] | WLDFR | HFTD - Distribution - Tier 2 - 4QU CoRE ¦ 2QU LoRE | Red Flag Warning - Small Fires | 2036 | 6.9221e-07 | 6.9221e-07 | 0.087211 | 0.040679 | 0.0017655 | 0.044766 | 0 | 0 | 0.00072686 | 6.0368e-08 | 0 | 6.0368e-08 | 6.0368e-08 | 0 | 6.0368e-08 | 0 | 2.4222e-07 | 5.3096e-07 | 0 | 5.3096e-07 | 0 | 0.0001817 | 0.0003634 | 0 | 0.0003634 | [12 empty] | 7.3.3.17.5 (Remote Grid) Updates to grid topology to minimize risk of ignition in HFTDs Remote GridWLDFRContaminationAggregated | WLDFR | HFTD - Distribution - Tier 2 - 1QU CoRE ¦ 5QU LoRE | Non-Red Flag Warning - Large Fires | Contamination | Aggregated | 2036 | 2.5583e-07 | 1601.5759 | 0.00040973 | 2036 | Mitigation | 0.95 | 45 | 0 | esc | 0.00097009 | 2.4817e-10 | 0.00097009 | 2.4817e-10
[79 empty] | WLDFR | HFTD - Distribution - Tier 2 - 4QU CoRE ¦ 2QU LoRE | Red Flag Warning - Small Fires | 2037 | 6.9221e-07 | 6.9221e-07 | 0.087211 | 0.040679 | 0.0017655 | 0.044766 | 0 | 0 | 0.00072686 | 6.0368e-08 | 0 | 6.0368e-08 | 6.0368e-08 | 0 | 6.0368e-08 | 0 | 2.4222e-07 | 5.3096e-07 | 0 | 5.3096e-07 | 0 | 0.0001817 | 0.0003634 | 0 | 0.0003634 | [12 empty] | 7.3.3.17.5 (Remote Grid) Updates to grid topology to minimize risk of ignition in HFTDs Remote GridWLDFRContaminationAggregated | WLDFR | HFTD - Distribution - Tier 2 - 1QU CoRE ¦ 5QU LoRE | Non-Red Flag Warning - Large Fires | Contamination | Aggregated | 2037 | 2.5583e-07 | 1601.5759 | 0.00040973 | 2037 | Mitigation | 0.95 | 45 | 0 | esc | 0.00097009 | 2.4817e-10 | 0.00097009 | 2.4817e-10
[79 empty] | WLDFR | HFTD - Distribution - Tier 2 - 4QU CoRE ¦ 2QU LoRE | Red Flag Warning - Small Fires | 2038 | 6.9221e-07 | 6.9221e-07 | 0.091184 | 0.042438 | 0.0018418 | 0.046905 | 0 | 0 | 0.00072686 | 6.3118e-08 | 0 | 6.3118e-08 | 6.3118e-08 | 0 | 6.3118e-08 | 0 | 2.4222e-07 | 5.3096e-07 | 0 | 5.3096e-07 | 0 | 0.0001817 | 0.0003634 | 0 | 0.0003634 | [12 empty] | 7.3.3.17.5 (Remote Grid) Updates to grid topology to minimize risk of ignition in HFTDs Remote GridWLDFRContaminationAggregated | WLDFR | HFTD - Distribution - Tier 2 - 1QU CoRE ¦ 5QU LoRE | Non-Red Flag Warning - Large Fires | Contamination | Aggregated | 2038 | 2.5583e-07 | 1601.5759 | 0.00040973 | 2038 | Mitigation | 0.95 | 45 | 0 | esc | 0.00097009 | 2.4817e-10 | 0.00097009 | 2.4817e-10
[79 empty] | WLDFR | HFTD - Distribution - Tier 2 - 4QU CoRE ¦ 2QU LoRE | Red Flag Warning - Small Fires | 2039 | 6.9221e-07 | 6.9221e-07 | 0.091184 | 0.042438 | 0.0018418 | 0.046905 | 0 | 0 | 0.00072686 | 6.3118e-08 | 0 | 6.3118e-08 | 6.3118e-08 | 0 | 6.3118e-08 | 0 | 2.4222e-07 | 5.3096e-07 | 0 | 5.3096e-07 | 0 | 0.00019077 | 0.00038153 | 0 | 0.00038153 | [12 empty] | 7.3.3.17.5 (Remote Grid) Updates to grid topology to minimize risk of ignition in HFTDs Remote GridWLDFRContaminationAggregated | WLDFR | HFTD - Distribution - Tier 2 - 1QU CoRE ¦ 5QU LoRE | Non-Red Flag Warning - Large Fires | Contamination | Aggregated | 2039 | 2.5583e-07 | 1601.5759 | 0.00040973 | 2039 | Mitigation | 0.95 | 45 | 0 | esc | 0.00097009 | 2.4817e-10 | 0.00097009 | 2.4817e-10
[79 empty] | WLDFR | HFTD - Distribution - Tier 2 - 4QU CoRE ¦ 2QU LoRE | Red Flag Warning - Small Fires | 2040 | 6.9221e-07 | 6.9221e-07 | 0.091184 | 0.042438 | 0.0018418 | 0.046905 | 0 | 0 | 0.00072686 | 6.3118e-08 | 0 | 6.3118e-08 | 6.3118e-08 | 0 | 6.3118e-08 | 0 | 2.4222e-07 | 5.3096e-07 | 0 | 5.3096e-07 | 0 | 0.00019077 | 0.00038153 | 0 | 0.00038153 | [12 empty] | 7.3.3.17.5 (Remote Grid) Updates to grid topology to minimize risk of ignition in HFTDs Remote GridWLDFRContaminationAggregated | WLDFR | HFTD - Distribution - Tier 2 - 1QU CoRE ¦ 5QU LoRE | Non-Red Flag Warning - Large Fires | Contamination | Aggregated | 2040 | 2.5583e-07 | 1601.5759 | 0.00040973 | 2040 | Mitigation | 0.95 | 45 | 0 | esc | 0.00097009 | 2.4817e-10 | 0.00097009 | 2.4817e-10
[79 empty] | WLDFR | HFTD - Distribution - Tier 2 - 4QU CoRE ¦ 2QU LoRE | Red Flag Warning - Small Fires | 2041 | 6.9221e-07 | 6.9221e-07 | 0.091184 | 0.042438 | 0.0018418 | 0.046905 | 0 | 0 | 0.00072686 | 6.3118e-08 | 0 | 6.3118e-08 | 6.3118e-08 | 0 | 6.3118e-08 | 0 | 2.5558e-07 | 5.6025e-07 | 0 | 5.6025e-07 | 0 | 0.00019077 | 0.00038153 | 0 | 0.00038153 | [12 empty] | 7.3.3.17.5 (Remote Grid) Updates to grid topology to minimize risk of ignition in HFTDs Remote GridWLDFRContaminationAggregated | WLDFR | HFTD - Distribution - Tier 2 - 1QU CoRE ¦ 5QU LoRE | Non-Red Flag Warning - Large Fires | Contamination | Aggregated | 2041 | 2.5583e-07 | 1601.5759 | 0.00040973 | 2041 | Mitigation | 0.95 | 45 | 0 | esc | 0.00097009 | 2.4817e-10 | 0.00097009 | 2.4817e-10
[79 empty] | WLDFR | HFTD - Distribution - Tier 2 - 4QU CoRE ¦ 2QU LoRE | Red Flag Warning - Small Fires | 2042 | 6.9221e-07 | 6.9221e-07 | 0.091184 | 0.042438 | 0.0018418 | 0.046905 | 0 | 0 | 0.00072686 | 6.3118e-08 | 0 | 6.3118e-08 | 6.3118e-08 | 0 | 6.3118e-08 | 0 | 2.5558e-07 | 5.6025e-07 | 0 | 5.6025e-07 | 0 | 0.00019077 | 0.00038153 | 0 | 0.00038153 | [12 empty] | 7.3.3.17.5 (Remote Grid) Updates to grid topology to minimize risk of ignition in HFTDs Remote GridWLDFRContaminationAggregated | WLDFR | HFTD - Distribution - Tier 2 - 1QU CoRE ¦ 5QU LoRE | Non-Red Flag Warning - Large Fires | Contamination | Aggregated | 2042 | 2.5583e-07 | 1601.5759 | 0.00040973 | 2042 | Mitigation | 0.95 | 45 | 0 | esc | 0.00097009 | 2.4817e-10 | 0.00097009 | 2.4817e-10
[79 empty] | WLDFR | HFTD - Distribution - Tier 2 - 4QU CoRE ¦ 2QU LoRE | Red Flag Warning - Small Fires | 2043 | 6.9221e-07 | 6.9221e-07 | 0.095486 | 0.044306 | 0.0019228 | 0.049257 | 0 | 0 | 0.00072686 | 6.6096e-08 | 0 | 6.6096e-08 | 6.6096e-08 | 0 | 6.6096e-08 | 0 | 2.5558e-07 | 5.6025e-07 | 0 | 5.6025e-07 | 0 | 0.00019077 | 0.00038153 | 0 | 0.00038153 | [12 empty] | 7.3.3.17.5 (Remote Grid) Updates to grid topology to minimize risk of ignition in HFTDs Remote GridWLDFRContaminationAggregated | WLDFR | HFTD - Distribution - Tier 2 - 1QU CoRE ¦ 5QU LoRE | Non-Red Flag Warning - Large Fires | Contamination | Aggregated | 2043 | 2.5583e-07 | 1601.5759 | 0.00040973 | 2043 | Mitigation | 0.95 | 45 | 0 | esc | 0.00097009 | 2.4817e-10 | 0.00097009 | 2.4817e-10
[79 empty] | WLDFR | HFTD - Distribution - Tier 2 - 4QU CoRE ¦ 2QU LoRE | Red Flag Warning - Small Fires | 2044 | 6.9221e-07 | 6.9221e-07 | 0.095486 | 0.044306 | 0.0019228 | 0.049257 | 0 | 0 | 0.00072686 | 6.6096e-08 | 0 | 6.6096e-08 | 6.6096e-08 | 0 | 6.6096e-08 | 0 | 2.5558e-07 | 5.6025e-07 | 0 | 5.6025e-07 | 0 | 0.00020027 | 0.00040053 | 0 | 0.00040053 | [12 empty] | 7.3.3.17.5 (Remote Grid) Updates to grid topology to minimize risk of ignition in HFTDs Remote GridWLDFRContaminationAggregated | WLDFR | HFTD - Distribution - Tier 2 - 1QU CoRE ¦ 5QU LoRE | Non-Red Flag Warning - Large Fires | Contamination | Aggregated | 2044 | 2.5583e-07 | 1601.5759 | 0.00040973 | 2044 | Mitigation | 0.95 | 45 | 0 | esc | 0.00097009 | 2.4817e-10 | 0.00097009 | 2.4817e-10
[79 empty] | WLDFR | HFTD - Distribution - Tier 2 - 4QU CoRE ¦ 2QU LoRE | Red Flag Warning - Small Fires | 2045 | 6.9221e-07 | 6.9221e-07 | 0.095486 | 0.044306 | 0.0019228 | 0.049257 | 0 | 0 | 0.00072686 | 6.6096e-08 | 0 | 6.6096e-08 | 6.6096e-08 | 0 | 6.6096e-08 | 0 | 2.5558e-07 | 5.6025e-07 | 0 | 5.6025e-07 | 0 | 0.00020027 | 0.00040053 | 0 | 0.00040053 | [12 empty] | 7.3.3.17.5 (Remote Grid) Updates to grid topology to minimize risk of ignition in HFTDs Remote GridWLDFRContaminationAggregated | WLDFR | HFTD - Distribution - Tier 2 - 1QU CoRE ¦ 5QU LoRE | Non-Red Flag Warning - Large Fires | Contamination | Aggregated | 2045 | 2.5583e-07 | 1601.5759 | 0.00040973 | 2045 | Mitigation | 0.95 | 45 | 0 | esc | 0.00097009 | 2.4817e-10 | 0.00097009 | 2.4817e-10
[79 empty] | WLDFR | HFTD - Distribution - Tier 2 - 4QU CoRE ¦ 2QU LoRE | Red Flag Warning - Small Fires | 2046 | 6.9221e-07 | 6.9221e-07 | 0.095486 | 0.044306 | 0.0019228 | 0.049257 | 0 | 0 | 0.00072686 | 6.6096e-08 | 0 | 6.6096e-08 | 6.6096e-08 | 0 | 6.6096e-08 | 0 | 2.7078e-07 | 5.9356e-07 | 0 | 5.9356e-07 | 0 | 0.00020027 | 0.00040053 | 0 | 0.00040053 | [12 empty] | 7.3.3.17.5 (Remote Grid) Updates to grid topology to minimize risk of ignition in HFTDs Remote GridWLDFRContaminationAggregated | WLDFR | HFTD - Distribution - Tier 2 - 1QU CoRE ¦ 5QU LoRE | Non-Red Flag Warning - Large Fires | Contamination | Aggregated | 2046 | 2.5583e-07 | 1601.5759 | 0.00040973 | 2046 | Mitigation | 0.95 | 45 | 0 | esc | 0.00097009 | 2.4817e-10 | 0.00097009 | 2.4817e-10
[79 empty] | WLDFR | HFTD - Distribution - Tier 2 - 4QU CoRE ¦ 2QU LoRE | Red Flag Warning - Small Fires | 2047 | 6.9221e-07 | 6.9221e-07 | 0.095486 | 0.044306 | 0.0019228 | 0.049257 | 0 | 0 | 0.00072686 | 6.6096e-08 | 0 | 6.6096e-08 | 6.6096e-08 | 0 | 6.6096e-08 | 0 | 2.7078e-07 | 5.9356e-07 | 0 | 5.9356e-07 | 0 | 0.00020027 | 0.00040053 | 0 | 0.00040053 | [12 empty] | 7.3.3.17.5 (Remote Grid) Updates to grid topology to minimize risk of ignition in HFTDs Remote GridWLDFRContaminationAggregated | WLDFR | HFTD - Distribution - Tier 2 - 1QU CoRE ¦ 5QU LoRE | Non-Red Flag Warning - Large Fires | Contamination | Aggregated | 2047 | 2.5583e-07 | 1601.5759 | 0.00040973 | 2047 | Mitigation | 0.95 | 45 | 0 | esc | 0.00097009 | 2.4817e-10 | 0.00097009 | 2.4817e-10
[79 empty] | WLDFR | HFTD - Distribution - Tier 2 - 4QU CoRE ¦ 2QU LoRE | Red Flag Warning - Small Fires | 2048 | 6.9221e-07 | 6.9221e-07 | 0.10007 | 0.04626 | 0.0020076 | 0.051804 | 0 | 0 | 0.00072686 | 6.927e-08 | 0 | 6.927e-08 | 6.927e-08 | 0 | 6.927e-08 | 0 | 2.7078e-07 | 5.9356e-07 | 0 | 5.9356e-07 | 0 | 0 | 0.00040053 | 0 | 0.00040053 | [12 empty] | 7.3.3.17.5 (Remote Grid) Updates to grid topology to minimize risk of ignition in HFTDs Remote GridWLDFRContaminationAggregated | WLDFR | HFTD - Distribution - Tier 2 - 1QU CoRE ¦ 5QU LoRE | Non-Red Flag Warning - Large Fires | Contamination | Aggregated | 2048 | 2.5583e-07 | 1601.5759 | 0.00040973 | 2048 | Mitigation | 0.95 | 45 | 0 | esc | 0.00097009 | 2.4817e-10 | 0.00097009 | 2.4817e-10
[79 empty] | WLDFR | HFTD - Distribution - Tier 2 - 4QU CoRE ¦ 2QU LoRE | Red Flag Warning - Small Fires | 2049 | 6.9221e-07 | 6.9221e-07 | 0.10007 | 0.04626 | 0.0020076 | 0.051804 | 0 | 0 | 0.00072686 | 6.927e-08 | 0 | 6.927e-08 | 6.927e-08 | 0 | 6.927e-08 | 0 | 2.7078e-07 | 5.9356e-07 | 0 | 5.9356e-07 | 0 | 0 | 0 | 0 | 0 | [12 empty] | 7.3.3.17.5 (Remote Grid) Updates to grid topology to minimize risk of ignition in HFTDs Remote GridWLDFRContaminationAggregated | WLDFR | HFTD - Distribution - Tier 2 - 1QU CoRE ¦ 5QU LoRE | Non-Red Flag Warning - Large Fires | Contamination | Aggregated | 2049 | 2.5583e-07 | 1601.5759 | 0.00040973 | 2049 | Mitigation | 0.95 | 45 | 0 | esc | 0.00097009 | 2.4817e-10 | 0.00097009 | 2.4817e-10
[79 empty] | WLDFR | HFTD - Distribution - Tier 2 - 4QU CoRE ¦ 2QU LoRE | Red Flag Warning - Small Fires | 2050 | 6.9221e-07 | 6.9221e-07 | 0.10007 | 0.04626 | 0.0020076 | 0.051804 | 0 | 0 | 0.00072686 | 6.927e-08 | 0 | 6.927e-08 | 6.927e-08 | 0 | 6.927e-08 | 0 | 2.7078e-07 | 5.9356e-07 | 0 | 5.9356e-07 | 0 | 0 | 0 | 0 | 0 | [12 empty] | 7.3.3.17.5 (Remote Grid) Updates to grid topology to minimize risk of ignition in HFTDs Remote GridWLDFRContaminationAggregated | WLDFR | HFTD - Distribution - Tier 2 - 1QU CoRE ¦ 5QU LoRE | Non-Red Flag Warning - Large Fires | Contamination | Aggregated | 2050 | 2.5583e-07 | 1601.5759 | 0.00040973 | 2050 | Mitigation | 0.95 | 45 | 0 | esc | 0.00097009 | 2.4817e-10 | 0.00097009 | 2.4817e-10
[79 empty] | WLDFR | HFTD - Distribution - Tier 2 - 4QU CoRE ¦ 2QU LoRE | Red Flag Warning - Small Fires | 2051 | 6.9221e-07 | 6.9221e-07 | 0.10007 | 0.04626 | 0.0020076 | 0.051804 | 0 | 0 | 0.00072686 | 6.927e-08 | 0 | 6.927e-08 | 6.927e-08 | 0 | 6.927e-08 | 0 | 2.8769e-07 | 6.3063e-07 | 0 | 6.3063e-07 | 0 | 2.0087e-05 | 0 | 0 | 0 | [12 empty] | 7.3.3.17.5 (Remote Grid) Updates to grid topology to minimize risk of ignition in HFTDs Remote GridWLDFRContaminationAggregated | WLDFR | HFTD - Distribution - Tier 2 - 1QU CoRE ¦ 5QU LoRE | Non-Red Flag Warning - Large Fires | Contamination | Aggregated | 2051 | 2.5583e-07 | 1601.5759 | 0.00040973 | 2051 | Mitigation | 0.95 | 45 | 0 | esc | 0.00097009 | 2.4817e-10 | 0.00097009 | 2.4817e-10
[79 empty] | WLDFR | HFTD - Distribution - Tier 2 - 4QU CoRE ¦ 2QU LoRE | Red Flag Warning - Small Fires | 2052 | 6.9221e-07 | 6.9221e-07 | 0.10007 | 0.04626 | 0.0020076 | 0.051804 | 0 | 0 | 0.00072686 | 6.927e-08 | 0 | 6.927e-08 | 6.927e-08 | 0 | 6.927e-08 | 0 | 2.8769e-07 | 6.3063e-07 | 0 | 6.3063e-07 | 0 | 2.0821e-05 | 4.1641e-05 | 0 | 4.1641e-05 | [12 empty] | 7.3.3.17.5 (Remote Grid) Updates to grid topology to minimize risk of ignition in HFTDs Remote GridWLDFRContaminationAggregated | WLDFR | HFTD - Distribution - Tier 2 - 1QU CoRE ¦ 5QU LoRE | Non-Red Flag Warning - Large Fires | Contamination | Aggregated | 2052 | 2.5583e-07 | 1601.5759 | 0.00040973 | 2052 | Mitigation | 0.95 | 45 | 0 | esc | 0.00097009 | 2.4817e-10 | 0.00097009 | 2.4817e-10
[79 empty] | WLDFR | HFTD - Distribution - Tier 2 - 4QU CoRE ¦ 2QU LoRE | Red Flag Warning - Small Fires | 2053 | 6.9221e-07 | 6.9221e-07 | 0.10489 | 0.048274 | 0.002095 | 0.054525 | 0 | 0 | 0.00072686 | 7.2609e-08 | 0 | 7.2609e-08 | 7.2609e-08 | 0 | 7.2609e-08 | 0 | 2.8769e-07 | 6.3063e-07 | 0 | 6.3063e-07 | 0 | 2.0821e-05 | 4.1641e-05 | 0 | 4.1641e-05 | [12 empty] | 7.3.3.17.5 (Remote Grid) Updates to grid topology to minimize risk of ignition in HFTDs Remote GridWLDFRContaminationAggregated | WLDFR | HFTD - Distribution - Tier 2 - 1QU CoRE ¦ 5QU LoRE | Non-Red Flag Warning - Large Fires | Contamination | Aggregated | 2053 | 2.5583e-07 | 1601.5759 | 0.00040973 | 2053 | Mitigation | 0.95 | 45 | 0 | esc | 0.00097009 | 2.4817e-10 | 0.00097009 | 2.4817e-10
[79 empty] | WLDFR | HFTD - Distribution - Tier 2 - 4QU CoRE ¦ 2QU LoRE | Red Flag Warning - Small Fires | 2054 | 6.9221e-07 | 6.9221e-07 | 0.10489 | 0.048274 | 0.002095 | 0.054525 | 0 | 0 | 0.00072686 | 7.2609e-08 | 0 | 7.2609e-08 | 7.2609e-08 | 0 | 7.2609e-08 | 0 | 2.8769e-07 | 6.3063e-07 | 0 | 6.3063e-07 | 0 | 2.0821e-05 | 4.1641e-05 | 0 | 4.1641e-05 | [12 empty] | 7.3.3.17.5 (Remote Grid) Updates to grid topology to minimize risk of ignition in HFTDs Remote GridWLDFRContaminationAggregated | WLDFR | HFTD - Distribution - Tier 2 - 1QU CoRE ¦ 5QU LoRE | Non-Red Flag Warning - Large Fires | Contamination | Aggregated | 2054 | 2.5583e-07 | 1601.5759 | 0.00040973 | 2054 | Mitigation | 0.95 | 45 | 0 | esc | 0.00097009 | 2.4817e-10 | 0.00097009 | 2.4817e-10
[79 empty] | WLDFR | HFTD - Distribution - Tier 2 - 4QU CoRE ¦ 2QU LoRE | Red Flag Warning - Small Fires | 2055 | 6.9221e-07 | 6.9221e-07 | 0.10489 | 0.048274 | 0.002095 | 0.054525 | 0 | 0 | 0.00072686 | 7.2609e-08 | 0 | 7.2609e-08 | 7.2609e-08 | 0 | 7.2609e-08 | 0 | 2.8769e-07 | 6.3063e-07 | 0 | 6.3063e-07 | 0 | 2.0821e-05 | 4.1641e-05 | 0 | 4.1641e-05 | [12 empty] | 7.3.3.17.5 (Remote Grid) Updates to grid topology to minimize risk of ignition in HFTDs Remote GridWLDFRContaminationAggregated | WLDFR | HFTD - Distribution - Tier 2 - 1QU CoRE ¦ 5QU LoRE | Non-Red Flag Warning - Large Fires | Contamination | Aggregated | 2055 | 2.5583e-07 | 1601.5759 | 0.00040973 | 2055 | Mitigation | 0.95 | 45 | 0 | esc | 0.00097009 | 2.4817e-10 | 0.00097009 | 2.4817e-10
[79 empty] | WLDFR | HFTD - Distribution - Tier 2 - 4QU CoRE ¦ 2QU LoRE | Red Flag Warning - Small Fires | 2056 | 6.9221e-07 | 6.9221e-07 | 0.10489 | 0.048274 | 0.002095 | 0.054525 | 0 | 0 | 0.00072686 | 7.2609e-08 | 0 | 7.2609e-08 | 7.2609e-08 | 0 | 7.2609e-08 | 0 | 3.0619e-07 | 6.7118e-07 | 0 | 6.7118e-07 | 0 | 2.0821e-05 | 4.1641e-05 | 0 | 4.1641e-05 | [12 empty] | 7.3.3.17.5 (Remote Grid) Updates to grid topology to minimize risk of ignition in HFTDs Remote GridWLDFRContaminationAggregated | WLDFR | HFTD - Distribution - Tier 2 - 1QU CoRE ¦ 5QU LoRE | Non-Red Flag Warning - Large Fires | Contamination | Aggregated | 2056 | 2.5583e-07 | 1601.5759 | 0.00040973 | 2056 | Mitigation | 0.95 | 45 | 0 | esc | 0.00097009 | 2.4817e-10 | 0.00097009 | 2.4817e-10
[79 empty] | WLDFR | HFTD - Distribution - Tier 2 - 4QU CoRE ¦ 2QU LoRE | Red Flag Warning - Small Fires | 2057 | 6.9221e-07 | 6.9221e-07 | 0.10489 | 0.048274 | 0.002095 | 0.054525 | 0 | 0 | 0.00072686 | 7.2609e-08 | 0 | 7.2609e-08 | 7.2609e-08 | 0 | 7.2609e-08 | 0 | 3.0619e-07 | 6.7118e-07 | 0 | 6.7118e-07 | 0 | 2.1745e-05 | 4.3489e-05 | 0 | 4.3489e-05 | [12 empty] | 7.3.3.17.5 (Remote Grid) Updates to grid topology to minimize risk of ignition in HFTDs Remote GridWLDFRContaminationAggregated | WLDFR | HFTD - Distribution - Tier 2 - 1QU CoRE ¦ 5QU LoRE | Non-Red Flag Warning - Large Fires | Contamination | Aggregated | 2057 | 2.5583e-07 | 1601.5759 | 0.00040973 | 2057 | Mitigation | 0.95 | 45 | 0 | esc | 0.00097009 | 2.4817e-10 | 0.00097009 | 2.4817e-10
[79 empty] | WLDFR | HFTD - Distribution - Tier 2 - 4QU CoRE ¦ 2QU LoRE | Red Flag Warning - Small Fires | 2058 | 6.9221e-07 | 6.9221e-07 | 0.1099 | 0.050325 | 0.0021839 | 0.057393 | 0 | 0 | 0.00072686 | 7.6075e-08 | 0 | 7.6075e-08 | 7.6075e-08 | 0 | 7.6075e-08 | 0 | 3.0619e-07 | 6.7118e-07 | 0 | 6.7118e-07 | 0 | 2.1745e-05 | 4.3489e-05 | 0 | 4.3489e-05 | [12 empty] | 7.3.3.17.5 (Remote Grid) Updates to grid topology to minimize risk of ignition in HFTDs Remote GridWLDFRContaminationAggregated | WLDFR | HFTD - Distribution - Tier 2 - 1QU CoRE ¦ 5QU LoRE | Non-Red Flag Warning - Large Fires | Contamination | Aggregated | 2058 | 2.5583e-07 | 1601.5759 | 0.00040973 | 2058 | Mitigation | 0.95 | 45 | 0 | esc | 0.00097009 | 2.4817e-10 | 0.00097009 | 2.4817e-10
[79 empty] | WLDFR | HFTD - Distribution - Tier 2 - 4QU CoRE ¦ 2QU LoRE | Red Flag Warning - Small Fires | 2059 | 6.9221e-07 | 6.9221e-07 | 0.1099 | 0.050325 | 0.0021839 | 0.057393 | 0 | 0 | 0.00072686 | 7.6075e-08 | 0 | 7.6075e-08 | 7.6075e-08 | 0 | 7.6075e-08 | 0 | 3.0619e-07 | 6.7118e-07 | 0 | 6.7118e-07 | 0 | 2.1745e-05 | 4.3489e-05 | 0 | 4.3489e-05 | [12 empty] | 7.3.3.17.5 (Remote Grid) Updates to grid topology to minimize risk of ignition in HFTDs Remote GridWLDFRContaminationAggregated | WLDFR | HFTD - Distribution - Tier 2 - 1QU CoRE ¦ 5QU LoRE | Non-Red Flag Warning - Large Fires | Contamination | Aggregated | 2059 | 2.5583e-07 | 1601.5759 | 0.00040973 | 2059 | Mitigation | 0.95 | 45 | 0 | esc | 0.00097009 | 2.4817e-10 | 0.00097009 | 2.4817e-10
[79 empty] | WLDFR | HFTD - Distribution - Tier 2 - 4QU CoRE ¦ 2QU LoRE | Red Flag Warning - Small Fires | 2060 | 6.9221e-07 | 6.9221e-07 | 0.1099 | 0.050325 | 0.0021839 | 0.057393 | 0 | 0 | 0.00072686 | 7.6075e-08 | 0 | 7.6075e-08 | 7.6075e-08 | 0 | 7.6075e-08 | 0 | 3.0619e-07 | 6.7118e-07 | 0 | 6.7118e-07 | 0 | 2.1745e-05 | 4.3489e-05 | 0 | 4.3489e-05 | [12 empty] | 7.3.3.17.5 (Remote Grid) Updates to grid topology to minimize risk of ignition in HFTDs Remote GridWLDFRContaminationAggregated | WLDFR | HFTD - Distribution - Tier 2 - 1QU CoRE ¦ 5QU LoRE | Non-Red Flag Warning - Large Fires | Contamination | Aggregated | 2060 | 2.5583e-07 | 1601.5759 | 0.00040973 | 2060 | Mitigation | 0.95 | 45 | 0 | esc | 0.00097009 | 2.4817e-10 | 0.00097009 | 2.4817e-10
[79 empty] | WLDFR | HFTD - Distribution - Tier 2 - 4QU CoRE ¦ 2QU LoRE | Red Flag Warning - Small Fires | 2061 | 6.9221e-07 | 6.9221e-07 | 0.1099 | 0.050325 | 0.0021839 | 0.057393 | 0 | 0 | 0.00072686 | 7.6075e-08 | 0 | 7.6075e-08 | 7.6075e-08 | 0 | 7.6075e-08 | 0 | 3.2612e-07 | 7.1486e-07 | 0 | 7.1486e-07 | 0 | 2.1745e-05 | 4.3489e-05 | 0 | 4.3489e-05 | [12 empty] | 7.3.3.17.5 (Remote Grid) Updates to grid topology to minimize risk of ignition in HFTDs Remote GridWLDFRContaminationAggregated | WLDFR | HFTD - Distribution - Tier 2 - 1QU CoRE ¦ 5QU LoRE | Non-Red Flag Warning - Large Fires | Contamination | Aggregated | 2061 | 2.5583e-07 | 1601.5759 | 0.00040973 | 2061 | Mitigation | 0.95 | 45 | 0 | esc | 0.00097009 | 2.4817e-10 | 0.00097009 | 2.4817e-10
[79 empty] | WLDFR | HFTD - Distribution - Tier 2 - 4QU CoRE ¦ 2QU LoRE | Red Flag Warning - Small Fires | 2062 | 6.9221e-07 | 6.9221e-07 | 0.1099 | 0.050325 | 0.0021839 | 0.057393 | 0 | 0 | 0.00072686 | 7.6075e-08 | 0 | 7.6075e-08 | 7.6075e-08 | 0 | 7.6075e-08 | 0 | 3.2612e-07 | 7.1486e-07 | 0 | 7.1486e-07 | 0 | 2.2771e-05 | 4.5541e-05 | 0 | 4.5541e-05 | [12 empty] | 7.3.3.17.5 (Remote Grid) Updates to grid topology to minimize risk of ignition in HFTDs Remote GridWLDFRContaminationAggregated | WLDFR | HFTD - Distribution - Tier 2 - 1QU CoRE ¦ 5QU LoRE | Non-Red Flag Warning - Large Fires | Contamination | Aggregated | 2062 | 2.5583e-07 | 1601.5759 | 0.00040973 | 2062 | Mitigation | 0.95 | 45 | 0 | esc | 0.00097009 | 2.4817e-10 | 0.00097009 | 2.4817e-10
[79 empty] | WLDFR | HFTD - Distribution - Tier 2 - 4QU CoRE ¦ 2QU LoRE | Red Flag Warning - Small Fires | 2063 | 6.9221e-07 | 6.9221e-07 | 0.11504 | 0.052388 | 0.0022734 | 0.060377 | 0 | 0 | 0.00072686 | 7.963e-08 | 0 | 7.963e-08 | 7.963e-08 | 0 | 7.963e-08 | 0 | 3.2612e-07 | 7.1486e-07 | 0 | 7.1486e-07 | 0 | 2.2771e-05 | 4.5541e-05 | 0 | 4.5541e-05 | [12 empty] | 7.3.3.17.5 (Remote Grid) Updates to grid topology to minimize risk of ignition in HFTDs Remote GridWLDFRContaminationAggregated | WLDFR | HFTD - Distribution - Tier 2 - 1QU CoRE ¦ 5QU LoRE | Non-Red Flag Warning - Large Fires | Contamination | Aggregated | 2063 | 2.5583e-07 | 1601.5759 | 0.00040973 | 2063 | Mitigation | 0.95 | 45 | 0 | esc | 0.00097009 | 2.4817e-10 | 0.00097009 | 2.4817e-10
[79 empty] | WLDFR | HFTD - Distribution - Tier 2 - 4QU CoRE ¦ 2QU LoRE | Red Flag Warning - Small Fires | 2064 | 6.9221e-07 | 6.9221e-07 | 0.11504 | 0.052388 | 0.0022734 | 0.060377 | 0 | 0 | 0.00072686 | 7.963e-08 | 0 | 7.963e-08 | 7.963e-08 | 0 | 7.963e-08 | 0 | 3.2612e-07 | 7.1486e-07 | 0 | 7.1486e-07 | 0 | 2.2771e-05 | 4.5541e-05 | 0 | 4.5541e-05 | [12 empty] | 7.3.3.17.5 (Remote Grid) Updates to grid topology to minimize risk of ignition in HFTDs Remote GridWLDFRContaminationAggregated | WLDFR | HFTD - Distribution - Tier 2 - 1QU CoRE ¦ 5QU LoRE | Non-Red Flag Warning - Large Fires | Contamination | Aggregated | 2064 | 2.5583e-07 | 1601.5759 | 0.00040973 | 2064 | Mitigation | 0.95 | 45 | 0 | esc | 0.00097009 | 2.4817e-10 | 0.00097009 | 2.4817e-10
[79 empty] | WLDFR | HFTD - Distribution - Tier 2 - 4QU CoRE ¦ 2QU LoRE | Red Flag Warning - Small Fires | 2065 | 6.9221e-07 | 6.9221e-07 | 0.11504 | 0.052388 | 0.0022734 | 0.060377 | 0 | 0 | 0.00072686 | 7.963e-08 | 0 | 7.963e-08 | 7.963e-08 | 0 | 7.963e-08 | 0 | 3.2612e-07 | 7.1486e-07 | 0 | 7.1486e-07 | 0 | 2.2771e-05 | 4.5541e-05 | 0 | 4.5541e-05 | [12 empty] | 7.3.3.17.5 (Remote Grid) Updates to grid topology to minimize risk of ignition in HFTDs Remote GridWLDFRContaminationAggregated | WLDFR | HFTD - Distribution - Tier 2 - 1QU CoRE ¦ 5QU LoRE | Non-Red Flag Warning - Large Fires | Contamination | Aggregated | 2065 | 2.5583e-07 | 1601.5759 | 0.00040973 | 2065 | Mitigation | 0.95 | 45 | 0 | esc | 0.00097009 | 2.4817e-10 | 0.00097009 | 2.4817e-10
[79 empty] | WLDFR | HFTD - Distribution - Tier 2 - 4QU CoRE ¦ 2QU LoRE | Red Flag Warning - Small Fires | 2066 | 6.9221e-07 | 6.9221e-07 | 0.11504 | 0.052388 | 0.0022734 | 0.060377 | 0 | 0 | 0.00072686 | 7.963e-08 | 0 | 7.963e-08 | 7.963e-08 | 0 | 7.963e-08 | 0 | 3.4731e-07 | 7.6131e-07 | 0 | 7.6131e-07 | 0 | 2.2771e-05 | 4.5541e-05 | 0 | 4.5541e-05 | [12 empty] | 7.3.3.17.5 (Remote Grid) Updates to grid topology to minimize risk of ignition in HFTDs Remote GridWLDFRContaminationAggregated | WLDFR | HFTD - Distribution - Tier 2 - 1QU CoRE ¦ 5QU LoRE | Non-Red Flag Warning - Large Fires | Contamination | Aggregated | 2066 | 2.5583e-07 | 1601.5759 | 0.00040973 | 2066 | Mitigation | 0.95 | 45 | 0 | esc | 0.00097009 | 2.4817e-10 | 0.00097009 | 2.4817e-10
[79 empty] | WLDFR | HFTD - Distribution - Tier 2 - 4QU CoRE ¦ 2QU LoRE | Red Flag Warning - Small Fires | 2067 | 0 | 6.9221e-07 | 0.11504 | 0.052388 | 0.0022734 | 0.060377 | 0 | 0 | 0.00072686 | 0 | 0 | 0 | 7.963e-08 | 0 | 7.963e-08 | 0 | 3.4731e-07 | 7.6131e-07 | 0 | 7.6131e-07 | 0 | 2.3883e-05 | 4.7767e-05 | 0 | 4.7767e-05 | [12 empty] | 7.3.3.17.5 (Remote Grid) Updates to grid topology to minimize risk of ignition in HFTDs Remote GridWLDFRContaminationAggregated | WLDFR | HFTD - Distribution - Tier 2 - 1QU CoRE ¦ 5QU LoRE | Non-Red Flag Warning - Large Fires | Contamination | Aggregated | 2067 | 2.5583e-07 | 1601.5759 | 0.00040973 | 2067 | Mitigation | 0.95 | 45 | 0 | esc | 0 | 0 | 0.00097009 | 2.4817e-10
[79 empty] | WLDFR | HFTD - Distribution - Tier 2 - 4QU CoRE ¦ 3QU LoRE | Non-Red Flag Warning - Catastrophic Fires | 2022 | 4.2902e-10 | 0 | 14146.1306 | 222.2294 | 8585.7228 | 5338.1784 | 0 | 0 | 5.2177e-07 | 6.069e-06 | 0 | 6.069e-06 | 0 | 0 | 0 | 0 | 3.4731e-07 | 7.6131e-07 | 0 | 7.6131e-07 | 0 | 2.3883e-05 | 4.7767e-05 | 0 | 4.7767e-05 | [12 empty] | 7.3.3.17.5 (Remote Grid) Updates to grid topology to minimize risk of ignition in HFTDs Remote GridWLDFREquipment / facility failureAggregated | WLDFR | HFTD - Distribution - Tier 2 - 1QU CoRE ¦ 5QU LoRE | Non-Red Flag Warning - Large Fires | Equipment / facility failure | Aggregated | 2022 | 3.9994e-06 | 1601.5759 | 0.0064053 | 2022 | Mitigation | 0.95 | 45 | 0 | esc | 0.00097009 | 3.8797e-09 | 0 | 0
[79 empty] | WLDFR | HFTD - Distribution - Tier 2 - 4QU CoRE ¦ 3QU LoRE | Non-Red Flag Warning - Catastrophic Fires | 2023 | 4.2902e-10 | 4.2902e-10 | 14664.6376 | 233.2301 | 8896.516 | 5534.8915 | 0 | 0 | 5.2177e-07 | 6.2915e-06 | 0 | 6.2915e-06 | 6.2915e-06 | 0 | 6.2915e-06 | 0 | 3.4731e-07 | 7.6131e-07 | 0 | 7.6131e-07 | 0 | 2.3883e-05 | 4.7767e-05 | 0 | 4.7767e-05 | [12 empty] | 7.3.3.17.5 (Remote Grid) Updates to grid topology to minimize risk of ignition in HFTDs Remote GridWLDFREquipment / facility failureAggregated | WLDFR | HFTD - Distribution - Tier 2 - 1QU CoRE ¦ 5QU LoRE | Non-Red Flag Warning - Large Fires | Equipment / facility failure | Aggregated | 2023 | 3.9994e-06 | 1601.5759 | 0.0064053 | 2023 | Mitigation | 0.95 | 45 | 0 | esc | 0.00097009 | 3.8797e-09 | 0.00097009 | 3.8797e-09
[79 empty] | WLDFR | HFTD - Distribution - Tier 2 - 4QU CoRE ¦ 3QU LoRE | Non-Red Flag Warning - Catastrophic Fires | 2024 | 4.2902e-10 | 4.2902e-10 | 14664.6376 | 233.2301 | 8896.516 | 5534.8915 | 0 | 0 | 5.2177e-07 | 6.2915e-06 | 0 | 6.2915e-06 | 6.2915e-06 | 0 | 6.2915e-06 | 0 | 3.4731e-07 | 7.6131e-07 | 0 | 7.6131e-07 | 0 | 2.3883e-05 | 4.7767e-05 | 0 | 4.7767e-05 | [12 empty] | 7.3.3.17.5 (Remote Grid) Updates to grid topology to minimize risk of ignition in HFTDs Remote GridWLDFREquipment / facility failureAggregated | WLDFR | HFTD - Distribution - Tier 2 - 1QU CoRE ¦ 5QU LoRE | Non-Red Flag Warning - Large Fires | Equipment / facility failure | Aggregated | 2024 | 3.9994e-06 | 1601.5759 | 0.0064053 | 2024 | Mitigation | 0.95 | 45 | 0 | esc | 0.00097009 | 3.8797e-09 | 0.00097009 | 3.8797e-09
[79 empty] | WLDFR | HFTD - Distribution - Tier 2 - 4QU CoRE ¦ 3QU LoRE | Non-Red Flag Warning - Catastrophic Fires | 2025 | 4.2902e-10 | 4.2902e-10 | 14664.6376 | 233.2301 | 8896.516 | 5534.8915 | 0 | 0 | 5.2177e-07 | 6.2915e-06 | 0 | 6.2915e-06 | 6.2915e-06 | 0 | 6.2915e-06 | 0 | 3.6952e-07 | 8.1e-07 | 0 | 8.1e-07 | 0 | 2.3883e-05 | 4.7767e-05 | 0 | 4.7767e-05 | [12 empty] | 7.3.3.17.5 (Remote Grid) Updates to grid topology to minimize risk of ignition in HFTDs Remote GridWLDFREquipment / facility failureAggregated | WLDFR | HFTD - Distribution - Tier 2 - 1QU CoRE ¦ 5QU LoRE | Non-Red Flag Warning - Large Fires | Equipment / facility failure | Aggregated | 2025 | 3.9994e-06 | 1601.5759 | 0.0064053 | 2025 | Mitigation | 0.95 | 45 | 0 | esc | 0.00097009 | 3.8797e-09 | 0.00097009 | 3.8797e-09
[79 empty] | WLDFR | HFTD - Distribution - Tier 2 - 4QU CoRE ¦ 3QU LoRE | Non-Red Flag Warning - Catastrophic Fires | 2026 | 4.2902e-10 | 4.2902e-10 | 14664.6376 | 233.2301 | 8896.516 | 5534.8915 | 0 | 0 | 5.2177e-07 | 6.2915e-06 | 0 | 6.2915e-06 | 6.2915e-06 | 0 | 6.2915e-06 | 0 | 3.6952e-07 | 8.1e-07 | 0 | 8.1e-07 | 0 | 2.5068e-05 | 5.0136e-05 | 0 | 5.0136e-05 | [12 empty] | 7.3.3.17.5 (Remote Grid) Updates to grid topology to minimize risk of ignition in HFTDs Remote GridWLDFREquipment / facility failureAggregated | WLDFR | HFTD - Distribution - Tier 2 - 1QU CoRE ¦ 5QU LoRE | Non-Red Flag Warning - Large Fires | Equipment / facility failure | Aggregated | 2026 | 3.9994e-06 | 1601.5759 | 0.0064053 | 2026 | Mitigation | 0.95 | 45 | 0 | esc | 0.00097009 | 3.8797e-09 | 0.00097009 | 3.8797e-09
[79 empty] | WLDFR | HFTD - Distribution - Tier 2 - 4QU CoRE ¦ 3QU LoRE | Non-Red Flag Warning - Catastrophic Fires | 2027 | 4.2902e-10 | 4.2902e-10 | 14664.6376 | 233.2301 | 8896.516 | 5534.8915 | 0 | 0 | 5.2177e-07 | 6.2915e-06 | 0 | 6.2915e-06 | 6.2915e-06 | 0 | 6.2915e-06 | 0 | 3.6952e-07 | 8.1e-07 | 0 | 8.1e-07 | 0 | 2.5068e-05 | 5.0136e-05 | 0 | 5.0136e-05 | [12 empty] | 7.3.3.17.5 (Remote Grid) Updates to grid topology to minimize risk of ignition in HFTDs Remote GridWLDFREquipment / facility failureAggregated | WLDFR | HFTD - Distribution - Tier 2 - 1QU CoRE ¦ 5QU LoRE | Non-Red Flag Warning - Large Fires | Equipment / facility failure | Aggregated | 2027 | 3.9994e-06 | 1601.5759 | 0.0064053 | 2027 | Mitigation | 0.95 | 45 | 0 | esc | 0.00097009 | 3.8797e-09 | 0.00097009 | 3.8797e-09
[79 empty] | WLDFR | HFTD - Distribution - Tier 2 - 4QU CoRE ¦ 3QU LoRE | Non-Red Flag Warning - Catastrophic Fires | 2028 | 4.2902e-10 | 4.2902e-10 | 15317.9909 | 247.273 | 9287.6491 | 5783.0689 | 0 | 0 | 5.2177e-07 | 6.5718e-06 | 0 | 6.5718e-06 | 6.5718e-06 | 0 | 6.5718e-06 | 0 | 3.6952e-07 | 8.1e-07 | 0 | 8.1e-07 | 0 | 2.5068e-05 | 5.0136e-05 | 0 | 5.0136e-05 | [12 empty] | 7.3.3.17.5 (Remote Grid) Updates to grid topology to minimize risk of ignition in HFTDs Remote GridWLDFREquipment / facility failureAggregated | WLDFR | HFTD - Distribution - Tier 2 - 1QU CoRE ¦ 5QU LoRE | Non-Red Flag Warning - Large Fires | Equipment / facility failure | Aggregated | 2028 | 3.9994e-06 | 1601.5759 | 0.0064053 | 2028 | Mitigation | 0.95 | 45 | 0 | esc | 0.00097009 | 3.8797e-09 | 0.00097009 | 3.8797e-09
[79 empty] | WLDFR | HFTD - Distribution - Tier 2 - 4QU CoRE ¦ 3QU LoRE | Non-Red Flag Warning - Catastrophic Fires | 2029 | 4.2902e-10 | 4.2902e-10 | 15317.9909 | 247.273 | 9287.6491 | 5783.0689 | 0 | 0 | 5.2177e-07 | 6.5718e-06 | 0 | 6.5718e-06 | 6.5718e-06 | 0 | 6.5718e-06 | 0 | 3.6952e-07 | 8.1e-07 | 0 | 8.1e-07 | 0 | 2.5068e-05 | 5.0136e-05 | 0 | 5.0136e-05 | [12 empty] | 7.3.3.17.5 (Remote Grid) Updates to grid topology to minimize risk of ignition in HFTDs Remote GridWLDFREquipment / facility failureAggregated | WLDFR | HFTD - Distribution - Tier 2 - 1QU CoRE ¦ 5QU LoRE | Non-Red Flag Warning - Large Fires | Equipment / facility failure | Aggregated | 2029 | 3.9994e-06 | 1601.5759 | 0.0064053 | 2029 | Mitigation | 0.95 | 45 | 0 | esc | 0.00097009 | 3.8797e-09 | 0.00097009 | 3.8797e-09
[79 empty] | WLDFR | HFTD - Distribution - Tier 2 - 4QU CoRE ¦ 3QU LoRE | Non-Red Flag Warning - Catastrophic Fires | 2030 | 4.2902e-10 | 4.2902e-10 | 15317.9909 | 247.273 | 9287.6491 | 5783.0689 | 0 | 0 | 5.2177e-07 | 6.5718e-06 | 0 | 6.5718e-06 | 6.5718e-06 | 0 | 6.5718e-06 | 0 | 3.9251e-07 | 8.6039e-07 | 0 | 8.6039e-07 | 0 | 2.5068e-05 | 5.0136e-05 | 0 | 5.0136e-05 | [12 empty] | 7.3.3.17.5 (Remote Grid) Updates to grid topology to minimize risk of ignition in HFTDs Remote GridWLDFREquipment / facility failureAggregated | WLDFR | HFTD - Distribution - Tier 2 - 1QU CoRE ¦ 5QU LoRE | Non-Red Flag Warning - Large Fires | Equipment / facility failure | Aggregated | 2030 | 3.9994e-06 | 1601.5759 | 0.0064053 | 2030 | Mitigation | 0.95 | 45 | 0 | esc | 0.00097009 | 3.8797e-09 | 0.00097009 | 3.8797e-09
[79 empty] | WLDFR | HFTD - Distribution - Tier 2 - 4QU CoRE ¦ 3QU LoRE | Non-Red Flag Warning - Catastrophic Fires | 2031 | 4.2902e-10 | 4.2902e-10 | 15317.9909 | 247.273 | 9287.6491 | 5783.0689 | 0 | 0 | 5.2177e-07 | 6.5718e-06 | 0 | 6.5718e-06 | 6.5718e-06 | 0 | 6.5718e-06 | 0 | 3.9251e-07 | 8.6039e-07 | 0 | 8.6039e-07 | 0 | 2.6308e-05 | 5.2616e-05 | 0 | 5.2616e-05 | [12 empty] | 7.3.3.17.5 (Remote Grid) Updates to grid topology to minimize risk of ignition in HFTDs Remote GridWLDFREquipment / facility failureAggregated | WLDFR | HFTD - Distribution - Tier 2 - 1QU CoRE ¦ 5QU LoRE | Non-Red Flag Warning - Large Fires | Equipment / facility failure | Aggregated | 2031 | 3.9994e-06 | 1601.5759 | 0.0064053 | 2031 | Mitigation | 0.95 | 45 | 0 | esc | 0.00097009 | 3.8797e-09 | 0.00097009 | 3.8797e-09
[79 empty] | WLDFR | HFTD - Distribution - Tier 2 - 4QU CoRE ¦ 3QU LoRE | Non-Red Flag Warning - Catastrophic Fires | 2032 | 4.2902e-10 | 4.2902e-10 | 15317.9909 | 247.273 | 9287.6491 | 5783.0689 | 0 | 0 | 5.2177e-07 | 6.5718e-06 | 0 | 6.5718e-06 | 6.5718e-06 | 0 | 6.5718e-06 | 0 | 3.9251e-07 | 8.6039e-07 | 0 | 8.6039e-07 | 0 | 2.6308e-05 | 5.2616e-05 | 0 | 5.2616e-05 | [12 empty] | 7.3.3.17.5 (Remote Grid) Updates to grid topology to minimize risk of ignition in HFTDs Remote GridWLDFREquipment / facility failureAggregated | WLDFR | HFTD - Distribution - Tier 2 - 1QU CoRE ¦ 5QU LoRE | Non-Red Flag Warning - Large Fires | Equipment / facility failure | Aggregated | 2032 | 3.9994e-06 | 1601.5759 | 0.0064053 | 2032 | Mitigation | 0.95 | 45 | 0 | esc | 0.00097009 | 3.8797e-09 | 0.00097009 | 3.8797e-09
[79 empty] | WLDFR | HFTD - Distribution - Tier 2 - 4QU CoRE ¦ 3QU LoRE | Non-Red Flag Warning - Catastrophic Fires | 2033 | 4.2902e-10 | 4.2902e-10 | 16044.1264 | 263.1074 | 9721.74 | 6059.2791 | 0 | 0 | 5.2177e-07 | 6.8833e-06 | 0 | 6.8833e-06 | 6.8833e-06 | 0 | 6.8833e-06 | 0 | 3.9251e-07 | 8.6039e-07 | 0 | 8.6039e-07 | 0 | 2.6308e-05 | 5.2616e-05 | 0 | 5.2616e-05 | [12 empty] | 7.3.3.17.5 (Remote Grid) Updates to grid topology to minimize risk of ignition in HFTDs Remote GridWLDFREquipment / facility failureAggregated | WLDFR | HFTD - Distribution - Tier 2 - 1QU CoRE ¦ 5QU LoRE | Non-Red Flag Warning - Large Fires | Equipment / facility failure | Aggregated | 2033 | 3.9994e-06 | 1601.5759 | 0.0064053 | 2033 | Mitigation | 0.95 | 45 | 0 | esc | 0.00097009 | 3.8797e-09 | 0.00097009 | 3.8797e-09
[79 empty] | WLDFR | HFTD - Distribution - Tier 2 - 4QU CoRE ¦ 3QU LoRE | Non-Red Flag Warning - Catastrophic Fires | 2034 | 4.2902e-10 | 4.2902e-10 | 16044.1264 | 263.1074 | 9721.74 | 6059.2791 | 0 | 0 | 5.2177e-07 | 6.8833e-06 | 0 | 6.8833e-06 | 6.8833e-06 | 0 | 6.8833e-06 | 0 | 3.9251e-07 | 8.6039e-07 | 0 | 8.6039e-07 | 0 | 2.6308e-05 | 5.2616e-05 | 0 | 5.2616e-05 | [12 empty] | 7.3.3.17.5 (Remote Grid) Updates to grid topology to minimize risk of ignition in HFTDs Remote GridWLDFREquipment / facility failureAggregated | WLDFR | HFTD - Distribution - Tier 2 - 1QU CoRE ¦ 5QU LoRE | Non-Red Flag Warning - Large Fires | Equipment / facility failure | Aggregated | 2034 | 3.9994e-06 | 1601.5759 | 0.0064053 | 2034 | Mitigation | 0.95 | 45 | 0 | esc | 0.00097009 | 3.8797e-09 | 0.00097009 | 3.8797e-09
[79 empty] | WLDFR | HFTD - Distribution - Tier 2 - 4QU CoRE ¦ 3QU LoRE | Non-Red Flag Warning - Catastrophic Fires | 2035 | 4.2902e-10 | 4.2902e-10 | 16044.1264 | 263.1074 | 9721.74 | 6059.2791 | 0 | 0 | 5.2177e-07 | 6.8833e-06 | 0 | 6.8833e-06 | 6.8833e-06 | 0 | 6.8833e-06 | 0 | 4.1601e-07 | 9.1191e-07 | 0 | 9.1191e-07 | 0 | 0 | 5.2616e-05 | 0 | 5.2616e-05 | [12 empty] | 7.3.3.17.5 (Remote Grid) Updates to grid topology to minimize risk of ignition in HFTDs Remote GridWLDFREquipment / facility failureAggregated | WLDFR | HFTD - Distribution - Tier 2 - 1QU CoRE ¦ 5QU LoRE | Non-Red Flag Warning - Large Fires | Equipment / facility failure | Aggregated | 2035 | 3.9994e-06 | 1601.5759 | 0.0064053 | 2035 | Mitigation | 0.95 | 45 | 0 | esc | 0.00097009 | 3.8797e-09 | 0.00097009 | 3.8797e-09
[79 empty] | WLDFR | HFTD - Distribution - Tier 2 - 4QU CoRE ¦ 3QU LoRE | Non-Red Flag Warning - Catastrophic Fires | 2036 | 4.2902e-10 | 4.2902e-10 | 16044.1264 | 263.1074 | 9721.74 | 6059.2791 | 0 | 0 | 5.2177e-07 | 6.8833e-06 | 0 | 6.8833e-06 | 6.8833e-06 | 0 | 6.8833e-06 | 0 | 4.1601e-07 | 9.1191e-07 | 0 | 9.1191e-07 | 0 | 0 | 0 | 0 | 0 | [12 empty] | 7.3.3.17.5 (Remote Grid) Updates to grid topology to minimize risk of ignition in HFTDs Remote GridWLDFREquipment / facility failureAggregated | WLDFR | HFTD - Distribution - Tier 2 - 1QU CoRE ¦ 5QU LoRE | Non-Red Flag Warning - Large Fires | Equipment / facility failure | Aggregated | 2036 | 3.9994e-06 | 1601.5759 | 0.0064053 | 2036 | Mitigation | 0.95 | 45 | 0 | esc | 0.00097009 | 3.8797e-09 | 0.00097009 | 3.8797e-09
[79 empty] | WLDFR | HFTD - Distribution - Tier 2 - 4QU CoRE ¦ 3QU LoRE | Non-Red Flag Warning - Catastrophic Fires | 2037 | 4.2902e-10 | 4.2902e-10 | 16044.1264 | 263.1074 | 9721.74 | 6059.2791 | 0 | 0 | 5.2177e-07 | 6.8833e-06 | 0 | 6.8833e-06 | 6.8833e-06 | 0 | 6.8833e-06 | 0 | 4.1601e-07 | 9.1191e-07 | 0 | 9.1191e-07 | 0 | 0 | 0 | 0 | 0 | [12 empty] | 7.3.3.17.5 (Remote Grid) Updates to grid topology to minimize risk of ignition in HFTDs Remote GridWLDFREquipment / facility failureAggregated | WLDFR | HFTD - Distribution - Tier 2 - 1QU CoRE ¦ 5QU LoRE | Non-Red Flag Warning - Large Fires | Equipment / facility failure | Aggregated | 2037 | 3.9994e-06 | 1601.5759 | 0.0064053 | 2037 | Mitigation | 0.95 | 45 | 0 | esc | 0.00097009 | 3.8797e-09 | 0.00097009 | 3.8797e-09
[79 empty] | WLDFR | HFTD - Distribution - Tier 2 - 4QU CoRE ¦ 3QU LoRE | Non-Red Flag Warning - Catastrophic Fires | 2038 | 4.2902e-10 | 4.2902e-10 | 16832.3912 | 280.5544 | 10192.2718 | 6359.5651 | 0 | 0 | 5.2177e-07 | 7.2215e-06 | 0 | 7.2215e-06 | 7.2215e-06 | 0 | 7.2215e-06 | 0 | 0 | 9.1191e-07 | 0 | 9.1191e-07 | 0 | 9.2659e-07 | 0 | 0 | 0 | [12 empty] | 7.3.3.17.5 (Remote Grid) Updates to grid topology to minimize risk of ignition in HFTDs Remote GridWLDFREquipment / facility failureAggregated | WLDFR | HFTD - Distribution - Tier 2 - 1QU CoRE ¦ 5QU LoRE | Non-Red Flag Warning - Large Fires | Equipment / facility failure | Aggregated | 2038 | 3.9994e-06 | 1601.5759 | 0.0064053 | 2038 | Mitigation | 0.95 | 45 | 0 | esc | 0.00097009 | 3.8797e-09 | 0.00097009 | 3.8797e-09
[79 empty] | WLDFR | HFTD - Distribution - Tier 2 - 4QU CoRE ¦ 3QU LoRE | Non-Red Flag Warning - Catastrophic Fires | 2039 | 4.2902e-10 | 4.2902e-10 | 16832.3912 | 280.5544 | 10192.2718 | 6359.5651 | 0 | 0 | 5.2177e-07 | 7.2215e-06 | 0 | 7.2215e-06 | 7.2215e-06 | 0 | 7.2215e-06 | 0 | 0 | 0 | 0 | 0 | 0 | 9.6805e-07 | 1.9361e-06 | 0 | 1.9361e-06 | [12 empty] | 7.3.3.17.5 (Remote Grid) Updates to grid topology to minimize risk of ignition in HFTDs Remote GridWLDFREquipment / facility failureAggregated | WLDFR | HFTD - Distribution - Tier 2 - 1QU CoRE ¦ 5QU LoRE | Non-Red Flag Warning - Large Fires | Equipment / facility failure | Aggregated | 2039 | 3.9994e-06 | 1601.5759 | 0.0064053 | 2039 | Mitigation | 0.95 | 45 | 0 | esc | 0.00097009 | 3.8797e-09 | 0.00097009 | 3.8797e-09
[79 empty] | WLDFR | HFTD - Distribution - Tier 2 - 4QU CoRE ¦ 3QU LoRE | Non-Red Flag Warning - Catastrophic Fires | 2040 | 4.2902e-10 | 4.2902e-10 | 16832.3912 | 280.5544 | 10192.2718 | 6359.5651 | 0 | 0 | 5.2177e-07 | 7.2215e-06 | 0 | 7.2215e-06 | 7.2215e-06 | 0 | 7.2215e-06 | 0 | 1.1633e-06 | 0 | 0 | 0 | 0 | 9.6805e-07 | 1.9361e-06 | 0 | 1.9361e-06 | [12 empty] | 7.3.3.17.5 (Remote Grid) Updates to grid topology to minimize risk of ignition in HFTDs Remote GridWLDFREquipment / facility failureAggregated | WLDFR | HFTD - Distribution - Tier 2 - 1QU CoRE ¦ 5QU LoRE | Non-Red Flag Warning - Large Fires | Equipment / facility failure | Aggregated | 2040 | 3.9994e-06 | 1601.5759 | 0.0064053 | 2040 | Mitigation | 0.95 | 45 | 0 | esc | 0.00097009 | 3.8797e-09 | 0.00097009 | 3.8797e-09
[79 empty] | WLDFR | HFTD - Distribution - Tier 2 - 4QU CoRE ¦ 3QU LoRE | Non-Red Flag Warning - Catastrophic Fires | 2041 | 4.2902e-10 | 4.2902e-10 | 16832.3912 | 280.5544 | 10192.2718 | 6359.5651 | 0 | 0 | 5.2177e-07 | 7.2215e-06 | 0 | 7.2215e-06 | 7.2215e-06 | 0 | 7.2215e-06 | 0 | 1.2008e-06 | 2.6322e-06 | 0 | 2.6322e-06 | 0 | 9.6805e-07 | 1.9361e-06 | 0 | 1.9361e-06 | [12 empty] | 7.3.3.17.5 (Remote Grid) Updates to grid topology to minimize risk of ignition in HFTDs Remote GridWLDFREquipment / facility failureAggregated | WLDFR | HFTD - Distribution - Tier 2 - 1QU CoRE ¦ 5QU LoRE | Non-Red Flag Warning - Large Fires | Equipment / facility failure | Aggregated | 2041 | 3.9994e-06 | 1601.5759 | 0.0064053 | 2041 | Mitigation | 0.95 | 45 | 0 | esc | 0.00097009 | 3.8797e-09 | 0.00097009 | 3.8797e-09
[79 empty] | WLDFR | HFTD - Distribution - Tier 2 - 4QU CoRE ¦ 3QU LoRE | Non-Red Flag Warning - Catastrophic Fires | 2042 | 4.2902e-10 | 4.2902e-10 | 16832.3912 | 280.5544 | 10192.2718 | 6359.5651 | 0 | 0 | 5.2177e-07 | 7.2215e-06 | 0 | 7.2215e-06 | 7.2215e-06 | 0 | 7.2215e-06 | 0 | 1.2008e-06 | 2.6322e-06 | 0 | 2.6322e-06 | 0 | 9.6805e-07 | 1.9361e-06 | 0 | 1.9361e-06 | [12 empty] | 7.3.3.17.5 (Remote Grid) Updates to grid topology to minimize risk of ignition in HFTDs Remote GridWLDFREquipment / facility failureAggregated | WLDFR | HFTD - Distribution - Tier 2 - 1QU CoRE ¦ 5QU LoRE | Non-Red Flag Warning - Large Fires | Equipment / facility failure | Aggregated | 2042 | 3.9994e-06 | 1601.5759 | 0.0064053 | 2042 | Mitigation | 0.95 | 45 | 0 | esc | 0.00097009 | 3.8797e-09 | 0.00097009 | 3.8797e-09
[79 empty] | WLDFR | HFTD - Distribution - Tier 2 - 4QU CoRE ¦ 3QU LoRE | Non-Red Flag Warning - Catastrophic Fires | 2043 | 4.2902e-10 | 4.2902e-10 | 17672.0852 | 299.42 | 10692.7362 | 6679.929 | 0 | 0 | 5.2177e-07 | 7.5817e-06 | 0 | 7.5817e-06 | 7.5817e-06 | 0 | 7.5817e-06 | 0 | 1.2008e-06 | 2.6322e-06 | 0 | 2.6322e-06 | 0 | 9.6805e-07 | 1.9361e-06 | 0 | 1.9361e-06 | [12 empty] | 7.3.3.17.5 (Remote Grid) Updates to grid topology to minimize risk of ignition in HFTDs Remote GridWLDFREquipment / facility failureAggregated | WLDFR | HFTD - Distribution - Tier 2 - 1QU CoRE ¦ 5QU LoRE | Non-Red Flag Warning - Large Fires | Equipment / facility failure | Aggregated | 2043 | 3.9994e-06 | 1601.5759 | 0.0064053 | 2043 | Mitigation | 0.95 | 45 | 0 | esc | 0.00097009 | 3.8797e-09 | 0.00097009 | 3.8797e-09
[79 empty] | WLDFR | HFTD - Distribution - Tier 2 - 4QU CoRE ¦ 3QU LoRE | Non-Red Flag Warning - Catastrophic Fires | 2044 | 4.2902e-10 | 4.2902e-10 | 17672.0852 | 299.42 | 10692.7362 | 6679.929 | 0 | 0 | 5.2177e-07 | 7.5817e-06 | 0 | 7.5817e-06 | 7.5817e-06 | 0 | 7.5817e-06 | 0 | 1.2008e-06 | 2.6322e-06 | 0 | 2.6322e-06 | 0 | 1.0214e-06 | 2.0429e-06 | 0 | 2.0429e-06 | [12 empty] | 7.3.3.17.5 (Remote Grid) Updates to grid topology to minimize risk of ignition in HFTDs Remote GridWLDFREquipment / facility failureAggregated | WLDFR | HFTD - Distribution - Tier 2 - 1QU CoRE ¦ 5QU LoRE | Non-Red Flag Warning - Large Fires | Equipment / facility failure | Aggregated | 2044 | 3.9994e-06 | 1601.5759 | 0.0064053 | 2044 | Mitigation | 0.95 | 45 | 0 | esc | 0.00097009 | 3.8797e-09 | 0.00097009 | 3.8797e-09
[79 empty] | WLDFR | HFTD - Distribution - Tier 2 - 4QU CoRE ¦ 3QU LoRE | Non-Red Flag Warning - Catastrophic Fires | 2045 | 4.2902e-10 | 4.2902e-10 | 17672.0852 | 299.42 | 10692.7362 | 6679.929 | 0 | 0 | 5.2177e-07 | 7.5817e-06 | 0 | 7.5817e-06 | 7.5817e-06 | 0 | 7.5817e-06 | 0 | 1.2008e-06 | 2.6322e-06 | 0 | 2.6322e-06 | 0 | 1.0214e-06 | 2.0429e-06 | 0 | 2.0429e-06 | [12 empty] | 7.3.3.17.5 (Remote Grid) Updates to grid topology to minimize risk of ignition in HFTDs Remote GridWLDFREquipment / facility failureAggregated | WLDFR | HFTD - Distribution - Tier 2 - 1QU CoRE ¦ 5QU LoRE | Non-Red Flag Warning - Large Fires | Equipment / facility failure | Aggregated | 2045 | 3.9994e-06 | 1601.5759 | 0.0064053 | 2045 | Mitigation | 0.95 | 45 | 0 | esc | 0.00097009 | 3.8797e-09 | 0.00097009 | 3.8797e-09
[79 empty] | WLDFR | HFTD - Distribution - Tier 2 - 4QU CoRE ¦ 3QU LoRE | Non-Red Flag Warning - Catastrophic Fires | 2046 | 4.2902e-10 | 4.2902e-10 | 17672.0852 | 299.42 | 10692.7362 | 6679.929 | 0 | 0 | 5.2177e-07 | 7.5817e-06 | 0 | 7.5817e-06 | 7.5817e-06 | 0 | 7.5817e-06 | 0 | 1.2486e-06 | 2.7369e-06 | 0 | 2.7369e-06 | 0 | 1.0214e-06 | 2.0429e-06 | 0 | 2.0429e-06 | [12 empty] | 7.3.3.17.5 (Remote Grid) Updates to grid topology to minimize risk of ignition in HFTDs Remote GridWLDFREquipment / facility failureAggregated | WLDFR | HFTD - Distribution - Tier 2 - 1QU CoRE ¦ 5QU LoRE | Non-Red Flag Warning - Large Fires | Equipment / facility failure | Aggregated | 2046 | 3.9994e-06 | 1601.5759 | 0.0064053 | 2046 | Mitigation | 0.95 | 45 | 0 | esc | 0.00097009 | 3.8797e-09 | 0.00097009 | 3.8797e-09
[79 empty] | WLDFR | HFTD - Distribution - Tier 2 - 4QU CoRE ¦ 3QU LoRE | Non-Red Flag Warning - Catastrophic Fires | 2047 | 4.2902e-10 | 4.2902e-10 | 17672.0852 | 299.42 | 10692.7362 | 6679.929 | 0 | 0 | 5.2177e-07 | 7.5817e-06 | 0 | 7.5817e-06 | 7.5817e-06 | 0 | 7.5817e-06 | 0 | 1.2486e-06 | 2.7369e-06 | 0 | 2.7369e-06 | 0 | 1.0214e-06 | 2.0429e-06 | 0 | 2.0429e-06 | [12 empty] | 7.3.3.17.5 (Remote Grid) Updates to grid topology to minimize risk of ignition in HFTDs Remote GridWLDFREquipment / facility failureAggregated | WLDFR | HFTD - Distribution - Tier 2 - 1QU CoRE ¦ 5QU LoRE | Non-Red Flag Warning - Large Fires | Equipment / facility failure | Aggregated | 2047 | 3.9994e-06 | 1601.5759 | 0.0064053 | 2047 | Mitigation | 0.95 | 45 | 0 | esc | 0.00097009 | 3.8797e-09 | 0.00097009 | 3.8797e-09
[79 empty] | WLDFR | HFTD - Distribution - Tier 2 - 4QU CoRE ¦ 3QU LoRE | Non-Red Flag Warning - Catastrophic Fires | 2048 | 4.2902e-10 | 4.2902e-10 | 18552.3348 | 319.4911 | 11216.5626 | 7016.281 | 0 | 0 | 5.2177e-07 | 7.9594e-06 | 0 | 7.9594e-06 | 7.9594e-06 | 0 | 7.9594e-06 | 0 | 1.2486e-06 | 2.7369e-06 | 0 | 2.7369e-06 | 0 | 1.0214e-06 | 2.0429e-06 | 0 | 2.0429e-06 | [12 empty] | 7.3.3.17.5 (Remote Grid) Updates to grid topology to minimize risk of ignition in HFTDs Remote GridWLDFREquipment / facility failureAggregated | WLDFR | HFTD - Distribution - Tier 2 - 1QU CoRE ¦ 5QU LoRE | Non-Red Flag Warning - Large Fires | Equipment / facility failure | Aggregated | 2048 | 3.9994e-06 | 1601.5759 | 0.0064053 | 2048 | Mitigation | 0.95 | 45 | 0 | esc | 0.00097009 | 3.8797e-09 | 0.00097009 | 3.8797e-09
[79 empty] | WLDFR | HFTD - Distribution - Tier 2 - 4QU CoRE ¦ 3QU LoRE | Non-Red Flag Warning - Catastrophic Fires | 2049 | 4.2902e-10 | 4.2902e-10 | 18552.3348 | 319.4911 | 11216.5626 | 7016.281 | 0 | 0 | 5.2177e-07 | 7.9594e-06 | 0 | 7.9594e-06 | 7.9594e-06 | 0 | 7.9594e-06 | 0 | 1.2486e-06 | 2.7369e-06 | 0 | 2.7369e-06 | 0 | 1.0822e-06 | 2.1644e-06 | 0 | 2.1644e-06 | [12 empty] | 7.3.3.17.5 (Remote Grid) Updates to grid topology to minimize risk of ignition in HFTDs Remote GridWLDFREquipment / facility failureAggregated | WLDFR | HFTD - Distribution - Tier 2 - 1QU CoRE ¦ 5QU LoRE | Non-Red Flag Warning - Large Fires | Equipment / facility failure | Aggregated | 2049 | 3.9994e-06 | 1601.5759 | 0.0064053 | 2049 | Mitigation | 0.95 | 45 | 0 | esc | 0.00097009 | 3.8797e-09 | 0.00097009 | 3.8797e-09
[79 empty] | WLDFR | HFTD - Distribution - Tier 2 - 4QU CoRE ¦ 3QU LoRE | Non-Red Flag Warning - Catastrophic Fires | 2050 | 4.2902e-10 | 4.2902e-10 | 18552.3348 | 319.4911 | 11216.5626 | 7016.281 | 0 | 0 | 5.2177e-07 | 7.9594e-06 | 0 | 7.9594e-06 | 7.9594e-06 | 0 | 7.9594e-06 | 0 | 1.2486e-06 | 2.7369e-06 | 0 | 2.7369e-06 | 0 | 1.0822e-06 | 2.1644e-06 | 0 | 2.1644e-06 | [12 empty] | 7.3.3.17.5 (Remote Grid) Updates to grid topology to minimize risk of ignition in HFTDs Remote GridWLDFREquipment / facility failureAggregated | WLDFR | HFTD - Distribution - Tier 2 - 1QU CoRE ¦ 5QU LoRE | Non-Red Flag Warning - Large Fires | Equipment / facility failure | Aggregated | 2050 | 3.9994e-06 | 1601.5759 | 0.0064053 | 2050 | Mitigation | 0.95 | 45 | 0 | esc | 0.00097009 | 3.8797e-09 | 0.00097009 | 3.8797e-09
[79 empty] | WLDFR | HFTD - Distribution - Tier 2 - 4QU CoRE ¦ 3QU LoRE | Non-Red Flag Warning - Catastrophic Fires | 2051 | 4.2902e-10 | 4.2902e-10 | 18552.3348 | 319.4911 | 11216.5626 | 7016.281 | 0 | 0 | 5.2177e-07 | 7.9594e-06 | 0 | 7.9594e-06 | 7.9594e-06 | 0 | 7.9594e-06 | 0 | 1.3024e-06 | 2.8549e-06 | 0 | 2.8549e-06 | 0 | 1.0822e-06 | 2.1644e-06 | 0 | 2.1644e-06 | [12 empty] | 7.3.3.17.5 (Remote Grid) Updates to grid topology to minimize risk of ignition in HFTDs Remote GridWLDFREquipment / facility failureAggregated | WLDFR | HFTD - Distribution - Tier 2 - 1QU CoRE ¦ 5QU LoRE | Non-Red Flag Warning - Large Fires | Equipment / facility failure | Aggregated | 2051 | 3.9994e-06 | 1601.5759 | 0.0064053 | 2051 | Mitigation | 0.95 | 45 | 0 | esc | 0.00097009 | 3.8797e-09 | 0.00097009 | 3.8797e-09
[79 empty] | WLDFR | HFTD - Distribution - Tier 2 - 4QU CoRE ¦ 3QU LoRE | Non-Red Flag Warning - Catastrophic Fires | 2052 | 4.2902e-10 | 4.2902e-10 | 18552.3348 | 319.4911 | 11216.5626 | 7016.281 | 0 | 0 | 5.2177e-07 | 7.9594e-06 | 0 | 7.9594e-06 | 7.9594e-06 | 0 | 7.9594e-06 | 0 | 1.3024e-06 | 2.8549e-06 | 0 | 2.8549e-06 | 0 | 1.0822e-06 | 2.1644e-06 | 0 | 2.1644e-06 | [12 empty] | 7.3.3.17.5 (Remote Grid) Updates to grid topology to minimize risk of ignition in HFTDs Remote GridWLDFREquipment / facility failureAggregated | WLDFR | HFTD - Distribution - Tier 2 - 1QU CoRE ¦ 5QU LoRE | Non-Red Flag Warning - Large Fires | Equipment / facility failure | Aggregated | 2052 | 3.9994e-06 | 1601.5759 | 0.0064053 | 2052 | Mitigation | 0.95 | 45 | 0 | esc | 0.00097009 | 3.8797e-09 | 0.00097009 | 3.8797e-09
[79 empty] | WLDFR | HFTD - Distribution - Tier 2 - 4QU CoRE ¦ 3QU LoRE | Non-Red Flag Warning - Catastrophic Fires | 2053 | 4.2902e-10 | 4.2902e-10 | 19462.1283 | 340.5356 | 11757.1413 | 7364.4514 | 0 | 0 | 5.2177e-07 | 8.3497e-06 | 0 | 8.3497e-06 | 8.3497e-06 | 0 | 8.3497e-06 | 0 | 1.3024e-06 | 2.8549e-06 | 0 | 2.8549e-06 | 0 | 1.0822e-06 | 2.1644e-06 | 0 | 2.1644e-06 | [12 empty] | 7.3.3.17.5 (Remote Grid) Updates to grid topology to minimize risk of ignition in HFTDs Remote GridWLDFREquipment / facility failureAggregated | WLDFR | HFTD - Distribution - Tier 2 - 1QU CoRE ¦ 5QU LoRE | Non-Red Flag Warning - Large Fires | Equipment / facility failure | Aggregated | 2053 | 3.9994e-06 | 1601.5759 | 0.0064053 | 2053 | Mitigation | 0.95 | 45 | 0 | esc | 0.00097009 | 3.8797e-09 | 0.00097009 | 3.8797e-09
[79 empty] | WLDFR | HFTD - Distribution - Tier 2 - 4QU CoRE ¦ 3QU LoRE | Non-Red Flag Warning - Catastrophic Fires | 2054 | 4.2902e-10 | 4.2902e-10 | 19462.1283 | 340.5356 | 11757.1413 | 7364.4514 | 0 | 0 | 5.2177e-07 | 8.3497e-06 | 0 | 8.3497e-06 | 8.3497e-06 | 0 | 8.3497e-06 | 0 | 1.3024e-06 | 2.8549e-06 | 0 | 2.8549e-06 | 0 | 1.1498e-06 | 2.2995e-06 | 0 | 2.2995e-06 | [12 empty] | 7.3.3.17.5 (Remote Grid) Updates to grid topology to minimize risk of ignition in HFTDs Remote GridWLDFREquipment / facility failureAggregated | WLDFR | HFTD - Distribution - Tier 2 - 1QU CoRE ¦ 5QU LoRE | Non-Red Flag Warning - Large Fires | Equipment / facility failure | Aggregated | 2054 | 3.9994e-06 | 1601.5759 | 0.0064053 | 2054 | Mitigation | 0.95 | 45 | 0 | esc | 0.00097009 | 3.8797e-09 | 0.00097009 | 3.8797e-09
[79 empty] | WLDFR | HFTD - Distribution - Tier 2 - 4QU CoRE ¦ 3QU LoRE | Non-Red Flag Warning - Catastrophic Fires | 2055 | 4.2902e-10 | 4.2902e-10 | 19462.1283 | 340.5356 | 11757.1413 | 7364.4514 | 0 | 0 | 5.2177e-07 | 8.3497e-06 | 0 | 8.3497e-06 | 8.3497e-06 | 0 | 8.3497e-06 | 0 | 1.3024e-06 | 2.8549e-06 | 0 | 2.8549e-06 | 0 | 1.1498e-06 | 2.2995e-06 | 0 | 2.2995e-06 | [12 empty] | 7.3.3.17.5 (Remote Grid) Updates to grid topology to minimize risk of ignition in HFTDs Remote GridWLDFREquipment / facility failureAggregated | WLDFR | HFTD - Distribution - Tier 2 - 1QU CoRE ¦ 5QU LoRE | Non-Red Flag Warning - Large Fires | Equipment / facility failure | Aggregated | 2055 | 3.9994e-06 | 1601.5759 | 0.0064053 | 2055 | Mitigation | 0.95 | 45 | 0 | esc | 0.00097009 | 3.8797e-09 | 0.00097009 | 3.8797e-09
[79 empty] | WLDFR | HFTD - Distribution - Tier 2 - 4QU CoRE ¦ 3QU LoRE | Non-Red Flag Warning - Catastrophic Fires | 2056 | 4.2902e-10 | 4.2902e-10 | 19462.1283 | 340.5356 | 11757.1413 | 7364.4514 | 0 | 0 | 5.2177e-07 | 8.3497e-06 | 0 | 8.3497e-06 | 8.3497e-06 | 0 | 8.3497e-06 | 0 | 1.3617e-06 | 2.9849e-06 | 0 | 2.9849e-06 | 0 | 1.1498e-06 | 2.2995e-06 | 0 | 2.2995e-06 | [12 empty] | 7.3.3.17.5 (Remote Grid) Updates to grid topology to minimize risk of ignition in HFTDs Remote GridWLDFREquipment / facility failureAggregated | WLDFR | HFTD - Distribution - Tier 2 - 1QU CoRE ¦ 5QU LoRE | Non-Red Flag Warning - Large Fires | Equipment / facility failure | Aggregated | 2056 | 3.9994e-06 | 1601.5759 | 0.0064053 | 2056 | Mitigation | 0.95 | 45 | 0 | esc | 0.00097009 | 3.8797e-09 | 0.00097009 | 3.8797e-09
[79 empty] | WLDFR | HFTD - Distribution - Tier 2 - 4QU CoRE ¦ 3QU LoRE | Non-Red Flag Warning - Catastrophic Fires | 2057 | 4.2902e-10 | 4.2902e-10 | 19462.1283 | 340.5356 | 11757.1413 | 7364.4514 | 0 | 0 | 5.2177e-07 | 8.3497e-06 | 0 | 8.3497e-06 | 8.3497e-06 | 0 | 8.3497e-06 | 0 | 1.3617e-06 | 2.9849e-06 | 0 | 2.9849e-06 | 0 | 1.1498e-06 | 2.2995e-06 | 0 | 2.2995e-06 | [12 empty] | 7.3.3.17.5 (Remote Grid) Updates to grid topology to minimize risk of ignition in HFTDs Remote GridWLDFREquipment / facility failureAggregated | WLDFR | HFTD - Distribution - Tier 2 - 1QU CoRE ¦ 5QU LoRE | Non-Red Flag Warning - Large Fires | Equipment / facility failure | Aggregated | 2057 | 3.9994e-06 | 1601.5759 | 0.0064053 | 2057 | Mitigation | 0.95 | 45 | 0 | esc | 0.00097009 | 3.8797e-09 | 0.00097009 | 3.8797e-09
[79 empty] | WLDFR | HFTD - Distribution - Tier 2 - 4QU CoRE ¦ 3QU LoRE | Non-Red Flag Warning - Catastrophic Fires | 2058 | 4.2902e-10 | 4.2902e-10 | 20390.4035 | 362.3049 | 12307.8747 | 7720.2238 | 0 | 0 | 5.2177e-07 | 8.7479e-06 | 0 | 8.7479e-06 | 8.7479e-06 | 0 | 8.7479e-06 | 0 | 1.3617e-06 | 2.9849e-06 | 0 | 2.9849e-06 | 0 | 1.1498e-06 | 2.2995e-06 | 0 | 2.2995e-06 | [12 empty] | 7.3.3.17.5 (Remote Grid) Updates to grid topology to minimize risk of ignition in HFTDs Remote GridWLDFREquipment / facility failureAggregated | WLDFR | HFTD - Distribution - Tier 2 - 1QU CoRE ¦ 5QU LoRE | Non-Red Flag Warning - Large Fires | Equipment / facility failure | Aggregated | 2058 | 3.9994e-06 | 1601.5759 | 0.0064053 | 2058 | Mitigation | 0.95 | 45 | 0 | esc | 0.00097009 | 3.8797e-09 | 0.00097009 | 3.8797e-09
[79 empty] | WLDFR | HFTD - Distribution - Tier 2 - 4QU CoRE ¦ 3QU LoRE | Non-Red Flag Warning - Catastrophic Fires | 2059 | 4.2902e-10 | 4.2902e-10 | 20390.4035 | 362.3049 | 12307.8747 | 7720.2238 | 0 | 0 | 5.2177e-07 | 8.7479e-06 | 0 | 8.7479e-06 | 8.7479e-06 | 0 | 8.7479e-06 | 0 | 1.3617e-06 | 2.9849e-06 | 0 | 2.9849e-06 | 0 | 1.2237e-06 | 2.4474e-06 | 0 | 2.4474e-06 | [12 empty] | 7.3.3.17.5 (Remote Grid) Updates to grid topology to minimize risk of ignition in HFTDs Remote GridWLDFREquipment / facility failureAggregated | WLDFR | HFTD - Distribution - Tier 2 - 1QU CoRE ¦ 5QU LoRE | Non-Red Flag Warning - Large Fires | Equipment / facility failure | Aggregated | 2059 | 3.9994e-06 | 1601.5759 | 0.0064053 | 2059 | Mitigation | 0.95 | 45 | 0 | esc | 0.00097009 | 3.8797e-09 | 0.00097009 | 3.8797e-09
[79 empty] | WLDFR | HFTD - Distribution - Tier 2 - 4QU CoRE ¦ 3QU LoRE | Non-Red Flag Warning - Catastrophic Fires | 2060 | 4.2902e-10 | 4.2902e-10 | 20390.4035 | 362.3049 | 12307.8747 | 7720.2238 | 0 | 0 | 5.2177e-07 | 8.7479e-06 | 0 | 8.7479e-06 | 8.7479e-06 | 0 | 8.7479e-06 | 0 | 1.3617e-06 | 2.9849e-06 | 0 | 2.9849e-06 | 0 | 1.2237e-06 | 2.4474e-06 | 0 | 2.4474e-06 | [12 empty] | 7.3.3.17.5 (Remote Grid) Updates to grid topology to minimize risk of ignition in HFTDs Remote GridWLDFREquipment / facility failureAggregated | WLDFR | HFTD - Distribution - Tier 2 - 1QU CoRE ¦ 5QU LoRE | Non-Red Flag Warning - Large Fires | Equipment / facility failure | Aggregated | 2060 | 3.9994e-06 | 1601.5759 | 0.0064053 | 2060 | Mitigation | 0.95 | 45 | 0 | esc | 0.00097009 | 3.8797e-09 | 0.00097009 | 3.8797e-09
[79 empty] | WLDFR | HFTD - Distribution - Tier 2 - 4QU CoRE ¦ 3QU LoRE | Non-Red Flag Warning - Catastrophic Fires | 2061 | 4.2902e-10 | 4.2902e-10 | 20390.4035 | 362.3049 | 12307.8747 | 7720.2238 | 0 | 0 | 5.2177e-07 | 8.7479e-06 | 0 | 8.7479e-06 | 8.7479e-06 | 0 | 8.7479e-06 | 0 | 1.426e-06 | 3.1257e-06 | 0 | 3.1257e-06 | 0 | 1.2237e-06 | 2.4474e-06 | 0 | 2.4474e-06 | [12 empty] | 7.3.3.17.5 (Remote Grid) Updates to grid topology to minimize risk of ignition in HFTDs Remote GridWLDFREquipment / facility failureAggregated | WLDFR | HFTD - Distribution - Tier 2 - 1QU CoRE ¦ 5QU LoRE | Non-Red Flag Warning - Large Fires | Equipment / facility failure | Aggregated | 2061 | 3.9994e-06 | 1601.5759 | 0.0064053 | 2061 | Mitigation | 0.95 | 45 | 0 | esc | 0.00097009 | 3.8797e-09 | 0.00097009 | 3.8797e-09
[79 empty] | WLDFR | HFTD - Distribution - Tier 2 - 4QU CoRE ¦ 3QU LoRE | Non-Red Flag Warning - Catastrophic Fires | 2062 | 4.2902e-10 | 4.2902e-10 | 20390.4035 | 362.3049 | 12307.8747 | 7720.2238 | 0 | 0 | 5.2177e-07 | 8.7479e-06 | 0 | 8.7479e-06 | 8.7479e-06 | 0 | 8.7479e-06 | 0 | 1.426e-06 | 3.1257e-06 | 0 | 3.1257e-06 | 0 | 1.2237e-06 | 2.4474e-06 | 0 | 2.4474e-06 | [12 empty] | 7.3.3.17.5 (Remote Grid) Updates to grid topology to minimize risk of ignition in HFTDs Remote GridWLDFREquipment / facility failureAggregated | WLDFR | HFTD - Distribution - Tier 2 - 1QU CoRE ¦ 5QU LoRE | Non-Red Flag Warning - Large Fires | Equipment / facility failure | Aggregated | 2062 | 3.9994e-06 | 1601.5759 | 0.0064053 | 2062 | Mitigation | 0.95 | 45 | 0 | esc | 0.00097009 | 3.8797e-09 | 0.00097009 | 3.8797e-09
[79 empty] | WLDFR | HFTD - Distribution - Tier 2 - 4QU CoRE ¦ 3QU LoRE | Non-Red Flag Warning - Catastrophic Fires | 2063 | 4.2902e-10 | 4.2902e-10 | 21325.9188 | 384.5316 | 12862.0997 | 8079.2876 | 0 | 0 | 5.2177e-07 | 9.1493e-06 | 0 | 9.1493e-06 | 9.1493e-06 | 0 | 9.1493e-06 | 0 | 1.426e-06 | 3.1257e-06 | 0 | 3.1257e-06 | 0 | 1.2237e-06 | 2.4474e-06 | 0 | 2.4474e-06 | [12 empty] | 7.3.3.17.5 (Remote Grid) Updates to grid topology to minimize risk of ignition in HFTDs Remote GridWLDFREquipment / facility failureAggregated | WLDFR | HFTD - Distribution - Tier 2 - 1QU CoRE ¦ 5QU LoRE | Non-Red Flag Warning - Large Fires | Equipment / facility failure | Aggregated | 2063 | 3.9994e-06 | 1601.5759 | 0.0064053 | 2063 | Mitigation | 0.95 | 45 | 0 | esc | 0.00097009 | 3.8797e-09 | 0.00097009 | 3.8797e-09
[79 empty] | WLDFR | HFTD - Distribution - Tier 2 - 4QU CoRE ¦ 3QU LoRE | Non-Red Flag Warning - Catastrophic Fires | 2064 | 4.2902e-10 | 4.2902e-10 | 21325.9188 | 384.5316 | 12862.0997 | 8079.2876 | 0 | 0 | 5.2177e-07 | 9.1493e-06 | 0 | 9.1493e-06 | 9.1493e-06 | 0 | 9.1493e-06 | 0 | 1.426e-06 | 3.1257e-06 | 0 | 3.1257e-06 | 0 | 1.3033e-06 | 2.6067e-06 | 0 | 2.6067e-06 | [12 empty] | 7.3.3.17.5 (Remote Grid) Updates to grid topology to minimize risk of ignition in HFTDs Remote GridWLDFREquipment / facility failureAggregated | WLDFR | HFTD - Distribution - Tier 2 - 1QU CoRE ¦ 5QU LoRE | Non-Red Flag Warning - Large Fires | Equipment / facility failure | Aggregated | 2064 | 3.9994e-06 | 1601.5759 | 0.0064053 | 2064 | Mitigation | 0.95 | 45 | 0 | esc | 0.00097009 | 3.8797e-09 | 0.00097009 | 3.8797e-09
[79 empty] | WLDFR | HFTD - Distribution - Tier 2 - 4QU CoRE ¦ 3QU LoRE | Non-Red Flag Warning - Catastrophic Fires | 2065 | 4.2902e-10 | 4.2902e-10 | 21325.9188 | 384.5316 | 12862.0997 | 8079.2876 | 0 | 0 | 5.2177e-07 | 9.1493e-06 | 0 | 9.1493e-06 | 9.1493e-06 | 0 | 9.1493e-06 | 0 | 1.426e-06 | 3.1257e-06 | 0 | 3.1257e-06 | 0 | 1.3033e-06 | 2.6067e-06 | 0 | 2.6067e-06 | [12 empty] | 7.3.3.17.5 (Remote Grid) Updates to grid topology to minimize risk of ignition in HFTDs Remote GridWLDFREquipment / facility failureAggregated | WLDFR | HFTD - Distribution - Tier 2 - 1QU CoRE ¦ 5QU LoRE | Non-Red Flag Warning - Large Fires | Equipment / facility failure | Aggregated | 2065 | 3.9994e-06 | 1601.5759 | 0.0064053 | 2065 | Mitigation | 0.95 | 45 | 0 | esc | 0.00097009 | 3.8797e-09 | 0.00097009 | 3.8797e-09
[79 empty] | WLDFR | HFTD - Distribution - Tier 2 - 4QU CoRE ¦ 3QU LoRE | Non-Red Flag Warning - Catastrophic Fires | 2066 | 4.2902e-10 | 4.2902e-10 | 21325.9188 | 384.5316 | 12862.0997 | 8079.2876 | 0 | 0 | 5.2177e-07 | 9.1493e-06 | 0 | 9.1493e-06 | 9.1493e-06 | 0 | 9.1493e-06 | 0 | 1.4944e-06 | 3.2759e-06 | 0 | 3.2759e-06 | 0 | 1.3033e-06 | 2.6067e-06 | 0 | 2.6067e-06 | [12 empty] | 7.3.3.17.5 (Remote Grid) Updates to grid topology to minimize risk of ignition in HFTDs Remote GridWLDFREquipment / facility failureAggregated | WLDFR | HFTD - Distribution - Tier 2 - 1QU CoRE ¦ 5QU LoRE | Non-Red Flag Warning - Large Fires | Equipment / facility failure | Aggregated | 2066 | 3.9994e-06 | 1601.5759 | 0.0064053 | 2066 | Mitigation | 0.95 | 45 | 0 | esc | 0.00097009 | 3.8797e-09 | 0.00097009 | 3.8797e-09
[79 empty] | WLDFR | HFTD - Distribution - Tier 2 - 4QU CoRE ¦ 3QU LoRE | Non-Red Flag Warning - Catastrophic Fires | 2067 | 0 | 4.2902e-10 | 21325.9188 | 384.5316 | 12862.0997 | 8079.2876 | 0 | 0 | 5.2177e-07 | 0 | 0 | 0 | 9.1493e-06 | 0 | 9.1493e-06 | 0 | 1.4944e-06 | 3.2759e-06 | 0 | 3.2759e-06 | 0 | 1.3033e-06 | 2.6067e-06 | 0 | 2.6067e-06 | [12 empty] | 7.3.3.17.5 (Remote Grid) Updates to grid topology to minimize risk of ignition in HFTDs Remote GridWLDFREquipment / facility failureAggregated | WLDFR | HFTD - Distribution - Tier 2 - 1QU CoRE ¦ 5QU LoRE | Non-Red Flag Warning - Large Fires | Equipment / facility failure | Aggregated | 2067 | 3.9994e-06 | 1601.5759 | 0.0064053 | 2067 | Mitigation | 0.95 | 45 | 0 | esc | 0 | 0 | 0.00097009 | 3.8797e-09
[79 empty] | WLDFR | HFTD - Distribution - Tier 2 - 4QU CoRE ¦ 3QU LoRE | Non-Red Flag Warning - Destructive Fires | 2022 | 5.0908e-10 | 0 | 8807.9522 | 222.2294 | 8585.7228 | 0 | 0 | 0 | 5.8233e-07 | 4.484e-06 | 0 | 4.484e-06 | 0 | 0 | 0 | 0 | 1.4944e-06 | 3.2759e-06 | 0 | 3.2759e-06 | 0 | 0 | 2.6067e-06 | 0 | 2.6067e-06 | [12 empty] | 7.3.3.17.5 (Remote Grid) Updates to grid topology to minimize risk of ignition in HFTDs Remote GridWLDFRVegetation ContactAggregated | WLDFR | HFTD - Distribution - Tier 2 - 1QU CoRE ¦ 5QU LoRE | Non-Red Flag Warning - Large Fires | Vegetation Contact | Aggregated | 2022 | 1.3156e-05 | 1601.5759 | 0.021071 | 2022 | Mitigation | 0.95 | 45 | 0 | esc | 0.00097009 | 1.2763e-08 | 0 | 0
[79 empty] | WLDFR | HFTD - Distribution - Tier 2 - 4QU CoRE ¦ 3QU LoRE | Non-Red Flag Warning - Destructive Fires | 2023 | 5.0908e-10 | 5.0908e-10 | 9129.7461 | 233.2301 | 8896.516 | 0 | 0 | 0 | 5.8233e-07 | 4.6478e-06 | 0 | 4.6478e-06 | 4.6478e-06 | 0 | 4.6478e-06 | 0 | 1.4944e-06 | 3.2759e-06 | 0 | 3.2759e-06 | 0 | 0 | 0 | 0 | 0 | [12 empty] | 7.3.3.17.5 (Remote Grid) Updates to grid topology to minimize risk of ignition in HFTDs Remote GridWLDFRVegetation ContactAggregated | WLDFR | HFTD - Distribution - Tier 2 - 1QU CoRE ¦ 5QU LoRE | Non-Red Flag Warning - Large Fires | Vegetation Contact | Aggregated | 2023 | 1.3156e-05 | 1601.5759 | 0.021071 | 2023 | Mitigation | 0.95 | 45 | 0 | esc | 0.00097009 | 1.2763e-08 | 0.00097009 | 1.2763e-08
[79 empty] | WLDFR | HFTD - Distribution - Tier 2 - 4QU CoRE ¦ 3QU LoRE | Non-Red Flag Warning - Destructive Fires | 2024 | 5.0908e-10 | 5.0908e-10 | 9129.7461 | 233.2301 | 8896.516 | 0 | 0 | 0 | 5.8233e-07 | 4.6478e-06 | 0 | 4.6478e-06 | 4.6478e-06 | 0 | 4.6478e-06 | 0 | 1.4944e-06 | 3.2759e-06 | 0 | 3.2759e-06 | 0 | 0 | 0 | 0 | 0 | [12 empty] | 7.3.3.17.5 (Remote Grid) Updates to grid topology to minimize risk of ignition in HFTDs Remote GridWLDFRVegetation ContactAggregated | WLDFR | HFTD - Distribution - Tier 2 - 1QU CoRE ¦ 5QU LoRE | Non-Red Flag Warning - Large Fires | Vegetation Contact | Aggregated | 2024 | 1.3156e-05 | 1601.5759 | 0.021071 | 2024 | Mitigation | 0.95 | 45 | 0 | esc | 0.00097009 | 1.2763e-08 | 0.00097009 | 1.2763e-08
[79 empty] | WLDFR | HFTD - Distribution - Tier 2 - 4QU CoRE ¦ 3QU LoRE | Non-Red Flag Warning - Destructive Fires | 2025 | 5.0908e-10 | 5.0908e-10 | 9129.7461 | 233.2301 | 8896.516 | 0 | 0 | 0 | 5.8233e-07 | 4.6478e-06 | 0 | 4.6478e-06 | 4.6478e-06 | 0 | 4.6478e-06 | 0 | 1.5665e-06 | 3.4337e-06 | 0 | 3.4337e-06 | 0 | 1.5923e-07 | 0 | 0 | 0 | [12 empty] | 7.3.3.17.5 (Remote Grid) Updates to grid topology to minimize risk of ignition in HFTDs Remote GridWLDFRVegetation ContactAggregated | WLDFR | HFTD - Distribution - Tier 2 - 1QU CoRE ¦ 5QU LoRE | Non-Red Flag Warning - Large Fires | Vegetation Contact | Aggregated | 2025 | 1.3156e-05 | 1601.5759 | 0.021071 | 2025 | Mitigation | 0.95 | 45 | 0 | esc | 0.00097009 | 1.2763e-08 | 0.00097009 | 1.2763e-08
[79 empty] | WLDFR | HFTD - Distribution - Tier 2 - 4QU CoRE ¦ 3QU LoRE | Non-Red Flag Warning - Destructive Fires | 2026 | 5.0908e-10 | 5.0908e-10 | 9129.7461 | 233.2301 | 8896.516 | 0 | 0 | 0 | 5.8233e-07 | 4.6478e-06 | 0 | 4.6478e-06 | 4.6478e-06 | 0 | 4.6478e-06 | 0 | 1.5665e-06 | 3.4337e-06 | 0 | 3.4337e-06 | 0 | 1.6436e-07 | 3.2872e-07 | 0 | 3.2872e-07 | [12 empty] | 7.3.3.17.5 (Remote Grid) Updates to grid topology to minimize risk of ignition in HFTDs Remote GridWLDFRVegetation ContactAggregated | WLDFR | HFTD - Distribution - Tier 2 - 1QU CoRE ¦ 5QU LoRE | Non-Red Flag Warning - Large Fires | Vegetation Contact | Aggregated | 2026 | 1.3156e-05 | 1601.5759 | 0.021071 | 2026 | Mitigation | 0.95 | 45 | 0 | esc | 0.00097009 | 1.2763e-08 | 0.00097009 | 1.2763e-08
[79 empty] | WLDFR | HFTD - Distribution - Tier 2 - 4QU CoRE ¦ 3QU LoRE | Non-Red Flag Warning - Destructive Fires | 2027 | 5.0908e-10 | 5.0908e-10 | 9129.7461 | 233.2301 | 8896.516 | 0 | 0 | 0 | 5.8233e-07 | 4.6478e-06 | 0 | 4.6478e-06 | 4.6478e-06 | 0 | 4.6478e-06 | 0 | 1.5665e-06 | 3.4337e-06 | 0 | 3.4337e-06 | 0 | 1.6436e-07 | 3.2872e-07 | 0 | 3.2872e-07 | [12 empty] | 7.3.3.17.5 (Remote Grid) Updates to grid topology to minimize risk of ignition in HFTDs Remote GridWLDFRVegetation ContactAggregated | WLDFR | HFTD - Distribution - Tier 2 - 1QU CoRE ¦ 5QU LoRE | Non-Red Flag Warning - Large Fires | Vegetation Contact | Aggregated | 2027 | 1.3156e-05 | 1601.5759 | 0.021071 | 2027 | Mitigation | 0.95 | 45 | 0 | esc | 0.00097009 | 1.2763e-08 | 0.00097009 | 1.2763e-08
[79 empty] | WLDFR | HFTD - Distribution - Tier 2 - 4QU CoRE ¦ 3QU LoRE | Non-Red Flag Warning - Destructive Fires | 2028 | 5.0908e-10 | 5.0908e-10 | 9534.9221 | 247.273 | 9287.6491 | 0 | 0 | 0 | 5.8233e-07 | 4.8541e-06 | 0 | 4.8541e-06 | 4.8541e-06 | 0 | 4.8541e-06 | 0 | 1.5665e-06 | 3.4337e-06 | 0 | 3.4337e-06 | 0 | 1.6436e-07 | 3.2872e-07 | 0 | 3.2872e-07 | [12 empty] | 7.3.3.17.5 (Remote Grid) Updates to grid topology to minimize risk of ignition in HFTDs Remote GridWLDFRVegetation ContactAggregated | WLDFR | HFTD - Distribution - Tier 2 - 1QU CoRE ¦ 5QU LoRE | Non-Red Flag Warning - Large Fires | Vegetation Contact | Aggregated | 2028 | 1.3156e-05 | 1601.5759 | 0.021071 | 2028 | Mitigation | 0.95 | 45 | 0 | esc | 0.00097009 | 1.2763e-08 | 0.00097009 | 1.2763e-08
[79 empty] | WLDFR | HFTD - Distribution - Tier 2 - 4QU CoRE ¦ 3QU LoRE | Non-Red Flag Warning - Destructive Fires | 2029 | 5.0908e-10 | 5.0908e-10 | 9534.9221 | 247.273 | 9287.6491 | 0 | 0 | 0 | 5.8233e-07 | 4.8541e-06 | 0 | 4.8541e-06 | 4.8541e-06 | 0 | 4.8541e-06 | 0 | 1.5665e-06 | 3.4337e-06 | 0 | 3.4337e-06 | 0 | 1.6436e-07 | 3.2872e-07 | 0 | 3.2872e-07 | [12 empty] | 7.3.3.17.5 (Remote Grid) Updates to grid topology to minimize risk of ignition in HFTDs Remote GridWLDFRVegetation ContactAggregated | WLDFR | HFTD - Distribution - Tier 2 - 1QU CoRE ¦ 5QU LoRE | Non-Red Flag Warning - Large Fires | Vegetation Contact | Aggregated | 2029 | 1.3156e-05 | 1601.5759 | 0.021071 | 2029 | Mitigation | 0.95 | 45 | 0 | esc | 0.00097009 | 1.2763e-08 | 0.00097009 | 1.2763e-08
[79 empty] | WLDFR | HFTD - Distribution - Tier 2 - 4QU CoRE ¦ 3QU LoRE | Non-Red Flag Warning - Destructive Fires | 2030 | 5.0908e-10 | 5.0908e-10 | 9534.9221 | 247.273 | 9287.6491 | 0 | 0 | 0 | 5.8233e-07 | 4.8541e-06 | 0 | 4.8541e-06 | 4.8541e-06 | 0 | 4.8541e-06 | 0 | 1.6413e-06 | 3.5977e-06 | 0 | 3.5977e-06 | 0 | 1.6436e-07 | 3.2872e-07 | 0 | 3.2872e-07 | [12 empty] | 7.3.3.17.5 (Remote Grid) Updates to grid topology to minimize risk of ignition in HFTDs Remote GridWLDFRVegetation ContactAggregated | WLDFR | HFTD - Distribution - Tier 2 - 1QU CoRE ¦ 5QU LoRE | Non-Red Flag Warning - Large Fires | Vegetation Contact | Aggregated | 2030 | 1.3156e-05 | 1601.5759 | 0.021071 | 2030 | Mitigation | 0.95 | 45 | 0 | esc | 0.00097009 | 1.2763e-08 | 0.00097009 | 1.2763e-08
[79 empty] | WLDFR | HFTD - Distribution - Tier 2 - 4QU CoRE ¦ 3QU LoRE | Non-Red Flag Warning - Destructive Fires | 2031 | 5.0908e-10 | 5.0908e-10 | 9534.9221 | 247.273 | 9287.6491 | 0 | 0 | 0 | 5.8233e-07 | 4.8541e-06 | 0 | 4.8541e-06 | 4.8541e-06 | 0 | 4.8541e-06 | 0 | 1.6413e-06 | 3.5977e-06 | 0 | 3.5977e-06 | 0 | 1.709e-07 | 3.4179e-07 | 0 | 3.4179e-07 | [12 empty] | 7.3.3.17.5 (Remote Grid) Updates to grid topology to minimize risk of ignition in HFTDs Remote GridWLDFRVegetation ContactAggregated | WLDFR | HFTD - Distribution - Tier 2 - 1QU CoRE ¦ 5QU LoRE | Non-Red Flag Warning - Large Fires | Vegetation Contact | Aggregated | 2031 | 1.3156e-05 | 1601.5759 | 0.021071 | 2031 | Mitigation | 0.95 | 45 | 0 | esc | 0.00097009 | 1.2763e-08 | 0.00097009 | 1.2763e-08
[79 empty] | WLDFR | HFTD - Distribution - Tier 2 - 4QU CoRE ¦ 3QU LoRE | Non-Red Flag Warning - Destructive Fires | 2032 | 5.0908e-10 | 5.0908e-10 | 9534.9221 | 247.273 | 9287.6491 | 0 | 0 | 0 | 5.8233e-07 | 4.8541e-06 | 0 | 4.8541e-06 | 4.8541e-06 | 0 | 4.8541e-06 | 0 | 1.6413e-06 | 3.5977e-06 | 0 | 3.5977e-06 | 0 | 1.709e-07 | 3.4179e-07 | 0 | 3.4179e-07 | [12 empty] | 7.3.3.17.5 (Remote Grid) Updates to grid topology to minimize risk of ignition in HFTDs Remote GridWLDFRVegetation ContactAggregated | WLDFR | HFTD - Distribution - Tier 2 - 1QU CoRE ¦ 5QU LoRE | Non-Red Flag Warning - Large Fires | Vegetation Contact | Aggregated | 2032 | 1.3156e-05 | 1601.5759 | 0.021071 | 2032 | Mitigation | 0.95 | 45 | 0 | esc | 0.00097009 | 1.2763e-08 | 0.00097009 | 1.2763e-08
[79 empty] | WLDFR | HFTD - Distribution - Tier 2 - 4QU CoRE ¦ 3QU LoRE | Non-Red Flag Warning - Destructive Fires | 2033 | 5.0908e-10 | 5.0908e-10 | 9984.8474 | 263.1074 | 9721.74 | 0 | 0 | 0 | 5.8233e-07 | 5.0831e-06 | 0 | 5.0831e-06 | 5.0831e-06 | 0 | 5.0831e-06 | 0 | 1.6413e-06 | 3.5977e-06 | 0 | 3.5977e-06 | 0 | 1.709e-07 | 3.4179e-07 | 0 | 3.4179e-07 | [12 empty] | 7.3.3.17.5 (Remote Grid) Updates to grid topology to minimize risk of ignition in HFTDs Remote GridWLDFRVegetation ContactAggregated | WLDFR | HFTD - Distribution - Tier 2 - 1QU CoRE ¦ 5QU LoRE | Non-Red Flag Warning - Large Fires | Vegetation Contact | Aggregated | 2033 | 1.3156e-05 | 1601.5759 | 0.021071 | 2033 | Mitigation | 0.95 | 45 | 0 | esc | 0.00097009 | 1.2763e-08 | 0.00097009 | 1.2763e-08
[79 empty] | WLDFR | HFTD - Distribution - Tier 2 - 4QU CoRE ¦ 3QU LoRE | Non-Red Flag Warning - Destructive Fires | 2034 | 5.0908e-10 | 5.0908e-10 | 9984.8474 | 263.1074 | 9721.74 | 0 | 0 | 0 | 5.8233e-07 | 5.0831e-06 | 0 | 5.0831e-06 | 5.0831e-06 | 0 | 5.0831e-06 | 0 | 1.6413e-06 | 3.5977e-06 | 0 | 3.5977e-06 | 0 | 1.709e-07 | 3.4179e-07 | 0 | 3.4179e-07 | [12 empty] | 7.3.3.17.5 (Remote Grid) Updates to grid topology to minimize risk of ignition in HFTDs Remote GridWLDFRVegetation ContactAggregated | WLDFR | HFTD - Distribution - Tier 2 - 1QU CoRE ¦ 5QU LoRE | Non-Red Flag Warning - Large Fires | Vegetation Contact | Aggregated | 2034 | 1.3156e-05 | 1601.5759 | 0.021071 | 2034 | Mitigation | 0.95 | 45 | 0 | esc | 0.00097009 | 1.2763e-08 | 0.00097009 | 1.2763e-08
[79 empty] | WLDFR | HFTD - Distribution - Tier 2 - 4QU CoRE ¦ 3QU LoRE | Non-Red Flag Warning - Destructive Fires | 2035 | 5.0908e-10 | 5.0908e-10 | 9984.8474 | 263.1074 | 9721.74 | 0 | 0 | 0 | 5.8233e-07 | 5.0831e-06 | 0 | 5.0831e-06 | 5.0831e-06 | 0 | 5.0831e-06 | 0 | 1.718e-06 | 3.7658e-06 | 0 | 3.7658e-06 | 0 | 1.709e-07 | 3.4179e-07 | 0 | 3.4179e-07 | [12 empty] | 7.3.3.17.5 (Remote Grid) Updates to grid topology to minimize risk of ignition in HFTDs Remote GridWLDFRVegetation ContactAggregated | WLDFR | HFTD - Distribution - Tier 2 - 1QU CoRE ¦ 5QU LoRE | Non-Red Flag Warning - Large Fires | Vegetation Contact | Aggregated | 2035 | 1.3156e-05 | 1601.5759 | 0.021071 | 2035 | Mitigation | 0.95 | 45 | 0 | esc | 0.00097009 | 1.2763e-08 | 0.00097009 | 1.2763e-08
[79 empty] | WLDFR | HFTD - Distribution - Tier 2 - 4QU CoRE ¦ 3QU LoRE | Non-Red Flag Warning - Destructive Fires | 2036 | 5.0908e-10 | 5.0908e-10 | 9984.8474 | 263.1074 | 9721.74 | 0 | 0 | 0 | 5.8233e-07 | 5.0831e-06 | 0 | 5.0831e-06 | 5.0831e-06 | 0 | 5.0831e-06 | 0 | 1.718e-06 | 3.7658e-06 | 0 | 3.7658e-06 | 0 | 1.7826e-07 | 3.5653e-07 | 0 | 3.5653e-07 | [12 empty] | 7.3.3.17.5 (Remote Grid) Updates to grid topology to minimize risk of ignition in HFTDs Remote GridWLDFRVegetation ContactAggregated | WLDFR | HFTD - Distribution - Tier 2 - 1QU CoRE ¦ 5QU LoRE | Non-Red Flag Warning - Large Fires | Vegetation Contact | Aggregated | 2036 | 1.3156e-05 | 1601.5759 | 0.021071 | 2036 | Mitigation | 0.95 | 45 | 0 | esc | 0.00097009 | 1.2763e-08 | 0.00097009 | 1.2763e-08
[79 empty] | WLDFR | HFTD - Distribution - Tier 2 - 4QU CoRE ¦ 3QU LoRE | Non-Red Flag Warning - Destructive Fires | 2037 | 5.0908e-10 | 5.0908e-10 | 9984.8474 | 263.1074 | 9721.74 | 0 | 0 | 0 | 5.8233e-07 | 5.0831e-06 | 0 | 5.0831e-06 | 5.0831e-06 | 0 | 5.0831e-06 | 0 | 1.718e-06 | 3.7658e-06 | 0 | 3.7658e-06 | 0 | 1.7826e-07 | 3.5653e-07 | 0 | 3.5653e-07 | [12 empty] | 7.3.3.17.5 (Remote Grid) Updates to grid topology to minimize risk of ignition in HFTDs Remote GridWLDFRVegetation ContactAggregated | WLDFR | HFTD - Distribution - Tier 2 - 1QU CoRE ¦ 5QU LoRE | Non-Red Flag Warning - Large Fires | Vegetation Contact | Aggregated | 2037 | 1.3156e-05 | 1601.5759 | 0.021071 | 2037 | Mitigation | 0.95 | 45 | 0 | esc | 0.00097009 | 1.2763e-08 | 0.00097009 | 1.2763e-08
[79 empty] | WLDFR | HFTD - Distribution - Tier 2 - 4QU CoRE ¦ 3QU LoRE | Non-Red Flag Warning - Destructive Fires | 2038 | 5.0908e-10 | 5.0908e-10 | 10472.8261 | 280.5544 | 10192.2718 | 0 | 0 | 0 | 5.8233e-07 | 5.3315e-06 | 0 | 5.3315e-06 | 5.3315e-06 | 0 | 5.3315e-06 | 0 | 1.718e-06 | 3.7658e-06 | 0 | 3.7658e-06 | 0 | 1.7826e-07 | 3.5653e-07 | 0 | 3.5653e-07 | [12 empty] | 7.3.3.17.5 (Remote Grid) Updates to grid topology to minimize risk of ignition in HFTDs Remote GridWLDFRVegetation ContactAggregated | WLDFR | HFTD - Distribution - Tier 2 - 1QU CoRE ¦ 5QU LoRE | Non-Red Flag Warning - Large Fires | Vegetation Contact | Aggregated | 2038 | 1.3156e-05 | 1601.5759 | 0.021071 | 2038 | Mitigation | 0.95 | 45 | 0 | esc | 0.00097009 | 1.2763e-08 | 0.00097009 | 1.2763e-08
[79 empty] | WLDFR | HFTD - Distribution - Tier 2 - 4QU CoRE ¦ 3QU LoRE | Non-Red Flag Warning - Destructive Fires | 2039 | 5.0908e-10 | 5.0908e-10 | 10472.8261 | 280.5544 | 10192.2718 | 0 | 0 | 0 | 5.8233e-07 | 5.3315e-06 | 0 | 5.3315e-06 | 5.3315e-06 | 0 | 5.3315e-06 | 0 | 1.718e-06 | 3.7658e-06 | 0 | 3.7658e-06 | 0 | 1.7826e-07 | 3.5653e-07 | 0 | 3.5653e-07 | [12 empty] | 7.3.3.17.5 (Remote Grid) Updates to grid topology to minimize risk of ignition in HFTDs Remote GridWLDFRVegetation ContactAggregated | WLDFR | HFTD - Distribution - Tier 2 - 1QU CoRE ¦ 5QU LoRE | Non-Red Flag Warning - Large Fires | Vegetation Contact | Aggregated | 2039 | 1.3156e-05 | 1601.5759 | 0.021071 | 2039 | Mitigation | 0.95 | 45 | 0 | esc | 0.00097009 | 1.2763e-08 | 0.00097009 | 1.2763e-08
[79 empty] | WLDFR | HFTD - Distribution - Tier 2 - 4QU CoRE ¦ 3QU LoRE | Non-Red Flag Warning - Destructive Fires | 2040 | 5.0908e-10 | 5.0908e-10 | 10472.8261 | 280.5544 | 10192.2718 | 0 | 0 | 0 | 5.8233e-07 | 5.3315e-06 | 0 | 5.3315e-06 | 5.3315e-06 | 0 | 5.3315e-06 | 0 | 1.7957e-06 | 3.9361e-06 | 0 | 3.9361e-06 | 0 | 1.7826e-07 | 3.5653e-07 | 0 | 3.5653e-07 | [12 empty] | 7.3.3.17.5 (Remote Grid) Updates to grid topology to minimize risk of ignition in HFTDs Remote GridWLDFRVegetation ContactAggregated | WLDFR | HFTD - Distribution - Tier 2 - 1QU CoRE ¦ 5QU LoRE | Non-Red Flag Warning - Large Fires | Vegetation Contact | Aggregated | 2040 | 1.3156e-05 | 1601.5759 | 0.021071 | 2040 | Mitigation | 0.95 | 45 | 0 | esc | 0.00097009 | 1.2763e-08 | 0.00097009 | 1.2763e-08
[79 empty] | WLDFR | HFTD - Distribution - Tier 2 - 4QU CoRE ¦ 3QU LoRE | Non-Red Flag Warning - Destructive Fires | 2041 | 5.0908e-10 | 5.0908e-10 | 10472.8261 | 280.5544 | 10192.2718 | 0 | 0 | 0 | 5.8233e-07 | 5.3315e-06 | 0 | 5.3315e-06 | 5.3315e-06 | 0 | 5.3315e-06 | 0 | 1.7957e-06 | 3.9361e-06 | 0 | 3.9361e-06 | 0 | 1.8639e-07 | 3.7277e-07 | 0 | 3.7277e-07 | [12 empty] | 7.3.3.17.5 (Remote Grid) Updates to grid topology to minimize risk of ignition in HFTDs Remote GridWLDFRVegetation ContactAggregated | WLDFR | HFTD - Distribution - Tier 2 - 1QU CoRE ¦ 5QU LoRE | Non-Red Flag Warning - Large Fires | Vegetation Contact | Aggregated | 2041 | 1.3156e-05 | 1601.5759 | 0.021071 | 2041 | Mitigation | 0.95 | 45 | 0 | esc | 0.00097009 | 1.2763e-08 | 0.00097009 | 1.2763e-08
[79 empty] | WLDFR | HFTD - Distribution - Tier 2 - 4QU CoRE ¦ 3QU LoRE | Non-Red Flag Warning - Destructive Fires | 2042 | 5.0908e-10 | 5.0908e-10 | 10472.8261 | 280.5544 | 10192.2718 | 0 | 0 | 0 | 5.8233e-07 | 5.3315e-06 | 0 | 5.3315e-06 | 5.3315e-06 | 0 | 5.3315e-06 | 0 | 1.7957e-06 | 3.9361e-06 | 0 | 3.9361e-06 | 0 | 1.8639e-07 | 3.7277e-07 | 0 | 3.7277e-07 | [12 empty] | 7.3.3.17.5 (Remote Grid) Updates to grid topology to minimize risk of ignition in HFTDs Remote GridWLDFRVegetation ContactAggregated | WLDFR | HFTD - Distribution - Tier 2 - 1QU CoRE ¦ 5QU LoRE | Non-Red Flag Warning - Large Fires | Vegetation Contact | Aggregated | 2042 | 1.3156e-05 | 1601.5759 | 0.021071 | 2042 | Mitigation | 0.95 | 45 | 0 | esc | 0.00097009 | 1.2763e-08 | 0.00097009 | 1.2763e-08
[79 empty] | WLDFR | HFTD - Distribution - Tier 2 - 4QU CoRE ¦ 3QU LoRE | Non-Red Flag Warning - Destructive Fires | 2043 | 5.0908e-10 | 5.0908e-10 | 10992.1562 | 299.42 | 10692.7362 | 0 | 0 | 0 | 5.8233e-07 | 5.5959e-06 | 0 | 5.5959e-06 | 5.5959e-06 | 0 | 5.5959e-06 | 0 | 0 | 3.9361e-06 | 0 | 3.9361e-06 | 0 | 1.8639e-07 | 3.7277e-07 | 0 | 3.7277e-07 | [12 empty] | 7.3.3.17.5 (Remote Grid) Updates to grid topology to minimize risk of ignition in HFTDs Remote GridWLDFRVegetation ContactAggregated | WLDFR | HFTD - Distribution - Tier 2 - 1QU CoRE ¦ 5QU LoRE | Non-Red Flag Warning - Large Fires | Vegetation Contact | Aggregated | 2043 | 1.3156e-05 | 1601.5759 | 0.021071 | 2043 | Mitigation | 0.95 | 45 | 0 | esc | 0.00097009 | 1.2763e-08 | 0.00097009 | 1.2763e-08
[79 empty] | WLDFR | HFTD - Distribution - Tier 2 - 4QU CoRE ¦ 3QU LoRE | Non-Red Flag Warning - Destructive Fires | 2044 | 5.0908e-10 | 5.0908e-10 | 10992.1562 | 299.42 | 10692.7362 | 0 | 0 | 0 | 5.8233e-07 | 5.5959e-06 | 0 | 5.5959e-06 | 5.5959e-06 | 0 | 5.5959e-06 | 0 | 0 | 0 | 0 | 0 | 0 | 1.8639e-07 | 3.7277e-07 | 0 | 3.7277e-07 | [12 empty] | 7.3.3.17.5 (Remote Grid) Updates to grid topology to minimize risk of ignition in HFTDs Remote GridWLDFRVegetation ContactAggregated | WLDFR | HFTD - Distribution - Tier 2 - 1QU CoRE ¦ 5QU LoRE | Non-Red Flag Warning - Large Fires | Vegetation Contact | Aggregated | 2044 | 1.3156e-05 | 1601.5759 | 0.021071 | 2044 | Mitigation | 0.95 | 45 | 0 | esc | 0.00097009 | 1.2763e-08 | 0.00097009 | 1.2763e-08
[79 empty] | WLDFR | HFTD - Distribution - Tier 2 - 4QU CoRE ¦ 3QU LoRE | Non-Red Flag Warning - Destructive Fires | 2045 | 5.0908e-10 | 5.0908e-10 | 10992.1562 | 299.42 | 10692.7362 | 0 | 0 | 0 | 5.8233e-07 | 5.5959e-06 | 0 | 5.5959e-06 | 5.5959e-06 | 0 | 5.5959e-06 | 0 | 0.00046769 | 0 | 0 | 0 | 0 | 1.8639e-07 | 3.7277e-07 | 0 | 3.7277e-07 | [12 empty] | 7.3.3.17.5 (Remote Grid) Updates to grid topology to minimize risk of ignition in HFTDs Remote GridWLDFRVegetation ContactAggregated | WLDFR | HFTD - Distribution - Tier 2 - 1QU CoRE ¦ 5QU LoRE | Non-Red Flag Warning - Large Fires | Vegetation Contact | Aggregated | 2045 | 1.3156e-05 | 1601.5759 | 0.021071 | 2045 | Mitigation | 0.95 | 45 | 0 | esc | 0.00097009 | 1.2763e-08 | 0.00097009 | 1.2763e-08
[79 empty] | WLDFR | HFTD - Distribution - Tier 2 - 4QU CoRE ¦ 3QU LoRE | Non-Red Flag Warning - Destructive Fires | 2046 | 5.0908e-10 | 5.0908e-10 | 10992.1562 | 299.42 | 10692.7362 | 0 | 0 | 0 | 5.8233e-07 | 5.5959e-06 | 0 | 5.5959e-06 | 5.5959e-06 | 0 | 5.5959e-06 | 0 | 0.00048483 | 0.0010628 | 0 | 0.0010628 | 0 | 1.9518e-07 | 3.9036e-07 | 0 | 3.9036e-07 | [12 empty] | 7.3.3.17.5 (Remote Grid) Updates to grid topology to minimize risk of ignition in HFTDs Remote GridWLDFRVegetation ContactAggregated | WLDFR | HFTD - Distribution - Tier 2 - 1QU CoRE ¦ 5QU LoRE | Non-Red Flag Warning - Large Fires | Vegetation Contact | Aggregated | 2046 | 1.3156e-05 | 1601.5759 | 0.021071 | 2046 | Mitigation | 0.95 | 45 | 0 | esc | 0.00097009 | 1.2763e-08 | 0.00097009 | 1.2763e-08
[79 empty] | WLDFR | HFTD - Distribution - Tier 2 - 4QU CoRE ¦ 3QU LoRE | Non-Red Flag Warning - Destructive Fires | 2047 | 5.0908e-10 | 5.0908e-10 | 10992.1562 | 299.42 | 10692.7362 | 0 | 0 | 0 | 5.8233e-07 | 5.5959e-06 | 0 | 5.5959e-06 | 5.5959e-06 | 0 | 5.5959e-06 | 0 | 0.00048483 | 0.0010628 | 0 | 0.0010628 | 0 | 1.9518e-07 | 3.9036e-07 | 0 | 3.9036e-07 | [12 empty] | 7.3.3.17.5 (Remote Grid) Updates to grid topology to minimize risk of ignition in HFTDs Remote GridWLDFRVegetation ContactAggregated | WLDFR | HFTD - Distribution - Tier 2 - 1QU CoRE ¦ 5QU LoRE | Non-Red Flag Warning - Large Fires | Vegetation Contact | Aggregated | 2047 | 1.3156e-05 | 1601.5759 | 0.021071 | 2047 | Mitigation | 0.95 | 45 | 0 | esc | 0.00097009 | 1.2763e-08 | 0.00097009 | 1.2763e-08
[79 empty] | WLDFR | HFTD - Distribution - Tier 2 - 4QU CoRE ¦ 3QU LoRE | Non-Red Flag Warning - Destructive Fires | 2048 | 5.0908e-10 | 5.0908e-10 | 11536.0538 | 319.4911 | 11216.5626 | 0 | 0 | 0 | 5.8233e-07 | 5.8728e-06 | 0 | 5.8728e-06 | 5.8728e-06 | 0 | 5.8728e-06 | 0 | 0.00048483 | 0.0010628 | 0 | 0.0010628 | 0 | 1.9518e-07 | 3.9036e-07 | 0 | 3.9036e-07 | [12 empty] | 7.3.3.17.5 (Remote Grid) Updates to grid topology to minimize risk of ignition in HFTDs Remote GridWLDFRVegetation ContactAggregated | WLDFR | HFTD - Distribution - Tier 2 - 1QU CoRE ¦ 5QU LoRE | Non-Red Flag Warning - Large Fires | Vegetation Contact | Aggregated | 2048 | 1.3156e-05 | 1601.5759 | 0.021071 | 2048 | Mitigation | 0.95 | 45 | 0 | esc | 0.00097009 | 1.2763e-08 | 0.00097009 | 1.2763e-08
[79 empty] | WLDFR | HFTD - Distribution - Tier 2 - 4QU CoRE ¦ 3QU LoRE | Non-Red Flag Warning - Destructive Fires | 2049 | 5.0908e-10 | 5.0908e-10 | 11536.0538 | 319.4911 | 11216.5626 | 0 | 0 | 0 | 5.8233e-07 | 5.8728e-06 | 0 | 5.8728e-06 | 5.8728e-06 | 0 | 5.8728e-06 | 0 | 0.00048483 | 0.0010628 | 0 | 0.0010628 | 0 | 1.9518e-07 | 3.9036e-07 | 0 | 3.9036e-07 | [12 empty] | 7.3.3.17.5 (Remote Grid) Updates to grid topology to minimize risk of ignition in HFTDs Remote GridWLDFRVegetation ContactAggregated | WLDFR | HFTD - Distribution - Tier 2 - 1QU CoRE ¦ 5QU LoRE | Non-Red Flag Warning - Large Fires | Vegetation Contact | Aggregated | 2049 | 1.3156e-05 | 1601.5759 | 0.021071 | 2049 | Mitigation | 0.95 | 45 | 0 | esc | 0.00097009 | 1.2763e-08 | 0.00097009 | 1.2763e-08
[79 empty] | WLDFR | HFTD - Distribution - Tier 2 - 4QU CoRE ¦ 3QU LoRE | Non-Red Flag Warning - Destructive Fires | 2050 | 5.0908e-10 | 5.0908e-10 | 11536.0538 | 319.4911 | 11216.5626 | 0 | 0 | 0 | 5.8233e-07 | 5.8728e-06 | 0 | 5.8728e-06 | 5.8728e-06 | 0 | 5.8728e-06 | 0 | 0.00048483 | 0.0010628 | 0 | 0.0010628 | 0 | 1.9518e-07 | 3.9036e-07 | 0 | 3.9036e-07 | [12 empty] | 7.3.3.17.5 (Remote Grid) Updates to grid topology to minimize risk of ignition in HFTDs Remote GridWLDFRVegetation ContactAggregated | WLDFR | HFTD - Distribution - Tier 2 - 1QU CoRE ¦ 5QU LoRE | Non-Red Flag Warning - Large Fires | Vegetation Contact | Aggregated | 2050 | 1.3156e-05 | 1601.5759 | 0.021071 | 2050 | Mitigation | 0.95 | 45 | 0 | esc | 0.00097009 | 1.2763e-08 | 0.00097009 | 1.2763e-08
[79 empty] | WLDFR | HFTD - Distribution - Tier 2 - 4QU CoRE ¦ 3QU LoRE | Non-Red Flag Warning - Destructive Fires | 2051 | 5.0908e-10 | 5.0908e-10 | 11536.0538 | 319.4911 | 11216.5626 | 0 | 0 | 0 | 5.8233e-07 | 5.8728e-06 | 0 | 5.8728e-06 | 5.8728e-06 | 0 | 5.8728e-06 | 0 | 0.00050643 | 0.0011101 | 0 | 0.0011101 | 0 | 2.0455e-07 | 4.091e-07 | 0 | 4.091e-07 | [12 empty] | 7.3.3.17.5 (Remote Grid) Updates to grid topology to minimize risk of ignition in HFTDs Remote GridWLDFRVegetation ContactAggregated | WLDFR | HFTD - Distribution - Tier 2 - 1QU CoRE ¦ 5QU LoRE | Non-Red Flag Warning - Large Fires | Vegetation Contact | Aggregated | 2051 | 1.3156e-05 | 1601.5759 | 0.021071 | 2051 | Mitigation | 0.95 | 45 | 0 | esc | 0.00097009 | 1.2763e-08 | 0.00097009 | 1.2763e-08
[79 empty] | WLDFR | HFTD - Distribution - Tier 2 - 4QU CoRE ¦ 3QU LoRE | Non-Red Flag Warning - Destructive Fires | 2052 | 5.0908e-10 | 5.0908e-10 | 11536.0538 | 319.4911 | 11216.5626 | 0 | 0 | 0 | 5.8233e-07 | 5.8728e-06 | 0 | 5.8728e-06 | 5.8728e-06 | 0 | 5.8728e-06 | 0 | 0.00050643 | 0.0011101 | 0 | 0.0011101 | 0 | 2.0455e-07 | 4.091e-07 | 0 | 4.091e-07 | [12 empty] | 7.3.3.17.5 (Remote Grid) Updates to grid topology to minimize risk of ignition in HFTDs Remote GridWLDFRVegetation ContactAggregated | WLDFR | HFTD - Distribution - Tier 2 - 1QU CoRE ¦ 5QU LoRE | Non-Red Flag Warning - Large Fires | Vegetation Contact | Aggregated | 2052 | 1.3156e-05 | 1601.5759 | 0.021071 | 2052 | Mitigation | 0.95 | 45 | 0 | esc | 0.00097009 | 1.2763e-08 | 0.00097009 | 1.2763e-08
[79 empty] | WLDFR | HFTD - Distribution - Tier 2 - 4QU CoRE ¦ 3QU LoRE | Non-Red Flag Warning - Destructive Fires | 2053 | 5.0908e-10 | 5.0908e-10 | 12097.6769 | 340.5356 | 11757.1413 | 0 | 0 | 0 | 5.8233e-07 | 6.1587e-06 | 0 | 6.1587e-06 | 6.1587e-06 | 0 | 6.1587e-06 | 0 | 0.00050643 | 0.0011101 | 0 | 0.0011101 | 0 | 2.0455e-07 | 4.091e-07 | 0 | 4.091e-07 | [12 empty] | 7.3.3.17.5 (Remote Grid) Updates to grid topology to minimize risk of ignition in HFTDs Remote GridWLDFRVegetation ContactAggregated | WLDFR | HFTD - Distribution - Tier 2 - 1QU CoRE ¦ 5QU LoRE | Non-Red Flag Warning - Large Fires | Vegetation Contact | Aggregated | 2053 | 1.3156e-05 | 1601.5759 | 0.021071 | 2053 | Mitigation | 0.95 | 45 | 0 | esc | 0.00097009 | 1.2763e-08 | 0.00097009 | 1.2763e-08
[79 empty] | WLDFR | HFTD - Distribution - Tier 2 - 4QU CoRE ¦ 3QU LoRE | Non-Red Flag Warning - Destructive Fires | 2054 | 5.0908e-10 | 5.0908e-10 | 12097.6769 | 340.5356 | 11757.1413 | 0 | 0 | 0 | 5.8233e-07 | 6.1587e-06 | 0 | 6.1587e-06 | 6.1587e-06 | 0 | 6.1587e-06 | 0 | 0.00050643 | 0.0011101 | 0 | 0.0011101 | 0 | 2.0455e-07 | 4.091e-07 | 0 | 4.091e-07 | [12 empty] | 7.3.3.17.5 (Remote Grid) Updates to grid topology to minimize risk of ignition in HFTDs Remote GridWLDFRVegetation ContactAggregated | WLDFR | HFTD - Distribution - Tier 2 - 1QU CoRE ¦ 5QU LoRE | Non-Red Flag Warning - Large Fires | Vegetation Contact | Aggregated | 2054 | 1.3156e-05 | 1601.5759 | 0.021071 | 2054 | Mitigation | 0.95 | 45 | 0 | esc | 0.00097009 | 1.2763e-08 | 0.00097009 | 1.2763e-08
[79 empty] | WLDFR | HFTD - Distribution - Tier 2 - 4QU CoRE ¦ 3QU LoRE | Non-Red Flag Warning - Destructive Fires | 2055 | 5.0908e-10 | 5.0908e-10 | 12097.6769 | 340.5356 | 11757.1413 | 0 | 0 | 0 | 5.8233e-07 | 6.1587e-06 | 0 | 6.1587e-06 | 6.1587e-06 | 0 | 6.1587e-06 | 0 | 0.00050643 | 0.0011101 | 0 | 0.0011101 | 0 | 0 | 4.091e-07 | 0 | 4.091e-07 | [12 empty] | 7.3.3.17.5 (Remote Grid) Updates to grid topology to minimize risk of ignition in HFTDs Remote GridWLDFRVegetation ContactAggregated | WLDFR | HFTD - Distribution - Tier 2 - 1QU CoRE ¦ 5QU LoRE | Non-Red Flag Warning - Large Fires | Vegetation Contact | Aggregated | 2055 | 1.3156e-05 | 1601.5759 | 0.021071 | 2055 | Mitigation | 0.95 | 45 | 0 | esc | 0.00097009 | 1.2763e-08 | 0.00097009 | 1.2763e-08
[79 empty] | WLDFR | HFTD - Distribution - Tier 2 - 4QU CoRE ¦ 3QU LoRE | Non-Red Flag Warning - Destructive Fires | 2056 | 5.0908e-10 | 5.0908e-10 | 12097.6769 | 340.5356 | 11757.1413 | 0 | 0 | 0 | 5.8233e-07 | 6.1587e-06 | 0 | 6.1587e-06 | 6.1587e-06 | 0 | 6.1587e-06 | 0 | 0.00053044 | 0.0011627 | 0 | 0.0011627 | 0 | 0 | 0 | 0 | 0 | [12 empty] | 7.3.3.17.5 (Remote Grid) Updates to grid topology to minimize risk of ignition in HFTDs Remote GridWLDFRVegetation ContactAggregated | WLDFR | HFTD - Distribution - Tier 2 - 1QU CoRE ¦ 5QU LoRE | Non-Red Flag Warning - Large Fires | Vegetation Contact | Aggregated | 2056 | 1.3156e-05 | 1601.5759 | 0.021071 | 2056 | Mitigation | 0.95 | 45 | 0 | esc | 0.00097009 | 1.2763e-08 | 0.00097009 | 1.2763e-08
[79 empty] | WLDFR | HFTD - Distribution - Tier 2 - 4QU CoRE ¦ 3QU LoRE | Non-Red Flag Warning - Destructive Fires | 2057 | 5.0908e-10 | 5.0908e-10 | 12097.6769 | 340.5356 | 11757.1413 | 0 | 0 | 0 | 5.8233e-07 | 6.1587e-06 | 0 | 6.1587e-06 | 6.1587e-06 | 0 | 6.1587e-06 | 0 | 0.00053044 | 0.0011627 | 0 | 0.0011627 | 0 | 0 | 0 | 0 | 0 | [12 empty] | 7.3.3.17.5 (Remote Grid) Updates to grid topology to minimize risk of ignition in HFTDs Remote GridWLDFRVegetation ContactAggregated | WLDFR | HFTD - Distribution - Tier 2 - 1QU CoRE ¦ 5QU LoRE | Non-Red Flag Warning - Large Fires | Vegetation Contact | Aggregated | 2057 | 1.3156e-05 | 1601.5759 | 0.021071 | 2057 | Mitigation | 0.95 | 45 | 0 | esc | 0.00097009 | 1.2763e-08 | 0.00097009 | 1.2763e-08
[79 empty] | WLDFR | HFTD - Distribution - Tier 2 - 4QU CoRE ¦ 3QU LoRE | Non-Red Flag Warning - Destructive Fires | 2058 | 5.0908e-10 | 5.0908e-10 | 12670.1796 | 362.3049 | 12307.8747 | 0 | 0 | 0 | 5.8233e-07 | 6.4502e-06 | 0 | 6.4502e-06 | 6.4502e-06 | 0 | 6.4502e-06 | 0 | 0.00053044 | 0.0011627 | 0 | 0.0011627 | 0 | 8.2262e-07 | 0 | 0 | 0 | [12 empty] | 7.3.3.17.5 (Remote Grid) Updates to grid topology to minimize risk of ignition in HFTDs Remote GridWLDFRVegetation ContactAggregated | WLDFR | HFTD - Distribution - Tier 2 - 1QU CoRE ¦ 5QU LoRE | Non-Red Flag Warning - Large Fires | Vegetation Contact | Aggregated | 2058 | 1.3156e-05 | 1601.5759 | 0.021071 | 2058 | Mitigation | 0.95 | 45 | 0 | esc | 0.00097009 | 1.2763e-08 | 0.00097009 | 1.2763e-08
[79 empty] | WLDFR | HFTD - Distribution - Tier 2 - 4QU CoRE ¦ 3QU LoRE | Non-Red Flag Warning - Destructive Fires | 2059 | 5.0908e-10 | 5.0908e-10 | 12670.1796 | 362.3049 | 12307.8747 | 0 | 0 | 0 | 5.8233e-07 | 6.4502e-06 | 0 | 6.4502e-06 | 6.4502e-06 | 0 | 6.4502e-06 | 0 | 0.00053044 | 0.0011627 | 0 | 0.0011627 | 0 | 8.5277e-07 | 1.7055e-06 | 0 | 1.7055e-06 | [12 empty] | 7.3.3.17.5 (Remote Grid) Updates to grid topology to minimize risk of ignition in HFTDs Remote GridWLDFRVegetation ContactAggregated | WLDFR | HFTD - Distribution - Tier 2 - 1QU CoRE ¦ 5QU LoRE | Non-Red Flag Warning - Large Fires | Vegetation Contact | Aggregated | 2059 | 1.3156e-05 | 1601.5759 | 0.021071 | 2059 | Mitigation | 0.95 | 45 | 0 | esc | 0.00097009 | 1.2763e-08 | 0.00097009 | 1.2763e-08
[79 empty] | WLDFR | HFTD - Distribution - Tier 2 - 4QU CoRE ¦ 3QU LoRE | Non-Red Flag Warning - Destructive Fires | 2060 | 5.0908e-10 | 5.0908e-10 | 12670.1796 | 362.3049 | 12307.8747 | 0 | 0 | 0 | 5.8233e-07 | 6.4502e-06 | 0 | 6.4502e-06 | 6.4502e-06 | 0 | 6.4502e-06 | 0 | 0.00053044 | 0.0011627 | 0 | 0.0011627 | 0 | 8.5277e-07 | 1.7055e-06 | 0 | 1.7055e-06 | [12 empty] | 7.3.3.17.5 (Remote Grid) Updates to grid topology to minimize risk of ignition in HFTDs Remote GridWLDFRVegetation ContactAggregated | WLDFR | HFTD - Distribution - Tier 2 - 1QU CoRE ¦ 5QU LoRE | Non-Red Flag Warning - Large Fires | Vegetation Contact | Aggregated | 2060 | 1.3156e-05 | 1601.5759 | 0.021071 | 2060 | Mitigation | 0.95 | 45 | 0 | esc | 0.00097009 | 1.2763e-08 | 0.00097009 | 1.2763e-08
[79 empty] | WLDFR | HFTD - Distribution - Tier 2 - 4QU CoRE ¦ 3QU LoRE | Non-Red Flag Warning - Destructive Fires | 2061 | 5.0908e-10 | 5.0908e-10 | 12670.1796 | 362.3049 | 12307.8747 | 0 | 0 | 0 | 5.8233e-07 | 6.4502e-06 | 0 | 6.4502e-06 | 6.4502e-06 | 0 | 6.4502e-06 | 0 | 0.0005565 | 0.0012199 | 0 | 0.0012199 | 0 | 8.5277e-07 | 1.7055e-06 | 0 | 1.7055e-06 | [12 empty] | 7.3.3.17.5 (Remote Grid) Updates to grid topology to minimize risk of ignition in HFTDs Remote GridWLDFRVegetation ContactAggregated | WLDFR | HFTD - Distribution - Tier 2 - 1QU CoRE ¦ 5QU LoRE | Non-Red Flag Warning - Large Fires | Vegetation Contact | Aggregated | 2061 | 1.3156e-05 | 1601.5759 | 0.021071 | 2061 | Mitigation | 0.95 | 45 | 0 | esc | 0.00097009 | 1.2763e-08 | 0.00097009 | 1.2763e-08
[79 empty] | WLDFR | HFTD - Distribution - Tier 2 - 4QU CoRE ¦ 3QU LoRE | Non-Red Flag Warning - Destructive Fires | 2062 | 5.0908e-10 | 5.0908e-10 | 12670.1796 | 362.3049 | 12307.8747 | 0 | 0 | 0 | 5.8233e-07 | 6.4502e-06 | 0 | 6.4502e-06 | 6.4502e-06 | 0 | 6.4502e-06 | 0 | 0.0005565 | 0.0012199 | 0 | 0.0012199 | 0 | 8.5277e-07 | 1.7055e-06 | 0 | 1.7055e-06 | [12 empty] | 7.3.3.17.5 (Remote Grid) Updates to grid topology to minimize risk of ignition in HFTDs Remote GridWLDFRVegetation ContactAggregated | WLDFR | HFTD - Distribution - Tier 2 - 1QU CoRE ¦ 5QU LoRE | Non-Red Flag Warning - Large Fires | Vegetation Contact | Aggregated | 2062 | 1.3156e-05 | 1601.5759 | 0.021071 | 2062 | Mitigation | 0.95 | 45 | 0 | esc | 0.00097009 | 1.2763e-08 | 0.00097009 | 1.2763e-08
[79 empty] | WLDFR | HFTD - Distribution - Tier 2 - 4QU CoRE ¦ 3QU LoRE | Non-Red Flag Warning - Destructive Fires | 2063 | 5.0908e-10 | 5.0908e-10 | 13246.6313 | 384.5316 | 12862.0997 | 0 | 0 | 0 | 5.8233e-07 | 6.7436e-06 | 0 | 6.7436e-06 | 6.7436e-06 | 0 | 6.7436e-06 | 0 | 0.0005565 | 0.0012199 | 0 | 0.0012199 | 0 | 8.5277e-07 | 1.7055e-06 | 0 | 1.7055e-06 | [12 empty] | 7.3.3.17.5 (Remote Grid) Updates to grid topology to minimize risk of ignition in HFTDs Remote GridWLDFRVegetation ContactAggregated | WLDFR | HFTD - Distribution - Tier 2 - 1QU CoRE ¦ 5QU LoRE | Non-Red Flag Warning - Large Fires | Vegetation Contact | Aggregated | 2063 | 1.3156e-05 | 1601.5759 | 0.021071 | 2063 | Mitigation | 0.95 | 45 | 0 | esc | 0.00097009 | 1.2763e-08 | 0.00097009 | 1.2763e-08
[79 empty] | WLDFR | HFTD - Distribution - Tier 2 - 4QU CoRE ¦ 3QU LoRE | Non-Red Flag Warning - Destructive Fires | 2064 | 5.0908e-10 | 5.0908e-10 | 13246.6313 | 384.5316 | 12862.0997 | 0 | 0 | 0 | 5.8233e-07 | 6.7436e-06 | 0 | 6.7436e-06 | 6.7436e-06 | 0 | 6.7436e-06 | 0 | 0.0005565 | 0.0012199 | 0 | 0.0012199 | 0 | 8.9076e-07 | 1.7815e-06 | 0 | 1.7815e-06 | [12 empty] | 7.3.3.17.5 (Remote Grid) Updates to grid topology to minimize risk of ignition in HFTDs Remote GridWLDFRVegetation ContactAggregated | WLDFR | HFTD - Distribution - Tier 2 - 1QU CoRE ¦ 5QU LoRE | Non-Red Flag Warning - Large Fires | Vegetation Contact | Aggregated | 2064 | 1.3156e-05 | 1601.5759 | 0.021071 | 2064 | Mitigation | 0.95 | 45 | 0 | esc | 0.00097009 | 1.2763e-08 | 0.00097009 | 1.2763e-08
[79 empty] | WLDFR | HFTD - Distribution - Tier 2 - 4QU CoRE ¦ 3QU LoRE | Non-Red Flag Warning - Destructive Fires | 2065 | 5.0908e-10 | 5.0908e-10 | 13246.6313 | 384.5316 | 12862.0997 | 0 | 0 | 0 | 5.8233e-07 | 6.7436e-06 | 0 | 6.7436e-06 | 6.7436e-06 | 0 | 6.7436e-06 | 0 | 0.0005565 | 0.0012199 | 0 | 0.0012199 | 0 | 8.9076e-07 | 1.7815e-06 | 0 | 1.7815e-06 | [12 empty] | 7.3.3.17.5 (Remote Grid) Updates to grid topology to minimize risk of ignition in HFTDs Remote GridWLDFRVegetation ContactAggregated | WLDFR | HFTD - Distribution - Tier 2 - 1QU CoRE ¦ 5QU LoRE | Non-Red Flag Warning - Large Fires | Vegetation Contact | Aggregated | 2065 | 1.3156e-05 | 1601.5759 | 0.021071 | 2065 | Mitigation | 0.95 | 45 | 0 | esc | 0.00097009 | 1.2763e-08 | 0.00097009 | 1.2763e-08
[79 empty] | WLDFR | HFTD - Distribution - Tier 2 - 4QU CoRE ¦ 3QU LoRE | Non-Red Flag Warning - Destructive Fires | 2066 | 5.0908e-10 | 5.0908e-10 | 13246.6313 | 384.5316 | 12862.0997 | 0 | 0 | 0 | 5.8233e-07 | 6.7436e-06 | 0 | 6.7436e-06 | 6.7436e-06 | 0 | 6.7436e-06 | 0 | 0.00058426 | 0.0012807 | 0 | 0.0012807 | 0 | 8.9076e-07 | 1.7815e-06 | 0 | 1.7815e-06 | [12 empty] | 7.3.3.17.5 (Remote Grid) Updates to grid topology to minimize risk of ignition in HFTDs Remote GridWLDFRVegetation ContactAggregated | WLDFR | HFTD - Distribution - Tier 2 - 1QU CoRE ¦ 5QU LoRE | Non-Red Flag Warning - Large Fires | Vegetation Contact | Aggregated | 2066 | 1.3156e-05 | 1601.5759 | 0.021071 | 2066 | Mitigation | 0.95 | 45 | 0 | esc | 0.00097009 | 1.2763e-08 | 0.00097009 | 1.2763e-08
[79 empty] | WLDFR | HFTD - Distribution - Tier 2 - 4QU CoRE ¦ 3QU LoRE | Non-Red Flag Warning - Destructive Fires | 2067 | 0 | 5.0908e-10 | 13246.6313 | 384.5316 | 12862.0997 | 0 | 0 | 0 | 5.8233e-07 | 0 | 0 | 0 | 6.7436e-06 | 0 | 6.7436e-06 | 0 | 0.00058426 | 0.0012807 | 0 | 0.0012807 | 0 | 8.9076e-07 | 1.7815e-06 | 0 | 1.7815e-06 | [12 empty] | 7.3.3.17.5 (Remote Grid) Updates to grid topology to minimize risk of ignition in HFTDs Remote GridWLDFRVegetation ContactAggregated | WLDFR | HFTD - Distribution - Tier 2 - 1QU CoRE ¦ 5QU LoRE | Non-Red Flag Warning - Large Fires | Vegetation Contact | Aggregated | 2067 | 1.3156e-05 | 1601.5759 | 0.021071 | 2067 | Mitigation | 0.95 | 45 | 0 | esc | 0 | 0 | 0.00097009 | 1.2763e-08
[79 empty] | WLDFR | HFTD - Distribution - Tier 2 - 4QU CoRE ¦ 3QU LoRE | Non-Red Flag Warning - Large Fires | 2022 | 1.2184e-08 | 0 | 5.2406 | 0.69642 | 2.942 | 1.6022 | 0 | 0 | 1.372e-05 | 6.3849e-08 | 0 | 6.3849e-08 | 0 | 0 | 0 | 0 | 0.00058426 | 0.0012807 | 0 | 0.0012807 | 0 | 8.9076e-07 | 1.7815e-06 | 0 | 1.7815e-06 | [12 empty] | 7.3.3.17.5 (Remote Grid) Updates to grid topology to minimize risk of ignition in HFTDs Remote GridWLDFRWire-to-wire contactAggregated | WLDFR | HFTD - Distribution - Tier 2 - 1QU CoRE ¦ 5QU LoRE | Non-Red Flag Warning - Large Fires | Wire-to-wire contact | Aggregated | 2022 | 2.9272e-06 | 1601.5759 | 0.0046882 | 2022 | Mitigation | 0.95 | 45 | 0 | esc | 0.00097009 | 2.8397e-09 | 0 | 0
[79 empty] | WLDFR | HFTD - Distribution - Tier 2 - 4QU CoRE ¦ 3QU LoRE | Non-Red Flag Warning - Large Fires | 2023 | 1.2184e-08 | 1.2184e-08 | 5.475 | 0.71896 | 3.0715 | 1.6846 | 0 | 0 | 1.372e-05 | 6.6706e-08 | 0 | 6.6706e-08 | 6.6706e-08 | 0 | 6.6706e-08 | 0 | 0.00058426 | 0.0012807 | 0 | 0.0012807 | 0 | 9.3299e-07 | 1.866e-06 | 0 | 1.866e-06 | [12 empty] | 7.3.3.17.5 (Remote Grid) Updates to grid topology to minimize risk of ignition in HFTDs Remote GridWLDFRWire-to-wire contactAggregated | WLDFR | HFTD - Distribution - Tier 2 - 1QU CoRE ¦ 5QU LoRE | Non-Red Flag Warning - Large Fires | Wire-to-wire contact | Aggregated | 2023 | 2.9272e-06 | 1601.5759 | 0.0046882 | 2023 | Mitigation | 0.95 | 45 | 0 | esc | 0.00097009 | 2.8397e-09 | 0.00097009 | 2.8397e-09
[79 empty] | WLDFR | HFTD - Distribution - Tier 2 - 4QU CoRE ¦ 3QU LoRE | Non-Red Flag Warning - Large Fires | 2024 | 1.2184e-08 | 1.2184e-08 | 5.475 | 0.71896 | 3.0715 | 1.6846 | 0 | 0 | 1.372e-05 | 6.6706e-08 | 0 | 6.6706e-08 | 6.6706e-08 | 0 | 6.6706e-08 | 0 | 0.00058426 | 0.0012807 | 0 | 0.0012807 | 0 | 9.3299e-07 | 1.866e-06 | 0 | 1.866e-06 | [12 empty] | 7.3.3.17.5 (Remote Grid) Updates to grid topology to minimize risk of ignition in HFTDs Remote GridWLDFRWire-to-wire contactAggregated | WLDFR | HFTD - Distribution - Tier 2 - 1QU CoRE ¦ 5QU LoRE | Non-Red Flag Warning - Large Fires | Wire-to-wire contact | Aggregated | 2024 | 2.9272e-06 | 1601.5759 | 0.0046882 | 2024 | Mitigation | 0.95 | 45 | 0 | esc | 0.00097009 | 2.8397e-09 | 0.00097009 | 2.8397e-09
[79 empty] | WLDFR | HFTD - Distribution - Tier 2 - 4QU CoRE ¦ 3QU LoRE | Non-Red Flag Warning - Large Fires | 2025 | 1.2184e-08 | 1.2184e-08 | 5.475 | 0.71896 | 3.0715 | 1.6846 | 0 | 0 | 1.372e-05 | 6.6706e-08 | 0 | 6.6706e-08 | 6.6706e-08 | 0 | 6.6706e-08 | 0 | 0.00061337 | 0.0013445 | 0 | 0.0013445 | 0 | 9.3299e-07 | 1.866e-06 | 0 | 1.866e-06 | [12 empty] | 7.3.3.17.5 (Remote Grid) Updates to grid topology to minimize risk of ignition in HFTDs Remote GridWLDFRWire-to-wire contactAggregated | WLDFR | HFTD - Distribution - Tier 2 - 1QU CoRE ¦ 5QU LoRE | Non-Red Flag Warning - Large Fires | Wire-to-wire contact | Aggregated | 2025 | 2.9272e-06 | 1601.5759 | 0.0046882 | 2025 | Mitigation | 0.95 | 45 | 0 | esc | 0.00097009 | 2.8397e-09 | 0.00097009 | 2.8397e-09
[79 empty] | WLDFR | HFTD - Distribution - Tier 2 - 4QU CoRE ¦ 3QU LoRE | Non-Red Flag Warning - Large Fires | 2026 | 1.2184e-08 | 1.2184e-08 | 5.475 | 0.71896 | 3.0715 | 1.6846 | 0 | 0 | 1.372e-05 | 6.6706e-08 | 0 | 6.6706e-08 | 6.6706e-08 | 0 | 6.6706e-08 | 0 | 0.00061337 | 0.0013445 | 0 | 0.0013445 | 0 | 9.3299e-07 | 1.866e-06 | 0 | 1.866e-06 | [12 empty] | 7.3.3.17.5 (Remote Grid) Updates to grid topology to minimize risk of ignition in HFTDs Remote GridWLDFRWire-to-wire contactAggregated | WLDFR | HFTD - Distribution - Tier 2 - 1QU CoRE ¦ 5QU LoRE | Non-Red Flag Warning - Large Fires | Wire-to-wire contact | Aggregated | 2026 | 2.9272e-06 | 1601.5759 | 0.0046882 | 2026 | Mitigation | 0.95 | 45 | 0 | esc | 0.00097009 | 2.8397e-09 | 0.00097009 | 2.8397e-09
[79 empty] | WLDFR | HFTD - Distribution - Tier 2 - 4QU CoRE ¦ 3QU LoRE | Non-Red Flag Warning - Large Fires | 2027 | 1.2184e-08 | 1.2184e-08 | 5.475 | 0.71896 | 3.0715 | 1.6846 | 0 | 0 | 1.372e-05 | 6.6706e-08 | 0 | 6.6706e-08 | 6.6706e-08 | 0 | 6.6706e-08 | 0 | 0.00061337 | 0.0013445 | 0 | 0.0013445 | 0 | 9.3299e-07 | 1.866e-06 | 0 | 1.866e-06 | [12 empty] | 7.3.3.17.5 (Remote Grid) Updates to grid topology to minimize risk of ignition in HFTDs Remote GridWLDFRWire-to-wire contactAggregated | WLDFR | HFTD - Distribution - Tier 2 - 1QU CoRE ¦ 5QU LoRE | Non-Red Flag Warning - Large Fires | Wire-to-wire contact | Aggregated | 2027 | 2.9272e-06 | 1601.5759 | 0.0046882 | 2027 | Mitigation | 0.95 | 45 | 0 | esc | 0.00097009 | 2.8397e-09 | 0.00097009 | 2.8397e-09
[79 empty] | WLDFR | HFTD - Distribution - Tier 2 - 4QU CoRE ¦ 3QU LoRE | Non-Red Flag Warning - Large Fires | 2028 | 1.2184e-08 | 1.2184e-08 | 5.777 | 0.74734 | 3.238 | 1.7917 | 0 | 0 | 1.372e-05 | 7.0385e-08 | 0 | 7.0385e-08 | 7.0385e-08 | 0 | 7.0385e-08 | 0 | 0.00061337 | 0.0013445 | 0 | 0.0013445 | 0 | 9.7883e-07 | 1.9577e-06 | 0 | 1.9577e-06 | [12 empty] | 7.3.3.17.5 (Remote Grid) Updates to grid topology to minimize risk of ignition in HFTDs Remote GridWLDFRWire-to-wire contactAggregated | WLDFR | HFTD - Distribution - Tier 2 - 1QU CoRE ¦ 5QU LoRE | Non-Red Flag Warning - Large Fires | Wire-to-wire contact | Aggregated | 2028 | 2.9272e-06 | 1601.5759 | 0.0046882 | 2028 | Mitigation | 0.95 | 45 | 0 | esc | 0.00097009 | 2.8397e-09 | 0.00097009 | 2.8397e-09
[79 empty] | WLDFR | HFTD - Distribution - Tier 2 - 4QU CoRE ¦ 3QU LoRE | Non-Red Flag Warning - Large Fires | 2029 | 1.2184e-08 | 1.2184e-08 | 5.777 | 0.74734 | 3.238 | 1.7917 | 0 | 0 | 1.372e-05 | 7.0385e-08 | 0 | 7.0385e-08 | 7.0385e-08 | 0 | 7.0385e-08 | 0 | 0.00061337 | 0.0013445 | 0 | 0.0013445 | 0 | 9.7883e-07 | 1.9577e-06 | 0 | 1.9577e-06 | [12 empty] | 7.3.3.17.5 (Remote Grid) Updates to grid topology to minimize risk of ignition in HFTDs Remote GridWLDFRWire-to-wire contactAggregated | WLDFR | HFTD - Distribution - Tier 2 - 1QU CoRE ¦ 5QU LoRE | Non-Red Flag Warning - Large Fires | Wire-to-wire contact | Aggregated | 2029 | 2.9272e-06 | 1601.5759 | 0.0046882 | 2029 | Mitigation | 0.95 | 45 | 0 | esc | 0.00097009 | 2.8397e-09 | 0.00097009 | 2.8397e-09
[79 empty] | WLDFR | HFTD - Distribution - Tier 2 - 4QU CoRE ¦ 3QU LoRE | Non-Red Flag Warning - Large Fires | 2030 | 1.2184e-08 | 1.2184e-08 | 5.777 | 0.74734 | 3.238 | 1.7917 | 0 | 0 | 1.372e-05 | 7.0385e-08 | 0 | 7.0385e-08 | 7.0385e-08 | 0 | 7.0385e-08 | 0 | 0.00064345 | 0.0014104 | 0 | 0.0014104 | 0 | 9.7883e-07 | 1.9577e-06 | 0 | 1.9577e-06 | [12 empty] | 7.3.3.17.5 (Remote Grid) Updates to grid topology to minimize risk of ignition in HFTDs Remote GridWLDFRWire-to-wire contactAggregated | WLDFR | HFTD - Distribution - Tier 2 - 1QU CoRE ¦ 5QU LoRE | Non-Red Flag Warning - Large Fires | Wire-to-wire contact | Aggregated | 2030 | 2.9272e-06 | 1601.5759 | 0.0046882 | 2030 | Mitigation | 0.95 | 45 | 0 | esc | 0.00097009 | 2.8397e-09 | 0.00097009 | 2.8397e-09
[79 empty] | WLDFR | HFTD - Distribution - Tier 2 - 4QU CoRE ¦ 3QU LoRE | Non-Red Flag Warning - Large Fires | 2031 | 1.2184e-08 | 1.2184e-08 | 5.777 | 0.74734 | 3.238 | 1.7917 | 0 | 0 | 1.372e-05 | 7.0385e-08 | 0 | 7.0385e-08 | 7.0385e-08 | 0 | 7.0385e-08 | 0 | 0.00064345 | 0.0014104 | 0 | 0.0014104 | 0 | 9.7883e-07 | 1.9577e-06 | 0 | 1.9577e-06 | [12 empty] | 7.3.3.17.5 (Remote Grid) Updates to grid topology to minimize risk of ignition in HFTDs Remote GridWLDFRWire-to-wire contactAggregated | WLDFR | HFTD - Distribution - Tier 2 - 1QU CoRE ¦ 5QU LoRE | Non-Red Flag Warning - Large Fires | Wire-to-wire contact | Aggregated | 2031 | 2.9272e-06 | 1601.5759 | 0.0046882 | 2031 | Mitigation | 0.95 | 45 | 0 | esc | 0.00097009 | 2.8397e-09 | 0.00097009 | 2.8397e-09
[79 empty] | WLDFR | HFTD - Distribution - Tier 2 - 4QU CoRE ¦ 3QU LoRE | Non-Red Flag Warning - Large Fires | 2032 | 1.2184e-08 | 1.2184e-08 | 5.777 | 0.74734 | 3.238 | 1.7917 | 0 | 0 | 1.372e-05 | 7.0385e-08 | 0 | 7.0385e-08 | 7.0385e-08 | 0 | 7.0385e-08 | 0 | 0.00064345 | 0.0014104 | 0 | 0.0014104 | 0 | 9.7883e-07 | 1.9577e-06 | 0 | 1.9577e-06 | [12 empty] | 7.3.3.17.5 (Remote Grid) Updates to grid topology to minimize risk of ignition in HFTDs Remote GridWLDFRWire-to-wire contactAggregated | WLDFR | HFTD - Distribution - Tier 2 - 1QU CoRE ¦ 5QU LoRE | Non-Red Flag Warning - Large Fires | Wire-to-wire contact | Aggregated | 2032 | 2.9272e-06 | 1601.5759 | 0.0046882 | 2032 | Mitigation | 0.95 | 45 | 0 | esc | 0.00097009 | 2.8397e-09 | 0.00097009 | 2.8397e-09
[79 empty] | WLDFR | HFTD - Distribution - Tier 2 - 4QU CoRE ¦ 3QU LoRE | Non-Red Flag Warning - Large Fires | 2033 | 1.2184e-08 | 1.2184e-08 | 6.1205 | 0.77885 | 3.4265 | 1.9151 | 0 | 0 | 1.372e-05 | 7.457e-08 | 0 | 7.457e-08 | 7.457e-08 | 0 | 7.457e-08 | 0 | 0.00064345 | 0.0014104 | 0 | 0.0014104 | 0 | 1.0277e-06 | 2.0553e-06 | 0 | 2.0553e-06 | [12 empty] | 7.3.3.17.5 (Remote Grid) Updates to grid topology to minimize risk of ignition in HFTDs Remote GridWLDFRWire-to-wire contactAggregated | WLDFR | HFTD - Distribution - Tier 2 - 1QU CoRE ¦ 5QU LoRE | Non-Red Flag Warning - Large Fires | Wire-to-wire contact | Aggregated | 2033 | 2.9272e-06 | 1601.5759 | 0.0046882 | 2033 | Mitigation | 0.95 | 45 | 0 | esc | 0.00097009 | 2.8397e-09 | 0.00097009 | 2.8397e-09
[79 empty] | WLDFR | HFTD - Distribution - Tier 2 - 4QU CoRE ¦ 3QU LoRE | Non-Red Flag Warning - Large Fires | 2034 | 1.2184e-08 | 1.2184e-08 | 6.1205 | 0.77885 | 3.4265 | 1.9151 | 0 | 0 | 1.372e-05 | 7.457e-08 | 0 | 7.457e-08 | 7.457e-08 | 0 | 7.457e-08 | 0 | 0.00064345 | 0.0014104 | 0 | 0.0014104 | 0 | 1.0277e-06 | 2.0553e-06 | 0 | 2.0553e-06 | [12 empty] | 7.3.3.17.5 (Remote Grid) Updates to grid topology to minimize risk of ignition in HFTDs Remote GridWLDFRWire-to-wire contactAggregated | WLDFR | HFTD - Distribution - Tier 2 - 1QU CoRE ¦ 5QU LoRE | Non-Red Flag Warning - Large Fires | Wire-to-wire contact | Aggregated | 2034 | 2.9272e-06 | 1601.5759 | 0.0046882 | 2034 | Mitigation | 0.95 | 45 | 0 | esc | 0.00097009 | 2.8397e-09 | 0.00097009 | 2.8397e-09
[79 empty] | WLDFR | HFTD - Distribution - Tier 2 - 4QU CoRE ¦ 3QU LoRE | Non-Red Flag Warning - Large Fires | 2035 | 1.2184e-08 | 1.2184e-08 | 6.1205 | 0.77885 | 3.4265 | 1.9151 | 0 | 0 | 1.372e-05 | 7.457e-08 | 0 | 7.457e-08 | 7.457e-08 | 0 | 7.457e-08 | 0 | 0.00067414 | 0.0014777 | 0 | 0.0014777 | 0 | 1.0277e-06 | 2.0553e-06 | 0 | 2.0553e-06 | [12 empty] | 7.3.3.17.5 (Remote Grid) Updates to grid topology to minimize risk of ignition in HFTDs Remote GridWLDFRWire-to-wire contactAggregated | WLDFR | HFTD - Distribution - Tier 2 - 1QU CoRE ¦ 5QU LoRE | Non-Red Flag Warning - Large Fires | Wire-to-wire contact | Aggregated | 2035 | 2.9272e-06 | 1601.5759 | 0.0046882 | 2035 | Mitigation | 0.95 | 45 | 0 | esc | 0.00097009 | 2.8397e-09 | 0.00097009 | 2.8397e-09
[79 empty] | WLDFR | HFTD - Distribution - Tier 2 - 4QU CoRE ¦ 3QU LoRE | Non-Red Flag Warning - Large Fires | 2036 | 1.2184e-08 | 1.2184e-08 | 6.1205 | 0.77885 | 3.4265 | 1.9151 | 0 | 0 | 1.372e-05 | 7.457e-08 | 0 | 7.457e-08 | 7.457e-08 | 0 | 7.457e-08 | 0 | 0.00067414 | 0.0014777 | 0 | 0.0014777 | 0 | 1.0277e-06 | 2.0553e-06 | 0 | 2.0553e-06 | [12 empty] | 7.3.3.17.5 (Remote Grid) Updates to grid topology to minimize risk of ignition in HFTDs Remote GridWLDFRWire-to-wire contactAggregated | WLDFR | HFTD - Distribution - Tier 2 - 1QU CoRE ¦ 5QU LoRE | Non-Red Flag Warning - Large Fires | Wire-to-wire contact | Aggregated | 2036 | 2.9272e-06 | 1601.5759 | 0.0046882 | 2036 | Mitigation | 0.95 | 45 | 0 | esc | 0.00097009 | 2.8397e-09 | 0.00097009 | 2.8397e-09
[79 empty] | WLDFR | HFTD - Distribution - Tier 2 - 4QU CoRE ¦ 3QU LoRE | Non-Red Flag Warning - Large Fires | 2037 | 1.2184e-08 | 1.2184e-08 | 6.1205 | 0.77885 | 3.4265 | 1.9151 | 0 | 0 | 1.372e-05 | 7.457e-08 | 0 | 7.457e-08 | 7.457e-08 | 0 | 7.457e-08 | 0 | 0.00067414 | 0.0014777 | 0 | 0.0014777 | 0 | 1.0277e-06 | 2.0553e-06 | 0 | 2.0553e-06 | [12 empty] | 7.3.3.17.5 (Remote Grid) Updates to grid topology to minimize risk of ignition in HFTDs Remote GridWLDFRWire-to-wire contactAggregated | WLDFR | HFTD - Distribution - Tier 2 - 1QU CoRE ¦ 5QU LoRE | Non-Red Flag Warning - Large Fires | Wire-to-wire contact | Aggregated | 2037 | 2.9272e-06 | 1601.5759 | 0.0046882 | 2037 | Mitigation | 0.95 | 45 | 0 | esc | 0.00097009 | 2.8397e-09 | 0.00097009 | 2.8397e-09
[79 empty] | WLDFR | HFTD - Distribution - Tier 2 - 4QU CoRE ¦ 3QU LoRE | Non-Red Flag Warning - Large Fires | 2038 | 1.2184e-08 | 1.2184e-08 | 6.5028 | 0.81304 | 3.6355 | 2.0543 | 0 | 0 | 1.372e-05 | 7.9228e-08 | 0 | 7.9228e-08 | 7.9228e-08 | 0 | 7.9228e-08 | 0 | 0.00067414 | 0.0014777 | 0 | 0.0014777 | 0 | 1.0788e-06 | 2.1577e-06 | 0 | 2.1577e-06 | [12 empty] | 7.3.3.17.5 (Remote Grid) Updates to grid topology to minimize risk of ignition in HFTDs Remote GridWLDFRWire-to-wire contactAggregated | WLDFR | HFTD - Distribution - Tier 2 - 1QU CoRE ¦ 5QU LoRE | Non-Red Flag Warning - Large Fires | Wire-to-wire contact | Aggregated | 2038 | 2.9272e-06 | 1601.5759 | 0.0046882 | 2038 | Mitigation | 0.95 | 45 | 0 | esc | 0.00097009 | 2.8397e-09 | 0.00097009 | 2.8397e-09
[79 empty] | WLDFR | HFTD - Distribution - Tier 2 - 4QU CoRE ¦ 3QU LoRE | Non-Red Flag Warning - Large Fires | 2039 | 1.2184e-08 | 1.2184e-08 | 6.5028 | 0.81304 | 3.6355 | 2.0543 | 0 | 0 | 1.372e-05 | 7.9228e-08 | 0 | 7.9228e-08 | 7.9228e-08 | 0 | 7.9228e-08 | 0 | 0.00067414 | 0.0014777 | 0 | 0.0014777 | 0 | 1.0788e-06 | 2.1577e-06 | 0 | 2.1577e-06 | [12 empty] | 7.3.3.17.5 (Remote Grid) Updates to grid topology to minimize risk of ignition in HFTDs Remote GridWLDFRWire-to-wire contactAggregated | WLDFR | HFTD - Distribution - Tier 2 - 1QU CoRE ¦ 5QU LoRE | Non-Red Flag Warning - Large Fires | Wire-to-wire contact | Aggregated | 2039 | 2.9272e-06 | 1601.5759 | 0.0046882 | 2039 | Mitigation | 0.95 | 45 | 0 | esc | 0.00097009 | 2.8397e-09 | 0.00097009 | 2.8397e-09
[79 empty] | WLDFR | HFTD - Distribution - Tier 2 - 4QU CoRE ¦ 3QU LoRE | Non-Red Flag Warning - Large Fires | 2040 | 1.2184e-08 | 1.2184e-08 | 6.5028 | 0.81304 | 3.6355 | 2.0543 | 0 | 0 | 1.372e-05 | 7.9228e-08 | 0 | 7.9228e-08 | 7.9228e-08 | 0 | 7.9228e-08 | 0 | 0.00070507 | 0.0015455 | 0 | 0.0015455 | 0 | 1.0788e-06 | 2.1577e-06 | 0 | 2.1577e-06 | [12 empty] | 7.3.3.17.5 (Remote Grid) Updates to grid topology to minimize risk of ignition in HFTDs Remote GridWLDFRWire-to-wire contactAggregated | WLDFR | HFTD - Distribution - Tier 2 - 1QU CoRE ¦ 5QU LoRE | Non-Red Flag Warning - Large Fires | Wire-to-wire contact | Aggregated | 2040 | 2.9272e-06 | 1601.5759 | 0.0046882 | 2040 | Mitigation | 0.95 | 45 | 0 | esc | 0.00097009 | 2.8397e-09 | 0.00097009 | 2.8397e-09
[79 empty] | WLDFR | HFTD - Distribution - Tier 2 - 4QU CoRE ¦ 3QU LoRE | Non-Red Flag Warning - Large Fires | 2041 | 1.2184e-08 | 1.2184e-08 | 6.5028 | 0.81304 | 3.6355 | 2.0543 | 0 | 0 | 1.372e-05 | 7.9228e-08 | 0 | 7.9228e-08 | 7.9228e-08 | 0 | 7.9228e-08 | 0 | 0.00070507 | 0.0015455 | 0 | 0.0015455 | 0 | 1.0788e-06 | 2.1577e-06 | 0 | 2.1577e-06 | [12 empty] | 7.3.3.17.5 (Remote Grid) Updates to grid topology to minimize risk of ignition in HFTDs Remote GridWLDFRWire-to-wire contactAggregated | WLDFR | HFTD - Distribution - Tier 2 - 1QU CoRE ¦ 5QU LoRE | Non-Red Flag Warning - Large Fires | Wire-to-wire contact | Aggregated | 2041 | 2.9272e-06 | 1601.5759 | 0.0046882 | 2041 | Mitigation | 0.95 | 45 | 0 | esc | 0.00097009 | 2.8397e-09 | 0.00097009 | 2.8397e-09
[79 empty] | WLDFR | HFTD - Distribution - Tier 2 - 4QU CoRE ¦ 3QU LoRE | Non-Red Flag Warning - Large Fires | 2042 | 1.2184e-08 | 1.2184e-08 | 6.5028 | 0.81304 | 3.6355 | 2.0543 | 0 | 0 | 1.372e-05 | 7.9228e-08 | 0 | 7.9228e-08 | 7.9228e-08 | 0 | 7.9228e-08 | 0 | 0.00070507 | 0.0015455 | 0 | 0.0015455 | 0 | 0 | 2.1577e-06 | 0 | 2.1577e-06 | [12 empty] | 7.3.3.17.5 (Remote Grid) Updates to grid topology to minimize risk of ignition in HFTDs Remote GridWLDFRWire-to-wire contactAggregated | WLDFR | HFTD - Distribution - Tier 2 - 1QU CoRE ¦ 5QU LoRE | Non-Red Flag Warning - Large Fires | Wire-to-wire contact | Aggregated | 2042 | 2.9272e-06 | 1601.5759 | 0.0046882 | 2042 | Mitigation | 0.95 | 45 | 0 | esc | 0.00097009 | 2.8397e-09 | 0.00097009 | 2.8397e-09
[79 empty] | WLDFR | HFTD - Distribution - Tier 2 - 4QU CoRE ¦ 3QU LoRE | Non-Red Flag Warning - Large Fires | 2043 | 1.2184e-08 | 1.2184e-08 | 6.9209 | 0.84944 | 3.8632 | 2.2083 | 0 | 0 | 1.372e-05 | 8.4323e-08 | 0 | 8.4323e-08 | 8.4323e-08 | 0 | 8.4323e-08 | 0 | 0.00070507 | 0.0015455 | 0 | 0.0015455 | 0 | 0 | 0 | 0 | 0 | [12 empty] | 7.3.3.17.5 (Remote Grid) Updates to grid topology to minimize risk of ignition in HFTDs Remote GridWLDFRWire-to-wire contactAggregated | WLDFR | HFTD - Distribution - Tier 2 - 1QU CoRE ¦ 5QU LoRE | Non-Red Flag Warning - Large Fires | Wire-to-wire contact | Aggregated | 2043 | 2.9272e-06 | 1601.5759 | 0.0046882 | 2043 | Mitigation | 0.95 | 45 | 0 | esc | 0.00097009 | 2.8397e-09 | 0.00097009 | 2.8397e-09
[79 empty] | WLDFR | HFTD - Distribution - Tier 2 - 4QU CoRE ¦ 3QU LoRE | Non-Red Flag Warning - Large Fires | 2044 | 1.2184e-08 | 1.2184e-08 | 6.9209 | 0.84944 | 3.8632 | 2.2083 | 0 | 0 | 1.372e-05 | 8.4323e-08 | 0 | 8.4323e-08 | 8.4323e-08 | 0 | 8.4323e-08 | 0 | 0.00070507 | 0.0015455 | 0 | 0.0015455 | 0 | 0 | 0 | 0 | 0 | [12 empty] | 7.3.3.17.5 (Remote Grid) Updates to grid topology to minimize risk of ignition in HFTDs Remote GridWLDFRWire-to-wire contactAggregated | WLDFR | HFTD - Distribution - Tier 2 - 1QU CoRE ¦ 5QU LoRE | Non-Red Flag Warning - Large Fires | Wire-to-wire contact | Aggregated | 2044 | 2.9272e-06 | 1601.5759 | 0.0046882 | 2044 | Mitigation | 0.95 | 45 | 0 | esc | 0.00097009 | 2.8397e-09 | 0.00097009 | 2.8397e-09
[79 empty] | WLDFR | HFTD - Distribution - Tier 2 - 4QU CoRE ¦ 3QU LoRE | Non-Red Flag Warning - Large Fires | 2045 | 1.2184e-08 | 1.2184e-08 | 6.9209 | 0.84944 | 3.8632 | 2.2083 | 0 | 0 | 1.372e-05 | 8.4323e-08 | 0 | 8.4323e-08 | 8.4323e-08 | 0 | 8.4323e-08 | 0 | 0.00073586 | 0.001613 | 0 | 0.001613 | 0 | 2.1068e-06 | 0 | 0 | 0 | [12 empty] | 7.3.3.17.5 (Remote Grid) Updates to grid topology to minimize risk of ignition in HFTDs Remote GridWLDFRWire-to-wire contactAggregated | WLDFR | HFTD - Distribution - Tier 2 - 1QU CoRE ¦ 5QU LoRE | Non-Red Flag Warning - Large Fires | Wire-to-wire contact | Aggregated | 2045 | 2.9272e-06 | 1601.5759 | 0.0046882 | 2045 | Mitigation | 0.95 | 45 | 0 | esc | 0.00097009 | 2.8397e-09 | 0.00097009 | 2.8397e-09
[79 empty] | WLDFR | HFTD - Distribution - Tier 2 - 4QU CoRE ¦ 3QU LoRE | Non-Red Flag Warning - Large Fires | 2046 | 1.2184e-08 | 1.2184e-08 | 6.9209 | 0.84944 | 3.8632 | 2.2083 | 0 | 0 | 1.372e-05 | 8.4323e-08 | 0 | 8.4323e-08 | 8.4323e-08 | 0 | 8.4323e-08 | 0 | 0.00073586 | 0.001613 | 0 | 0.001613 | 0 | 2.1837e-06 | 4.3675e-06 | 0 | 4.3675e-06 | [12 empty] | 7.3.3.17.5 (Remote Grid) Updates to grid topology to minimize risk of ignition in HFTDs Remote GridWLDFRWire-to-wire contactAggregated | WLDFR | HFTD - Distribution - Tier 2 - 1QU CoRE ¦ 5QU LoRE | Non-Red Flag Warning - Large Fires | Wire-to-wire contact | Aggregated | 2046 | 2.9272e-06 | 1601.5759 | 0.0046882 | 2046 | Mitigation | 0.95 | 45 | 0 | esc | 0.00097009 | 2.8397e-09 | 0.00097009 | 2.8397e-09
[79 empty] | WLDFR | HFTD - Distribution - Tier 2 - 4QU CoRE ¦ 3QU LoRE | Non-Red Flag Warning - Large Fires | 2047 | 1.2184e-08 | 1.2184e-08 | 6.9209 | 0.84944 | 3.8632 | 2.2083 | 0 | 0 | 1.372e-05 | 8.4323e-08 | 0 | 8.4323e-08 | 8.4323e-08 | 0 | 8.4323e-08 | 0 | 0.00073586 | 0.001613 | 0 | 0.001613 | 0 | 2.1837e-06 | 4.3675e-06 | 0 | 4.3675e-06 | [12 empty] | 7.3.3.17.5 (Remote Grid) Updates to grid topology to minimize risk of ignition in HFTDs Remote GridWLDFRWire-to-wire contactAggregated | WLDFR | HFTD - Distribution - Tier 2 - 1QU CoRE ¦ 5QU LoRE | Non-Red Flag Warning - Large Fires | Wire-to-wire contact | Aggregated | 2047 | 2.9272e-06 | 1601.5759 | 0.0046882 | 2047 | Mitigation | 0.95 | 45 | 0 | esc | 0.00097009 | 2.8397e-09 | 0.00097009 | 2.8397e-09
[79 empty] | WLDFR | HFTD - Distribution - Tier 2 - 4QU CoRE ¦ 3QU LoRE | Non-Red Flag Warning - Large Fires | 2048 | 1.2184e-08 | 1.2184e-08 | 7.3713 | 0.88759 | 4.1075 | 2.3763 | 0 | 0 | 1.372e-05 | 8.981e-08 | 0 | 8.981e-08 | 8.981e-08 | 0 | 8.981e-08 | 0 | 0 | 0.001613 | 0 | 0.001613 | 0 | 2.1837e-06 | 4.3675e-06 | 0 | 4.3675e-06 | [12 empty] | 7.3.3.17.5 (Remote Grid) Updates to grid topology to minimize risk of ignition in HFTDs Remote GridWLDFRWire-to-wire contactAggregated | WLDFR | HFTD - Distribution - Tier 2 - 1QU CoRE ¦ 5QU LoRE | Non-Red Flag Warning - Large Fires | Wire-to-wire contact | Aggregated | 2048 | 2.9272e-06 | 1601.5759 | 0.0046882 | 2048 | Mitigation | 0.95 | 45 | 0 | esc | 0.00097009 | 2.8397e-09 | 0.00097009 | 2.8397e-09
[79 empty] | WLDFR | HFTD - Distribution - Tier 2 - 4QU CoRE ¦ 3QU LoRE | Non-Red Flag Warning - Large Fires | 2049 | 1.2184e-08 | 1.2184e-08 | 7.3713 | 0.88759 | 4.1075 | 2.3763 | 0 | 0 | 1.372e-05 | 8.981e-08 | 0 | 8.981e-08 | 8.981e-08 | 0 | 8.981e-08 | 0 | 0 | 0 | 0 | 0 | 0 | 2.1837e-06 | 4.3675e-06 | 0 | 4.3675e-06 | [12 empty] | 7.3.3.17.5 (Remote Grid) Updates to grid topology to minimize risk of ignition in HFTDs Remote GridWLDFRWire-to-wire contactAggregated | WLDFR | HFTD - Distribution - Tier 2 - 1QU CoRE ¦ 5QU LoRE | Non-Red Flag Warning - Large Fires | Wire-to-wire contact | Aggregated | 2049 | 2.9272e-06 | 1601.5759 | 0.0046882 | 2049 | Mitigation | 0.95 | 45 | 0 | esc | 0.00097009 | 2.8397e-09 | 0.00097009 | 2.8397e-09
[79 empty] | WLDFR | HFTD - Distribution - Tier 2 - 4QU CoRE ¦ 3QU LoRE | Non-Red Flag Warning - Large Fires | 2050 | 1.2184e-08 | 1.2184e-08 | 7.3713 | 0.88759 | 4.1075 | 2.3763 | 0 | 0 | 1.372e-05 | 8.981e-08 | 0 | 8.981e-08 | 8.981e-08 | 0 | 8.981e-08 | 0 | 4.8056e-05 | 0 | 0 | 0 | 0 | 2.1837e-06 | 4.3675e-06 | 0 | 4.3675e-06 | [12 empty] | 7.3.3.17.5 (Remote Grid) Updates to grid topology to minimize risk of ignition in HFTDs Remote GridWLDFRWire-to-wire contactAggregated | WLDFR | HFTD - Distribution - Tier 2 - 1QU CoRE ¦ 5QU LoRE | Non-Red Flag Warning - Large Fires | Wire-to-wire contact | Aggregated | 2050 | 2.9272e-06 | 1601.5759 | 0.0046882 | 2050 | Mitigation | 0.95 | 45 | 0 | esc | 0.00097009 | 2.8397e-09 | 0.00097009 | 2.8397e-09
[79 empty] | WLDFR | HFTD - Distribution - Tier 2 - 4QU CoRE ¦ 3QU LoRE | Non-Red Flag Warning - Large Fires | 2051 | 1.2184e-08 | 1.2184e-08 | 7.3713 | 0.88759 | 4.1075 | 2.3763 | 0 | 0 | 1.372e-05 | 8.981e-08 | 0 | 8.981e-08 | 8.981e-08 | 0 | 8.981e-08 | 0 | 4.9812e-05 | 0.00010919 | 0 | 0.00010919 | 0 | 2.2807e-06 | 4.5613e-06 | 0 | 4.5613e-06 | [12 empty] | 7.3.3.17.5 (Remote Grid) Updates to grid topology to minimize risk of ignition in HFTDs Remote GridWLDFRWire-to-wire contactAggregated | WLDFR | HFTD - Distribution - Tier 2 - 1QU CoRE ¦ 5QU LoRE | Non-Red Flag Warning - Large Fires | Wire-to-wire contact | Aggregated | 2051 | 2.9272e-06 | 1601.5759 | 0.0046882 | 2051 | Mitigation | 0.95 | 45 | 0 | esc | 0.00097009 | 2.8397e-09 | 0.00097009 | 2.8397e-09
[79 empty] | WLDFR | HFTD - Distribution - Tier 2 - 4QU CoRE ¦ 3QU LoRE | Non-Red Flag Warning - Large Fires | 2052 | 1.2184e-08 | 1.2184e-08 | 7.3713 | 0.88759 | 4.1075 | 2.3763 | 0 | 0 | 1.372e-05 | 8.981e-08 | 0 | 8.981e-08 | 8.981e-08 | 0 | 8.981e-08 | 0 | 4.9812e-05 | 0.00010919 | 0 | 0.00010919 | 0 | 2.2807e-06 | 4.5613e-06 | 0 | 4.5613e-06 | [12 empty] | 7.3.3.17.5 (Remote Grid) Updates to grid topology to minimize risk of ignition in HFTDs Remote GridWLDFRWire-to-wire contactAggregated | WLDFR | HFTD - Distribution - Tier 2 - 1QU CoRE ¦ 5QU LoRE | Non-Red Flag Warning - Large Fires | Wire-to-wire contact | Aggregated | 2052 | 2.9272e-06 | 1601.5759 | 0.0046882 | 2052 | Mitigation | 0.95 | 45 | 0 | esc | 0.00097009 | 2.8397e-09 | 0.00097009 | 2.8397e-09
[79 empty] | WLDFR | HFTD - Distribution - Tier 2 - 4QU CoRE ¦ 3QU LoRE | Non-Red Flag Warning - Large Fires | 2053 | 1.2184e-08 | 1.2184e-08 | 7.8503 | 0.92702 | 4.3664 | 2.5569 | 0 | 0 | 1.372e-05 | 9.5646e-08 | 0 | 9.5646e-08 | 9.5646e-08 | 0 | 9.5646e-08 | 0 | 4.9812e-05 | 0.00010919 | 0 | 0.00010919 | 0 | 2.2807e-06 | 4.5613e-06 | 0 | 4.5613e-06 | [12 empty] | 7.3.3.17.5 (Remote Grid) Updates to grid topology to minimize risk of ignition in HFTDs Remote GridWLDFRWire-to-wire contactAggregated | WLDFR | HFTD - Distribution - Tier 2 - 1QU CoRE ¦ 5QU LoRE | Non-Red Flag Warning - Large Fires | Wire-to-wire contact | Aggregated | 2053 | 2.9272e-06 | 1601.5759 | 0.0046882 | 2053 | Mitigation | 0.95 | 45 | 0 | esc | 0.00097009 | 2.8397e-09 | 0.00097009 | 2.8397e-09
[79 empty] | WLDFR | HFTD - Distribution - Tier 2 - 4QU CoRE ¦ 3QU LoRE | Non-Red Flag Warning - Large Fires | 2054 | 1.2184e-08 | 1.2184e-08 | 7.8503 | 0.92702 | 4.3664 | 2.5569 | 0 | 0 | 1.372e-05 | 9.5646e-08 | 0 | 9.5646e-08 | 9.5646e-08 | 0 | 9.5646e-08 | 0 | 4.9812e-05 | 0.00010919 | 0 | 0.00010919 | 0 | 2.2807e-06 | 4.5613e-06 | 0 | 4.5613e-06 | [12 empty] | 7.3.3.17.5 (Remote Grid) Updates to grid topology to minimize risk of ignition in HFTDs Remote GridWLDFRWire-to-wire contactAggregated | WLDFR | HFTD - Distribution - Tier 2 - 1QU CoRE ¦ 5QU LoRE | Non-Red Flag Warning - Large Fires | Wire-to-wire contact | Aggregated | 2054 | 2.9272e-06 | 1601.5759 | 0.0046882 | 2054 | Mitigation | 0.95 | 45 | 0 | esc | 0.00097009 | 2.8397e-09 | 0.00097009 | 2.8397e-09
[79 empty] | WLDFR | HFTD - Distribution - Tier 2 - 4QU CoRE ¦ 3QU LoRE | Non-Red Flag Warning - Large Fires | 2055 | 1.2184e-08 | 1.2184e-08 | 7.8503 | 0.92702 | 4.3664 | 2.5569 | 0 | 0 | 1.372e-05 | 9.5646e-08 | 0 | 9.5646e-08 | 9.5646e-08 | 0 | 9.5646e-08 | 0 | 4.9812e-05 | 0.00010919 | 0 | 0.00010919 | 0 | 2.2807e-06 | 4.5613e-06 | 0 | 4.5613e-06 | [12 empty] | 7.3.3.17.5 (Remote Grid) Updates to grid topology to minimize risk of ignition in HFTDs Remote GridWLDFRWire-to-wire contactAggregated | WLDFR | HFTD - Distribution - Tier 2 - 1QU CoRE ¦ 5QU LoRE | Non-Red Flag Warning - Large Fires | Wire-to-wire contact | Aggregated | 2055 | 2.9272e-06 | 1601.5759 | 0.0046882 | 2055 | Mitigation | 0.95 | 45 | 0 | esc | 0.00097009 | 2.8397e-09 | 0.00097009 | 2.8397e-09
[79 empty] | WLDFR | HFTD - Distribution - Tier 2 - 4QU CoRE ¦ 3QU LoRE | Non-Red Flag Warning - Large Fires | 2056 | 1.2184e-08 | 1.2184e-08 | 7.8503 | 0.92702 | 4.3664 | 2.5569 | 0 | 0 | 1.372e-05 | 9.5646e-08 | 0 | 9.5646e-08 | 9.5646e-08 | 0 | 9.5646e-08 | 0 | 5.2023e-05 | 0.00011404 | 0 | 0.00011404 | 0 | 2.3883e-06 | 4.7765e-06 | 0 | 4.7765e-06 | [12 empty] | 7.3.3.17.5 (Remote Grid) Updates to grid topology to minimize risk of ignition in HFTDs Remote GridWLDFRWire-to-wire contactAggregated | WLDFR | HFTD - Distribution - Tier 2 - 1QU CoRE ¦ 5QU LoRE | Non-Red Flag Warning - Large Fires | Wire-to-wire contact | Aggregated | 2056 | 2.9272e-06 | 1601.5759 | 0.0046882 | 2056 | Mitigation | 0.95 | 45 | 0 | esc | 0.00097009 | 2.8397e-09 | 0.00097009 | 2.8397e-09
[79 empty] | WLDFR | HFTD - Distribution - Tier 2 - 4QU CoRE ¦ 3QU LoRE | Non-Red Flag Warning - Large Fires | 2057 | 1.2184e-08 | 1.2184e-08 | 7.8503 | 0.92702 | 4.3664 | 2.5569 | 0 | 0 | 1.372e-05 | 9.5646e-08 | 0 | 9.5646e-08 | 9.5646e-08 | 0 | 9.5646e-08 | 0 | 5.2023e-05 | 0.00011404 | 0 | 0.00011404 | 0 | 2.3883e-06 | 4.7765e-06 | 0 | 4.7765e-06 | [12 empty] | 7.3.3.17.5 (Remote Grid) Updates to grid topology to minimize risk of ignition in HFTDs Remote GridWLDFRWire-to-wire contactAggregated | WLDFR | HFTD - Distribution - Tier 2 - 1QU CoRE ¦ 5QU LoRE | Non-Red Flag Warning - Large Fires | Wire-to-wire contact | Aggregated | 2057 | 2.9272e-06 | 1601.5759 | 0.0046882 | 2057 | Mitigation | 0.95 | 45 | 0 | esc | 0.00097009 | 2.8397e-09 | 0.00097009 | 2.8397e-09
[79 empty] | WLDFR | HFTD - Distribution - Tier 2 - 4QU CoRE ¦ 3QU LoRE | Non-Red Flag Warning - Large Fires | 2058 | 1.2184e-08 | 1.2184e-08 | 8.3524 | 0.96727 | 4.6367 | 2.7484 | 0 | 0 | 1.372e-05 | 1.0176e-07 | 0 | 1.0176e-07 | 1.0176e-07 | 0 | 1.0176e-07 | 0 | 5.2023e-05 | 0.00011404 | 0 | 0.00011404 | 0 | 2.3883e-06 | 4.7765e-06 | 0 | 4.7765e-06 | [12 empty] | 7.3.3.17.5 (Remote Grid) Updates to grid topology to minimize risk of ignition in HFTDs Remote GridWLDFRWire-to-wire contactAggregated | WLDFR | HFTD - Distribution - Tier 2 - 1QU CoRE ¦ 5QU LoRE | Non-Red Flag Warning - Large Fires | Wire-to-wire contact | Aggregated | 2058 | 2.9272e-06 | 1601.5759 | 0.0046882 | 2058 | Mitigation | 0.95 | 45 | 0 | esc | 0.00097009 | 2.8397e-09 | 0.00097009 | 2.8397e-09
[79 empty] | WLDFR | HFTD - Distribution - Tier 2 - 4QU CoRE ¦ 3QU LoRE | Non-Red Flag Warning - Large Fires | 2059 | 1.2184e-08 | 1.2184e-08 | 8.3524 | 0.96727 | 4.6367 | 2.7484 | 0 | 0 | 1.372e-05 | 1.0176e-07 | 0 | 1.0176e-07 | 1.0176e-07 | 0 | 1.0176e-07 | 0 | 5.2023e-05 | 0.00011404 | 0 | 0.00011404 | 0 | 2.3883e-06 | 4.7765e-06 | 0 | 4.7765e-06 | [12 empty] | 7.3.3.17.5 (Remote Grid) Updates to grid topology to minimize risk of ignition in HFTDs Remote GridWLDFRWire-to-wire contactAggregated | WLDFR | HFTD - Distribution - Tier 2 - 1QU CoRE ¦ 5QU LoRE | Non-Red Flag Warning - Large Fires | Wire-to-wire contact | Aggregated | 2059 | 2.9272e-06 | 1601.5759 | 0.0046882 | 2059 | Mitigation | 0.95 | 45 | 0 | esc | 0.00097009 | 2.8397e-09 | 0.00097009 | 2.8397e-09
[79 empty] | WLDFR | HFTD - Distribution - Tier 2 - 4QU CoRE ¦ 3QU LoRE | Non-Red Flag Warning - Large Fires | 2060 | 1.2184e-08 | 1.2184e-08 | 8.3524 | 0.96727 | 4.6367 | 2.7484 | 0 | 0 | 1.372e-05 | 1.0176e-07 | 0 | 1.0176e-07 | 1.0176e-07 | 0 | 1.0176e-07 | 0 | 5.2023e-05 | 0.00011404 | 0 | 0.00011404 | 0 | 2.3883e-06 | 4.7765e-06 | 0 | 4.7765e-06 | [12 empty] | 7.3.3.17.5 (Remote Grid) Updates to grid topology to minimize risk of ignition in HFTDs Remote GridWLDFRWire-to-wire contactAggregated | WLDFR | HFTD - Distribution - Tier 2 - 1QU CoRE ¦ 5QU LoRE | Non-Red Flag Warning - Large Fires | Wire-to-wire contact | Aggregated | 2060 | 2.9272e-06 | 1601.5759 | 0.0046882 | 2060 | Mitigation | 0.95 | 45 | 0 | esc | 0.00097009 | 2.8397e-09 | 0.00097009 | 2.8397e-09
[79 empty] | WLDFR | HFTD - Distribution - Tier 2 - 4QU CoRE ¦ 3QU LoRE | Non-Red Flag Warning - Large Fires | 2061 | 1.2184e-08 | 1.2184e-08 | 8.3524 | 0.96727 | 4.6367 | 2.7484 | 0 | 0 | 1.372e-05 | 1.0176e-07 | 0 | 1.0176e-07 | 1.0176e-07 | 0 | 1.0176e-07 | 0 | 5.4477e-05 | 0.00011942 | 0 | 0.00011942 | 0 | 2.505e-06 | 5.01e-06 | 0 | 5.01e-06 | [12 empty] | 7.3.3.17.5 (Remote Grid) Updates to grid topology to minimize risk of ignition in HFTDs Remote GridWLDFRWire-to-wire contactAggregated | WLDFR | HFTD - Distribution - Tier 2 - 1QU CoRE ¦ 5QU LoRE | Non-Red Flag Warning - Large Fires | Wire-to-wire contact | Aggregated | 2061 | 2.9272e-06 | 1601.5759 | 0.0046882 | 2061 | Mitigation | 0.95 | 45 | 0 | esc | 0.00097009 | 2.8397e-09 | 0.00097009 | 2.8397e-09
[79 empty] | WLDFR | HFTD - Distribution - Tier 2 - 4QU CoRE ¦ 3QU LoRE | Non-Red Flag Warning - Large Fires | 2062 | 1.2184e-08 | 1.2184e-08 | 8.3524 | 0.96727 | 4.6367 | 2.7484 | 0 | 0 | 1.372e-05 | 1.0176e-07 | 0 | 1.0176e-07 | 1.0176e-07 | 0 | 1.0176e-07 | 0 | 5.4477e-05 | 0.00011942 | 0 | 0.00011942 | 0 | 2.505e-06 | 5.01e-06 | 0 | 5.01e-06 | [12 empty] | 7.3.3.17.5 (Remote Grid) Updates to grid topology to minimize risk of ignition in HFTDs Remote GridWLDFRWire-to-wire contactAggregated | WLDFR | HFTD - Distribution - Tier 2 - 1QU CoRE ¦ 5QU LoRE | Non-Red Flag Warning - Large Fires | Wire-to-wire contact | Aggregated | 2062 | 2.9272e-06 | 1601.5759 | 0.0046882 | 2062 | Mitigation | 0.95 | 45 | 0 | esc | 0.00097009 | 2.8397e-09 | 0.00097009 | 2.8397e-09
[79 empty] | WLDFR | HFTD - Distribution - Tier 2 - 4QU CoRE ¦ 3QU LoRE | Non-Red Flag Warning - Large Fires | 2063 | 1.2184e-08 | 1.2184e-08 | 8.872 | 1.0079 | 4.9153 | 2.9488 | 0 | 0 | 1.372e-05 | 1.0809e-07 | 0 | 1.0809e-07 | 1.0809e-07 | 0 | 1.0809e-07 | 0 | 5.4477e-05 | 0.00011942 | 0 | 0.00011942 | 0 | 2.505e-06 | 5.01e-06 | 0 | 5.01e-06 | [12 empty] | 7.3.3.17.5 (Remote Grid) Updates to grid topology to minimize risk of ignition in HFTDs Remote GridWLDFRWire-to-wire contactAggregated | WLDFR | HFTD - Distribution - Tier 2 - 1QU CoRE ¦ 5QU LoRE | Non-Red Flag Warning - Large Fires | Wire-to-wire contact | Aggregated | 2063 | 2.9272e-06 | 1601.5759 | 0.0046882 | 2063 | Mitigation | 0.95 | 45 | 0 | esc | 0.00097009 | 2.8397e-09 | 0.00097009 | 2.8397e-09
[79 empty] | WLDFR | HFTD - Distribution - Tier 2 - 4QU CoRE ¦ 3QU LoRE | Non-Red Flag Warning - Large Fires | 2064 | 1.2184e-08 | 1.2184e-08 | 8.872 | 1.0079 | 4.9153 | 2.9488 | 0 | 0 | 1.372e-05 | 1.0809e-07 | 0 | 1.0809e-07 | 1.0809e-07 | 0 | 1.0809e-07 | 0 | 5.4477e-05 | 0.00011942 | 0 | 0.00011942 | 0 | 2.505e-06 | 5.01e-06 | 0 | 5.01e-06 | [12 empty] | 7.3.3.17.5 (Remote Grid) Updates to grid topology to minimize risk of ignition in HFTDs Remote GridWLDFRWire-to-wire contactAggregated | WLDFR | HFTD - Distribution - Tier 2 - 1QU CoRE ¦ 5QU LoRE | Non-Red Flag Warning - Large Fires | Wire-to-wire contact | Aggregated | 2064 | 2.9272e-06 | 1601.5759 | 0.0046882 | 2064 | Mitigation | 0.95 | 45 | 0 | esc | 0.00097009 | 2.8397e-09 | 0.00097009 | 2.8397e-09
[79 empty] | WLDFR | HFTD - Distribution - Tier 2 - 4QU CoRE ¦ 3QU LoRE | Non-Red Flag Warning - Large Fires | 2065 | 1.2184e-08 | 1.2184e-08 | 8.872 | 1.0079 | 4.9153 | 2.9488 | 0 | 0 | 1.372e-05 | 1.0809e-07 | 0 | 1.0809e-07 | 1.0809e-07 | 0 | 1.0809e-07 | 0 | 5.4477e-05 | 0.00011942 | 0 | 0.00011942 | 0 | 2.505e-06 | 5.01e-06 | 0 | 5.01e-06 | [12 empty] | 7.3.3.17.5 (Remote Grid) Updates to grid topology to minimize risk of ignition in HFTDs Remote GridWLDFRWire-to-wire contactAggregated | WLDFR | HFTD - Distribution - Tier 2 - 1QU CoRE ¦ 5QU LoRE | Non-Red Flag Warning - Large Fires | Wire-to-wire contact | Aggregated | 2065 | 2.9272e-06 | 1601.5759 | 0.0046882 | 2065 | Mitigation | 0.95 | 45 | 0 | esc | 0.00097009 | 2.8397e-09 | 0.00097009 | 2.8397e-09
[79 empty] | WLDFR | HFTD - Distribution - Tier 2 - 4QU CoRE ¦ 3QU LoRE | Non-Red Flag Warning - Large Fires | 2066 | 1.2184e-08 | 1.2184e-08 | 8.872 | 1.0079 | 4.9153 | 2.9488 | 0 | 0 | 1.372e-05 | 1.0809e-07 | 0 | 1.0809e-07 | 1.0809e-07 | 0 | 1.0809e-07 | 0 | 5.714e-05 | 0.00012525 | 0 | 0.00012525 | 0 | 2.6292e-06 | 5.2584e-06 | 0 | 5.2584e-06 | [12 empty] | 7.3.3.17.5 (Remote Grid) Updates to grid topology to minimize risk of ignition in HFTDs Remote GridWLDFRWire-to-wire contactAggregated | WLDFR | HFTD - Distribution - Tier 2 - 1QU CoRE ¦ 5QU LoRE | Non-Red Flag Warning - Large Fires | Wire-to-wire contact | Aggregated | 2066 | 2.9272e-06 | 1601.5759 | 0.0046882 | 2066 | Mitigation | 0.95 | 45 | 0 | esc | 0.00097009 | 2.8397e-09 | 0.00097009 | 2.8397e-09
[79 empty] | WLDFR | HFTD - Distribution - Tier 2 - 4QU CoRE ¦ 3QU LoRE | Non-Red Flag Warning - Large Fires | 2067 | 0 | 1.2184e-08 | 8.872 | 1.0079 | 4.9153 | 2.9488 | 0 | 0 | 1.372e-05 | 0 | 0 | 0 | 1.0809e-07 | 0 | 1.0809e-07 | 0 | 5.714e-05 | 0.00012525 | 0 | 0.00012525 | 0 | 2.6292e-06 | 5.2584e-06 | 0 | 5.2584e-06 | [12 empty] | 7.3.3.17.5 (Remote Grid) Updates to grid topology to minimize risk of ignition in HFTDs Remote GridWLDFRWire-to-wire contactAggregated | WLDFR | HFTD - Distribution - Tier 2 - 1QU CoRE ¦ 5QU LoRE | Non-Red Flag Warning - Large Fires | Wire-to-wire contact | Aggregated | 2067 | 2.9272e-06 | 1601.5759 | 0.0046882 | 2067 | Mitigation | 0.95 | 45 | 0 | esc | 0 | 0 | 0.00097009 | 2.8397e-09
[79 empty] | WLDFR | HFTD - Distribution - Tier 2 - 4QU CoRE ¦ 3QU LoRE | Non-Red Flag Warning - Small Fires | 2022 | 4.0083e-06 | 0 | 0.077901 | 0.036425 | 0.0015809 | 0.039895 | 0 | 0 | 0.0043561 | 3.1225e-07 | 0 | 3.1225e-07 | 0 | 0 | 0 | 0 | 5.714e-05 | 0.00012525 | 0 | 0.00012525 | 0 | 2.6292e-06 | 5.2584e-06 | 0 | 5.2584e-06 | [12 empty] | 7.3.3.17.5 (Remote Grid) Updates to grid topology to minimize risk of ignition in HFTDs Remote GridWLDFRContact from objectAggregated | WLDFR | HFTD - Distribution - Tier 2 - 1QU CoRE ¦ 5QU LoRE | Non-Red Flag Warning - Small Fires | Contact from object | Aggregated | 2022 | 0.00037848 | 1601.5759 | 0.60617 | 2022 | Mitigation | 0.95 | 45 | 0 | esc | 0.00097009 | 3.6716e-07 | 0 | 0
[79 empty] | WLDFR | HFTD - Distribution - Tier 2 - 4QU CoRE ¦ 3QU LoRE | Non-Red Flag Warning - Small Fires | 2023 | 4.0083e-06 | 4.0083e-06 | 0.080408 | 0.03759 | 0.0016314 | 0.041187 | 0 | 0 | 0.0043561 | 3.223e-07 | 0 | 3.223e-07 | 3.223e-07 | 0 | 3.223e-07 | 0 | 5.714e-05 | 0.00012525 | 0 | 0.00012525 | 0 | 2.6292e-06 | 5.2584e-06 | 0 | 5.2584e-06 | [12 empty] | 7.3.3.17.5 (Remote Grid) Updates to grid topology to minimize risk of ignition in HFTDs Remote GridWLDFRContact from objectAggregated | WLDFR | HFTD - Distribution - Tier 2 - 1QU CoRE ¦ 5QU LoRE | Non-Red Flag Warning - Small Fires | Contact from object | Aggregated | 2023 | 0.00037848 | 1601.5759 | 0.60617 | 2023 | Mitigation | 0.95 | 45 | 0 | esc | 0.00097009 | 3.6716e-07 | 0.00097009 | 3.6716e-07
[79 empty] | WLDFR | HFTD - Distribution - Tier 2 - 4QU CoRE ¦ 3QU LoRE | Non-Red Flag Warning - Small Fires | 2024 | 4.0083e-06 | 4.0083e-06 | 0.080408 | 0.03759 | 0.0016314 | 0.041187 | 0 | 0 | 0.0043561 | 3.223e-07 | 0 | 3.223e-07 | 3.223e-07 | 0 | 3.223e-07 | 0 | 5.714e-05 | 0.00012525 | 0 | 0.00012525 | 0 | 2.6292e-06 | 5.2584e-06 | 0 | 5.2584e-06 | [12 empty] | 7.3.3.17.5 (Remote Grid) Updates to grid topology to minimize risk of ignition in HFTDs Remote GridWLDFRContact from objectAggregated | WLDFR | HFTD - Distribution - Tier 2 - 1QU CoRE ¦ 5QU LoRE | Non-Red Flag Warning - Small Fires | Contact from object | Aggregated | 2024 | 0.00037848 | 1601.5759 | 0.60617 | 2024 | Mitigation | 0.95 | 45 | 0 | esc | 0.00097009 | 3.6716e-07 | 0.00097009 | 3.6716e-07
[79 empty] | WLDFR | HFTD - Distribution - Tier 2 - 4QU CoRE ¦ 3QU LoRE | Non-Red Flag Warning - Small Fires | 2025 | 4.0083e-06 | 4.0083e-06 | 0.080408 | 0.03759 | 0.0016314 | 0.041187 | 0 | 0 | 0.0043561 | 3.223e-07 | 0 | 3.223e-07 | 3.223e-07 | 0 | 3.223e-07 | 0 | 5.9973e-05 | 0.00013146 | 0 | 0.00013146 | 0 | 2.7593e-06 | 5.5186e-06 | 0 | 5.5186e-06 | [12 empty] | 7.3.3.17.5 (Remote Grid) Updates to grid topology to minimize risk of ignition in HFTDs Remote GridWLDFRContact from objectAggregated | WLDFR | HFTD - Distribution - Tier 2 - 1QU CoRE ¦ 5QU LoRE | Non-Red Flag Warning - Small Fires | Contact from object | Aggregated | 2025 | 0.00037848 | 1601.5759 | 0.60617 | 2025 | Mitigation | 0.95 | 45 | 0 | esc | 0.00097009 | 3.6716e-07 | 0.00097009 | 3.6716e-07
[79 empty] | WLDFR | HFTD - Distribution - Tier 2 - 4QU CoRE ¦ 3QU LoRE | Non-Red Flag Warning - Small Fires | 2026 | 4.0083e-06 | 4.0083e-06 | 0.080408 | 0.03759 | 0.0016314 | 0.041187 | 0 | 0 | 0.0043561 | 3.223e-07 | 0 | 3.223e-07 | 3.223e-07 | 0 | 3.223e-07 | 0 | 5.9973e-05 | 0.00013146 | 0 | 0.00013146 | 0 | 2.7593e-06 | 5.5186e-06 | 0 | 5.5186e-06 | [12 empty] | 7.3.3.17.5 (Remote Grid) Updates to grid topology to minimize risk of ignition in HFTDs Remote GridWLDFRContact from objectAggregated | WLDFR | HFTD - Distribution - Tier 2 - 1QU CoRE ¦ 5QU LoRE | Non-Red Flag Warning - Small Fires | Contact from object | Aggregated | 2026 | 0.00037848 | 1601.5759 | 0.60617 | 2026 | Mitigation | 0.95 | 45 | 0 | esc | 0.00097009 | 3.6716e-07 | 0.00097009 | 3.6716e-07
[79 empty] | WLDFR | HFTD - Distribution - Tier 2 - 4QU CoRE ¦ 3QU LoRE | Non-Red Flag Warning - Small Fires | 2027 | 4.0083e-06 | 4.0083e-06 | 0.080408 | 0.03759 | 0.0016314 | 0.041187 | 0 | 0 | 0.0043561 | 3.223e-07 | 0 | 3.223e-07 | 3.223e-07 | 0 | 3.223e-07 | 0 | 5.9973e-05 | 0.00013146 | 0 | 0.00013146 | 0 | 2.7593e-06 | 5.5186e-06 | 0 | 5.5186e-06 | [12 empty] | 7.3.3.17.5 (Remote Grid) Updates to grid topology to minimize risk of ignition in HFTDs Remote GridWLDFRContact from objectAggregated | WLDFR | HFTD - Distribution - Tier 2 - 1QU CoRE ¦ 5QU LoRE | Non-Red Flag Warning - Small Fires | Contact from object | Aggregated | 2027 | 0.00037848 | 1601.5759 | 0.60617 | 2027 | Mitigation | 0.95 | 45 | 0 | esc | 0.00097009 | 3.6716e-07 | 0.00097009 | 3.6716e-07
[79 empty] | WLDFR | HFTD - Distribution - Tier 2 - 4QU CoRE ¦ 3QU LoRE | Non-Red Flag Warning - Small Fires | 2028 | 4.0083e-06 | 4.0083e-06 | 0.083606 | 0.039055 | 0.001695 | 0.042856 | 0 | 0 | 0.0043561 | 3.3512e-07 | 0 | 3.3512e-07 | 3.3512e-07 | 0 | 3.3512e-07 | 0 | 5.9973e-05 | 0.00013146 | 0 | 0.00013146 | 0 | 2.7593e-06 | 5.5186e-06 | 0 | 5.5186e-06 | [12 empty] | 7.3.3.17.5 (Remote Grid) Updates to grid topology to minimize risk of ignition in HFTDs Remote GridWLDFRContact from objectAggregated | WLDFR | HFTD - Distribution - Tier 2 - 1QU CoRE ¦ 5QU LoRE | Non-Red Flag Warning - Small Fires | Contact from object | Aggregated | 2028 | 0.00037848 | 1601.5759 | 0.60617 | 2028 | Mitigation | 0.95 | 45 | 0 | esc | 0.00097009 | 3.6716e-07 | 0.00097009 | 3.6716e-07
[79 empty] | WLDFR | HFTD - Distribution - Tier 2 - 4QU CoRE ¦ 3QU LoRE | Non-Red Flag Warning - Small Fires | 2029 | 4.0083e-06 | 4.0083e-06 | 0.083606 | 0.039055 | 0.001695 | 0.042856 | 0 | 0 | 0.0043561 | 3.3512e-07 | 0 | 3.3512e-07 | 3.3512e-07 | 0 | 3.3512e-07 | 0 | 5.9973e-05 | 0.00013146 | 0 | 0.00013146 | 0 | 0 | 5.5186e-06 | 0 | 5.5186e-06 | [12 empty] | 7.3.3.17.5 (Remote Grid) Updates to grid topology to minimize risk of ignition in HFTDs Remote GridWLDFRContact from objectAggregated | WLDFR | HFTD - Distribution - Tier 2 - 1QU CoRE ¦ 5QU LoRE | Non-Red Flag Warning - Small Fires | Contact from object | Aggregated | 2029 | 0.00037848 | 1601.5759 | 0.60617 | 2029 | Mitigation | 0.95 | 45 | 0 | esc | 0.00097009 | 3.6716e-07 | 0.00097009 | 3.6716e-07
[79 empty] | WLDFR | HFTD - Distribution - Tier 2 - 4QU CoRE ¦ 3QU LoRE | Non-Red Flag Warning - Small Fires | 2030 | 4.0083e-06 | 4.0083e-06 | 0.083606 | 0.039055 | 0.001695 | 0.042856 | 0 | 0 | 0.0043561 | 3.3512e-07 | 0 | 3.3512e-07 | 3.3512e-07 | 0 | 3.3512e-07 | 0 | 6.2941e-05 | 0.00013797 | 0 | 0.00013797 | 0 | 0 | 0 | 0 | 0 | [12 empty] | 7.3.3.17.5 (Remote Grid) Updates to grid topology to minimize risk of ignition in HFTDs Remote GridWLDFRContact from objectAggregated | WLDFR | HFTD - Distribution - Tier 2 - 1QU CoRE ¦ 5QU LoRE | Non-Red Flag Warning - Small Fires | Contact from object | Aggregated | 2030 | 0.00037848 | 1601.5759 | 0.60617 | 2030 | Mitigation | 0.95 | 45 | 0 | esc | 0.00097009 | 3.6716e-07 | 0.00097009 | 3.6716e-07
[79 empty] | WLDFR | HFTD - Distribution - Tier 2 - 4QU CoRE ¦ 3QU LoRE | Non-Red Flag Warning - Small Fires | 2031 | 4.0083e-06 | 4.0083e-06 | 0.083606 | 0.039055 | 0.001695 | 0.042856 | 0 | 0 | 0.0043561 | 3.3512e-07 | 0 | 3.3512e-07 | 3.3512e-07 | 0 | 3.3512e-07 | 0 | 6.2941e-05 | 0.00013797 | 0 | 0.00013797 | 0 | 0 | 0 | 0 | 0 | [12 empty] | 7.3.3.17.5 (Remote Grid) Updates to grid topology to minimize risk of ignition in HFTDs Remote GridWLDFRContact from objectAggregated | WLDFR | HFTD - Distribution - Tier 2 - 1QU CoRE ¦ 5QU LoRE | Non-Red Flag Warning - Small Fires | Contact from object | Aggregated | 2031 | 0.00037848 | 1601.5759 | 0.60617 | 2031 | Mitigation | 0.95 | 45 | 0 | esc | 0.00097009 | 3.6716e-07 | 0.00097009 | 3.6716e-07
[79 empty] | WLDFR | HFTD - Distribution - Tier 2 - 4QU CoRE ¦ 3QU LoRE | Non-Red Flag Warning - Small Fires | 2032 | 4.0083e-06 | 4.0083e-06 | 0.083606 | 0.039055 | 0.001695 | 0.042856 | 0 | 0 | 0.0043561 | 3.3512e-07 | 0 | 3.3512e-07 | 3.3512e-07 | 0 | 3.3512e-07 | 0 | 6.2941e-05 | 0.00013797 | 0 | 0.00013797 | 0 | 2.6339e-07 | 0 | 0 | 0 | [12 empty] | 7.3.3.17.5 (Remote Grid) Updates to grid topology to minimize risk of ignition in HFTDs Remote GridWLDFRContact from objectAggregated | WLDFR | HFTD - Distribution - Tier 2 - 1QU CoRE ¦ 5QU LoRE | Non-Red Flag Warning - Small Fires | Contact from object | Aggregated | 2032 | 0.00037848 | 1601.5759 | 0.60617 | 2032 | Mitigation | 0.95 | 45 | 0 | esc | 0.00097009 | 3.6716e-07 | 0.00097009 | 3.6716e-07
[79 empty] | WLDFR | HFTD - Distribution - Tier 2 - 4QU CoRE ¦ 3QU LoRE | Non-Red Flag Warning - Small Fires | 2033 | 4.0083e-06 | 4.0083e-06 | 0.087211 | 0.040679 | 0.0017655 | 0.044766 | 0 | 0 | 0.0043561 | 3.4956e-07 | 0 | 3.4956e-07 | 3.4956e-07 | 0 | 3.4956e-07 | 0 | 6.2941e-05 | 0.00013797 | 0 | 0.00013797 | 0 | 2.7518e-07 | 5.5036e-07 | 0 | 5.5036e-07 | [12 empty] | 7.3.3.17.5 (Remote Grid) Updates to grid topology to minimize risk of ignition in HFTDs Remote GridWLDFRContact from objectAggregated | WLDFR | HFTD - Distribution - Tier 2 - 1QU CoRE ¦ 5QU LoRE | Non-Red Flag Warning - Small Fires | Contact from object | Aggregated | 2033 | 0.00037848 | 1601.5759 | 0.60617 | 2033 | Mitigation | 0.95 | 45 | 0 | esc | 0.00097009 | 3.6716e-07 | 0.00097009 | 3.6716e-07
[79 empty] | WLDFR | HFTD - Distribution - Tier 2 - 4QU CoRE ¦ 3QU LoRE | Non-Red Flag Warning - Small Fires | 2034 | 4.0083e-06 | 4.0083e-06 | 0.087211 | 0.040679 | 0.0017655 | 0.044766 | 0 | 0 | 0.0043561 | 3.4956e-07 | 0 | 3.4956e-07 | 3.4956e-07 | 0 | 3.4956e-07 | 0 | 6.2941e-05 | 0.00013797 | 0 | 0.00013797 | 0 | 2.7518e-07 | 5.5036e-07 | 0 | 5.5036e-07 | [12 empty] | 7.3.3.17.5 (Remote Grid) Updates to grid topology to minimize risk of ignition in HFTDs Remote GridWLDFRContact from objectAggregated | WLDFR | HFTD - Distribution - Tier 2 - 1QU CoRE ¦ 5QU LoRE | Non-Red Flag Warning - Small Fires | Contact from object | Aggregated | 2034 | 0.00037848 | 1601.5759 | 0.60617 | 2034 | Mitigation | 0.95 | 45 | 0 | esc | 0.00097009 | 3.6716e-07 | 0.00097009 | 3.6716e-07
[79 empty] | WLDFR | HFTD - Distribution - Tier 2 - 4QU CoRE ¦ 3QU LoRE | Non-Red Flag Warning - Small Fires | 2035 | 4.0083e-06 | 4.0083e-06 | 0.087211 | 0.040679 | 0.0017655 | 0.044766 | 0 | 0 | 0.0043561 | 3.4956e-07 | 0 | 3.4956e-07 | 3.4956e-07 | 0 | 3.4956e-07 | 0 | 6.6005e-05 | 0.00014468 | 0 | 0.00014468 | 0 | 2.7518e-07 | 5.5036e-07 | 0 | 5.5036e-07 | [12 empty] | 7.3.3.17.5 (Remote Grid) Updates to grid topology to minimize risk of ignition in HFTDs Remote GridWLDFRContact from objectAggregated | WLDFR | HFTD - Distribution - Tier 2 - 1QU CoRE ¦ 5QU LoRE | Non-Red Flag Warning - Small Fires | Contact from object | Aggregated | 2035 | 0.00037848 | 1601.5759 | 0.60617 | 2035 | Mitigation | 0.95 | 45 | 0 | esc | 0.00097009 | 3.6716e-07 | 0.00097009 | 3.6716e-07
[79 empty] | WLDFR | HFTD - Distribution - Tier 2 - 4QU CoRE ¦ 3QU LoRE | Non-Red Flag Warning - Small Fires | 2036 | 4.0083e-06 | 4.0083e-06 | 0.087211 | 0.040679 | 0.0017655 | 0.044766 | 0 | 0 | 0.0043561 | 3.4956e-07 | 0 | 3.4956e-07 | 3.4956e-07 | 0 | 3.4956e-07 | 0 | 6.6005e-05 | 0.00014468 | 0 | 0.00014468 | 0 | 2.7518e-07 | 5.5036e-07 | 0 | 5.5036e-07 | [12 empty] | 7.3.3.17.5 (Remote Grid) Updates to grid topology to minimize risk of ignition in HFTDs Remote GridWLDFRContact from objectAggregated | WLDFR | HFTD - Distribution - Tier 2 - 1QU CoRE ¦ 5QU LoRE | Non-Red Flag Warning - Small Fires | Contact from object | Aggregated | 2036 | 0.00037848 | 1601.5759 | 0.60617 | 2036 | Mitigation | 0.95 | 45 | 0 | esc | 0.00097009 | 3.6716e-07 | 0.00097009 | 3.6716e-07
[79 empty] | WLDFR | HFTD - Distribution - Tier 2 - 4QU CoRE ¦ 3QU LoRE | Non-Red Flag Warning - Small Fires | 2037 | 4.0083e-06 | 4.0083e-06 | 0.087211 | 0.040679 | 0.0017655 | 0.044766 | 0 | 0 | 0.0043561 | 3.4956e-07 | 0 | 3.4956e-07 | 3.4956e-07 | 0 | 3.4956e-07 | 0 | 6.6005e-05 | 0.00014468 | 0 | 0.00014468 | 0 | 2.7518e-07 | 5.5036e-07 | 0 | 5.5036e-07 | [12 empty] | 7.3.3.17.5 (Remote Grid) Updates to grid topology to minimize risk of ignition in HFTDs Remote GridWLDFRContact from objectAggregated | WLDFR | HFTD - Distribution - Tier 2 - 1QU CoRE ¦ 5QU LoRE | Non-Red Flag Warning - Small Fires | Contact from object | Aggregated | 2037 | 0.00037848 | 1601.5759 | 0.60617 | 2037 | Mitigation | 0.95 | 45 | 0 | esc | 0.00097009 | 3.6716e-07 | 0.00097009 | 3.6716e-07
[79 empty] | WLDFR | HFTD - Distribution - Tier 2 - 4QU CoRE ¦ 3QU LoRE | Non-Red Flag Warning - Small Fires | 2038 | 4.0083e-06 | 4.0083e-06 | 0.091184 | 0.042438 | 0.0018418 | 0.046905 | 0 | 0 | 0.0043561 | 3.6549e-07 | 0 | 3.6549e-07 | 3.6549e-07 | 0 | 3.6549e-07 | 0 | 6.6005e-05 | 0.00014468 | 0 | 0.00014468 | 0 | 2.9036e-07 | 5.8071e-07 | 0 | 5.8071e-07 | [12 empty] | 7.3.3.17.5 (Remote Grid) Updates to grid topology to minimize risk of ignition in HFTDs Remote GridWLDFRContact from objectAggregated | WLDFR | HFTD - Distribution - Tier 2 - 1QU CoRE ¦ 5QU LoRE | Non-Red Flag Warning - Small Fires | Contact from object | Aggregated | 2038 | 0.00037848 | 1601.5759 | 0.60617 | 2038 | Mitigation | 0.95 | 45 | 0 | esc | 0.00097009 | 3.6716e-07 | 0.00097009 | 3.6716e-07
[79 empty] | WLDFR | HFTD - Distribution - Tier 2 - 4QU CoRE ¦ 3QU LoRE | Non-Red Flag Warning - Small Fires | 2039 | 4.0083e-06 | 4.0083e-06 | 0.091184 | 0.042438 | 0.0018418 | 0.046905 | 0 | 0 | 0.0043561 | 3.6549e-07 | 0 | 3.6549e-07 | 3.6549e-07 | 0 | 3.6549e-07 | 0 | 6.6005e-05 | 0.00014468 | 0 | 0.00014468 | 0 | 2.9036e-07 | 5.8071e-07 | 0 | 5.8071e-07 | [12 empty] | 7.3.3.17.5 (Remote Grid) Updates to grid topology to minimize risk of ignition in HFTDs Remote GridWLDFRContact from objectAggregated | WLDFR | HFTD - Distribution - Tier 2 - 1QU CoRE ¦ 5QU LoRE | Non-Red Flag Warning - Small Fires | Contact from object | Aggregated | 2039 | 0.00037848 | 1601.5759 | 0.60617 | 2039 | Mitigation | 0.95 | 45 | 0 | esc | 0.00097009 | 3.6716e-07 | 0.00097009 | 3.6716e-07
[79 empty] | WLDFR | HFTD - Distribution - Tier 2 - 4QU CoRE ¦ 3QU LoRE | Non-Red Flag Warning - Small Fires | 2040 | 4.0083e-06 | 4.0083e-06 | 0.091184 | 0.042438 | 0.0018418 | 0.046905 | 0 | 0 | 0.0043561 | 3.6549e-07 | 0 | 3.6549e-07 | 3.6549e-07 | 0 | 3.6549e-07 | 0 | 6.9129e-05 | 0.00015153 | 0 | 0.00015153 | 0 | 2.9036e-07 | 5.8071e-07 | 0 | 5.8071e-07 | [12 empty] | 7.3.3.17.5 (Remote Grid) Updates to grid topology to minimize risk of ignition in HFTDs Remote GridWLDFRContact from objectAggregated | WLDFR | HFTD - Distribution - Tier 2 - 1QU CoRE ¦ 5QU LoRE | Non-Red Flag Warning - Small Fires | Contact from object | Aggregated | 2040 | 0.00037848 | 1601.5759 | 0.60617 | 2040 | Mitigation | 0.95 | 45 | 0 | esc | 0.00097009 | 3.6716e-07 | 0.00097009 | 3.6716e-07
[79 empty] | WLDFR | HFTD - Distribution - Tier 2 - 4QU CoRE ¦ 3QU LoRE | Non-Red Flag Warning - Small Fires | 2041 | 4.0083e-06 | 4.0083e-06 | 0.091184 | 0.042438 | 0.0018418 | 0.046905 | 0 | 0 | 0.0043561 | 3.6549e-07 | 0 | 3.6549e-07 | 3.6549e-07 | 0 | 3.6549e-07 | 0 | 6.9129e-05 | 0.00015153 | 0 | 0.00015153 | 0 | 2.9036e-07 | 5.8071e-07 | 0 | 5.8071e-07 | [12 empty] | 7.3.3.17.5 (Remote Grid) Updates to grid topology to minimize risk of ignition in HFTDs Remote GridWLDFRContact from objectAggregated | WLDFR | HFTD - Distribution - Tier 2 - 1QU CoRE ¦ 5QU LoRE | Non-Red Flag Warning - Small Fires | Contact from object | Aggregated | 2041 | 0.00037848 | 1601.5759 | 0.60617 | 2041 | Mitigation | 0.95 | 45 | 0 | esc | 0.00097009 | 3.6716e-07 | 0.00097009 | 3.6716e-07
[79 empty] | WLDFR | HFTD - Distribution - Tier 2 - 4QU CoRE ¦ 3QU LoRE | Non-Red Flag Warning - Small Fires | 2042 | 4.0083e-06 | 4.0083e-06 | 0.091184 | 0.042438 | 0.0018418 | 0.046905 | 0 | 0 | 0.0043561 | 3.6549e-07 | 0 | 3.6549e-07 | 3.6549e-07 | 0 | 3.6549e-07 | 0 | 6.9129e-05 | 0.00015153 | 0 | 0.00015153 | 0 | 2.9036e-07 | 5.8071e-07 | 0 | 5.8071e-07 | [12 empty] | 7.3.3.17.5 (Remote Grid) Updates to grid topology to minimize risk of ignition in HFTDs Remote GridWLDFRContact from objectAggregated | WLDFR | HFTD - Distribution - Tier 2 - 1QU CoRE ¦ 5QU LoRE | Non-Red Flag Warning - Small Fires | Contact from object | Aggregated | 2042 | 0.00037848 | 1601.5759 | 0.60617 | 2042 | Mitigation | 0.95 | 45 | 0 | esc | 0.00097009 | 3.6716e-07 | 0.00097009 | 3.6716e-07
[79 empty] | WLDFR | HFTD - Distribution - Tier 2 - 4QU CoRE ¦ 3QU LoRE | Non-Red Flag Warning - Small Fires | 2043 | 4.0083e-06 | 4.0083e-06 | 0.095486 | 0.044306 | 0.0019228 | 0.049257 | 0 | 0 | 0.0043561 | 3.8273e-07 | 0 | 3.8273e-07 | 3.8273e-07 | 0 | 3.8273e-07 | 0 | 6.9129e-05 | 0.00015153 | 0 | 0.00015153 | 0 | 3.0762e-07 | 6.1524e-07 | 0 | 6.1524e-07 | [12 empty] | 7.3.3.17.5 (Remote Grid) Updates to grid topology to minimize risk of ignition in HFTDs Remote GridWLDFRContact from objectAggregated | WLDFR | HFTD - Distribution - Tier 2 - 1QU CoRE ¦ 5QU LoRE | Non-Red Flag Warning - Small Fires | Contact from object | Aggregated | 2043 | 0.00037848 | 1601.5759 | 0.60617 | 2043 | Mitigation | 0.95 | 45 | 0 | esc | 0.00097009 | 3.6716e-07 | 0.00097009 | 3.6716e-07
[79 empty] | WLDFR | HFTD - Distribution - Tier 2 - 4QU CoRE ¦ 3QU LoRE | Non-Red Flag Warning - Small Fires | 2044 | 4.0083e-06 | 4.0083e-06 | 0.095486 | 0.044306 | 0.0019228 | 0.049257 | 0 | 0 | 0.0043561 | 3.8273e-07 | 0 | 3.8273e-07 | 3.8273e-07 | 0 | 3.8273e-07 | 0 | 6.9129e-05 | 0.00015153 | 0 | 0.00015153 | 0 | 3.0762e-07 | 6.1524e-07 | 0 | 6.1524e-07 | [12 empty] | 7.3.3.17.5 (Remote Grid) Updates to grid topology to minimize risk of ignition in HFTDs Remote GridWLDFRContact from objectAggregated | WLDFR | HFTD - Distribution - Tier 2 - 1QU CoRE ¦ 5QU LoRE | Non-Red Flag Warning - Small Fires | Contact from object | Aggregated | 2044 | 0.00037848 | 1601.5759 | 0.60617 | 2044 | Mitigation | 0.95 | 45 | 0 | esc | 0.00097009 | 3.6716e-07 | 0.00097009 | 3.6716e-07
[79 empty] | WLDFR | HFTD - Distribution - Tier 2 - 4QU CoRE ¦ 3QU LoRE | Non-Red Flag Warning - Small Fires | 2045 | 4.0083e-06 | 4.0083e-06 | 0.095486 | 0.044306 | 0.0019228 | 0.049257 | 0 | 0 | 0.0043561 | 3.8273e-07 | 0 | 3.8273e-07 | 3.8273e-07 | 0 | 3.8273e-07 | 0 | 7.2274e-05 | 0.00015843 | 0 | 0.00015843 | 0 | 3.0762e-07 | 6.1524e-07 | 0 | 6.1524e-07 | [12 empty] | 7.3.3.17.5 (Remote Grid) Updates to grid topology to minimize risk of ignition in HFTDs Remote GridWLDFRContact from objectAggregated | WLDFR | HFTD - Distribution - Tier 2 - 1QU CoRE ¦ 5QU LoRE | Non-Red Flag Warning - Small Fires | Contact from object | Aggregated | 2045 | 0.00037848 | 1601.5759 | 0.60617 | 2045 | Mitigation | 0.95 | 45 | 0 | esc | 0.00097009 | 3.6716e-07 | 0.00097009 | 3.6716e-07
[79 empty] | WLDFR | HFTD - Distribution - Tier 2 - 4QU CoRE ¦ 3QU LoRE | Non-Red Flag Warning - Small Fires | 2046 | 4.0083e-06 | 4.0083e-06 | 0.095486 | 0.044306 | 0.0019228 | 0.049257 | 0 | 0 | 0.0043561 | 3.8273e-07 | 0 | 3.8273e-07 | 3.8273e-07 | 0 | 3.8273e-07 | 0 | 7.2274e-05 | 0.00015843 | 0 | 0.00015843 | 0 | 3.0762e-07 | 6.1524e-07 | 0 | 6.1524e-07 | [12 empty] | 7.3.3.17.5 (Remote Grid) Updates to grid topology to minimize risk of ignition in HFTDs Remote GridWLDFRContact from objectAggregated | WLDFR | HFTD - Distribution - Tier 2 - 1QU CoRE ¦ 5QU LoRE | Non-Red Flag Warning - Small Fires | Contact from object | Aggregated | 2046 | 0.00037848 | 1601.5759 | 0.60617 | 2046 | Mitigation | 0.95 | 45 | 0 | esc | 0.00097009 | 3.6716e-07 | 0.00097009 | 3.6716e-07
[79 empty] | WLDFR | HFTD - Distribution - Tier 2 - 4QU CoRE ¦ 3QU LoRE | Non-Red Flag Warning - Small Fires | 2047 | 4.0083e-06 | 4.0083e-06 | 0.095486 | 0.044306 | 0.0019228 | 0.049257 | 0 | 0 | 0.0043561 | 3.8273e-07 | 0 | 3.8273e-07 | 3.8273e-07 | 0 | 3.8273e-07 | 0 | 7.2274e-05 | 0.00015843 | 0 | 0.00015843 | 0 | 3.0762e-07 | 6.1524e-07 | 0 | 6.1524e-07 | [12 empty] | 7.3.3.17.5 (Remote Grid) Updates to grid topology to minimize risk of ignition in HFTDs Remote GridWLDFRContact from objectAggregated | WLDFR | HFTD - Distribution - Tier 2 - 1QU CoRE ¦ 5QU LoRE | Non-Red Flag Warning - Small Fires | Contact from object | Aggregated | 2047 | 0.00037848 | 1601.5759 | 0.60617 | 2047 | Mitigation | 0.95 | 45 | 0 | esc | 0.00097009 | 3.6716e-07 | 0.00097009 | 3.6716e-07
[79 empty] | WLDFR | HFTD - Distribution - Tier 2 - 4QU CoRE ¦ 3QU LoRE | Non-Red Flag Warning - Small Fires | 2048 | 4.0083e-06 | 4.0083e-06 | 0.10007 | 0.04626 | 0.0020076 | 0.051804 | 0 | 0 | 0.0043561 | 4.0111e-07 | 0 | 4.0111e-07 | 4.0111e-07 | 0 | 4.0111e-07 | 0 | 7.2274e-05 | 0.00015843 | 0 | 0.00015843 | 0 | 3.2683e-07 | 6.5367e-07 | 0 | 6.5367e-07 | [12 empty] | 7.3.3.17.5 (Remote Grid) Updates to grid topology to minimize risk of ignition in HFTDs Remote GridWLDFRContact from objectAggregated | WLDFR | HFTD - Distribution - Tier 2 - 1QU CoRE ¦ 5QU LoRE | Non-Red Flag Warning - Small Fires | Contact from object | Aggregated | 2048 | 0.00037848 | 1601.5759 | 0.60617 | 2048 | Mitigation | 0.95 | 45 | 0 | esc | 0.00097009 | 3.6716e-07 | 0.00097009 | 3.6716e-07
[79 empty] | WLDFR | HFTD - Distribution - Tier 2 - 4QU CoRE ¦ 3QU LoRE | Non-Red Flag Warning - Small Fires | 2049 | 4.0083e-06 | 4.0083e-06 | 0.10007 | 0.04626 | 0.0020076 | 0.051804 | 0 | 0 | 0.0043561 | 4.0111e-07 | 0 | 4.0111e-07 | 4.0111e-07 | 0 | 4.0111e-07 | 0 | 7.2274e-05 | 0.00015843 | 0 | 0.00015843 | 0 | 3.2683e-07 | 6.5367e-07 | 0 | 6.5367e-07 | [12 empty] | 7.3.3.17.5 (Remote Grid) Updates to grid topology to minimize risk of ignition in HFTDs Remote GridWLDFRContact from objectAggregated | WLDFR | HFTD - Distribution - Tier 2 - 1QU CoRE ¦ 5QU LoRE | Non-Red Flag Warning - Small Fires | Contact from object | Aggregated | 2049 | 0.00037848 | 1601.5759 | 0.60617 | 2049 | Mitigation | 0.95 | 45 | 0 | esc | 0.00097009 | 3.6716e-07 | 0.00097009 | 3.6716e-07
[79 empty] | WLDFR | HFTD - Distribution - Tier 2 - 4QU CoRE ¦ 3QU LoRE | Non-Red Flag Warning - Small Fires | 2050 | 4.0083e-06 | 4.0083e-06 | 0.10007 | 0.04626 | 0.0020076 | 0.051804 | 0 | 0 | 0.0043561 | 4.0111e-07 | 0 | 4.0111e-07 | 4.0111e-07 | 0 | 4.0111e-07 | 0 | 7.5403e-05 | 0.00016528 | 0 | 0.00016528 | 0 | 3.2683e-07 | 6.5367e-07 | 0 | 6.5367e-07 | [12 empty] | 7.3.3.17.5 (Remote Grid) Updates to grid topology to minimize risk of ignition in HFTDs Remote GridWLDFRContact from objectAggregated | WLDFR | HFTD - Distribution - Tier 2 - 1QU CoRE ¦ 5QU LoRE | Non-Red Flag Warning - Small Fires | Contact from object | Aggregated | 2050 | 0.00037848 | 1601.5759 | 0.60617 | 2050 | Mitigation | 0.95 | 45 | 0 | esc | 0.00097009 | 3.6716e-07 | 0.00097009 | 3.6716e-07
[79 empty] | WLDFR | HFTD - Distribution - Tier 2 - 4QU CoRE ¦ 3QU LoRE | Non-Red Flag Warning - Small Fires | 2051 | 4.0083e-06 | 4.0083e-06 | 0.10007 | 0.04626 | 0.0020076 | 0.051804 | 0 | 0 | 0.0043561 | 4.0111e-07 | 0 | 4.0111e-07 | 4.0111e-07 | 0 | 4.0111e-07 | 0 | 7.5403e-05 | 0.00016528 | 0 | 0.00016528 | 0 | 3.2683e-07 | 6.5367e-07 | 0 | 6.5367e-07 | [12 empty] | 7.3.3.17.5 (Remote Grid) Updates to grid topology to minimize risk of ignition in HFTDs Remote GridWLDFRContact from objectAggregated | WLDFR | HFTD - Distribution - Tier 2 - 1QU CoRE ¦ 5QU LoRE | Non-Red Flag Warning - Small Fires | Contact from object | Aggregated | 2051 | 0.00037848 | 1601.5759 | 0.60617 | 2051 | Mitigation | 0.95 | 45 | 0 | esc | 0.00097009 | 3.6716e-07 | 0.00097009 | 3.6716e-07
[79 empty] | WLDFR | HFTD - Distribution - Tier 2 - 4QU CoRE ¦ 3QU LoRE | Non-Red Flag Warning - Small Fires | 2052 | 4.0083e-06 | 4.0083e-06 | 0.10007 | 0.04626 | 0.0020076 | 0.051804 | 0 | 0 | 0.0043561 | 4.0111e-07 | 0 | 4.0111e-07 | 4.0111e-07 | 0 | 4.0111e-07 | 0 | 7.5403e-05 | 0.00016528 | 0 | 0.00016528 | 0 | 3.2683e-07 | 6.5367e-07 | 0 | 6.5367e-07 | [12 empty] | 7.3.3.17.5 (Remote Grid) Updates to grid topology to minimize risk of ignition in HFTDs Remote GridWLDFRContact from objectAggregated | WLDFR | HFTD - Distribution - Tier 2 - 1QU CoRE ¦ 5QU LoRE | Non-Red Flag Warning - Small Fires | Contact from object | Aggregated | 2052 | 0.00037848 | 1601.5759 | 0.60617 | 2052 | Mitigation | 0.95 | 45 | 0 | esc | 0.00097009 | 3.6716e-07 | 0.00097009 | 3.6716e-07
[79 empty] | WLDFR | HFTD - Distribution - Tier 2 - 4QU CoRE ¦ 3QU LoRE | Non-Red Flag Warning - Small Fires | 2053 | 4.0083e-06 | 4.0083e-06 | 0.10489 | 0.048274 | 0.002095 | 0.054525 | 0 | 0 | 0.0043561 | 4.2044e-07 | 0 | 4.2044e-07 | 4.2044e-07 | 0 | 4.2044e-07 | 0 | 0 | 0.00016528 | 0 | 0.00016528 | 0 | 3.4785e-07 | 6.957e-07 | 0 | 6.957e-07 | [12 empty] | 7.3.3.17.5 (Remote Grid) Updates to grid topology to minimize risk of ignition in HFTDs Remote GridWLDFRContact from objectAggregated | WLDFR | HFTD - Distribution - Tier 2 - 1QU CoRE ¦ 5QU LoRE | Non-Red Flag Warning - Small Fires | Contact from object | Aggregated | 2053 | 0.00037848 | 1601.5759 | 0.60617 | 2053 | Mitigation | 0.95 | 45 | 0 | esc | 0.00097009 | 3.6716e-07 | 0.00097009 | 3.6716e-07
[79 empty] | WLDFR | HFTD - Distribution - Tier 2 - 4QU CoRE ¦ 3QU LoRE | Non-Red Flag Warning - Small Fires | 2054 | 4.0083e-06 | 4.0083e-06 | 0.10489 | 0.048274 | 0.002095 | 0.054525 | 0 | 0 | 0.0043561 | 4.2044e-07 | 0 | 4.2044e-07 | 4.2044e-07 | 0 | 4.2044e-07 | 0 | 0 | 0 | 0 | 0 | 0 | 3.4785e-07 | 6.957e-07 | 0 | 6.957e-07 | [12 empty] | 7.3.3.17.5 (Remote Grid) Updates to grid topology to minimize risk of ignition in HFTDs Remote GridWLDFRContact from objectAggregated | WLDFR | HFTD - Distribution - Tier 2 - 1QU CoRE ¦ 5QU LoRE | Non-Red Flag Warning - Small Fires | Contact from object | Aggregated | 2054 | 0.00037848 | 1601.5759 | 0.60617 | 2054 | Mitigation | 0.95 | 45 | 0 | esc | 0.00097009 | 3.6716e-07 | 0.00097009 | 3.6716e-07
[79 empty] | WLDFR | HFTD - Distribution - Tier 2 - 4QU CoRE ¦ 3QU LoRE | Non-Red Flag Warning - Small Fires | 2055 | 4.0083e-06 | 4.0083e-06 | 0.10489 | 0.048274 | 0.002095 | 0.054525 | 0 | 0 | 0.0043561 | 4.2044e-07 | 0 | 4.2044e-07 | 4.2044e-07 | 0 | 4.2044e-07 | 0 | 3.8413e-07 | 0 | 0 | 0 | 0 | 3.4785e-07 | 6.957e-07 | 0 | 6.957e-07 | [12 empty] | 7.3.3.17.5 (Remote Grid) Updates to grid topology to minimize risk of ignition in HFTDs Remote GridWLDFRContact from objectAggregated | WLDFR | HFTD - Distribution - Tier 2 - 1QU CoRE ¦ 5QU LoRE | Non-Red Flag Warning - Small Fires | Contact from object | Aggregated | 2055 | 0.00037848 | 1601.5759 | 0.60617 | 2055 | Mitigation | 0.95 | 45 | 0 | esc | 0.00097009 | 3.6716e-07 | 0.00097009 | 3.6716e-07
[79 empty] | WLDFR | HFTD - Distribution - Tier 2 - 4QU CoRE ¦ 3QU LoRE | Non-Red Flag Warning - Small Fires | 2056 | 4.0083e-06 | 4.0083e-06 | 0.10489 | 0.048274 | 0.002095 | 0.054525 | 0 | 0 | 0.0043561 | 4.2044e-07 | 0 | 4.2044e-07 | 4.2044e-07 | 0 | 4.2044e-07 | 0 | 4.0132e-07 | 8.7971e-07 | 0 | 8.7971e-07 | 0 | 3.4785e-07 | 6.957e-07 | 0 | 6.957e-07 | [12 empty] | 7.3.3.17.5 (Remote Grid) Updates to grid topology to minimize risk of ignition in HFTDs Remote GridWLDFRContact from objectAggregated | WLDFR | HFTD - Distribution - Tier 2 - 1QU CoRE ¦ 5QU LoRE | Non-Red Flag Warning - Small Fires | Contact from object | Aggregated | 2056 | 0.00037848 | 1601.5759 | 0.60617 | 2056 | Mitigation | 0.95 | 45 | 0 | esc | 0.00097009 | 3.6716e-07 | 0.00097009 | 3.6716e-07
[79 empty] | WLDFR | HFTD - Distribution - Tier 2 - 4QU CoRE ¦ 3QU LoRE | Non-Red Flag Warning - Small Fires | 2057 | 4.0083e-06 | 4.0083e-06 | 0.10489 | 0.048274 | 0.002095 | 0.054525 | 0 | 0 | 0.0043561 | 4.2044e-07 | 0 | 4.2044e-07 | 4.2044e-07 | 0 | 4.2044e-07 | 0 | 4.0132e-07 | 8.7971e-07 | 0 | 8.7971e-07 | 0 | 3.4785e-07 | 6.957e-07 | 0 | 6.957e-07 | [12 empty] | 7.3.3.17.5 (Remote Grid) Updates to grid topology to minimize risk of ignition in HFTDs Remote GridWLDFRContact from objectAggregated | WLDFR | HFTD - Distribution - Tier 2 - 1QU CoRE ¦ 5QU LoRE | Non-Red Flag Warning - Small Fires | Contact from object | Aggregated | 2057 | 0.00037848 | 1601.5759 | 0.60617 | 2057 | Mitigation | 0.95 | 45 | 0 | esc | 0.00097009 | 3.6716e-07 | 0.00097009 | 3.6716e-07
[79 empty] | WLDFR | HFTD - Distribution - Tier 2 - 4QU CoRE ¦ 3QU LoRE | Non-Red Flag Warning - Small Fires | 2058 | 4.0083e-06 | 4.0083e-06 | 0.1099 | 0.050325 | 0.0021839 | 0.057393 | 0 | 0 | 0.0043561 | 4.4052e-07 | 0 | 4.4052e-07 | 4.4052e-07 | 0 | 4.4052e-07 | 0 | 4.0132e-07 | 8.7971e-07 | 0 | 8.7971e-07 | 0 | 3.7049e-07 | 7.4098e-07 | 0 | 7.4098e-07 | [12 empty] | 7.3.3.17.5 (Remote Grid) Updates to grid topology to minimize risk of ignition in HFTDs Remote GridWLDFRContact from objectAggregated | WLDFR | HFTD - Distribution - Tier 2 - 1QU CoRE ¦ 5QU LoRE | Non-Red Flag Warning - Small Fires | Contact from object | Aggregated | 2058 | 0.00037848 | 1601.5759 | 0.60617 | 2058 | Mitigation | 0.95 | 45 | 0 | esc | 0.00097009 | 3.6716e-07 | 0.00097009 | 3.6716e-07
[79 empty] | WLDFR | HFTD - Distribution - Tier 2 - 4QU CoRE ¦ 3QU LoRE | Non-Red Flag Warning - Small Fires | 2059 | 4.0083e-06 | 4.0083e-06 | 0.1099 | 0.050325 | 0.0021839 | 0.057393 | 0 | 0 | 0.0043561 | 4.4052e-07 | 0 | 4.4052e-07 | 4.4052e-07 | 0 | 4.4052e-07 | 0 | 4.0132e-07 | 8.7971e-07 | 0 | 8.7971e-07 | 0 | 3.7049e-07 | 7.4098e-07 | 0 | 7.4098e-07 | [12 empty] | 7.3.3.17.5 (Remote Grid) Updates to grid topology to minimize risk of ignition in HFTDs Remote GridWLDFRContact from objectAggregated | WLDFR | HFTD - Distribution - Tier 2 - 1QU CoRE ¦ 5QU LoRE | Non-Red Flag Warning - Small Fires | Contact from object | Aggregated | 2059 | 0.00037848 | 1601.5759 | 0.60617 | 2059 | Mitigation | 0.95 | 45 | 0 | esc | 0.00097009 | 3.6716e-07 | 0.00097009 | 3.6716e-07
[79 empty] | WLDFR | HFTD - Distribution - Tier 2 - 4QU CoRE ¦ 3QU LoRE | Non-Red Flag Warning - Small Fires | 2060 | 4.0083e-06 | 4.0083e-06 | 0.1099 | 0.050325 | 0.0021839 | 0.057393 | 0 | 0 | 0.0043561 | 4.4052e-07 | 0 | 4.4052e-07 | 4.4052e-07 | 0 | 4.4052e-07 | 0 | 4.0132e-07 | 8.7971e-07 | 0 | 8.7971e-07 | 0 | 3.7049e-07 | 7.4098e-07 | 0 | 7.4098e-07 | [12 empty] | 7.3.3.17.5 (Remote Grid) Updates to grid topology to minimize risk of ignition in HFTDs Remote GridWLDFRContact from objectAggregated | WLDFR | HFTD - Distribution - Tier 2 - 1QU CoRE ¦ 5QU LoRE | Non-Red Flag Warning - Small Fires | Contact from object | Aggregated | 2060 | 0.00037848 | 1601.5759 | 0.60617 | 2060 | Mitigation | 0.95 | 45 | 0 | esc | 0.00097009 | 3.6716e-07 | 0.00097009 | 3.6716e-07
[79 empty] | WLDFR | HFTD - Distribution - Tier 2 - 4QU CoRE ¦ 3QU LoRE | Non-Red Flag Warning - Small Fires | 2061 | 4.0083e-06 | 4.0083e-06 | 0.1099 | 0.050325 | 0.0021839 | 0.057393 | 0 | 0 | 0.0043561 | 4.4052e-07 | 0 | 4.4052e-07 | 4.4052e-07 | 0 | 4.4052e-07 | 0 | 4.2346e-07 | 9.2823e-07 | 0 | 9.2823e-07 | 0 | 3.7049e-07 | 7.4098e-07 | 0 | 7.4098e-07 | [12 empty] | 7.3.3.17.5 (Remote Grid) Updates to grid topology to minimize risk of ignition in HFTDs Remote GridWLDFRContact from objectAggregated | WLDFR | HFTD - Distribution - Tier 2 - 1QU CoRE ¦ 5QU LoRE | Non-Red Flag Warning - Small Fires | Contact from object | Aggregated | 2061 | 0.00037848 | 1601.5759 | 0.60617 | 2061 | Mitigation | 0.95 | 45 | 0 | esc | 0.00097009 | 3.6716e-07 | 0.00097009 | 3.6716e-07
[79 empty] | WLDFR | HFTD - Distribution - Tier 2 - 4QU CoRE ¦ 3QU LoRE | Non-Red Flag Warning - Small Fires | 2062 | 4.0083e-06 | 4.0083e-06 | 0.1099 | 0.050325 | 0.0021839 | 0.057393 | 0 | 0 | 0.0043561 | 4.4052e-07 | 0 | 4.4052e-07 | 4.4052e-07 | 0 | 4.4052e-07 | 0 | 4.2346e-07 | 9.2823e-07 | 0 | 9.2823e-07 | 0 | 0 | 7.4098e-07 | 0 | 7.4098e-07 | [12 empty] | 7.3.3.17.5 (Remote Grid) Updates to grid topology to minimize risk of ignition in HFTDs Remote GridWLDFRContact from objectAggregated | WLDFR | HFTD - Distribution - Tier 2 - 1QU CoRE ¦ 5QU LoRE | Non-Red Flag Warning - Small Fires | Contact from object | Aggregated | 2062 | 0.00037848 | 1601.5759 | 0.60617 | 2062 | Mitigation | 0.95 | 45 | 0 | esc | 0.00097009 | 3.6716e-07 | 0.00097009 | 3.6716e-07
[79 empty] | WLDFR | HFTD - Distribution - Tier 2 - 4QU CoRE ¦ 3QU LoRE | Non-Red Flag Warning - Small Fires | 2063 | 4.0083e-06 | 4.0083e-06 | 0.11504 | 0.052388 | 0.0022734 | 0.060377 | 0 | 0 | 0.0043561 | 4.611e-07 | 0 | 4.611e-07 | 4.611e-07 | 0 | 4.611e-07 | 0 | 4.2346e-07 | 9.2823e-07 | 0 | 9.2823e-07 | 0 | 0 | 0 | 0 | 0 | [12 empty] | 7.3.3.17.5 (Remote Grid) Updates to grid topology to minimize risk of ignition in HFTDs Remote GridWLDFRContact from objectAggregated | WLDFR | HFTD - Distribution - Tier 2 - 1QU CoRE ¦ 5QU LoRE | Non-Red Flag Warning - Small Fires | Contact from object | Aggregated | 2063 | 0.00037848 | 1601.5759 | 0.60617 | 2063 | Mitigation | 0.95 | 45 | 0 | esc | 0.00097009 | 3.6716e-07 | 0.00097009 | 3.6716e-07
[79 empty] | WLDFR | HFTD - Distribution - Tier 2 - 4QU CoRE ¦ 3QU LoRE | Non-Red Flag Warning - Small Fires | 2064 | 4.0083e-06 | 4.0083e-06 | 0.11504 | 0.052388 | 0.0022734 | 0.060377 | 0 | 0 | 0.0043561 | 4.611e-07 | 0 | 4.611e-07 | 4.611e-07 | 0 | 4.611e-07 | 0 | 4.2346e-07 | 9.2823e-07 | 0 | 9.2823e-07 | 0 | 0 | 0 | 0 | 0 | [12 empty] | 7.3.3.17.5 (Remote Grid) Updates to grid topology to minimize risk of ignition in HFTDs Remote GridWLDFRContact from objectAggregated | WLDFR | HFTD - Distribution - Tier 2 - 1QU CoRE ¦ 5QU LoRE | Non-Red Flag Warning - Small Fires | Contact from object | Aggregated | 2064 | 0.00037848 | 1601.5759 | 0.60617 | 2064 | Mitigation | 0.95 | 45 | 0 | esc | 0.00097009 | 3.6716e-07 | 0.00097009 | 3.6716e-07
[79 empty] | WLDFR | HFTD - Distribution - Tier 2 - 4QU CoRE ¦ 3QU LoRE | Non-Red Flag Warning - Small Fires | 2065 | 4.0083e-06 | 4.0083e-06 | 0.11504 | 0.052388 | 0.0022734 | 0.060377 | 0 | 0 | 0.0043561 | 4.611e-07 | 0 | 4.611e-07 | 4.611e-07 | 0 | 4.611e-07 | 0 | 4.2346e-07 | 9.2823e-07 | 0 | 9.2823e-07 | 0 | 3.0125e-06 | 0 | 0 | 0 | [12 empty] | 7.3.3.17.5 (Remote Grid) Updates to grid topology to minimize risk of ignition in HFTDs Remote GridWLDFRContact from objectAggregated | WLDFR | HFTD - Distribution - Tier 2 - 1QU CoRE ¦ 5QU LoRE | Non-Red Flag Warning - Small Fires | Contact from object | Aggregated | 2065 | 0.00037848 | 1601.5759 | 0.60617 | 2065 | Mitigation | 0.95 | 45 | 0 | esc | 0.00097009 | 3.6716e-07 | 0.00097009 | 3.6716e-07
[79 empty] | WLDFR | HFTD - Distribution - Tier 2 - 4QU CoRE ¦ 3QU LoRE | Non-Red Flag Warning - Small Fires | 2066 | 4.0083e-06 | 4.0083e-06 | 0.11504 | 0.052388 | 0.0022734 | 0.060377 | 0 | 0 | 0.0043561 | 4.611e-07 | 0 | 4.611e-07 | 4.611e-07 | 0 | 4.611e-07 | 0 | 4.4863e-07 | 9.8342e-07 | 0 | 9.8342e-07 | 0 | 3.1095e-06 | 6.2189e-06 | 0 | 6.2189e-06 | [12 empty] | 7.3.3.17.5 (Remote Grid) Updates to grid topology to minimize risk of ignition in HFTDs Remote GridWLDFRContact from objectAggregated | WLDFR | HFTD - Distribution - Tier 2 - 1QU CoRE ¦ 5QU LoRE | Non-Red Flag Warning - Small Fires | Contact from object | Aggregated | 2066 | 0.00037848 | 1601.5759 | 0.60617 | 2066 | Mitigation | 0.95 | 45 | 0 | esc | 0.00097009 | 3.6716e-07 | 0.00097009 | 3.6716e-07
[79 empty] | WLDFR | HFTD - Distribution - Tier 2 - 4QU CoRE ¦ 3QU LoRE | Non-Red Flag Warning - Small Fires | 2067 | 0 | 4.0083e-06 | 0.11504 | 0.052388 | 0.0022734 | 0.060377 | 0 | 0 | 0.0043561 | 0 | 0 | 0 | 4.611e-07 | 0 | 4.611e-07 | 0 | 4.4863e-07 | 9.8342e-07 | 0 | 9.8342e-07 | 0 | 3.1095e-06 | 6.2189e-06 | 0 | 6.2189e-06 | [12 empty] | 7.3.3.17.5 (Remote Grid) Updates to grid topology to minimize risk of ignition in HFTDs Remote GridWLDFRContact from objectAggregated | WLDFR | HFTD - Distribution - Tier 2 - 1QU CoRE ¦ 5QU LoRE | Non-Red Flag Warning - Small Fires | Contact from object | Aggregated | 2067 | 0.00037848 | 1601.5759 | 0.60617 | 2067 | Mitigation | 0.95 | 45 | 0 | esc | 0 | 0 | 0.00097009 | 3.6716e-07
[79 empty] | WLDFR | HFTD - Distribution - Tier 2 - 4QU CoRE ¦ 3QU LoRE | Red Flag Warning - Catastrophic Fires | 2022 | 9.8222e-09 | 0 | 14146.1306 | 222.2294 | 8585.7228 | 5338.1784 | 0 | 0 | 1.0125e-05 | 0.00013895 | 0 | 0.00013895 | 0 | 0 | 0 | 0 | 4.4863e-07 | 9.8342e-07 | 0 | 9.8342e-07 | 0 | 3.1095e-06 | 6.2189e-06 | 0 | 6.2189e-06 | [12 empty] | 7.3.3.17.5 (Remote Grid) Updates to grid topology to minimize risk of ignition in HFTDs Remote GridWLDFRContaminationAggregated | WLDFR | HFTD - Distribution - Tier 2 - 1QU CoRE ¦ 5QU LoRE | Non-Red Flag Warning - Small Fires | Contamination | Aggregated | 2022 | 1.1012e-05 | 1601.5759 | 0.017636 | 2022 | Mitigation | 0.95 | 45 | 0 | esc | 0.00097009 | 1.0682e-08 | 0 | 0
[79 empty] | WLDFR | HFTD - Distribution - Tier 2 - 4QU CoRE ¦ 3QU LoRE | Red Flag Warning - Catastrophic Fires | 2023 | 9.8222e-09 | 9.8222e-09 | 14664.6376 | 233.2301 | 8896.516 | 5534.8915 | 0 | 0 | 1.0125e-05 | 0.00014404 | 0 | 0.00014404 | 0.00014404 | 0 | 0.00014404 | 0 | 4.4863e-07 | 9.8342e-07 | 0 | 9.8342e-07 | 0 | 3.1095e-06 | 6.2189e-06 | 0 | 6.2189e-06 | [12 empty] | 7.3.3.17.5 (Remote Grid) Updates to grid topology to minimize risk of ignition in HFTDs Remote GridWLDFRContaminationAggregated | WLDFR | HFTD - Distribution - Tier 2 - 1QU CoRE ¦ 5QU LoRE | Non-Red Flag Warning - Small Fires | Contamination | Aggregated | 2023 | 1.1012e-05 | 1601.5759 | 0.017636 | 2023 | Mitigation | 0.95 | 45 | 0 | esc | 0.00097009 | 1.0682e-08 | 0.00097009 | 1.0682e-08
[79 empty] | WLDFR | HFTD - Distribution - Tier 2 - 4QU CoRE ¦ 3QU LoRE | Red Flag Warning - Catastrophic Fires | 2024 | 9.8222e-09 | 9.8222e-09 | 14664.6376 | 233.2301 | 8896.516 | 5534.8915 | 0 | 0 | 1.0125e-05 | 0.00014404 | 0 | 0.00014404 | 0.00014404 | 0 | 0.00014404 | 0 | 4.4863e-07 | 9.8342e-07 | 0 | 9.8342e-07 | 0 | 3.1095e-06 | 6.2189e-06 | 0 | 6.2189e-06 | [12 empty] | 7.3.3.17.5 (Remote Grid) Updates to grid topology to minimize risk of ignition in HFTDs Remote GridWLDFRContaminationAggregated | WLDFR | HFTD - Distribution - Tier 2 - 1QU CoRE ¦ 5QU LoRE | Non-Red Flag Warning - Small Fires | Contamination | Aggregated | 2024 | 1.1012e-05 | 1601.5759 | 0.017636 | 2024 | Mitigation | 0.95 | 45 | 0 | esc | 0.00097009 | 1.0682e-08 | 0.00097009 | 1.0682e-08
[79 empty] | WLDFR | HFTD - Distribution - Tier 2 - 4QU CoRE ¦ 3QU LoRE | Red Flag Warning - Catastrophic Fires | 2025 | 9.8222e-09 | 9.8222e-09 | 14664.6376 | 233.2301 | 8896.516 | 5534.8915 | 0 | 0 | 1.0125e-05 | 0.00014404 | 0 | 0.00014404 | 0.00014404 | 0 | 0.00014404 | 0 | 4.7666e-07 | 1.0448e-06 | 0 | 1.0448e-06 | 0 | 3.2331e-06 | 6.4663e-06 | 0 | 6.4663e-06 | [12 empty] | 7.3.3.17.5 (Remote Grid) Updates to grid topology to minimize risk of ignition in HFTDs Remote GridWLDFRContaminationAggregated | WLDFR | HFTD - Distribution - Tier 2 - 1QU CoRE ¦ 5QU LoRE | Non-Red Flag Warning - Small Fires | Contamination | Aggregated | 2025 | 1.1012e-05 | 1601.5759 | 0.017636 | 2025 | Mitigation | 0.95 | 45 | 0 | esc | 0.00097009 | 1.0682e-08 | 0.00097009 | 1.0682e-08
[79 empty] | WLDFR | HFTD - Distribution - Tier 2 - 4QU CoRE ¦ 3QU LoRE | Red Flag Warning - Catastrophic Fires | 2026 | 9.8222e-09 | 9.8222e-09 | 14664.6376 | 233.2301 | 8896.516 | 5534.8915 | 0 | 0 | 1.0125e-05 | 0.00014404 | 0 | 0.00014404 | 0.00014404 | 0 | 0.00014404 | 0 | 4.7666e-07 | 1.0448e-06 | 0 | 1.0448e-06 | 0 | 3.2331e-06 | 6.4663e-06 | 0 | 6.4663e-06 | [12 empty] | 7.3.3.17.5 (Remote Grid) Updates to grid topology to minimize risk of ignition in HFTDs Remote GridWLDFRContaminationAggregated | WLDFR | HFTD - Distribution - Tier 2 - 1QU CoRE ¦ 5QU LoRE | Non-Red Flag Warning - Small Fires | Contamination | Aggregated | 2026 | 1.1012e-05 | 1601.5759 | 0.017636 | 2026 | Mitigation | 0.95 | 45 | 0 | esc | 0.00097009 | 1.0682e-08 | 0.00097009 | 1.0682e-08
[79 empty] | WLDFR | HFTD - Distribution - Tier 2 - 4QU CoRE ¦ 3QU LoRE | Red Flag Warning - Catastrophic Fires | 2027 | 9.8222e-09 | 9.8222e-09 | 14664.6376 | 233.2301 | 8896.516 | 5534.8915 | 0 | 0 | 1.0125e-05 | 0.00014404 | 0 | 0.00014404 | 0.00014404 | 0 | 0.00014404 | 0 | 4.7666e-07 | 1.0448e-06 | 0 | 1.0448e-06 | 0 | 3.2331e-06 | 6.4663e-06 | 0 | 6.4663e-06 | [12 empty] | 7.3.3.17.5 (Remote Grid) Updates to grid topology to minimize risk of ignition in HFTDs Remote GridWLDFRContaminationAggregated | WLDFR | HFTD - Distribution - Tier 2 - 1QU CoRE ¦ 5QU LoRE | Non-Red Flag Warning - Small Fires | Contamination | Aggregated | 2027 | 1.1012e-05 | 1601.5759 | 0.017636 | 2027 | Mitigation | 0.95 | 45 | 0 | esc | 0.00097009 | 1.0682e-08 | 0.00097009 | 1.0682e-08
[79 empty] | WLDFR | HFTD - Distribution - Tier 2 - 4QU CoRE ¦ 3QU LoRE | Red Flag Warning - Catastrophic Fires | 2028 | 9.8222e-09 | 9.8222e-09 | 15317.9909 | 247.273 | 9287.6491 | 5783.0689 | 0 | 0 | 1.0125e-05 | 0.00015046 | 0 | 0.00015046 | 0.00015046 | 0 | 0.00015046 | 0 | 4.7666e-07 | 1.0448e-06 | 0 | 1.0448e-06 | 0 | 3.2331e-06 | 6.4663e-06 | 0 | 6.4663e-06 | [12 empty] | 7.3.3.17.5 (Remote Grid) Updates to grid topology to minimize risk of ignition in HFTDs Remote GridWLDFRContaminationAggregated | WLDFR | HFTD - Distribution - Tier 2 - 1QU CoRE ¦ 5QU LoRE | Non-Red Flag Warning - Small Fires | Contamination | Aggregated | 2028 | 1.1012e-05 | 1601.5759 | 0.017636 | 2028 | Mitigation | 0.95 | 45 | 0 | esc | 0.00097009 | 1.0682e-08 | 0.00097009 | 1.0682e-08
[79 empty] | WLDFR | HFTD - Distribution - Tier 2 - 4QU CoRE ¦ 3QU LoRE | Red Flag Warning - Catastrophic Fires | 2029 | 9.8222e-09 | 9.8222e-09 | 15317.9909 | 247.273 | 9287.6491 | 5783.0689 | 0 | 0 | 1.0125e-05 | 0.00015046 | 0 | 0.00015046 | 0.00015046 | 0 | 0.00015046 | 0 | 4.7666e-07 | 1.0448e-06 | 0 | 1.0448e-06 | 0 | 3.2331e-06 | 6.4663e-06 | 0 | 6.4663e-06 | [12 empty] | 7.3.3.17.5 (Remote Grid) Updates to grid topology to minimize risk of ignition in HFTDs Remote GridWLDFRContaminationAggregated | WLDFR | HFTD - Distribution - Tier 2 - 1QU CoRE ¦ 5QU LoRE | Non-Red Flag Warning - Small Fires | Contamination | Aggregated | 2029 | 1.1012e-05 | 1601.5759 | 0.017636 | 2029 | Mitigation | 0.95 | 45 | 0 | esc | 0.00097009 | 1.0682e-08 | 0.00097009 | 1.0682e-08
[79 empty] | WLDFR | HFTD - Distribution - Tier 2 - 4QU CoRE ¦ 3QU LoRE | Red Flag Warning - Catastrophic Fires | 2030 | 9.8222e-09 | 9.8222e-09 | 15317.9909 | 247.273 | 9287.6491 | 5783.0689 | 0 | 0 | 1.0125e-05 | 0.00015046 | 0 | 0.00015046 | 0.00015046 | 0 | 0.00015046 | 0 | 5.0731e-07 | 1.112e-06 | 0 | 1.112e-06 | 0 | 3.3725e-06 | 6.7451e-06 | 0 | 6.7451e-06 | [12 empty] | 7.3.3.17.5 (Remote Grid) Updates to grid topology to minimize risk of ignition in HFTDs Remote GridWLDFRContaminationAggregated | WLDFR | HFTD - Distribution - Tier 2 - 1QU CoRE ¦ 5QU LoRE | Non-Red Flag Warning - Small Fires | Contamination | Aggregated | 2030 | 1.1012e-05 | 1601.5759 | 0.017636 | 2030 | Mitigation | 0.95 | 45 | 0 | esc | 0.00097009 | 1.0682e-08 | 0.00097009 | 1.0682e-08
[79 empty] | WLDFR | HFTD - Distribution - Tier 2 - 4QU CoRE ¦ 3QU LoRE | Red Flag Warning - Catastrophic Fires | 2031 | 9.8222e-09 | 9.8222e-09 | 15317.9909 | 247.273 | 9287.6491 | 5783.0689 | 0 | 0 | 1.0125e-05 | 0.00015046 | 0 | 0.00015046 | 0.00015046 | 0 | 0.00015046 | 0 | 5.0731e-07 | 1.112e-06 | 0 | 1.112e-06 | 0 | 3.3725e-06 | 6.7451e-06 | 0 | 6.7451e-06 | [12 empty] | 7.3.3.17.5 (Remote Grid) Updates to grid topology to minimize risk of ignition in HFTDs Remote GridWLDFRContaminationAggregated | WLDFR | HFTD - Distribution - Tier 2 - 1QU CoRE ¦ 5QU LoRE | Non-Red Flag Warning - Small Fires | Contamination | Aggregated | 2031 | 1.1012e-05 | 1601.5759 | 0.017636 | 2031 | Mitigation | 0.95 | 45 | 0 | esc | 0.00097009 | 1.0682e-08 | 0.00097009 | 1.0682e-08
[79 empty] | WLDFR | HFTD - Distribution - Tier 2 - 4QU CoRE ¦ 3QU LoRE | Red Flag Warning - Catastrophic Fires | 2032 | 9.8222e-09 | 9.8222e-09 | 15317.9909 | 247.273 | 9287.6491 | 5783.0689 | 0 | 0 | 1.0125e-05 | 0.00015046 | 0 | 0.00015046 | 0.00015046 | 0 | 0.00015046 | 0 | 5.0731e-07 | 1.112e-06 | 0 | 1.112e-06 | 0 | 3.3725e-06 | 6.7451e-06 | 0 | 6.7451e-06 | [12 empty] | 7.3.3.17.5 (Remote Grid) Updates to grid topology to minimize risk of ignition in HFTDs Remote GridWLDFRContaminationAggregated | WLDFR | HFTD - Distribution - Tier 2 - 1QU CoRE ¦ 5QU LoRE | Non-Red Flag Warning - Small Fires | Contamination | Aggregated | 2032 | 1.1012e-05 | 1601.5759 | 0.017636 | 2032 | Mitigation | 0.95 | 45 | 0 | esc | 0.00097009 | 1.0682e-08 | 0.00097009 | 1.0682e-08
[79 empty] | WLDFR | HFTD - Distribution - Tier 2 - 4QU CoRE ¦ 3QU LoRE | Red Flag Warning - Catastrophic Fires | 2033 | 9.8222e-09 | 9.8222e-09 | 16044.1264 | 263.1074 | 9721.74 | 6059.2791 | 0 | 0 | 1.0125e-05 | 0.00015759 | 0 | 0.00015759 | 0.00015759 | 0 | 0.00015759 | 0 | 5.0731e-07 | 1.112e-06 | 0 | 1.112e-06 | 0 | 3.3725e-06 | 6.7451e-06 | 0 | 6.7451e-06 | [12 empty] | 7.3.3.17.5 (Remote Grid) Updates to grid topology to minimize risk of ignition in HFTDs Remote GridWLDFRContaminationAggregated | WLDFR | HFTD - Distribution - Tier 2 - 1QU CoRE ¦ 5QU LoRE | Non-Red Flag Warning - Small Fires | Contamination | Aggregated | 2033 | 1.1012e-05 | 1601.5759 | 0.017636 | 2033 | Mitigation | 0.95 | 45 | 0 | esc | 0.00097009 | 1.0682e-08 | 0.00097009 | 1.0682e-08
[79 empty] | WLDFR | HFTD - Distribution - Tier 2 - 4QU CoRE ¦ 3QU LoRE | Red Flag Warning - Catastrophic Fires | 2034 | 9.8222e-09 | 9.8222e-09 | 16044.1264 | 263.1074 | 9721.74 | 6059.2791 | 0 | 0 | 1.0125e-05 | 0.00015759 | 0 | 0.00015759 | 0.00015759 | 0 | 0.00015759 | 0 | 5.0731e-07 | 1.112e-06 | 0 | 1.112e-06 | 0 | 3.3725e-06 | 6.7451e-06 | 0 | 6.7451e-06 | [12 empty] | 7.3.3.17.5 (Remote Grid) Updates to grid topology to minimize risk of ignition in HFTDs Remote GridWLDFRContaminationAggregated | WLDFR | HFTD - Distribution - Tier 2 - 1QU CoRE ¦ 5QU LoRE | Non-Red Flag Warning - Small Fires | Contamination | Aggregated | 2034 | 1.1012e-05 | 1601.5759 | 0.017636 | 2034 | Mitigation | 0.95 | 45 | 0 | esc | 0.00097009 | 1.0682e-08 | 0.00097009 | 1.0682e-08
[79 empty] | WLDFR | HFTD - Distribution - Tier 2 - 4QU CoRE ¦ 3QU LoRE | Red Flag Warning - Catastrophic Fires | 2035 | 9.8222e-09 | 9.8222e-09 | 16044.1264 | 263.1074 | 9721.74 | 6059.2791 | 0 | 0 | 1.0125e-05 | 0.00015759 | 0 | 0.00015759 | 0.00015759 | 0 | 0.00015759 | 0 | 5.4032e-07 | 1.1844e-06 | 0 | 1.1844e-06 | 0 | 3.5262e-06 | 7.0524e-06 | 0 | 7.0524e-06 | [12 empty] | 7.3.3.17.5 (Remote Grid) Updates to grid topology to minimize risk of ignition in HFTDs Remote GridWLDFRContaminationAggregated | WLDFR | HFTD - Distribution - Tier 2 - 1QU CoRE ¦ 5QU LoRE | Non-Red Flag Warning - Small Fires | Contamination | Aggregated | 2035 | 1.1012e-05 | 1601.5759 | 0.017636 | 2035 | Mitigation | 0.95 | 45 | 0 | esc | 0.00097009 | 1.0682e-08 | 0.00097009 | 1.0682e-08
[79 empty] | WLDFR | HFTD - Distribution - Tier 2 - 4QU CoRE ¦ 3QU LoRE | Red Flag Warning - Catastrophic Fires | 2036 | 9.8222e-09 | 9.8222e-09 | 16044.1264 | 263.1074 | 9721.74 | 6059.2791 | 0 | 0 | 1.0125e-05 | 0.00015759 | 0 | 0.00015759 | 0.00015759 | 0 | 0.00015759 | 0 | 5.4032e-07 | 1.1844e-06 | 0 | 1.1844e-06 | 0 | 3.5262e-06 | 7.0524e-06 | 0 | 7.0524e-06 | [12 empty] | 7.3.3.17.5 (Remote Grid) Updates to grid topology to minimize risk of ignition in HFTDs Remote GridWLDFRContaminationAggregated | WLDFR | HFTD - Distribution - Tier 2 - 1QU CoRE ¦ 5QU LoRE | Non-Red Flag Warning - Small Fires | Contamination | Aggregated | 2036 | 1.1012e-05 | 1601.5759 | 0.017636 | 2036 | Mitigation | 0.95 | 45 | 0 | esc | 0.00097009 | 1.0682e-08 | 0.00097009 | 1.0682e-08
[79 empty] | WLDFR | HFTD - Distribution - Tier 2 - 4QU CoRE ¦ 3QU LoRE | Red Flag Warning - Catastrophic Fires | 2037 | 9.8222e-09 | 9.8222e-09 | 16044.1264 | 263.1074 | 9721.74 | 6059.2791 | 0 | 0 | 1.0125e-05 | 0.00015759 | 0 | 0.00015759 | 0.00015759 | 0 | 0.00015759 | 0 | 5.4032e-07 | 1.1844e-06 | 0 | 1.1844e-06 | 0 | 3.5262e-06 | 7.0524e-06 | 0 | 7.0524e-06 | [12 empty] | 7.3.3.17.5 (Remote Grid) Updates to grid topology to minimize risk of ignition in HFTDs Remote GridWLDFRContaminationAggregated | WLDFR | HFTD - Distribution - Tier 2 - 1QU CoRE ¦ 5QU LoRE | Non-Red Flag Warning - Small Fires | Contamination | Aggregated | 2037 | 1.1012e-05 | 1601.5759 | 0.017636 | 2037 | Mitigation | 0.95 | 45 | 0 | esc | 0.00097009 | 1.0682e-08 | 0.00097009 | 1.0682e-08
[79 empty] | WLDFR | HFTD - Distribution - Tier 2 - 4QU CoRE ¦ 3QU LoRE | Red Flag Warning - Catastrophic Fires | 2038 | 9.8222e-09 | 9.8222e-09 | 16832.3912 | 280.5544 | 10192.2718 | 6359.5651 | 0 | 0 | 1.0125e-05 | 0.00016533 | 0 | 0.00016533 | 0.00016533 | 0 | 0.00016533 | 0 | 5.4032e-07 | 1.1844e-06 | 0 | 1.1844e-06 | 0 | 3.5262e-06 | 7.0524e-06 | 0 | 7.0524e-06 | [12 empty] | 7.3.3.17.5 (Remote Grid) Updates to grid topology to minimize risk of ignition in HFTDs Remote GridWLDFRContaminationAggregated | WLDFR | HFTD - Distribution - Tier 2 - 1QU CoRE ¦ 5QU LoRE | Non-Red Flag Warning - Small Fires | Contamination | Aggregated | 2038 | 1.1012e-05 | 1601.5759 | 0.017636 | 2038 | Mitigation | 0.95 | 45 | 0 | esc | 0.00097009 | 1.0682e-08 | 0.00097009 | 1.0682e-08
[79 empty] | WLDFR | HFTD - Distribution - Tier 2 - 4QU CoRE ¦ 3QU LoRE | Red Flag Warning - Catastrophic Fires | 2039 | 9.8222e-09 | 9.8222e-09 | 16832.3912 | 280.5544 | 10192.2718 | 6359.5651 | 0 | 0 | 1.0125e-05 | 0.00016533 | 0 | 0.00016533 | 0.00016533 | 0 | 0.00016533 | 0 | 5.4032e-07 | 1.1844e-06 | 0 | 1.1844e-06 | 0 | 3.5262e-06 | 7.0524e-06 | 0 | 7.0524e-06 | [12 empty] | 7.3.3.17.5 (Remote Grid) Updates to grid topology to minimize risk of ignition in HFTDs Remote GridWLDFRContaminationAggregated | WLDFR | HFTD - Distribution - Tier 2 - 1QU CoRE ¦ 5QU LoRE | Non-Red Flag Warning - Small Fires | Contamination | Aggregated | 2039 | 1.1012e-05 | 1601.5759 | 0.017636 | 2039 | Mitigation | 0.95 | 45 | 0 | esc | 0.00097009 | 1.0682e-08 | 0.00097009 | 1.0682e-08
[79 empty] | WLDFR | HFTD - Distribution - Tier 2 - 4QU CoRE ¦ 3QU LoRE | Red Flag Warning - Catastrophic Fires | 2040 | 9.8222e-09 | 9.8222e-09 | 16832.3912 | 280.5544 | 10192.2718 | 6359.5651 | 0 | 0 | 1.0125e-05 | 0.00016533 | 0 | 0.00016533 | 0.00016533 | 0 | 0.00016533 | 0 | 5.7543e-07 | 1.2614e-06 | 0 | 1.2614e-06 | 0 | 3.6925e-06 | 7.3851e-06 | 0 | 7.3851e-06 | [12 empty] | 7.3.3.17.5 (Remote Grid) Updates to grid topology to minimize risk of ignition in HFTDs Remote GridWLDFRContaminationAggregated | WLDFR | HFTD - Distribution - Tier 2 - 1QU CoRE ¦ 5QU LoRE | Non-Red Flag Warning - Small Fires | Contamination | Aggregated | 2040 | 1.1012e-05 | 1601.5759 | 0.017636 | 2040 | Mitigation | 0.95 | 45 | 0 | esc | 0.00097009 | 1.0682e-08 | 0.00097009 | 1.0682e-08
[79 empty] | WLDFR | HFTD - Distribution - Tier 2 - 4QU CoRE ¦ 3QU LoRE | Red Flag Warning - Catastrophic Fires | 2041 | 9.8222e-09 | 9.8222e-09 | 16832.3912 | 280.5544 | 10192.2718 | 6359.5651 | 0 | 0 | 1.0125e-05 | 0.00016533 | 0 | 0.00016533 | 0.00016533 | 0 | 0.00016533 | 0 | 5.7543e-07 | 1.2614e-06 | 0 | 1.2614e-06 | 0 | 3.6925e-06 | 7.3851e-06 | 0 | 7.3851e-06 | [12 empty] | 7.3.3.17.5 (Remote Grid) Updates to grid topology to minimize risk of ignition in HFTDs Remote GridWLDFRContaminationAggregated | WLDFR | HFTD - Distribution - Tier 2 - 1QU CoRE ¦ 5QU LoRE | Non-Red Flag Warning - Small Fires | Contamination | Aggregated | 2041 | 1.1012e-05 | 1601.5759 | 0.017636 | 2041 | Mitigation | 0.95 | 45 | 0 | esc | 0.00097009 | 1.0682e-08 | 0.00097009 | 1.0682e-08
[79 empty] | WLDFR | HFTD - Distribution - Tier 2 - 4QU CoRE ¦ 3QU LoRE | Red Flag Warning - Catastrophic Fires | 2042 | 9.8222e-09 | 9.8222e-09 | 16832.3912 | 280.5544 | 10192.2718 | 6359.5651 | 0 | 0 | 1.0125e-05 | 0.00016533 | 0 | 0.00016533 | 0.00016533 | 0 | 0.00016533 | 0 | 5.7543e-07 | 1.2614e-06 | 0 | 1.2614e-06 | 0 | 3.6925e-06 | 7.3851e-06 | 0 | 7.3851e-06 | [12 empty] | 7.3.3.17.5 (Remote Grid) Updates to grid topology to minimize risk of ignition in HFTDs Remote GridWLDFRContaminationAggregated | WLDFR | HFTD - Distribution - Tier 2 - 1QU CoRE ¦ 5QU LoRE | Non-Red Flag Warning - Small Fires | Contamination | Aggregated | 2042 | 1.1012e-05 | 1601.5759 | 0.017636 | 2042 | Mitigation | 0.95 | 45 | 0 | esc | 0.00097009 | 1.0682e-08 | 0.00097009 | 1.0682e-08
[79 empty] | WLDFR | HFTD - Distribution - Tier 2 - 4QU CoRE ¦ 3QU LoRE | Red Flag Warning - Catastrophic Fires | 2043 | 9.8222e-09 | 9.8222e-09 | 17672.0852 | 299.42 | 10692.7362 | 6679.929 | 0 | 0 | 1.0125e-05 | 0.00017358 | 0 | 0.00017358 | 0.00017358 | 0 | 0.00017358 | 0 | 5.7543e-07 | 1.2614e-06 | 0 | 1.2614e-06 | 0 | 3.6925e-06 | 7.3851e-06 | 0 | 7.3851e-06 | [12 empty] | 7.3.3.17.5 (Remote Grid) Updates to grid topology to minimize risk of ignition in HFTDs Remote GridWLDFRContaminationAggregated | WLDFR | HFTD - Distribution - Tier 2 - 1QU CoRE ¦ 5QU LoRE | Non-Red Flag Warning - Small Fires | Contamination | Aggregated | 2043 | 1.1012e-05 | 1601.5759 | 0.017636 | 2043 | Mitigation | 0.95 | 45 | 0 | esc | 0.00097009 | 1.0682e-08 | 0.00097009 | 1.0682e-08
[79 empty] | WLDFR | HFTD - Distribution - Tier 2 - 4QU CoRE ¦ 3QU LoRE | Red Flag Warning - Catastrophic Fires | 2044 | 9.8222e-09 | 9.8222e-09 | 17672.0852 | 299.42 | 10692.7362 | 6679.929 | 0 | 0 | 1.0125e-05 | 0.00017358 | 0 | 0.00017358 | 0.00017358 | 0 | 0.00017358 | 0 | 5.7543e-07 | 1.2614e-06 | 0 | 1.2614e-06 | 0 | 3.6925e-06 | 7.3851e-06 | 0 | 7.3851e-06 | [12 empty] | 7.3.3.17.5 (Remote Grid) Updates to grid topology to minimize risk of ignition in HFTDs Remote GridWLDFRContaminationAggregated | WLDFR | HFTD - Distribution - Tier 2 - 1QU CoRE ¦ 5QU LoRE | Non-Red Flag Warning - Small Fires | Contamination | Aggregated | 2044 | 1.1012e-05 | 1601.5759 | 0.017636 | 2044 | Mitigation | 0.95 | 45 | 0 | esc | 0.00097009 | 1.0682e-08 | 0.00097009 | 1.0682e-08
[79 empty] | WLDFR | HFTD - Distribution - Tier 2 - 4QU CoRE ¦ 3QU LoRE | Red Flag Warning - Catastrophic Fires | 2045 | 9.8222e-09 | 9.8222e-09 | 17672.0852 | 299.42 | 10692.7362 | 6679.929 | 0 | 0 | 1.0125e-05 | 0.00017358 | 0 | 0.00017358 | 0.00017358 | 0 | 0.00017358 | 0 | 6.1223e-07 | 1.342e-06 | 0 | 1.342e-06 | 0 | 3.8699e-06 | 7.7397e-06 | 0 | 7.7397e-06 | [12 empty] | 7.3.3.17.5 (Remote Grid) Updates to grid topology to minimize risk of ignition in HFTDs Remote GridWLDFRContaminationAggregated | WLDFR | HFTD - Distribution - Tier 2 - 1QU CoRE ¦ 5QU LoRE | Non-Red Flag Warning - Small Fires | Contamination | Aggregated | 2045 | 1.1012e-05 | 1601.5759 | 0.017636 | 2045 | Mitigation | 0.95 | 45 | 0 | esc | 0.00097009 | 1.0682e-08 | 0.00097009 | 1.0682e-08
[79 empty] | WLDFR | HFTD - Distribution - Tier 2 - 4QU CoRE ¦ 3QU LoRE | Red Flag Warning - Catastrophic Fires | 2046 | 9.8222e-09 | 9.8222e-09 | 17672.0852 | 299.42 | 10692.7362 | 6679.929 | 0 | 0 | 1.0125e-05 | 0.00017358 | 0 | 0.00017358 | 0.00017358 | 0 | 0.00017358 | 0 | 6.1223e-07 | 1.342e-06 | 0 | 1.342e-06 | 0 | 3.8699e-06 | 7.7397e-06 | 0 | 7.7397e-06 | [12 empty] | 7.3.3.17.5 (Remote Grid) Updates to grid topology to minimize risk of ignition in HFTDs Remote GridWLDFRContaminationAggregated | WLDFR | HFTD - Distribution - Tier 2 - 1QU CoRE ¦ 5QU LoRE | Non-Red Flag Warning - Small Fires | Contamination | Aggregated | 2046 | 1.1012e-05 | 1601.5759 | 0.017636 | 2046 | Mitigation | 0.95 | 45 | 0 | esc | 0.00097009 | 1.0682e-08 | 0.00097009 | 1.0682e-08
[79 empty] | WLDFR | HFTD - Distribution - Tier 2 - 4QU CoRE ¦ 3QU LoRE | Red Flag Warning - Catastrophic Fires | 2047 | 9.8222e-09 | 9.8222e-09 | 17672.0852 | 299.42 | 10692.7362 | 6679.929 | 0 | 0 | 1.0125e-05 | 0.00017358 | 0 | 0.00017358 | 0.00017358 | 0 | 0.00017358 | 0 | 6.1223e-07 | 1.342e-06 | 0 | 1.342e-06 | 0 | 3.8699e-06 | 7.7397e-06 | 0 | 7.7397e-06 | [12 empty] | 7.3.3.17.5 (Remote Grid) Updates to grid topology to minimize risk of ignition in HFTDs Remote GridWLDFRContaminationAggregated | WLDFR | HFTD - Distribution - Tier 2 - 1QU CoRE ¦ 5QU LoRE | Non-Red Flag Warning - Small Fires | Contamination | Aggregated | 2047 | 1.1012e-05 | 1601.5759 | 0.017636 | 2047 | Mitigation | 0.95 | 45 | 0 | esc | 0.00097009 | 1.0682e-08 | 0.00097009 | 1.0682e-08
[79 empty] | WLDFR | HFTD - Distribution - Tier 2 - 4QU CoRE ¦ 3QU LoRE | Red Flag Warning - Catastrophic Fires | 2048 | 9.8222e-09 | 9.8222e-09 | 18552.3348 | 319.4911 | 11216.5626 | 7016.281 | 0 | 0 | 1.0125e-05 | 0.00018222 | 0 | 0.00018222 | 0.00018222 | 0 | 0.00018222 | 0 | 6.1223e-07 | 1.342e-06 | 0 | 1.342e-06 | 0 | 3.8699e-06 | 7.7397e-06 | 0 | 7.7397e-06 | [12 empty] | 7.3.3.17.5 (Remote Grid) Updates to grid topology to minimize risk of ignition in HFTDs Remote GridWLDFRContaminationAggregated | WLDFR | HFTD - Distribution - Tier 2 - 1QU CoRE ¦ 5QU LoRE | Non-Red Flag Warning - Small Fires | Contamination | Aggregated | 2048 | 1.1012e-05 | 1601.5759 | 0.017636 | 2048 | Mitigation | 0.95 | 45 | 0 | esc | 0.00097009 | 1.0682e-08 | 0.00097009 | 1.0682e-08
[79 empty] | WLDFR | HFTD - Distribution - Tier 2 - 4QU CoRE ¦ 3QU LoRE | Red Flag Warning - Catastrophic Fires | 2049 | 9.8222e-09 | 9.8222e-09 | 18552.3348 | 319.4911 | 11216.5626 | 7016.281 | 0 | 0 | 1.0125e-05 | 0.00018222 | 0 | 0.00018222 | 0.00018222 | 0 | 0.00018222 | 0 | 6.1223e-07 | 1.342e-06 | 0 | 1.342e-06 | 0 | 0 | 7.7397e-06 | 0 | 7.7397e-06 | [12 empty] | 7.3.3.17.5 (Remote Grid) Updates to grid topology to minimize risk of ignition in HFTDs Remote GridWLDFRContaminationAggregated | WLDFR | HFTD - Distribution - Tier 2 - 1QU CoRE ¦ 5QU LoRE | Non-Red Flag Warning - Small Fires | Contamination | Aggregated | 2049 | 1.1012e-05 | 1601.5759 | 0.017636 | 2049 | Mitigation | 0.95 | 45 | 0 | esc | 0.00097009 | 1.0682e-08 | 0.00097009 | 1.0682e-08
[79 empty] | WLDFR | HFTD - Distribution - Tier 2 - 4QU CoRE ¦ 3QU LoRE | Red Flag Warning - Catastrophic Fires | 2050 | 9.8222e-09 | 9.8222e-09 | 18552.3348 | 319.4911 | 11216.5626 | 7016.281 | 0 | 0 | 1.0125e-05 | 0.00018222 | 0 | 0.00018222 | 0.00018222 | 0 | 0.00018222 | 0 | 6.5032e-07 | 1.4255e-06 | 0 | 1.4255e-06 | 0 | 0 | 0 | 0 | 0 | [12 empty] | 7.3.3.17.5 (Remote Grid) Updates to grid topology to minimize risk of ignition in HFTDs Remote GridWLDFRContaminationAggregated | WLDFR | HFTD - Distribution - Tier 2 - 1QU CoRE ¦ 5QU LoRE | Non-Red Flag Warning - Small Fires | Contamination | Aggregated | 2050 | 1.1012e-05 | 1601.5759 | 0.017636 | 2050 | Mitigation | 0.95 | 45 | 0 | esc | 0.00097009 | 1.0682e-08 | 0.00097009 | 1.0682e-08
[79 empty] | WLDFR | HFTD - Distribution - Tier 2 - 4QU CoRE ¦ 3QU LoRE | Red Flag Warning - Catastrophic Fires | 2051 | 9.8222e-09 | 9.8222e-09 | 18552.3348 | 319.4911 | 11216.5626 | 7016.281 | 0 | 0 | 1.0125e-05 | 0.00018222 | 0 | 0.00018222 | 0.00018222 | 0 | 0.00018222 | 0 | 6.5032e-07 | 1.4255e-06 | 0 | 1.4255e-06 | 0 | 0 | 0 | 0 | 0 | [12 empty] | 7.3.3.17.5 (Remote Grid) Updates to grid topology to minimize risk of ignition in HFTDs Remote GridWLDFRContaminationAggregated | WLDFR | HFTD - Distribution - Tier 2 - 1QU CoRE ¦ 5QU LoRE | Non-Red Flag Warning - Small Fires | Contamination | Aggregated | 2051 | 1.1012e-05 | 1601.5759 | 0.017636 | 2051 | Mitigation | 0.95 | 45 | 0 | esc | 0.00097009 | 1.0682e-08 | 0.00097009 | 1.0682e-08
[79 empty] | WLDFR | HFTD - Distribution - Tier 2 - 4QU CoRE ¦ 3QU LoRE | Red Flag Warning - Catastrophic Fires | 2052 | 9.8222e-09 | 9.8222e-09 | 18552.3348 | 319.4911 | 11216.5626 | 7016.281 | 0 | 0 | 1.0125e-05 | 0.00018222 | 0 | 0.00018222 | 0.00018222 | 0 | 0.00018222 | 0 | 6.5032e-07 | 1.4255e-06 | 0 | 1.4255e-06 | 0 | 7.4407e-05 | 0 | 0 | 0 | [12 empty] | 7.3.3.17.5 (Remote Grid) Updates to grid topology to minimize risk of ignition in HFTDs Remote GridWLDFRContaminationAggregated | WLDFR | HFTD - Distribution - Tier 2 - 1QU CoRE ¦ 5QU LoRE | Non-Red Flag Warning - Small Fires | Contamination | Aggregated | 2052 | 1.1012e-05 | 1601.5759 | 0.017636 | 2052 | Mitigation | 0.95 | 45 | 0 | esc | 0.00097009 | 1.0682e-08 | 0.00097009 | 1.0682e-08
[79 empty] | WLDFR | HFTD - Distribution - Tier 2 - 4QU CoRE ¦ 3QU LoRE | Red Flag Warning - Catastrophic Fires | 2053 | 9.8222e-09 | 9.8222e-09 | 19462.1283 | 340.5356 | 11757.1413 | 7364.4514 | 0 | 0 | 1.0125e-05 | 0.00019116 | 0 | 0.00019116 | 0.00019116 | 0 | 0.00019116 | 0 | 6.5032e-07 | 1.4255e-06 | 0 | 1.4255e-06 | 0 | 7.7134e-05 | 0.00015427 | 0 | 0.00015427 | [12 empty] | 7.3.3.17.5 (Remote Grid) Updates to grid topology to minimize risk of ignition in HFTDs Remote GridWLDFRContaminationAggregated | WLDFR | HFTD - Distribution - Tier 2 - 1QU CoRE ¦ 5QU LoRE | Non-Red Flag Warning - Small Fires | Contamination | Aggregated | 2053 | 1.1012e-05 | 1601.5759 | 0.017636 | 2053 | Mitigation | 0.95 | 45 | 0 | esc | 0.00097009 | 1.0682e-08 | 0.00097009 | 1.0682e-08
[79 empty] | WLDFR | HFTD - Distribution - Tier 2 - 4QU CoRE ¦ 3QU LoRE | Red Flag Warning - Catastrophic Fires | 2054 | 9.8222e-09 | 9.8222e-09 | 19462.1283 | 340.5356 | 11757.1413 | 7364.4514 | 0 | 0 | 1.0125e-05 | 0.00019116 | 0 | 0.00019116 | 0.00019116 | 0 | 0.00019116 | 0 | 6.5032e-07 | 1.4255e-06 | 0 | 1.4255e-06 | 0 | 7.7134e-05 | 0.00015427 | 0 | 0.00015427 | [12 empty] | 7.3.3.17.5 (Remote Grid) Updates to grid topology to minimize risk of ignition in HFTDs Remote GridWLDFRContaminationAggregated | WLDFR | HFTD - Distribution - Tier 2 - 1QU CoRE ¦ 5QU LoRE | Non-Red Flag Warning - Small Fires | Contamination | Aggregated | 2054 | 1.1012e-05 | 1601.5759 | 0.017636 | 2054 | Mitigation | 0.95 | 45 | 0 | esc | 0.00097009 | 1.0682e-08 | 0.00097009 | 1.0682e-08
[79 empty] | WLDFR | HFTD - Distribution - Tier 2 - 4QU CoRE ¦ 3QU LoRE | Red Flag Warning - Catastrophic Fires | 2055 | 9.8222e-09 | 9.8222e-09 | 19462.1283 | 340.5356 | 11757.1413 | 7364.4514 | 0 | 0 | 1.0125e-05 | 0.00019116 | 0 | 0.00019116 | 0.00019116 | 0 | 0.00019116 | 0 | 6.8926e-07 | 1.5109e-06 | 0 | 1.5109e-06 | 0 | 7.7134e-05 | 0.00015427 | 0 | 0.00015427 | [12 empty] | 7.3.3.17.5 (Remote Grid) Updates to grid topology to minimize risk of ignition in HFTDs Remote GridWLDFRContaminationAggregated | WLDFR | HFTD - Distribution - Tier 2 - 1QU CoRE ¦ 5QU LoRE | Non-Red Flag Warning - Small Fires | Contamination | Aggregated | 2055 | 1.1012e-05 | 1601.5759 | 0.017636 | 2055 | Mitigation | 0.95 | 45 | 0 | esc | 0.00097009 | 1.0682e-08 | 0.00097009 | 1.0682e-08
[79 empty] | WLDFR | HFTD - Distribution - Tier 2 - 4QU CoRE ¦ 3QU LoRE | Red Flag Warning - Catastrophic Fires | 2056 | 9.8222e-09 | 9.8222e-09 | 19462.1283 | 340.5356 | 11757.1413 | 7364.4514 | 0 | 0 | 1.0125e-05 | 0.00019116 | 0 | 0.00019116 | 0.00019116 | 0 | 0.00019116 | 0 | 6.8926e-07 | 1.5109e-06 | 0 | 1.5109e-06 | 0 | 7.7134e-05 | 0.00015427 | 0 | 0.00015427 | [12 empty] | 7.3.3.17.5 (Remote Grid) Updates to grid topology to minimize risk of ignition in HFTDs Remote GridWLDFRContaminationAggregated | WLDFR | HFTD - Distribution - Tier 2 - 1QU CoRE ¦ 5QU LoRE | Non-Red Flag Warning - Small Fires | Contamination | Aggregated | 2056 | 1.1012e-05 | 1601.5759 | 0.017636 | 2056 | Mitigation | 0.95 | 45 | 0 | esc | 0.00097009 | 1.0682e-08 | 0.00097009 | 1.0682e-08
[79 empty] | WLDFR | HFTD - Distribution - Tier 2 - 4QU CoRE ¦ 3QU LoRE | Red Flag Warning - Catastrophic Fires | 2057 | 9.8222e-09 | 9.8222e-09 | 19462.1283 | 340.5356 | 11757.1413 | 7364.4514 | 0 | 0 | 1.0125e-05 | 0.00019116 | 0 | 0.00019116 | 0.00019116 | 0 | 0.00019116 | 0 | 6.8926e-07 | 1.5109e-06 | 0 | 1.5109e-06 | 0 | 7.7134e-05 | 0.00015427 | 0 | 0.00015427 | [12 empty] | 7.3.3.17.5 (Remote Grid) Updates to grid topology to minimize risk of ignition in HFTDs Remote GridWLDFRContaminationAggregated | WLDFR | HFTD - Distribution - Tier 2 - 1QU CoRE ¦ 5QU LoRE | Non-Red Flag Warning - Small Fires | Contamination | Aggregated | 2057 | 1.1012e-05 | 1601.5759 | 0.017636 | 2057 | Mitigation | 0.95 | 45 | 0 | esc | 0.00097009 | 1.0682e-08 | 0.00097009 | 1.0682e-08
[79 empty] | WLDFR | HFTD - Distribution - Tier 2 - 4QU CoRE ¦ 3QU LoRE | Red Flag Warning - Catastrophic Fires | 2058 | 9.8222e-09 | 9.8222e-09 | 20390.4035 | 362.3049 | 12307.8747 | 7720.2238 | 0 | 0 | 1.0125e-05 | 0.00020028 | 0 | 0.00020028 | 0.00020028 | 0 | 0.00020028 | 0 | 0 | 1.5109e-06 | 0 | 1.5109e-06 | 0 | 8.057e-05 | 0.00016114 | 0 | 0.00016114 | [12 empty] | 7.3.3.17.5 (Remote Grid) Updates to grid topology to minimize risk of ignition in HFTDs Remote GridWLDFRContaminationAggregated | WLDFR | HFTD - Distribution - Tier 2 - 1QU CoRE ¦ 5QU LoRE | Non-Red Flag Warning - Small Fires | Contamination | Aggregated | 2058 | 1.1012e-05 | 1601.5759 | 0.017636 | 2058 | Mitigation | 0.95 | 45 | 0 | esc | 0.00097009 | 1.0682e-08 | 0.00097009 | 1.0682e-08
[79 empty] | WLDFR | HFTD - Distribution - Tier 2 - 4QU CoRE ¦ 3QU LoRE | Red Flag Warning - Catastrophic Fires | 2059 | 9.8222e-09 | 9.8222e-09 | 20390.4035 | 362.3049 | 12307.8747 | 7720.2238 | 0 | 0 | 1.0125e-05 | 0.00020028 | 0 | 0.00020028 | 0.00020028 | 0 | 0.00020028 | 0 | 0 | 0 | 0 | 0 | 0 | 8.057e-05 | 0.00016114 | 0 | 0.00016114 | [12 empty] | 7.3.3.17.5 (Remote Grid) Updates to grid topology to minimize risk of ignition in HFTDs Remote GridWLDFRContaminationAggregated | WLDFR | HFTD - Distribution - Tier 2 - 1QU CoRE ¦ 5QU LoRE | Non-Red Flag Warning - Small Fires | Contamination | Aggregated | 2059 | 1.1012e-05 | 1601.5759 | 0.017636 | 2059 | Mitigation | 0.95 | 45 | 0 | esc | 0.00097009 | 1.0682e-08 | 0.00097009 | 1.0682e-08
[79 empty] | WLDFR | HFTD - Distribution - Tier 2 - 4QU CoRE ¦ 3QU LoRE | Red Flag Warning - Catastrophic Fires | 2060 | 9.8222e-09 | 9.8222e-09 | 20390.4035 | 362.3049 | 12307.8747 | 7720.2238 | 0 | 0 | 1.0125e-05 | 0.00020028 | 0 | 0.00020028 | 0.00020028 | 0 | 0.00020028 | 0 | 1.6555e-07 | 0 | 0 | 0 | 0 | 8.057e-05 | 0.00016114 | 0 | 0.00016114 | [12 empty] | 7.3.3.17.5 (Remote Grid) Updates to grid topology to minimize risk of ignition in HFTDs Remote GridWLDFRContaminationAggregated | WLDFR | HFTD - Distribution - Tier 2 - 1QU CoRE ¦ 5QU LoRE | Non-Red Flag Warning - Small Fires | Contamination | Aggregated | 2060 | 1.1012e-05 | 1601.5759 | 0.017636 | 2060 | Mitigation | 0.95 | 45 | 0 | esc | 0.00097009 | 1.0682e-08 | 0.00097009 | 1.0682e-08
[79 empty] | WLDFR | HFTD - Distribution - Tier 2 - 4QU CoRE ¦ 3QU LoRE | Red Flag Warning - Catastrophic Fires | 2061 | 9.8222e-09 | 9.8222e-09 | 20390.4035 | 362.3049 | 12307.8747 | 7720.2238 | 0 | 0 | 1.0125e-05 | 0.00020028 | 0 | 0.00020028 | 0.00020028 | 0 | 0.00020028 | 0 | 1.7088e-07 | 3.7457e-07 | 0 | 3.7457e-07 | 0 | 8.057e-05 | 0.00016114 | 0 | 0.00016114 | [12 empty] | 7.3.3.17.5 (Remote Grid) Updates to grid topology to minimize risk of ignition in HFTDs Remote GridWLDFRContaminationAggregated | WLDFR | HFTD - Distribution - Tier 2 - 1QU CoRE ¦ 5QU LoRE | Non-Red Flag Warning - Small Fires | Contamination | Aggregated | 2061 | 1.1012e-05 | 1601.5759 | 0.017636 | 2061 | Mitigation | 0.95 | 45 | 0 | esc | 0.00097009 | 1.0682e-08 | 0.00097009 | 1.0682e-08
[79 empty] | WLDFR | HFTD - Distribution - Tier 2 - 4QU CoRE ¦ 3QU LoRE | Red Flag Warning - Catastrophic Fires | 2062 | 9.8222e-09 | 9.8222e-09 | 20390.4035 | 362.3049 | 12307.8747 | 7720.2238 | 0 | 0 | 1.0125e-05 | 0.00020028 | 0 | 0.00020028 | 0.00020028 | 0 | 0.00020028 | 0 | 1.7088e-07 | 3.7457e-07 | 0 | 3.7457e-07 | 0 | 8.057e-05 | 0.00016114 | 0 | 0.00016114 | [12 empty] | 7.3.3.17.5 (Remote Grid) Updates to grid topology to minimize risk of ignition in HFTDs Remote GridWLDFRContaminationAggregated | WLDFR | HFTD - Distribution - Tier 2 - 1QU CoRE ¦ 5QU LoRE | Non-Red Flag Warning - Small Fires | Contamination | Aggregated | 2062 | 1.1012e-05 | 1601.5759 | 0.017636 | 2062 | Mitigation | 0.95 | 45 | 0 | esc | 0.00097009 | 1.0682e-08 | 0.00097009 | 1.0682e-08
[79 empty] | WLDFR | HFTD - Distribution - Tier 2 - 4QU CoRE ¦ 3QU LoRE | Red Flag Warning - Catastrophic Fires | 2063 | 9.8222e-09 | 9.8222e-09 | 21325.9188 | 384.5316 | 12862.0997 | 8079.2876 | 0 | 0 | 1.0125e-05 | 0.00020947 | 0 | 0.00020947 | 0.00020947 | 0 | 0.00020947 | 0 | 1.7088e-07 | 3.7457e-07 | 0 | 3.7457e-07 | 0 | 8.439e-05 | 0.00016878 | 0 | 0.00016878 | [12 empty] | 7.3.3.17.5 (Remote Grid) Updates to grid topology to minimize risk of ignition in HFTDs Remote GridWLDFRContaminationAggregated | WLDFR | HFTD - Distribution - Tier 2 - 1QU CoRE ¦ 5QU LoRE | Non-Red Flag Warning - Small Fires | Contamination | Aggregated | 2063 | 1.1012e-05 | 1601.5759 | 0.017636 | 2063 | Mitigation | 0.95 | 45 | 0 | esc | 0.00097009 | 1.0682e-08 | 0.00097009 | 1.0682e-08
[79 empty] | WLDFR | HFTD - Distribution - Tier 2 - 4QU CoRE ¦ 3QU LoRE | Red Flag Warning - Catastrophic Fires | 2064 | 9.8222e-09 | 9.8222e-09 | 21325.9188 | 384.5316 | 12862.0997 | 8079.2876 | 0 | 0 | 1.0125e-05 | 0.00020947 | 0 | 0.00020947 | 0.00020947 | 0 | 0.00020947 | 0 | 1.7088e-07 | 3.7457e-07 | 0 | 3.7457e-07 | 0 | 8.439e-05 | 0.00016878 | 0 | 0.00016878 | [12 empty] | 7.3.3.17.5 (Remote Grid) Updates to grid topology to minimize risk of ignition in HFTDs Remote GridWLDFRContaminationAggregated | WLDFR | HFTD - Distribution - Tier 2 - 1QU CoRE ¦ 5QU LoRE | Non-Red Flag Warning - Small Fires | Contamination | Aggregated | 2064 | 1.1012e-05 | 1601.5759 | 0.017636 | 2064 | Mitigation | 0.95 | 45 | 0 | esc | 0.00097009 | 1.0682e-08 | 0.00097009 | 1.0682e-08
[79 empty] | WLDFR | HFTD - Distribution - Tier 2 - 4QU CoRE ¦ 3QU LoRE | Red Flag Warning - Catastrophic Fires | 2065 | 9.8222e-09 | 9.8222e-09 | 21325.9188 | 384.5316 | 12862.0997 | 8079.2876 | 0 | 0 | 1.0125e-05 | 0.00020947 | 0 | 0.00020947 | 0.00020947 | 0 | 0.00020947 | 0 | 1.7088e-07 | 3.7457e-07 | 0 | 3.7457e-07 | 0 | 8.439e-05 | 0.00016878 | 0 | 0.00016878 | [12 empty] | 7.3.3.17.5 (Remote Grid) Updates to grid topology to minimize risk of ignition in HFTDs Remote GridWLDFRContaminationAggregated | WLDFR | HFTD - Distribution - Tier 2 - 1QU CoRE ¦ 5QU LoRE | Non-Red Flag Warning - Small Fires | Contamination | Aggregated | 2065 | 1.1012e-05 | 1601.5759 | 0.017636 | 2065 | Mitigation | 0.95 | 45 | 0 | esc | 0.00097009 | 1.0682e-08 | 0.00097009 | 1.0682e-08
[79 empty] | WLDFR | HFTD - Distribution - Tier 2 - 4QU CoRE ¦ 3QU LoRE | Red Flag Warning - Catastrophic Fires | 2066 | 9.8222e-09 | 9.8222e-09 | 21325.9188 | 384.5316 | 12862.0997 | 8079.2876 | 0 | 0 | 1.0125e-05 | 0.00020947 | 0 | 0.00020947 | 0.00020947 | 0 | 0.00020947 | 0 | 1.7768e-07 | 3.8947e-07 | 0 | 3.8947e-07 | 0 | 8.439e-05 | 0.00016878 | 0 | 0.00016878 | [12 empty] | 7.3.3.17.5 (Remote Grid) Updates to grid topology to minimize risk of ignition in HFTDs Remote GridWLDFRContaminationAggregated | WLDFR | HFTD - Distribution - Tier 2 - 1QU CoRE ¦ 5QU LoRE | Non-Red Flag Warning - Small Fires | Contamination | Aggregated | 2066 | 1.1012e-05 | 1601.5759 | 0.017636 | 2066 | Mitigation | 0.95 | 45 | 0 | esc | 0.00097009 | 1.0682e-08 | 0.00097009 | 1.0682e-08
[79 empty] | WLDFR | HFTD - Distribution - Tier 2 - 4QU CoRE ¦ 3QU LoRE | Red Flag Warning - Catastrophic Fires | 2067 | 0 | 9.8222e-09 | 21325.9188 | 384.5316 | 12862.0997 | 8079.2876 | 0 | 0 | 1.0125e-05 | 0 | 0 | 0 | 0.00020947 | 0 | 0.00020947 | 0 | 1.7768e-07 | 3.8947e-07 | 0 | 3.8947e-07 | 0 | 8.439e-05 | 0.00016878 | 0 | 0.00016878 | [12 empty] | 7.3.3.17.5 (Remote Grid) Updates to grid topology to minimize risk of ignition in HFTDs Remote GridWLDFRContaminationAggregated | WLDFR | HFTD - Distribution - Tier 2 - 1QU CoRE ¦ 5QU LoRE | Non-Red Flag Warning - Small Fires | Contamination | Aggregated | 2067 | 1.1012e-05 | 1601.5759 | 0.017636 | 2067 | Mitigation | 0.95 | 45 | 0 | esc | 0 | 0 | 0.00097009 | 1.0682e-08
[79 empty] | WLDFR | HFTD - Distribution - Tier 2 - 4QU CoRE ¦ 3QU LoRE | Red Flag Warning - Destructive Fires | 2022 | 1.5374e-09 | 0 | 8807.9522 | 222.2294 | 8585.7228 | 0 | 0 | 0 | 1.5848e-06 | 1.3542e-05 | 0 | 1.3542e-05 | 0 | 0 | 0 | 0 | 1.7768e-07 | 3.8947e-07 | 0 | 3.8947e-07 | 0 | 8.8536e-05 | 0.00017707 | 0 | 0.00017707 | [12 empty] | 7.3.3.17.5 (Remote Grid) Updates to grid topology to minimize risk of ignition in HFTDs Remote GridWLDFREquipment / facility failureAggregated | WLDFR | HFTD - Distribution - Tier 2 - 1QU CoRE ¦ 5QU LoRE | Non-Red Flag Warning - Small Fires | Equipment / facility failure | Aggregated | 2022 | 0.00050945 | 1601.5759 | 0.81592 | 2022 | Mitigation | 0.95 | 45 | 0 | esc | 0.00097009 | 4.9421e-07 | 0 | 0
[79 empty] | WLDFR | HFTD - Distribution - Tier 2 - 4QU CoRE ¦ 3QU LoRE | Red Flag Warning - Destructive Fires | 2023 | 1.5374e-09 | 1.5374e-09 | 9129.7461 | 233.2301 | 8896.516 | 0 | 0 | 0 | 1.5848e-06 | 1.4036e-05 | 0 | 1.4036e-05 | 1.4036e-05 | 0 | 1.4036e-05 | 0 | 1.7768e-07 | 3.8947e-07 | 0 | 3.8947e-07 | 0 | 8.8536e-05 | 0.00017707 | 0 | 0.00017707 | [12 empty] | 7.3.3.17.5 (Remote Grid) Updates to grid topology to minimize risk of ignition in HFTDs Remote GridWLDFREquipment / facility failureAggregated | WLDFR | HFTD - Distribution - Tier 2 - 1QU CoRE ¦ 5QU LoRE | Non-Red Flag Warning - Small Fires | Equipment / facility failure | Aggregated | 2023 | 0.00050945 | 1601.5759 | 0.81592 | 2023 | Mitigation | 0.95 | 45 | 0 | esc | 0.00097009 | 4.9421e-07 | 0.00097009 | 4.9421e-07
[79 empty] | WLDFR | HFTD - Distribution - Tier 2 - 4QU CoRE ¦ 3QU LoRE | Red Flag Warning - Destructive Fires | 2024 | 1.5374e-09 | 1.5374e-09 | 9129.7461 | 233.2301 | 8896.516 | 0 | 0 | 0 | 1.5848e-06 | 1.4036e-05 | 0 | 1.4036e-05 | 1.4036e-05 | 0 | 1.4036e-05 | 0 | 1.7768e-07 | 3.8947e-07 | 0 | 3.8947e-07 | 0 | 8.8536e-05 | 0.00017707 | 0 | 0.00017707 | [12 empty] | 7.3.3.17.5 (Remote Grid) Updates to grid topology to minimize risk of ignition in HFTDs Remote GridWLDFREquipment / facility failureAggregated | WLDFR | HFTD - Distribution - Tier 2 - 1QU CoRE ¦ 5QU LoRE | Non-Red Flag Warning - Small Fires | Equipment / facility failure | Aggregated | 2024 | 0.00050945 | 1601.5759 | 0.81592 | 2024 | Mitigation | 0.95 | 45 | 0 | esc | 0.00097009 | 4.9421e-07 | 0.00097009 | 4.9421e-07
[79 empty] | WLDFR | HFTD - Distribution - Tier 2 - 4QU CoRE ¦ 3QU LoRE | Red Flag Warning - Destructive Fires | 2025 | 1.5374e-09 | 1.5374e-09 | 9129.7461 | 233.2301 | 8896.516 | 0 | 0 | 0 | 1.5848e-06 | 1.4036e-05 | 0 | 1.4036e-05 | 1.4036e-05 | 0 | 1.4036e-05 | 0 | 1.8534e-07 | 4.0626e-07 | 0 | 4.0626e-07 | 0 | 8.8536e-05 | 0.00017707 | 0 | 0.00017707 | [12 empty] | 7.3.3.17.5 (Remote Grid) Updates to grid topology to minimize risk of ignition in HFTDs Remote GridWLDFREquipment / facility failureAggregated | WLDFR | HFTD - Distribution - Tier 2 - 1QU CoRE ¦ 5QU LoRE | Non-Red Flag Warning - Small Fires | Equipment / facility failure | Aggregated | 2025 | 0.00050945 | 1601.5759 | 0.81592 | 2025 | Mitigation | 0.95 | 45 | 0 | esc | 0.00097009 | 4.9421e-07 | 0.00097009 | 4.9421e-07
[79 empty] | WLDFR | HFTD - Distribution - Tier 2 - 4QU CoRE ¦ 3QU LoRE | Red Flag Warning - Destructive Fires | 2026 | 1.5374e-09 | 1.5374e-09 | 9129.7461 | 233.2301 | 8896.516 | 0 | 0 | 0 | 1.5848e-06 | 1.4036e-05 | 0 | 1.4036e-05 | 1.4036e-05 | 0 | 1.4036e-05 | 0 | 1.8534e-07 | 4.0626e-07 | 0 | 4.0626e-07 | 0 | 8.8536e-05 | 0.00017707 | 0 | 0.00017707 | [12 empty] | 7.3.3.17.5 (Remote Grid) Updates to grid topology to minimize risk of ignition in HFTDs Remote GridWLDFREquipment / facility failureAggregated | WLDFR | HFTD - Distribution - Tier 2 - 1QU CoRE ¦ 5QU LoRE | Non-Red Flag Warning - Small Fires | Equipment / facility failure | Aggregated | 2026 | 0.00050945 | 1601.5759 | 0.81592 | 2026 | Mitigation | 0.95 | 45 | 0 | esc | 0.00097009 | 4.9421e-07 | 0.00097009 | 4.9421e-07
[79 empty] | WLDFR | HFTD - Distribution - Tier 2 - 4QU CoRE ¦ 3QU LoRE | Red Flag Warning - Destructive Fires | 2027 | 1.5374e-09 | 1.5374e-09 | 9129.7461 | 233.2301 | 8896.516 | 0 | 0 | 0 | 1.5848e-06 | 1.4036e-05 | 0 | 1.4036e-05 | 1.4036e-05 | 0 | 1.4036e-05 | 0 | 1.8534e-07 | 4.0626e-07 | 0 | 4.0626e-07 | 0 | 9.2953e-05 | 0.00018591 | 0 | 0.00018591 | [12 empty] | 7.3.3.17.5 (Remote Grid) Updates to grid topology to minimize risk of ignition in HFTDs Remote GridWLDFREquipment / facility failureAggregated | WLDFR | HFTD - Distribution - Tier 2 - 1QU CoRE ¦ 5QU LoRE | Non-Red Flag Warning - Small Fires | Equipment / facility failure | Aggregated | 2027 | 0.00050945 | 1601.5759 | 0.81592 | 2027 | Mitigation | 0.95 | 45 | 0 | esc | 0.00097009 | 4.9421e-07 | 0.00097009 | 4.9421e-07
[79 empty] | WLDFR | HFTD - Distribution - Tier 2 - 4QU CoRE ¦ 3QU LoRE | Red Flag Warning - Destructive Fires | 2028 | 1.5374e-09 | 1.5374e-09 | 9534.9221 | 247.273 | 9287.6491 | 0 | 0 | 0 | 1.5848e-06 | 1.4659e-05 | 0 | 1.4659e-05 | 1.4659e-05 | 0 | 1.4659e-05 | 0 | 1.8534e-07 | 4.0626e-07 | 0 | 4.0626e-07 | 0 | 9.2953e-05 | 0.00018591 | 0 | 0.00018591 | [12 empty] | 7.3.3.17.5 (Remote Grid) Updates to grid topology to minimize risk of ignition in HFTDs Remote GridWLDFREquipment / facility failureAggregated | WLDFR | HFTD - Distribution - Tier 2 - 1QU CoRE ¦ 5QU LoRE | Non-Red Flag Warning - Small Fires | Equipment / facility failure | Aggregated | 2028 | 0.00050945 | 1601.5759 | 0.81592 | 2028 | Mitigation | 0.95 | 45 | 0 | esc | 0.00097009 | 4.9421e-07 | 0.00097009 | 4.9421e-07
[79 empty] | WLDFR | HFTD - Distribution - Tier 2 - 4QU CoRE ¦ 3QU LoRE | Red Flag Warning - Destructive Fires | 2029 | 1.5374e-09 | 1.5374e-09 | 9534.9221 | 247.273 | 9287.6491 | 0 | 0 | 0 | 1.5848e-06 | 1.4659e-05 | 0 | 1.4659e-05 | 1.4659e-05 | 0 | 1.4659e-05 | 0 | 1.8534e-07 | 4.0626e-07 | 0 | 4.0626e-07 | 0 | 9.2953e-05 | 0.00018591 | 0 | 0.00018591 | [12 empty] | 7.3.3.17.5 (Remote Grid) Updates to grid topology to minimize risk of ignition in HFTDs Remote GridWLDFREquipment / facility failureAggregated | WLDFR | HFTD - Distribution - Tier 2 - 1QU CoRE ¦ 5QU LoRE | Non-Red Flag Warning - Small Fires | Equipment / facility failure | Aggregated | 2029 | 0.00050945 | 1601.5759 | 0.81592 | 2029 | Mitigation | 0.95 | 45 | 0 | esc | 0.00097009 | 4.9421e-07 | 0.00097009 | 4.9421e-07
[79 empty] | WLDFR | HFTD - Distribution - Tier 2 - 4QU CoRE ¦ 3QU LoRE | Red Flag Warning - Destructive Fires | 2030 | 1.5374e-09 | 1.5374e-09 | 9534.9221 | 247.273 | 9287.6491 | 0 | 0 | 0 | 1.5848e-06 | 1.4659e-05 | 0 | 1.4659e-05 | 1.4659e-05 | 0 | 1.4659e-05 | 0 | 1.9378e-07 | 4.2477e-07 | 0 | 4.2477e-07 | 0 | 9.2953e-05 | 0.00018591 | 0 | 0.00018591 | [12 empty] | 7.3.3.17.5 (Remote Grid) Updates to grid topology to minimize risk of ignition in HFTDs Remote GridWLDFREquipment / facility failureAggregated | WLDFR | HFTD - Distribution - Tier 2 - 1QU CoRE ¦ 5QU LoRE | Non-Red Flag Warning - Small Fires | Equipment / facility failure | Aggregated | 2030 | 0.00050945 | 1601.5759 | 0.81592 | 2030 | Mitigation | 0.95 | 45 | 0 | esc | 0.00097009 | 4.9421e-07 | 0.00097009 | 4.9421e-07
[79 empty] | WLDFR | HFTD - Distribution - Tier 2 - 4QU CoRE ¦ 3QU LoRE | Red Flag Warning - Destructive Fires | 2031 | 1.5374e-09 | 1.5374e-09 | 9534.9221 | 247.273 | 9287.6491 | 0 | 0 | 0 | 1.5848e-06 | 1.4659e-05 | 0 | 1.4659e-05 | 1.4659e-05 | 0 | 1.4659e-05 | 0 | 1.9378e-07 | 4.2477e-07 | 0 | 4.2477e-07 | 0 | 9.2953e-05 | 0.00018591 | 0 | 0.00018591 | [12 empty] | 7.3.3.17.5 (Remote Grid) Updates to grid topology to minimize risk of ignition in HFTDs Remote GridWLDFREquipment / facility failureAggregated | WLDFR | HFTD - Distribution - Tier 2 - 1QU CoRE ¦ 5QU LoRE | Non-Red Flag Warning - Small Fires | Equipment / facility failure | Aggregated | 2031 | 0.00050945 | 1601.5759 | 0.81592 | 2031 | Mitigation | 0.95 | 45 | 0 | esc | 0.00097009 | 4.9421e-07 | 0.00097009 | 4.9421e-07
[79 empty] | WLDFR | HFTD - Distribution - Tier 2 - 4QU CoRE ¦ 3QU LoRE | Red Flag Warning - Destructive Fires | 2032 | 1.5374e-09 | 1.5374e-09 | 9534.9221 | 247.273 | 9287.6491 | 0 | 0 | 0 | 1.5848e-06 | 1.4659e-05 | 0 | 1.4659e-05 | 1.4659e-05 | 0 | 1.4659e-05 | 0 | 1.9378e-07 | 4.2477e-07 | 0 | 4.2477e-07 | 0 | 9.7583e-05 | 0.00019517 | 0 | 0.00019517 | [12 empty] | 7.3.3.17.5 (Remote Grid) Updates to grid topology to minimize risk of ignition in HFTDs Remote GridWLDFREquipment / facility failureAggregated | WLDFR | HFTD - Distribution - Tier 2 - 1QU CoRE ¦ 5QU LoRE | Non-Red Flag Warning - Small Fires | Equipment / facility failure | Aggregated | 2032 | 0.00050945 | 1601.5759 | 0.81592 | 2032 | Mitigation | 0.95 | 45 | 0 | esc | 0.00097009 | 4.9421e-07 | 0.00097009 | 4.9421e-07
[79 empty] | WLDFR | HFTD - Distribution - Tier 2 - 4QU CoRE ¦ 3QU LoRE | Red Flag Warning - Destructive Fires | 2033 | 1.5374e-09 | 1.5374e-09 | 9984.8474 | 263.1074 | 9721.74 | 0 | 0 | 0 | 1.5848e-06 | 1.5351e-05 | 0 | 1.5351e-05 | 1.5351e-05 | 0 | 1.5351e-05 | 0 | 1.9378e-07 | 4.2477e-07 | 0 | 4.2477e-07 | 0 | 9.7583e-05 | 0.00019517 | 0 | 0.00019517 | [12 empty] | 7.3.3.17.5 (Remote Grid) Updates to grid topology to minimize risk of ignition in HFTDs Remote GridWLDFREquipment / facility failureAggregated | WLDFR | HFTD - Distribution - Tier 2 - 1QU CoRE ¦ 5QU LoRE | Non-Red Flag Warning - Small Fires | Equipment / facility failure | Aggregated | 2033 | 0.00050945 | 1601.5759 | 0.81592 | 2033 | Mitigation | 0.95 | 45 | 0 | esc | 0.00097009 | 4.9421e-07 | 0.00097009 | 4.9421e-07
[79 empty] | WLDFR | HFTD - Distribution - Tier 2 - 4QU CoRE ¦ 3QU LoRE | Red Flag Warning - Destructive Fires | 2034 | 1.5374e-09 | 1.5374e-09 | 9984.8474 | 263.1074 | 9721.74 | 0 | 0 | 0 | 1.5848e-06 | 1.5351e-05 | 0 | 1.5351e-05 | 1.5351e-05 | 0 | 1.5351e-05 | 0 | 1.9378e-07 | 4.2477e-07 | 0 | 4.2477e-07 | 0 | 9.7583e-05 | 0.00019517 | 0 | 0.00019517 | [12 empty] | 7.3.3.17.5 (Remote Grid) Updates to grid topology to minimize risk of ignition in HFTDs Remote GridWLDFREquipment / facility failureAggregated | WLDFR | HFTD - Distribution - Tier 2 - 1QU CoRE ¦ 5QU LoRE | Non-Red Flag Warning - Small Fires | Equipment / facility failure | Aggregated | 2034 | 0.00050945 | 1601.5759 | 0.81592 | 2034 | Mitigation | 0.95 | 45 | 0 | esc | 0.00097009 | 4.9421e-07 | 0.00097009 | 4.9421e-07
[79 empty] | WLDFR | HFTD - Distribution - Tier 2 - 4QU CoRE ¦ 3QU LoRE | Red Flag Warning - Destructive Fires | 2035 | 1.5374e-09 | 1.5374e-09 | 9984.8474 | 263.1074 | 9721.74 | 0 | 0 | 0 | 1.5848e-06 | 1.5351e-05 | 0 | 1.5351e-05 | 1.5351e-05 | 0 | 1.5351e-05 | 0 | 2.0292e-07 | 4.4481e-07 | 0 | 4.4481e-07 | 0 | 9.7583e-05 | 0.00019517 | 0 | 0.00019517 | [12 empty] | 7.3.3.17.5 (Remote Grid) Updates to grid topology to minimize risk of ignition in HFTDs Remote GridWLDFREquipment / facility failureAggregated | WLDFR | HFTD - Distribution - Tier 2 - 1QU CoRE ¦ 5QU LoRE | Non-Red Flag Warning - Small Fires | Equipment / facility failure | Aggregated | 2035 | 0.00050945 | 1601.5759 | 0.81592 | 2035 | Mitigation | 0.95 | 45 | 0 | esc | 0.00097009 | 4.9421e-07 | 0.00097009 | 4.9421e-07
[79 empty] | WLDFR | HFTD - Distribution - Tier 2 - 4QU CoRE ¦ 3QU LoRE | Red Flag Warning - Destructive Fires | 2036 | 1.5374e-09 | 1.5374e-09 | 9984.8474 | 263.1074 | 9721.74 | 0 | 0 | 0 | 1.5848e-06 | 1.5351e-05 | 0 | 1.5351e-05 | 1.5351e-05 | 0 | 1.5351e-05 | 0 | 2.0292e-07 | 4.4481e-07 | 0 | 4.4481e-07 | 0 | 0 | 0.00019517 | 0 | 0.00019517 | [12 empty] | 7.3.3.17.5 (Remote Grid) Updates to grid topology to minimize risk of ignition in HFTDs Remote GridWLDFREquipment / facility failureAggregated | WLDFR | HFTD - Distribution - Tier 2 - 1QU CoRE ¦ 5QU LoRE | Non-Red Flag Warning - Small Fires | Equipment / facility failure | Aggregated | 2036 | 0.00050945 | 1601.5759 | 0.81592 | 2036 | Mitigation | 0.95 | 45 | 0 | esc | 0.00097009 | 4.9421e-07 | 0.00097009 | 4.9421e-07
[79 empty] | WLDFR | HFTD - Distribution - Tier 2 - 4QU CoRE ¦ 3QU LoRE | Red Flag Warning - Destructive Fires | 2037 | 1.5374e-09 | 1.5374e-09 | 9984.8474 | 263.1074 | 9721.74 | 0 | 0 | 0 | 1.5848e-06 | 1.5351e-05 | 0 | 1.5351e-05 | 1.5351e-05 | 0 | 1.5351e-05 | 0 | 2.0292e-07 | 4.4481e-07 | 0 | 4.4481e-07 | 0 | 0 | 0 | 0 | 0 | [12 empty] | 7.3.3.17.5 (Remote Grid) Updates to grid topology to minimize risk of ignition in HFTDs Remote GridWLDFREquipment / facility failureAggregated | WLDFR | HFTD - Distribution - Tier 2 - 1QU CoRE ¦ 5QU LoRE | Non-Red Flag Warning - Small Fires | Equipment / facility failure | Aggregated | 2037 | 0.00050945 | 1601.5759 | 0.81592 | 2037 | Mitigation | 0.95 | 45 | 0 | esc | 0.00097009 | 4.9421e-07 | 0.00097009 | 4.9421e-07
[79 empty] | WLDFR | HFTD - Distribution - Tier 2 - 4QU CoRE ¦ 3QU LoRE | Red Flag Warning - Destructive Fires | 2038 | 1.5374e-09 | 1.5374e-09 | 10472.8261 | 280.5544 | 10192.2718 | 0 | 0 | 0 | 1.5848e-06 | 1.6101e-05 | 0 | 1.6101e-05 | 1.6101e-05 | 0 | 1.6101e-05 | 0 | 2.0292e-07 | 4.4481e-07 | 0 | 4.4481e-07 | 0 | 0 | 0 | 0 | 0 | [12 empty] | 7.3.3.17.5 (Remote Grid) Updates to grid topology to minimize risk of ignition in HFTDs Remote GridWLDFREquipment / facility failureAggregated | WLDFR | HFTD - Distribution - Tier 2 - 1QU CoRE ¦ 5QU LoRE | Non-Red Flag Warning - Small Fires | Equipment / facility failure | Aggregated | 2038 | 0.00050945 | 1601.5759 | 0.81592 | 2038 | Mitigation | 0.95 | 45 | 0 | esc | 0.00097009 | 4.9421e-07 | 0.00097009 | 4.9421e-07
[79 empty] | WLDFR | HFTD - Distribution - Tier 2 - 4QU CoRE ¦ 3QU LoRE | Red Flag Warning - Destructive Fires | 2039 | 1.5374e-09 | 1.5374e-09 | 10472.8261 | 280.5544 | 10192.2718 | 0 | 0 | 0 | 1.5848e-06 | 1.6101e-05 | 0 | 1.6101e-05 | 1.6101e-05 | 0 | 1.6101e-05 | 0 | 2.0292e-07 | 4.4481e-07 | 0 | 4.4481e-07 | 0 | 9.5903e-06 | 0 | 0 | 0 | [12 empty] | 7.3.3.17.5 (Remote Grid) Updates to grid topology to minimize risk of ignition in HFTDs Remote GridWLDFREquipment / facility failureAggregated | WLDFR | HFTD - Distribution - Tier 2 - 1QU CoRE ¦ 5QU LoRE | Non-Red Flag Warning - Small Fires | Equipment / facility failure | Aggregated | 2039 | 0.00050945 | 1601.5759 | 0.81592 | 2039 | Mitigation | 0.95 | 45 | 0 | esc | 0.00097009 | 4.9421e-07 | 0.00097009 | 4.9421e-07
[79 empty] | WLDFR | HFTD - Distribution - Tier 2 - 4QU CoRE ¦ 3QU LoRE | Red Flag Warning - Destructive Fires | 2040 | 1.5374e-09 | 1.5374e-09 | 10472.8261 | 280.5544 | 10192.2718 | 0 | 0 | 0 | 1.5848e-06 | 1.6101e-05 | 0 | 1.6101e-05 | 1.6101e-05 | 0 | 1.6101e-05 | 0 | 2.1267e-07 | 4.6618e-07 | 0 | 4.6618e-07 | 0 | 9.9406e-06 | 1.9881e-05 | 0 | 1.9881e-05 | [12 empty] | 7.3.3.17.5 (Remote Grid) Updates to grid topology to minimize risk of ignition in HFTDs Remote GridWLDFREquipment / facility failureAggregated | WLDFR | HFTD - Distribution - Tier 2 - 1QU CoRE ¦ 5QU LoRE | Non-Red Flag Warning - Small Fires | Equipment / facility failure | Aggregated | 2040 | 0.00050945 | 1601.5759 | 0.81592 | 2040 | Mitigation | 0.95 | 45 | 0 | esc | 0.00097009 | 4.9421e-07 | 0.00097009 | 4.9421e-07
[79 empty] | WLDFR | HFTD - Distribution - Tier 2 - 4QU CoRE ¦ 3QU LoRE | Red Flag Warning - Destructive Fires | 2041 | 1.5374e-09 | 1.5374e-09 | 10472.8261 | 280.5544 | 10192.2718 | 0 | 0 | 0 | 1.5848e-06 | 1.6101e-05 | 0 | 1.6101e-05 | 1.6101e-05 | 0 | 1.6101e-05 | 0 | 2.1267e-07 | 4.6618e-07 | 0 | 4.6618e-07 | 0 | 9.9406e-06 | 1.9881e-05 | 0 | 1.9881e-05 | [12 empty] | 7.3.3.17.5 (Remote Grid) Updates to grid topology to minimize risk of ignition in HFTDs Remote GridWLDFREquipment / facility failureAggregated | WLDFR | HFTD - Distribution - Tier 2 - 1QU CoRE ¦ 5QU LoRE | Non-Red Flag Warning - Small Fires | Equipment / facility failure | Aggregated | 2041 | 0.00050945 | 1601.5759 | 0.81592 | 2041 | Mitigation | 0.95 | 45 | 0 | esc | 0.00097009 | 4.9421e-07 | 0.00097009 | 4.9421e-07
[79 empty] | WLDFR | HFTD - Distribution - Tier 2 - 4QU CoRE ¦ 3QU LoRE | Red Flag Warning - Destructive Fires | 2042 | 1.5374e-09 | 1.5374e-09 | 10472.8261 | 280.5544 | 10192.2718 | 0 | 0 | 0 | 1.5848e-06 | 1.6101e-05 | 0 | 1.6101e-05 | 1.6101e-05 | 0 | 1.6101e-05 | 0 | 2.1267e-07 | 4.6618e-07 | 0 | 4.6618e-07 | 0 | 9.9406e-06 | 1.9881e-05 | 0 | 1.9881e-05 | [12 empty] | 7.3.3.17.5 (Remote Grid) Updates to grid topology to minimize risk of ignition in HFTDs Remote GridWLDFREquipment / facility failureAggregated | WLDFR | HFTD - Distribution - Tier 2 - 1QU CoRE ¦ 5QU LoRE | Non-Red Flag Warning - Small Fires | Equipment / facility failure | Aggregated | 2042 | 0.00050945 | 1601.5759 | 0.81592 | 2042 | Mitigation | 0.95 | 45 | 0 | esc | 0.00097009 | 4.9421e-07 | 0.00097009 | 4.9421e-07
[79 empty] | WLDFR | HFTD - Distribution - Tier 2 - 4QU CoRE ¦ 3QU LoRE | Red Flag Warning - Destructive Fires | 2043 | 1.5374e-09 | 1.5374e-09 | 10992.1562 | 299.42 | 10692.7362 | 0 | 0 | 0 | 1.5848e-06 | 1.69e-05 | 0 | 1.69e-05 | 1.69e-05 | 0 | 1.69e-05 | 0 | 2.1267e-07 | 4.6618e-07 | 0 | 4.6618e-07 | 0 | 9.9406e-06 | 1.9881e-05 | 0 | 1.9881e-05 | [12 empty] | 7.3.3.17.5 (Remote Grid) Updates to grid topology to minimize risk of ignition in HFTDs Remote GridWLDFREquipment / facility failureAggregated | WLDFR | HFTD - Distribution - Tier 2 - 1QU CoRE ¦ 5QU LoRE | Non-Red Flag Warning - Small Fires | Equipment / facility failure | Aggregated | 2043 | 0.00050945 | 1601.5759 | 0.81592 | 2043 | Mitigation | 0.95 | 45 | 0 | esc | 0.00097009 | 4.9421e-07 | 0.00097009 | 4.9421e-07
[79 empty] | WLDFR | HFTD - Distribution - Tier 2 - 4QU CoRE ¦ 3QU LoRE | Red Flag Warning - Destructive Fires | 2044 | 1.5374e-09 | 1.5374e-09 | 10992.1562 | 299.42 | 10692.7362 | 0 | 0 | 0 | 1.5848e-06 | 1.69e-05 | 0 | 1.69e-05 | 1.69e-05 | 0 | 1.69e-05 | 0 | 2.1267e-07 | 4.6618e-07 | 0 | 4.6618e-07 | 0 | 9.9406e-06 | 1.9881e-05 | 0 | 1.9881e-05 | [12 empty] | 7.3.3.17.5 (Remote Grid) Updates to grid topology to minimize risk of ignition in HFTDs Remote GridWLDFREquipment / facility failureAggregated | WLDFR | HFTD - Distribution - Tier 2 - 1QU CoRE ¦ 5QU LoRE | Non-Red Flag Warning - Small Fires | Equipment / facility failure | Aggregated | 2044 | 0.00050945 | 1601.5759 | 0.81592 | 2044 | Mitigation | 0.95 | 45 | 0 | esc | 0.00097009 | 4.9421e-07 | 0.00097009 | 4.9421e-07
[79 empty] | WLDFR | HFTD - Distribution - Tier 2 - 4QU CoRE ¦ 3QU LoRE | Red Flag Warning - Destructive Fires | 2045 | 1.5374e-09 | 1.5374e-09 | 10992.1562 | 299.42 | 10692.7362 | 0 | 0 | 0 | 1.5848e-06 | 1.69e-05 | 0 | 1.69e-05 | 1.69e-05 | 0 | 1.69e-05 | 0 | 2.2292e-07 | 4.8864e-07 | 0 | 4.8864e-07 | 0 | 1.0382e-05 | 2.0764e-05 | 0 | 2.0764e-05 | [12 empty] | 7.3.3.17.5 (Remote Grid) Updates to grid topology to minimize risk of ignition in HFTDs Remote GridWLDFREquipment / facility failureAggregated | WLDFR | HFTD - Distribution - Tier 2 - 1QU CoRE ¦ 5QU LoRE | Non-Red Flag Warning - Small Fires | Equipment / facility failure | Aggregated | 2045 | 0.00050945 | 1601.5759 | 0.81592 | 2045 | Mitigation | 0.95 | 45 | 0 | esc | 0.00097009 | 4.9421e-07 | 0.00097009 | 4.9421e-07
[79 empty] | WLDFR | HFTD - Distribution - Tier 2 - 4QU CoRE ¦ 3QU LoRE | Red Flag Warning - Destructive Fires | 2046 | 1.5374e-09 | 1.5374e-09 | 10992.1562 | 299.42 | 10692.7362 | 0 | 0 | 0 | 1.5848e-06 | 1.69e-05 | 0 | 1.69e-05 | 1.69e-05 | 0 | 1.69e-05 | 0 | 2.2292e-07 | 4.8864e-07 | 0 | 4.8864e-07 | 0 | 1.0382e-05 | 2.0764e-05 | 0 | 2.0764e-05 | [12 empty] | 7.3.3.17.5 (Remote Grid) Updates to grid topology to minimize risk of ignition in HFTDs Remote GridWLDFREquipment / facility failureAggregated | WLDFR | HFTD - Distribution - Tier 2 - 1QU CoRE ¦ 5QU LoRE | Non-Red Flag Warning - Small Fires | Equipment / facility failure | Aggregated | 2046 | 0.00050945 | 1601.5759 | 0.81592 | 2046 | Mitigation | 0.95 | 45 | 0 | esc | 0.00097009 | 4.9421e-07 | 0.00097009 | 4.9421e-07
[79 empty] | WLDFR | HFTD - Distribution - Tier 2 - 4QU CoRE ¦ 3QU LoRE | Red Flag Warning - Destructive Fires | 2047 | 1.5374e-09 | 1.5374e-09 | 10992.1562 | 299.42 | 10692.7362 | 0 | 0 | 0 | 1.5848e-06 | 1.69e-05 | 0 | 1.69e-05 | 1.69e-05 | 0 | 1.69e-05 | 0 | 2.2292e-07 | 4.8864e-07 | 0 | 4.8864e-07 | 0 | 1.0382e-05 | 2.0764e-05 | 0 | 2.0764e-05 | [12 empty] | 7.3.3.17.5 (Remote Grid) Updates to grid topology to minimize risk of ignition in HFTDs Remote GridWLDFREquipment / facility failureAggregated | WLDFR | HFTD - Distribution - Tier 2 - 1QU CoRE ¦ 5QU LoRE | Non-Red Flag Warning - Small Fires | Equipment / facility failure | Aggregated | 2047 | 0.00050945 | 1601.5759 | 0.81592 | 2047 | Mitigation | 0.95 | 45 | 0 | esc | 0.00097009 | 4.9421e-07 | 0.00097009 | 4.9421e-07
[79 empty] | WLDFR | HFTD - Distribution - Tier 2 - 4QU CoRE ¦ 3QU LoRE | Red Flag Warning - Destructive Fires | 2048 | 1.5374e-09 | 1.5374e-09 | 11536.0538 | 319.4911 | 11216.5626 | 0 | 0 | 0 | 1.5848e-06 | 1.7736e-05 | 0 | 1.7736e-05 | 1.7736e-05 | 0 | 1.7736e-05 | 0 | 2.2292e-07 | 4.8864e-07 | 0 | 4.8864e-07 | 0 | 1.0382e-05 | 2.0764e-05 | 0 | 2.0764e-05 | [12 empty] | 7.3.3.17.5 (Remote Grid) Updates to grid topology to minimize risk of ignition in HFTDs Remote GridWLDFREquipment / facility failureAggregated | WLDFR | HFTD - Distribution - Tier 2 - 1QU CoRE ¦ 5QU LoRE | Non-Red Flag Warning - Small Fires | Equipment / facility failure | Aggregated | 2048 | 0.00050945 | 1601.5759 | 0.81592 | 2048 | Mitigation | 0.95 | 45 | 0 | esc | 0.00097009 | 4.9421e-07 | 0.00097009 | 4.9421e-07
[79 empty] | WLDFR | HFTD - Distribution - Tier 2 - 4QU CoRE ¦ 3QU LoRE | Red Flag Warning - Destructive Fires | 2049 | 1.5374e-09 | 1.5374e-09 | 11536.0538 | 319.4911 | 11216.5626 | 0 | 0 | 0 | 1.5848e-06 | 1.7736e-05 | 0 | 1.7736e-05 | 1.7736e-05 | 0 | 1.7736e-05 | 0 | 2.2292e-07 | 4.8864e-07 | 0 | 4.8864e-07 | 0 | 1.0382e-05 | 2.0764e-05 | 0 | 2.0764e-05 | [12 empty] | 7.3.3.17.5 (Remote Grid) Updates to grid topology to minimize risk of ignition in HFTDs Remote GridWLDFREquipment / facility failureAggregated | WLDFR | HFTD - Distribution - Tier 2 - 1QU CoRE ¦ 5QU LoRE | Non-Red Flag Warning - Small Fires | Equipment / facility failure | Aggregated | 2049 | 0.00050945 | 1601.5759 | 0.81592 | 2049 | Mitigation | 0.95 | 45 | 0 | esc | 0.00097009 | 4.9421e-07 | 0.00097009 | 4.9421e-07
[79 empty] | WLDFR | HFTD - Distribution - Tier 2 - 4QU CoRE ¦ 3QU LoRE | Red Flag Warning - Destructive Fires | 2050 | 1.5374e-09 | 1.5374e-09 | 11536.0538 | 319.4911 | 11216.5626 | 0 | 0 | 0 | 1.5848e-06 | 1.7736e-05 | 0 | 1.7736e-05 | 1.7736e-05 | 0 | 1.7736e-05 | 0 | 2.3356e-07 | 5.1197e-07 | 0 | 5.1197e-07 | 0 | 1.0872e-05 | 2.1743e-05 | 0 | 2.1743e-05 | [12 empty] | 7.3.3.17.5 (Remote Grid) Updates to grid topology to minimize risk of ignition in HFTDs Remote GridWLDFREquipment / facility failureAggregated | WLDFR | HFTD - Distribution - Tier 2 - 1QU CoRE ¦ 5QU LoRE | Non-Red Flag Warning - Small Fires | Equipment / facility failure | Aggregated | 2050 | 0.00050945 | 1601.5759 | 0.81592 | 2050 | Mitigation | 0.95 | 45 | 0 | esc | 0.00097009 | 4.9421e-07 | 0.00097009 | 4.9421e-07
[79 empty] | WLDFR | HFTD - Distribution - Tier 2 - 4QU CoRE ¦ 3QU LoRE | Red Flag Warning - Destructive Fires | 2051 | 1.5374e-09 | 1.5374e-09 | 11536.0538 | 319.4911 | 11216.5626 | 0 | 0 | 0 | 1.5848e-06 | 1.7736e-05 | 0 | 1.7736e-05 | 1.7736e-05 | 0 | 1.7736e-05 | 0 | 2.3356e-07 | 5.1197e-07 | 0 | 5.1197e-07 | 0 | 1.0872e-05 | 2.1743e-05 | 0 | 2.1743e-05 | [12 empty] | 7.3.3.17.5 (Remote Grid) Updates to grid topology to minimize risk of ignition in HFTDs Remote GridWLDFREquipment / facility failureAggregated | WLDFR | HFTD - Distribution - Tier 2 - 1QU CoRE ¦ 5QU LoRE | Non-Red Flag Warning - Small Fires | Equipment / facility failure | Aggregated | 2051 | 0.00050945 | 1601.5759 | 0.81592 | 2051 | Mitigation | 0.95 | 45 | 0 | esc | 0.00097009 | 4.9421e-07 | 0.00097009 | 4.9421e-07
[79 empty] | WLDFR | HFTD - Distribution - Tier 2 - 4QU CoRE ¦ 3QU LoRE | Red Flag Warning - Destructive Fires | 2052 | 1.5374e-09 | 1.5374e-09 | 11536.0538 | 319.4911 | 11216.5626 | 0 | 0 | 0 | 1.5848e-06 | 1.7736e-05 | 0 | 1.7736e-05 | 1.7736e-05 | 0 | 1.7736e-05 | 0 | 2.3356e-07 | 5.1197e-07 | 0 | 5.1197e-07 | 0 | 1.0872e-05 | 2.1743e-05 | 0 | 2.1743e-05 | [12 empty] | 7.3.3.17.5 (Remote Grid) Updates to grid topology to minimize risk of ignition in HFTDs Remote GridWLDFREquipment / facility failureAggregated | WLDFR | HFTD - Distribution - Tier 2 - 1QU CoRE ¦ 5QU LoRE | Non-Red Flag Warning - Small Fires | Equipment / facility failure | Aggregated | 2052 | 0.00050945 | 1601.5759 | 0.81592 | 2052 | Mitigation | 0.95 | 45 | 0 | esc | 0.00097009 | 4.9421e-07 | 0.00097009 | 4.9421e-07
[79 empty] | WLDFR | HFTD - Distribution - Tier 2 - 4QU CoRE ¦ 3QU LoRE | Red Flag Warning - Destructive Fires | 2053 | 1.5374e-09 | 1.5374e-09 | 12097.6769 | 340.5356 | 11757.1413 | 0 | 0 | 0 | 1.5848e-06 | 1.8599e-05 | 0 | 1.8599e-05 | 1.8599e-05 | 0 | 1.8599e-05 | 0 | 2.3356e-07 | 5.1197e-07 | 0 | 5.1197e-07 | 0 | 1.0872e-05 | 2.1743e-05 | 0 | 2.1743e-05 | [12 empty] | 7.3.3.17.5 (Remote Grid) Updates to grid topology to minimize risk of ignition in HFTDs Remote GridWLDFREquipment / facility failureAggregated | WLDFR | HFTD - Distribution - Tier 2 - 1QU CoRE ¦ 5QU LoRE | Non-Red Flag Warning - Small Fires | Equipment / facility failure | Aggregated | 2053 | 0.00050945 | 1601.5759 | 0.81592 | 2053 | Mitigation | 0.95 | 45 | 0 | esc | 0.00097009 | 4.9421e-07 | 0.00097009 | 4.9421e-07
[79 empty] | WLDFR | HFTD - Distribution - Tier 2 - 4QU CoRE ¦ 3QU LoRE | Red Flag Warning - Destructive Fires | 2054 | 1.5374e-09 | 1.5374e-09 | 12097.6769 | 340.5356 | 11757.1413 | 0 | 0 | 0 | 1.5848e-06 | 1.8599e-05 | 0 | 1.8599e-05 | 1.8599e-05 | 0 | 1.8599e-05 | 0 | 2.3356e-07 | 5.1197e-07 | 0 | 5.1197e-07 | 0 | 1.0872e-05 | 2.1743e-05 | 0 | 2.1743e-05 | [12 empty] | 7.3.3.17.5 (Remote Grid) Updates to grid topology to minimize risk of ignition in HFTDs Remote GridWLDFREquipment / facility failureAggregated | WLDFR | HFTD - Distribution - Tier 2 - 1QU CoRE ¦ 5QU LoRE | Non-Red Flag Warning - Small Fires | Equipment / facility failure | Aggregated | 2054 | 0.00050945 | 1601.5759 | 0.81592 | 2054 | Mitigation | 0.95 | 45 | 0 | esc | 0.00097009 | 4.9421e-07 | 0.00097009 | 4.9421e-07
[79 empty] | WLDFR | HFTD - Distribution - Tier 2 - 4QU CoRE ¦ 3QU LoRE | Red Flag Warning - Destructive Fires | 2055 | 1.5374e-09 | 1.5374e-09 | 12097.6769 | 340.5356 | 11757.1413 | 0 | 0 | 0 | 1.5848e-06 | 1.8599e-05 | 0 | 1.8599e-05 | 1.8599e-05 | 0 | 1.8599e-05 | 0 | 2.4448e-07 | 5.359e-07 | 0 | 5.359e-07 | 0 | 1.1403e-05 | 2.2806e-05 | 0 | 2.2806e-05 | [12 empty] | 7.3.3.17.5 (Remote Grid) Updates to grid topology to minimize risk of ignition in HFTDs Remote GridWLDFREquipment / facility failureAggregated | WLDFR | HFTD - Distribution - Tier 2 - 1QU CoRE ¦ 5QU LoRE | Non-Red Flag Warning - Small Fires | Equipment / facility failure | Aggregated | 2055 | 0.00050945 | 1601.5759 | 0.81592 | 2055 | Mitigation | 0.95 | 45 | 0 | esc | 0.00097009 | 4.9421e-07 | 0.00097009 | 4.9421e-07
[79 empty] | WLDFR | HFTD - Distribution - Tier 2 - 4QU CoRE ¦ 3QU LoRE | Red Flag Warning - Destructive Fires | 2056 | 1.5374e-09 | 1.5374e-09 | 12097.6769 | 340.5356 | 11757.1413 | 0 | 0 | 0 | 1.5848e-06 | 1.8599e-05 | 0 | 1.8599e-05 | 1.8599e-05 | 0 | 1.8599e-05 | 0 | 2.4448e-07 | 5.359e-07 | 0 | 5.359e-07 | 0 | 1.1403e-05 | 2.2806e-05 | 0 | 2.2806e-05 | [12 empty] | 7.3.3.17.5 (Remote Grid) Updates to grid topology to minimize risk of ignition in HFTDs Remote GridWLDFREquipment / facility failureAggregated | WLDFR | HFTD - Distribution - Tier 2 - 1QU CoRE ¦ 5QU LoRE | Non-Red Flag Warning - Small Fires | Equipment / facility failure | Aggregated | 2056 | 0.00050945 | 1601.5759 | 0.81592 | 2056 | Mitigation | 0.95 | 45 | 0 | esc | 0.00097009 | 4.9421e-07 | 0.00097009 | 4.9421e-07
[79 empty] | WLDFR | HFTD - Distribution - Tier 2 - 4QU CoRE ¦ 3QU LoRE | Red Flag Warning - Destructive Fires | 2057 | 1.5374e-09 | 1.5374e-09 | 12097.6769 | 340.5356 | 11757.1413 | 0 | 0 | 0 | 1.5848e-06 | 1.8599e-05 | 0 | 1.8599e-05 | 1.8599e-05 | 0 | 1.8599e-05 | 0 | 2.4448e-07 | 5.359e-07 | 0 | 5.359e-07 | 0 | 1.1403e-05 | 2.2806e-05 | 0 | 2.2806e-05 | [12 empty] | 7.3.3.17.5 (Remote Grid) Updates to grid topology to minimize risk of ignition in HFTDs Remote GridWLDFREquipment / facility failureAggregated | WLDFR | HFTD - Distribution - Tier 2 - 1QU CoRE ¦ 5QU LoRE | Non-Red Flag Warning - Small Fires | Equipment / facility failure | Aggregated | 2057 | 0.00050945 | 1601.5759 | 0.81592 | 2057 | Mitigation | 0.95 | 45 | 0 | esc | 0.00097009 | 4.9421e-07 | 0.00097009 | 4.9421e-07
[79 empty] | WLDFR | HFTD - Distribution - Tier 2 - 4QU CoRE ¦ 3QU LoRE | Red Flag Warning - Destructive Fires | 2058 | 1.5374e-09 | 1.5374e-09 | 12670.1796 | 362.3049 | 12307.8747 | 0 | 0 | 0 | 1.5848e-06 | 1.9479e-05 | 0 | 1.9479e-05 | 1.9479e-05 | 0 | 1.9479e-05 | 0 | 2.4448e-07 | 5.359e-07 | 0 | 5.359e-07 | 0 | 1.1403e-05 | 2.2806e-05 | 0 | 2.2806e-05 | [12 empty] | 7.3.3.17.5 (Remote Grid) Updates to grid topology to minimize risk of ignition in HFTDs Remote GridWLDFREquipment / facility failureAggregated | WLDFR | HFTD - Distribution - Tier 2 - 1QU CoRE ¦ 5QU LoRE | Non-Red Flag Warning - Small Fires | Equipment / facility failure | Aggregated | 2058 | 0.00050945 | 1601.5759 | 0.81592 | 2058 | Mitigation | 0.95 | 45 | 0 | esc | 0.00097009 | 4.9421e-07 | 0.00097009 | 4.9421e-07
[79 empty] | WLDFR | HFTD - Distribution - Tier 2 - 4QU CoRE ¦ 3QU LoRE | Red Flag Warning - Destructive Fires | 2059 | 1.5374e-09 | 1.5374e-09 | 12670.1796 | 362.3049 | 12307.8747 | 0 | 0 | 0 | 1.5848e-06 | 1.9479e-05 | 0 | 1.9479e-05 | 1.9479e-05 | 0 | 1.9479e-05 | 0 | 2.4448e-07 | 5.359e-07 | 0 | 5.359e-07 | 0 | 1.1403e-05 | 2.2806e-05 | 0 | 2.2806e-05 | [12 empty] | 7.3.3.17.5 (Remote Grid) Updates to grid topology to minimize risk of ignition in HFTDs Remote GridWLDFREquipment / facility failureAggregated | WLDFR | HFTD - Distribution - Tier 2 - 1QU CoRE ¦ 5QU LoRE | Non-Red Flag Warning - Small Fires | Equipment / facility failure | Aggregated | 2059 | 0.00050945 | 1601.5759 | 0.81592 | 2059 | Mitigation | 0.95 | 45 | 0 | esc | 0.00097009 | 4.9421e-07 | 0.00097009 | 4.9421e-07
[79 empty] | WLDFR | HFTD - Distribution - Tier 2 - 4QU CoRE ¦ 3QU LoRE | Red Flag Warning - Destructive Fires | 2060 | 1.5374e-09 | 1.5374e-09 | 12670.1796 | 362.3049 | 12307.8747 | 0 | 0 | 0 | 1.5848e-06 | 1.9479e-05 | 0 | 1.9479e-05 | 1.9479e-05 | 0 | 1.9479e-05 | 0 | 2.5553e-07 | 5.6013e-07 | 0 | 5.6013e-07 | 0 | 1.1968e-05 | 2.3937e-05 | 0 | 2.3937e-05 | [12 empty] | 7.3.3.17.5 (Remote Grid) Updates to grid topology to minimize risk of ignition in HFTDs Remote GridWLDFREquipment / facility failureAggregated | WLDFR | HFTD - Distribution - Tier 2 - 1QU CoRE ¦ 5QU LoRE | Non-Red Flag Warning - Small Fires | Equipment / facility failure | Aggregated | 2060 | 0.00050945 | 1601.5759 | 0.81592 | 2060 | Mitigation | 0.95 | 45 | 0 | esc | 0.00097009 | 4.9421e-07 | 0.00097009 | 4.9421e-07
[79 empty] | WLDFR | HFTD - Distribution - Tier 2 - 4QU CoRE ¦ 3QU LoRE | Red Flag Warning - Destructive Fires | 2061 | 1.5374e-09 | 1.5374e-09 | 12670.1796 | 362.3049 | 12307.8747 | 0 | 0 | 0 | 1.5848e-06 | 1.9479e-05 | 0 | 1.9479e-05 | 1.9479e-05 | 0 | 1.9479e-05 | 0 | 2.5553e-07 | 5.6013e-07 | 0 | 5.6013e-07 | 0 | 1.1968e-05 | 2.3937e-05 | 0 | 2.3937e-05 | [12 empty] | 7.3.3.17.5 (Remote Grid) Updates to grid topology to minimize risk of ignition in HFTDs Remote GridWLDFREquipment / facility failureAggregated | WLDFR | HFTD - Distribution - Tier 2 - 1QU CoRE ¦ 5QU LoRE | Non-Red Flag Warning - Small Fires | Equipment / facility failure | Aggregated | 2061 | 0.00050945 | 1601.5759 | 0.81592 | 2061 | Mitigation | 0.95 | 45 | 0 | esc | 0.00097009 | 4.9421e-07 | 0.00097009 | 4.9421e-07
[79 empty] | WLDFR | HFTD - Distribution - Tier 2 - 4QU CoRE ¦ 3QU LoRE | Red Flag Warning - Destructive Fires | 2062 | 1.5374e-09 | 1.5374e-09 | 12670.1796 | 362.3049 | 12307.8747 | 0 | 0 | 0 | 1.5848e-06 | 1.9479e-05 | 0 | 1.9479e-05 | 1.9479e-05 | 0 | 1.9479e-05 | 0 | 2.5553e-07 | 5.6013e-07 | 0 | 5.6013e-07 | 0 | 1.1968e-05 | 2.3937e-05 | 0 | 2.3937e-05 | [12 empty] | 7.3.3.17.5 (Remote Grid) Updates to grid topology to minimize risk of ignition in HFTDs Remote GridWLDFREquipment / facility failureAggregated | WLDFR | HFTD - Distribution - Tier 2 - 1QU CoRE ¦ 5QU LoRE | Non-Red Flag Warning - Small Fires | Equipment / facility failure | Aggregated | 2062 | 0.00050945 | 1601.5759 | 0.81592 | 2062 | Mitigation | 0.95 | 45 | 0 | esc | 0.00097009 | 4.9421e-07 | 0.00097009 | 4.9421e-07
[79 empty] | WLDFR | HFTD - Distribution - Tier 2 - 4QU CoRE ¦ 3QU LoRE | Red Flag Warning - Destructive Fires | 2063 | 1.5374e-09 | 1.5374e-09 | 13246.6313 | 384.5316 | 12862.0997 | 0 | 0 | 0 | 1.5848e-06 | 2.0366e-05 | 0 | 2.0366e-05 | 2.0366e-05 | 0 | 2.0366e-05 | 0 | 0 | 5.6013e-07 | 0 | 5.6013e-07 | 0 | 1.1968e-05 | 2.3937e-05 | 0 | 2.3937e-05 | [12 empty] | 7.3.3.17.5 (Remote Grid) Updates to grid topology to minimize risk of ignition in HFTDs Remote GridWLDFREquipment / facility failureAggregated | WLDFR | HFTD - Distribution - Tier 2 - 1QU CoRE ¦ 5QU LoRE | Non-Red Flag Warning - Small Fires | Equipment / facility failure | Aggregated | 2063 | 0.00050945 | 1601.5759 | 0.81592 | 2063 | Mitigation | 0.95 | 45 | 0 | esc | 0.00097009 | 4.9421e-07 | 0.00097009 | 4.9421e-07
[79 empty] | WLDFR | HFTD - Distribution - Tier 2 - 4QU CoRE ¦ 3QU LoRE | Red Flag Warning - Destructive Fires | 2064 | 1.5374e-09 | 1.5374e-09 | 13246.6313 | 384.5316 | 12862.0997 | 0 | 0 | 0 | 1.5848e-06 | 2.0366e-05 | 0 | 2.0366e-05 | 2.0366e-05 | 0 | 2.0366e-05 | 0 | 0 | 0 | 0 | 0 | 0 | 1.1968e-05 | 2.3937e-05 | 0 | 2.3937e-05 | [12 empty] | 7.3.3.17.5 (Remote Grid) Updates to grid topology to minimize risk of ignition in HFTDs Remote GridWLDFREquipment / facility failureAggregated | WLDFR | HFTD - Distribution - Tier 2 - 1QU CoRE ¦ 5QU LoRE | Non-Red Flag Warning - Small Fires | Equipment / facility failure | Aggregated | 2064 | 0.00050945 | 1601.5759 | 0.81592 | 2064 | Mitigation | 0.95 | 45 | 0 | esc | 0.00097009 | 4.9421e-07 | 0.00097009 | 4.9421e-07
[79 empty] | WLDFR | HFTD - Distribution - Tier 2 - 4QU CoRE ¦ 3QU LoRE | Red Flag Warning - Destructive Fires | 2065 | 1.5374e-09 | 1.5374e-09 | 13246.6313 | 384.5316 | 12862.0997 | 0 | 0 | 0 | 1.5848e-06 | 2.0366e-05 | 0 | 2.0366e-05 | 2.0366e-05 | 0 | 2.0366e-05 | 0 | 1.3986e-05 | 0 | 0 | 0 | 0 | 1.2561e-05 | 2.5121e-05 | 0 | 2.5121e-05 | [12 empty] | 7.3.3.17.5 (Remote Grid) Updates to grid topology to minimize risk of ignition in HFTDs Remote GridWLDFREquipment / facility failureAggregated | WLDFR | HFTD - Distribution - Tier 2 - 1QU CoRE ¦ 5QU LoRE | Non-Red Flag Warning - Small Fires | Equipment / facility failure | Aggregated | 2065 | 0.00050945 | 1601.5759 | 0.81592 | 2065 | Mitigation | 0.95 | 45 | 0 | esc | 0.00097009 | 4.9421e-07 | 0.00097009 | 4.9421e-07
[79 empty] | WLDFR | HFTD - Distribution - Tier 2 - 4QU CoRE ¦ 3QU LoRE | Red Flag Warning - Destructive Fires | 2066 | 1.5374e-09 | 1.5374e-09 | 13246.6313 | 384.5316 | 12862.0997 | 0 | 0 | 0 | 1.5848e-06 | 2.0366e-05 | 0 | 2.0366e-05 | 2.0366e-05 | 0 | 2.0366e-05 | 0 | 1.4499e-05 | 3.1781e-05 | 0 | 3.1781e-05 | 0 | 1.2561e-05 | 2.5121e-05 | 0 | 2.5121e-05 | [12 empty] | 7.3.3.17.5 (Remote Grid) Updates to grid topology to minimize risk of ignition in HFTDs Remote GridWLDFREquipment / facility failureAggregated | WLDFR | HFTD - Distribution - Tier 2 - 1QU CoRE ¦ 5QU LoRE | Non-Red Flag Warning - Small Fires | Equipment / facility failure | Aggregated | 2066 | 0.00050945 | 1601.5759 | 0.81592 | 2066 | Mitigation | 0.95 | 45 | 0 | esc | 0.00097009 | 4.9421e-07 | 0.00097009 | 4.9421e-07
[79 empty] | WLDFR | HFTD - Distribution - Tier 2 - 4QU CoRE ¦ 3QU LoRE | Red Flag Warning - Destructive Fires | 2067 | 0 | 1.5374e-09 | 13246.6313 | 384.5316 | 12862.0997 | 0 | 0 | 0 | 1.5848e-06 | 0 | 0 | 0 | 2.0366e-05 | 0 | 2.0366e-05 | 0 | 1.4499e-05 | 3.1781e-05 | 0 | 3.1781e-05 | 0 | 1.2561e-05 | 2.5121e-05 | 0 | 2.5121e-05 | [12 empty] | 7.3.3.17.5 (Remote Grid) Updates to grid topology to minimize risk of ignition in HFTDs Remote GridWLDFREquipment / facility failureAggregated | WLDFR | HFTD - Distribution - Tier 2 - 1QU CoRE ¦ 5QU LoRE | Non-Red Flag Warning - Small Fires | Equipment / facility failure | Aggregated | 2067 | 0.00050945 | 1601.5759 | 0.81592 | 2067 | Mitigation | 0.95 | 45 | 0 | esc | 0 | 0 | 0.00097009 | 4.9421e-07
[79 empty] | WLDFR | HFTD - Distribution - Tier 2 - 4QU CoRE ¦ 3QU LoRE | Red Flag Warning - Large Fires | 2022 | 2.3379e-08 | 0 | 5.2406 | 0.69642 | 2.942 | 1.6022 | 0 | 0 | 2.41e-05 | 1.2252e-07 | 0 | 1.2252e-07 | 0 | 0 | 0 | 0 | 1.4499e-05 | 3.1781e-05 | 0 | 3.1781e-05 | 0 | 1.2561e-05 | 2.5121e-05 | 0 | 2.5121e-05 | [12 empty] | 7.3.3.17.5 (Remote Grid) Updates to grid topology to minimize risk of ignition in HFTDs Remote GridWLDFRVegetation ContactAggregated | WLDFR | HFTD - Distribution - Tier 2 - 1QU CoRE ¦ 5QU LoRE | Non-Red Flag Warning - Small Fires | Vegetation Contact | Aggregated | 2022 | 0.00080256 | 1601.5759 | 1.2854 | 2022 | Mitigation | 0.95 | 45 | 0 | esc | 0.00097009 | 7.7855e-07 | 0 | 0
[79 empty] | WLDFR | HFTD - Distribution - Tier 2 - 4QU CoRE ¦ 3QU LoRE | Red Flag Warning - Large Fires | 2023 | 2.3379e-08 | 2.3379e-08 | 5.475 | 0.71896 | 3.0715 | 1.6846 | 0 | 0 | 2.41e-05 | 1.28e-07 | 0 | 1.28e-07 | 1.28e-07 | 0 | 1.28e-07 | 0 | 1.4499e-05 | 3.1781e-05 | 0 | 3.1781e-05 | 0 | 0 | 2.5121e-05 | 0 | 2.5121e-05 | [12 empty] | 7.3.3.17.5 (Remote Grid) Updates to grid topology to minimize risk of ignition in HFTDs Remote GridWLDFRVegetation ContactAggregated | WLDFR | HFTD - Distribution - Tier 2 - 1QU CoRE ¦ 5QU LoRE | Non-Red Flag Warning - Small Fires | Vegetation Contact | Aggregated | 2023 | 0.00080256 | 1601.5759 | 1.2854 | 2023 | Mitigation | 0.95 | 45 | 0 | esc | 0.00097009 | 7.7855e-07 | 0.00097009 | 7.7855e-07
[79 empty] | WLDFR | HFTD - Distribution - Tier 2 - 4QU CoRE ¦ 3QU LoRE | Red Flag Warning - Large Fires | 2024 | 2.3379e-08 | 2.3379e-08 | 5.475 | 0.71896 | 3.0715 | 1.6846 | 0 | 0 | 2.41e-05 | 1.28e-07 | 0 | 1.28e-07 | 1.28e-07 | 0 | 1.28e-07 | 0 | 1.4499e-05 | 3.1781e-05 | 0 | 3.1781e-05 | 0 | 0 | 0 | 0 | 0 | [12 empty] | 7.3.3.17.5 (Remote Grid) Updates to grid topology to minimize risk of ignition in HFTDs Remote GridWLDFRVegetation ContactAggregated | WLDFR | HFTD - Distribution - Tier 2 - 1QU CoRE ¦ 5QU LoRE | Non-Red Flag Warning - Small Fires | Vegetation Contact | Aggregated | 2024 | 0.00080256 | 1601.5759 | 1.2854 | 2024 | Mitigation | 0.95 | 45 | 0 | esc | 0.00097009 | 7.7855e-07 | 0.00097009 | 7.7855e-07
[79 empty] | WLDFR | HFTD - Distribution - Tier 2 - 4QU CoRE ¦ 3QU LoRE | Red Flag Warning - Large Fires | 2025 | 2.3379e-08 | 2.3379e-08 | 5.475 | 0.71896 | 3.0715 | 1.6846 | 0 | 0 | 2.41e-05 | 1.28e-07 | 0 | 1.28e-07 | 1.28e-07 | 0 | 1.28e-07 | 0 | 1.5145e-05 | 3.3197e-05 | 0 | 3.3197e-05 | 0 | 0 | 0 | 0 | 0 | [12 empty] | 7.3.3.17.5 (Remote Grid) Updates to grid topology to minimize risk of ignition in HFTDs Remote GridWLDFRVegetation ContactAggregated | WLDFR | HFTD - Distribution - Tier 2 - 1QU CoRE ¦ 5QU LoRE | Non-Red Flag Warning - Small Fires | Vegetation Contact | Aggregated | 2025 | 0.00080256 | 1601.5759 | 1.2854 | 2025 | Mitigation | 0.95 | 45 | 0 | esc | 0.00097009 | 7.7855e-07 | 0.00097009 | 7.7855e-07
[79 empty] | WLDFR | HFTD - Distribution - Tier 2 - 4QU CoRE ¦ 3QU LoRE | Red Flag Warning - Large Fires | 2026 | 2.3379e-08 | 2.3379e-08 | 5.475 | 0.71896 | 3.0715 | 1.6846 | 0 | 0 | 2.41e-05 | 1.28e-07 | 0 | 1.28e-07 | 1.28e-07 | 0 | 1.28e-07 | 0 | 1.5145e-05 | 3.3197e-05 | 0 | 3.3197e-05 | 0 | 6.5649e-07 | 0 | 0 | 0 | [12 empty] | 7.3.3.17.5 (Remote Grid) Updates to grid topology to minimize risk of ignition in HFTDs Remote GridWLDFRVegetation ContactAggregated | WLDFR | HFTD - Distribution - Tier 2 - 1QU CoRE ¦ 5QU LoRE | Non-Red Flag Warning - Small Fires | Vegetation Contact | Aggregated | 2026 | 0.00080256 | 1601.5759 | 1.2854 | 2026 | Mitigation | 0.95 | 45 | 0 | esc | 0.00097009 | 7.7855e-07 | 0.00097009 | 7.7855e-07
[79 empty] | WLDFR | HFTD - Distribution - Tier 2 - 4QU CoRE ¦ 3QU LoRE | Red Flag Warning - Large Fires | 2027 | 2.3379e-08 | 2.3379e-08 | 5.475 | 0.71896 | 3.0715 | 1.6846 | 0 | 0 | 2.41e-05 | 1.28e-07 | 0 | 1.28e-07 | 1.28e-07 | 0 | 1.28e-07 | 0 | 1.5145e-05 | 3.3197e-05 | 0 | 3.3197e-05 | 0 | 6.8586e-07 | 1.3717e-06 | 0 | 1.3717e-06 | [12 empty] | 7.3.3.17.5 (Remote Grid) Updates to grid topology to minimize risk of ignition in HFTDs Remote GridWLDFRVegetation ContactAggregated | WLDFR | HFTD - Distribution - Tier 2 - 1QU CoRE ¦ 5QU LoRE | Non-Red Flag Warning - Small Fires | Vegetation Contact | Aggregated | 2027 | 0.00080256 | 1601.5759 | 1.2854 | 2027 | Mitigation | 0.95 | 45 | 0 | esc | 0.00097009 | 7.7855e-07 | 0.00097009 | 7.7855e-07
[79 empty] | WLDFR | HFTD - Distribution - Tier 2 - 4QU CoRE ¦ 3QU LoRE | Red Flag Warning - Large Fires | 2028 | 2.3379e-08 | 2.3379e-08 | 5.777 | 0.74734 | 3.238 | 1.7917 | 0 | 0 | 2.41e-05 | 1.3506e-07 | 0 | 1.3506e-07 | 1.3506e-07 | 0 | 1.3506e-07 | 0 | 1.5145e-05 | 3.3197e-05 | 0 | 3.3197e-05 | 0 | 6.8586e-07 | 1.3717e-06 | 0 | 1.3717e-06 | [12 empty] | 7.3.3.17.5 (Remote Grid) Updates to grid topology to minimize risk of ignition in HFTDs Remote GridWLDFRVegetation ContactAggregated | WLDFR | HFTD - Distribution - Tier 2 - 1QU CoRE ¦ 5QU LoRE | Non-Red Flag Warning - Small Fires | Vegetation Contact | Aggregated | 2028 | 0.00080256 | 1601.5759 | 1.2854 | 2028 | Mitigation | 0.95 | 45 | 0 | esc | 0.00097009 | 7.7855e-07 | 0.00097009 | 7.7855e-07
[79 empty] | WLDFR | HFTD - Distribution - Tier 2 - 4QU CoRE ¦ 3QU LoRE | Red Flag Warning - Large Fires | 2029 | 2.3379e-08 | 2.3379e-08 | 5.777 | 0.74734 | 3.238 | 1.7917 | 0 | 0 | 2.41e-05 | 1.3506e-07 | 0 | 1.3506e-07 | 1.3506e-07 | 0 | 1.3506e-07 | 0 | 1.5145e-05 | 3.3197e-05 | 0 | 3.3197e-05 | 0 | 6.8586e-07 | 1.3717e-06 | 0 | 1.3717e-06 | [12 empty] | 7.3.3.17.5 (Remote Grid) Updates to grid topology to minimize risk of ignition in HFTDs Remote GridWLDFRVegetation ContactAggregated | WLDFR | HFTD - Distribution - Tier 2 - 1QU CoRE ¦ 5QU LoRE | Non-Red Flag Warning - Small Fires | Vegetation Contact | Aggregated | 2029 | 0.00080256 | 1601.5759 | 1.2854 | 2029 | Mitigation | 0.95 | 45 | 0 | esc | 0.00097009 | 7.7855e-07 | 0.00097009 | 7.7855e-07
[79 empty] | WLDFR | HFTD - Distribution - Tier 2 - 4QU CoRE ¦ 3QU LoRE | Red Flag Warning - Large Fires | 2030 | 2.3379e-08 | 2.3379e-08 | 5.777 | 0.74734 | 3.238 | 1.7917 | 0 | 0 | 2.41e-05 | 1.3506e-07 | 0 | 1.3506e-07 | 1.3506e-07 | 0 | 1.3506e-07 | 0 | 1.5862e-05 | 3.4771e-05 | 0 | 3.4771e-05 | 0 | 6.8586e-07 | 1.3717e-06 | 0 | 1.3717e-06 | [12 empty] | 7.3.3.17.5 (Remote Grid) Updates to grid topology to minimize risk of ignition in HFTDs Remote GridWLDFRVegetation ContactAggregated | WLDFR | HFTD - Distribution - Tier 2 - 1QU CoRE ¦ 5QU LoRE | Non-Red Flag Warning - Small Fires | Vegetation Contact | Aggregated | 2030 | 0.00080256 | 1601.5759 | 1.2854 | 2030 | Mitigation | 0.95 | 45 | 0 | esc | 0.00097009 | 7.7855e-07 | 0.00097009 | 7.7855e-07
[79 empty] | WLDFR | HFTD - Distribution - Tier 2 - 4QU CoRE ¦ 3QU LoRE | Red Flag Warning - Large Fires | 2031 | 2.3379e-08 | 2.3379e-08 | 5.777 | 0.74734 | 3.238 | 1.7917 | 0 | 0 | 2.41e-05 | 1.3506e-07 | 0 | 1.3506e-07 | 1.3506e-07 | 0 | 1.3506e-07 | 0 | 1.5862e-05 | 3.4771e-05 | 0 | 3.4771e-05 | 0 | 6.8586e-07 | 1.3717e-06 | 0 | 1.3717e-06 | [12 empty] | 7.3.3.17.5 (Remote Grid) Updates to grid topology to minimize risk of ignition in HFTDs Remote GridWLDFRVegetation ContactAggregated | WLDFR | HFTD - Distribution - Tier 2 - 1QU CoRE ¦ 5QU LoRE | Non-Red Flag Warning - Small Fires | Vegetation Contact | Aggregated | 2031 | 0.00080256 | 1601.5759 | 1.2854 | 2031 | Mitigation | 0.95 | 45 | 0 | esc | 0.00097009 | 7.7855e-07 | 0.00097009 | 7.7855e-07
[79 empty] | WLDFR | HFTD - Distribution - Tier 2 - 4QU CoRE ¦ 3QU LoRE | Red Flag Warning - Large Fires | 2032 | 2.3379e-08 | 2.3379e-08 | 5.777 | 0.74734 | 3.238 | 1.7917 | 0 | 0 | 2.41e-05 | 1.3506e-07 | 0 | 1.3506e-07 | 1.3506e-07 | 0 | 1.3506e-07 | 0 | 1.5862e-05 | 3.4771e-05 | 0 | 3.4771e-05 | 0 | 7.2369e-07 | 1.4474e-06 | 0 | 1.4474e-06 | [12 empty] | 7.3.3.17.5 (Remote Grid) Updates to grid topology to minimize risk of ignition in HFTDs Remote GridWLDFRVegetation ContactAggregated | WLDFR | HFTD - Distribution - Tier 2 - 1QU CoRE ¦ 5QU LoRE | Non-Red Flag Warning - Small Fires | Vegetation Contact | Aggregated | 2032 | 0.00080256 | 1601.5759 | 1.2854 | 2032 | Mitigation | 0.95 | 45 | 0 | esc | 0.00097009 | 7.7855e-07 | 0.00097009 | 7.7855e-07
[79 empty] | WLDFR | HFTD - Distribution - Tier 2 - 4QU CoRE ¦ 3QU LoRE | Red Flag Warning - Large Fires | 2033 | 2.3379e-08 | 2.3379e-08 | 6.1205 | 0.77885 | 3.4265 | 1.9151 | 0 | 0 | 2.41e-05 | 1.4309e-07 | 0 | 1.4309e-07 | 1.4309e-07 | 0 | 1.4309e-07 | 0 | 1.5862e-05 | 3.4771e-05 | 0 | 3.4771e-05 | 0 | 7.2369e-07 | 1.4474e-06 | 0 | 1.4474e-06 | [12 empty] | 7.3.3.17.5 (Remote Grid) Updates to grid topology to minimize risk of ignition in HFTDs Remote GridWLDFRVegetation ContactAggregated | WLDFR | HFTD - Distribution - Tier 2 - 1QU CoRE ¦ 5QU LoRE | Non-Red Flag Warning - Small Fires | Vegetation Contact | Aggregated | 2033 | 0.00080256 | 1601.5759 | 1.2854 | 2033 | Mitigation | 0.95 | 45 | 0 | esc | 0.00097009 | 7.7855e-07 | 0.00097009 | 7.7855e-07
[79 empty] | WLDFR | HFTD - Distribution - Tier 2 - 4QU CoRE ¦ 3QU LoRE | Red Flag Warning - Large Fires | 2034 | 2.3379e-08 | 2.3379e-08 | 6.1205 | 0.77885 | 3.4265 | 1.9151 | 0 | 0 | 2.41e-05 | 1.4309e-07 | 0 | 1.4309e-07 | 1.4309e-07 | 0 | 1.4309e-07 | 0 | 1.5862e-05 | 3.4771e-05 | 0 | 3.4771e-05 | 0 | 7.2369e-07 | 1.4474e-06 | 0 | 1.4474e-06 | [12 empty] | 7.3.3.17.5 (Remote Grid) Updates to grid topology to minimize risk of ignition in HFTDs Remote GridWLDFRVegetation ContactAggregated | WLDFR | HFTD - Distribution - Tier 2 - 1QU CoRE ¦ 5QU LoRE | Non-Red Flag Warning - Small Fires | Vegetation Contact | Aggregated | 2034 | 0.00080256 | 1601.5759 | 1.2854 | 2034 | Mitigation | 0.95 | 45 | 0 | esc | 0.00097009 | 7.7855e-07 | 0.00097009 | 7.7855e-07
[79 empty] | WLDFR | HFTD - Distribution - Tier 2 - 4QU CoRE ¦ 3QU LoRE | Red Flag Warning - Large Fires | 2035 | 2.3379e-08 | 2.3379e-08 | 6.1205 | 0.77885 | 3.4265 | 1.9151 | 0 | 0 | 2.41e-05 | 1.4309e-07 | 0 | 1.4309e-07 | 1.4309e-07 | 0 | 1.4309e-07 | 0 | 1.6642e-05 | 3.6479e-05 | 0 | 3.6479e-05 | 0 | 7.2369e-07 | 1.4474e-06 | 0 | 1.4474e-06 | [12 empty] | 7.3.3.17.5 (Remote Grid) Updates to grid topology to minimize risk of ignition in HFTDs Remote GridWLDFRVegetation ContactAggregated | WLDFR | HFTD - Distribution - Tier 2 - 1QU CoRE ¦ 5QU LoRE | Non-Red Flag Warning - Small Fires | Vegetation Contact | Aggregated | 2035 | 0.00080256 | 1601.5759 | 1.2854 | 2035 | Mitigation | 0.95 | 45 | 0 | esc | 0.00097009 | 7.7855e-07 | 0.00097009 | 7.7855e-07
[79 empty] | WLDFR | HFTD - Distribution - Tier 2 - 4QU CoRE ¦ 3QU LoRE | Red Flag Warning - Large Fires | 2036 | 2.3379e-08 | 2.3379e-08 | 6.1205 | 0.77885 | 3.4265 | 1.9151 | 0 | 0 | 2.41e-05 | 1.4309e-07 | 0 | 1.4309e-07 | 1.4309e-07 | 0 | 1.4309e-07 | 0 | 1.6642e-05 | 3.6479e-05 | 0 | 3.6479e-05 | 0 | 7.2369e-07 | 1.4474e-06 | 0 | 1.4474e-06 | [12 empty] | 7.3.3.17.5 (Remote Grid) Updates to grid topology to minimize risk of ignition in HFTDs Remote GridWLDFRVegetation ContactAggregated | WLDFR | HFTD - Distribution - Tier 2 - 1QU CoRE ¦ 5QU LoRE | Non-Red Flag Warning - Small Fires | Vegetation Contact | Aggregated | 2036 | 0.00080256 | 1601.5759 | 1.2854 | 2036 | Mitigation | 0.95 | 45 | 0 | esc | 0.00097009 | 7.7855e-07 | 0.00097009 | 7.7855e-07
[79 empty] | WLDFR | HFTD - Distribution - Tier 2 - 4QU CoRE ¦ 3QU LoRE | Red Flag Warning - Large Fires | 2037 | 2.3379e-08 | 2.3379e-08 | 6.1205 | 0.77885 | 3.4265 | 1.9151 | 0 | 0 | 2.41e-05 | 1.4309e-07 | 0 | 1.4309e-07 | 1.4309e-07 | 0 | 1.4309e-07 | 0 | 1.6642e-05 | 3.6479e-05 | 0 | 3.6479e-05 | 0 | 7.6672e-07 | 1.5334e-06 | 0 | 1.5334e-06 | [12 empty] | 7.3.3.17.5 (Remote Grid) Updates to grid topology to minimize risk of ignition in HFTDs Remote GridWLDFRVegetation ContactAggregated | WLDFR | HFTD - Distribution - Tier 2 - 1QU CoRE ¦ 5QU LoRE | Non-Red Flag Warning - Small Fires | Vegetation Contact | Aggregated | 2037 | 0.00080256 | 1601.5759 | 1.2854 | 2037 | Mitigation | 0.95 | 45 | 0 | esc | 0.00097009 | 7.7855e-07 | 0.00097009 | 7.7855e-07
[79 empty] | WLDFR | HFTD - Distribution - Tier 2 - 4QU CoRE ¦ 3QU LoRE | Red Flag Warning - Large Fires | 2038 | 2.3379e-08 | 2.3379e-08 | 6.5028 | 0.81304 | 3.6355 | 2.0543 | 0 | 0 | 2.41e-05 | 1.5203e-07 | 0 | 1.5203e-07 | 1.5203e-07 | 0 | 1.5203e-07 | 0 | 1.6642e-05 | 3.6479e-05 | 0 | 3.6479e-05 | 0 | 7.6672e-07 | 1.5334e-06 | 0 | 1.5334e-06 | [12 empty] | 7.3.3.17.5 (Remote Grid) Updates to grid topology to minimize risk of ignition in HFTDs Remote GridWLDFRVegetation ContactAggregated | WLDFR | HFTD - Distribution - Tier 2 - 1QU CoRE ¦ 5QU LoRE | Non-Red Flag Warning - Small Fires | Vegetation Contact | Aggregated | 2038 | 0.00080256 | 1601.5759 | 1.2854 | 2038 | Mitigation | 0.95 | 45 | 0 | esc | 0.00097009 | 7.7855e-07 | 0.00097009 | 7.7855e-07
[79 empty] | WLDFR | HFTD - Distribution - Tier 2 - 4QU CoRE ¦ 3QU LoRE | Red Flag Warning - Large Fires | 2039 | 2.3379e-08 | 2.3379e-08 | 6.5028 | 0.81304 | 3.6355 | 2.0543 | 0 | 0 | 2.41e-05 | 1.5203e-07 | 0 | 1.5203e-07 | 1.5203e-07 | 0 | 1.5203e-07 | 0 | 1.6642e-05 | 3.6479e-05 | 0 | 3.6479e-05 | 0 | 7.6672e-07 | 1.5334e-06 | 0 | 1.5334e-06 | [12 empty] | 7.3.3.17.5 (Remote Grid) Updates to grid topology to minimize risk of ignition in HFTDs Remote GridWLDFRVegetation ContactAggregated | WLDFR | HFTD - Distribution - Tier 2 - 1QU CoRE ¦ 5QU LoRE | Non-Red Flag Warning - Small Fires | Vegetation Contact | Aggregated | 2039 | 0.00080256 | 1601.5759 | 1.2854 | 2039 | Mitigation | 0.95 | 45 | 0 | esc | 0.00097009 | 7.7855e-07 | 0.00097009 | 7.7855e-07
[79 empty] | WLDFR | HFTD - Distribution - Tier 2 - 4QU CoRE ¦ 3QU LoRE | Red Flag Warning - Large Fires | 2040 | 2.3379e-08 | 2.3379e-08 | 6.5028 | 0.81304 | 3.6355 | 2.0543 | 0 | 0 | 2.41e-05 | 1.5203e-07 | 0 | 1.5203e-07 | 1.5203e-07 | 0 | 1.5203e-07 | 0 | 1.7472e-05 | 3.8299e-05 | 0 | 3.8299e-05 | 0 | 7.6672e-07 | 1.5334e-06 | 0 | 1.5334e-06 | [12 empty] | 7.3.3.17.5 (Remote Grid) Updates to grid topology to minimize risk of ignition in HFTDs Remote GridWLDFRVegetation ContactAggregated | WLDFR | HFTD - Distribution - Tier 2 - 1QU CoRE ¦ 5QU LoRE | Non-Red Flag Warning - Small Fires | Vegetation Contact | Aggregated | 2040 | 0.00080256 | 1601.5759 | 1.2854 | 2040 | Mitigation | 0.95 | 45 | 0 | esc | 0.00097009 | 7.7855e-07 | 0.00097009 | 7.7855e-07
[79 empty] | WLDFR | HFTD - Distribution - Tier 2 - 4QU CoRE ¦ 3QU LoRE | Red Flag Warning - Large Fires | 2041 | 2.3379e-08 | 2.3379e-08 | 6.5028 | 0.81304 | 3.6355 | 2.0543 | 0 | 0 | 2.41e-05 | 1.5203e-07 | 0 | 1.5203e-07 | 1.5203e-07 | 0 | 1.5203e-07 | 0 | 1.7472e-05 | 3.8299e-05 | 0 | 3.8299e-05 | 0 | 7.6672e-07 | 1.5334e-06 | 0 | 1.5334e-06 | [12 empty] | 7.3.3.17.5 (Remote Grid) Updates to grid topology to minimize risk of ignition in HFTDs Remote GridWLDFRVegetation ContactAggregated | WLDFR | HFTD - Distribution - Tier 2 - 1QU CoRE ¦ 5QU LoRE | Non-Red Flag Warning - Small Fires | Vegetation Contact | Aggregated | 2041 | 0.00080256 | 1601.5759 | 1.2854 | 2041 | Mitigation | 0.95 | 45 | 0 | esc | 0.00097009 | 7.7855e-07 | 0.00097009 | 7.7855e-07
[79 empty] | WLDFR | HFTD - Distribution - Tier 2 - 4QU CoRE ¦ 3QU LoRE | Red Flag Warning - Large Fires | 2042 | 2.3379e-08 | 2.3379e-08 | 6.5028 | 0.81304 | 3.6355 | 2.0543 | 0 | 0 | 2.41e-05 | 1.5203e-07 | 0 | 1.5203e-07 | 1.5203e-07 | 0 | 1.5203e-07 | 0 | 1.7472e-05 | 3.8299e-05 | 0 | 3.8299e-05 | 0 | 8.1461e-07 | 1.6292e-06 | 0 | 1.6292e-06 | [12 empty] | 7.3.3.17.5 (Remote Grid) Updates to grid topology to minimize risk of ignition in HFTDs Remote GridWLDFRVegetation ContactAggregated | WLDFR | HFTD - Distribution - Tier 2 - 1QU CoRE ¦ 5QU LoRE | Non-Red Flag Warning - Small Fires | Vegetation Contact | Aggregated | 2042 | 0.00080256 | 1601.5759 | 1.2854 | 2042 | Mitigation | 0.95 | 45 | 0 | esc | 0.00097009 | 7.7855e-07 | 0.00097009 | 7.7855e-07
[79 empty] | WLDFR | HFTD - Distribution - Tier 2 - 4QU CoRE ¦ 3QU LoRE | Red Flag Warning - Large Fires | 2043 | 2.3379e-08 | 2.3379e-08 | 6.9209 | 0.84944 | 3.8632 | 2.2083 | 0 | 0 | 2.41e-05 | 1.6181e-07 | 0 | 1.6181e-07 | 1.6181e-07 | 0 | 1.6181e-07 | 0 | 1.7472e-05 | 3.8299e-05 | 0 | 3.8299e-05 | 0 | 8.1461e-07 | 1.6292e-06 | 0 | 1.6292e-06 | [12 empty] | 7.3.3.17.5 (Remote Grid) Updates to grid topology to minimize risk of ignition in HFTDs Remote GridWLDFRVegetation ContactAggregated | WLDFR | HFTD - Distribution - Tier 2 - 1QU CoRE ¦ 5QU LoRE | Non-Red Flag Warning - Small Fires | Vegetation Contact | Aggregated | 2043 | 0.00080256 | 1601.5759 | 1.2854 | 2043 | Mitigation | 0.95 | 45 | 0 | esc | 0.00097009 | 7.7855e-07 | 0.00097009 | 7.7855e-07
[79 empty] | WLDFR | HFTD - Distribution - Tier 2 - 4QU CoRE ¦ 3QU LoRE | Red Flag Warning - Large Fires | 2044 | 2.3379e-08 | 2.3379e-08 | 6.9209 | 0.84944 | 3.8632 | 2.2083 | 0 | 0 | 2.41e-05 | 1.6181e-07 | 0 | 1.6181e-07 | 1.6181e-07 | 0 | 1.6181e-07 | 0 | 1.7472e-05 | 3.8299e-05 | 0 | 3.8299e-05 | 0 | 8.1461e-07 | 1.6292e-06 | 0 | 1.6292e-06 | [12 empty] | 7.3.3.17.5 (Remote Grid) Updates to grid topology to minimize risk of ignition in HFTDs Remote GridWLDFRVegetation ContactAggregated | WLDFR | HFTD - Distribution - Tier 2 - 1QU CoRE ¦ 5QU LoRE | Non-Red Flag Warning - Small Fires | Vegetation Contact | Aggregated | 2044 | 0.00080256 | 1601.5759 | 1.2854 | 2044 | Mitigation | 0.95 | 45 | 0 | esc | 0.00097009 | 7.7855e-07 | 0.00097009 | 7.7855e-07
[79 empty] | WLDFR | HFTD - Distribution - Tier 2 - 4QU CoRE ¦ 3QU LoRE | Red Flag Warning - Large Fires | 2045 | 2.3379e-08 | 2.3379e-08 | 6.9209 | 0.84944 | 3.8632 | 2.2083 | 0 | 0 | 2.41e-05 | 1.6181e-07 | 0 | 1.6181e-07 | 1.6181e-07 | 0 | 1.6181e-07 | 0 | 1.8342e-05 | 4.0207e-05 | 0 | 4.0207e-05 | 0 | 8.1461e-07 | 1.6292e-06 | 0 | 1.6292e-06 | [12 empty] | 7.3.3.17.5 (Remote Grid) Updates to grid topology to minimize risk of ignition in HFTDs Remote GridWLDFRVegetation ContactAggregated | WLDFR | HFTD - Distribution - Tier 2 - 1QU CoRE ¦ 5QU LoRE | Non-Red Flag Warning - Small Fires | Vegetation Contact | Aggregated | 2045 | 0.00080256 | 1601.5759 | 1.2854 | 2045 | Mitigation | 0.95 | 45 | 0 | esc | 0.00097009 | 7.7855e-07 | 0.00097009 | 7.7855e-07
[79 empty] | WLDFR | HFTD - Distribution - Tier 2 - 4QU CoRE ¦ 3QU LoRE | Red Flag Warning - Large Fires | 2046 | 2.3379e-08 | 2.3379e-08 | 6.9209 | 0.84944 | 3.8632 | 2.2083 | 0 | 0 | 2.41e-05 | 1.6181e-07 | 0 | 1.6181e-07 | 1.6181e-07 | 0 | 1.6181e-07 | 0 | 1.8342e-05 | 4.0207e-05 | 0 | 4.0207e-05 | 0 | 8.1461e-07 | 1.6292e-06 | 0 | 1.6292e-06 | [12 empty] | 7.3.3.17.5 (Remote Grid) Updates to grid topology to minimize risk of ignition in HFTDs Remote GridWLDFRVegetation ContactAggregated | WLDFR | HFTD - Distribution - Tier 2 - 1QU CoRE ¦ 5QU LoRE | Non-Red Flag Warning - Small Fires | Vegetation Contact | Aggregated | 2046 | 0.00080256 | 1601.5759 | 1.2854 | 2046 | Mitigation | 0.95 | 45 | 0 | esc | 0.00097009 | 7.7855e-07 | 0.00097009 | 7.7855e-07
[79 empty] | WLDFR | HFTD - Distribution - Tier 2 - 4QU CoRE ¦ 3QU LoRE | Red Flag Warning - Large Fires | 2047 | 2.3379e-08 | 2.3379e-08 | 6.9209 | 0.84944 | 3.8632 | 2.2083 | 0 | 0 | 2.41e-05 | 1.6181e-07 | 0 | 1.6181e-07 | 1.6181e-07 | 0 | 1.6181e-07 | 0 | 1.8342e-05 | 4.0207e-05 | 0 | 4.0207e-05 | 0 | 8.6699e-07 | 1.734e-06 | 0 | 1.734e-06 | [12 empty] | 7.3.3.17.5 (Remote Grid) Updates to grid topology to minimize risk of ignition in HFTDs Remote GridWLDFRVegetation ContactAggregated | WLDFR | HFTD - Distribution - Tier 2 - 1QU CoRE ¦ 5QU LoRE | Non-Red Flag Warning - Small Fires | Vegetation Contact | Aggregated | 2047 | 0.00080256 | 1601.5759 | 1.2854 | 2047 | Mitigation | 0.95 | 45 | 0 | esc | 0.00097009 | 7.7855e-07 | 0.00097009 | 7.7855e-07
[79 empty] | WLDFR | HFTD - Distribution - Tier 2 - 4QU CoRE ¦ 3QU LoRE | Red Flag Warning - Large Fires | 2048 | 2.3379e-08 | 2.3379e-08 | 7.3713 | 0.88759 | 4.1075 | 2.3763 | 0 | 0 | 2.41e-05 | 1.7234e-07 | 0 | 1.7234e-07 | 1.7234e-07 | 0 | 1.7234e-07 | 0 | 1.8342e-05 | 4.0207e-05 | 0 | 4.0207e-05 | 0 | 8.6699e-07 | 1.734e-06 | 0 | 1.734e-06 | [12 empty] | 7.3.3.17.5 (Remote Grid) Updates to grid topology to minimize risk of ignition in HFTDs Remote GridWLDFRVegetation ContactAggregated | WLDFR | HFTD - Distribution - Tier 2 - 1QU CoRE ¦ 5QU LoRE | Non-Red Flag Warning - Small Fires | Vegetation Contact | Aggregated | 2048 | 0.00080256 | 1601.5759 | 1.2854 | 2048 | Mitigation | 0.95 | 45 | 0 | esc | 0.00097009 | 7.7855e-07 | 0.00097009 | 7.7855e-07
[79 empty] | WLDFR | HFTD - Distribution - Tier 2 - 4QU CoRE ¦ 3QU LoRE | Red Flag Warning - Large Fires | 2049 | 2.3379e-08 | 2.3379e-08 | 7.3713 | 0.88759 | 4.1075 | 2.3763 | 0 | 0 | 2.41e-05 | 1.7234e-07 | 0 | 1.7234e-07 | 1.7234e-07 | 0 | 1.7234e-07 | 0 | 1.8342e-05 | 4.0207e-05 | 0 | 4.0207e-05 | 0 | 8.6699e-07 | 1.734e-06 | 0 | 1.734e-06 | [12 empty] | 7.3.3.17.5 (Remote Grid) Updates to grid topology to minimize risk of ignition in HFTDs Remote GridWLDFRVegetation ContactAggregated | WLDFR | HFTD - Distribution - Tier 2 - 1QU CoRE ¦ 5QU LoRE | Non-Red Flag Warning - Small Fires | Vegetation Contact | Aggregated | 2049 | 0.00080256 | 1601.5759 | 1.2854 | 2049 | Mitigation | 0.95 | 45 | 0 | esc | 0.00097009 | 7.7855e-07 | 0.00097009 | 7.7855e-07
[79 empty] | WLDFR | HFTD - Distribution - Tier 2 - 4QU CoRE ¦ 3QU LoRE | Red Flag Warning - Large Fires | 2050 | 2.3379e-08 | 2.3379e-08 | 7.3713 | 0.88759 | 4.1075 | 2.3763 | 0 | 0 | 2.41e-05 | 1.7234e-07 | 0 | 1.7234e-07 | 1.7234e-07 | 0 | 1.7234e-07 | 0 | 1.9242e-05 | 4.2178e-05 | 0 | 4.2178e-05 | 0 | 8.6699e-07 | 1.734e-06 | 0 | 1.734e-06 | [12 empty] | 7.3.3.17.5 (Remote Grid) Updates to grid topology to minimize risk of ignition in HFTDs Remote GridWLDFRVegetation ContactAggregated | WLDFR | HFTD - Distribution - Tier 2 - 1QU CoRE ¦ 5QU LoRE | Non-Red Flag Warning - Small Fires | Vegetation Contact | Aggregated | 2050 | 0.00080256 | 1601.5759 | 1.2854 | 2050 | Mitigation | 0.95 | 45 | 0 | esc | 0.00097009 | 7.7855e-07 | 0.00097009 | 7.7855e-07
[79 empty] | WLDFR | HFTD - Distribution - Tier 2 - 4QU CoRE ¦ 3QU LoRE | Red Flag Warning - Large Fires | 2051 | 2.3379e-08 | 2.3379e-08 | 7.3713 | 0.88759 | 4.1075 | 2.3763 | 0 | 0 | 2.41e-05 | 1.7234e-07 | 0 | 1.7234e-07 | 1.7234e-07 | 0 | 1.7234e-07 | 0 | 1.9242e-05 | 4.2178e-05 | 0 | 4.2178e-05 | 0 | 8.6699e-07 | 1.734e-06 | 0 | 1.734e-06 | [12 empty] | 7.3.3.17.5 (Remote Grid) Updates to grid topology to minimize risk of ignition in HFTDs Remote GridWLDFRVegetation ContactAggregated | WLDFR | HFTD - Distribution - Tier 2 - 1QU CoRE ¦ 5QU LoRE | Non-Red Flag Warning - Small Fires | Vegetation Contact | Aggregated | 2051 | 0.00080256 | 1601.5759 | 1.2854 | 2051 | Mitigation | 0.95 | 45 | 0 | esc | 0.00097009 | 7.7855e-07 | 0.00097009 | 7.7855e-07
[79 empty] | WLDFR | HFTD - Distribution - Tier 2 - 4QU CoRE ¦ 3QU LoRE | Red Flag Warning - Large Fires | 2052 | 2.3379e-08 | 2.3379e-08 | 7.3713 | 0.88759 | 4.1075 | 2.3763 | 0 | 0 | 2.41e-05 | 1.7234e-07 | 0 | 1.7234e-07 | 1.7234e-07 | 0 | 1.7234e-07 | 0 | 1.9242e-05 | 4.2178e-05 | 0 | 4.2178e-05 | 0 | 9.2341e-07 | 1.8468e-06 | 0 | 1.8468e-06 | [12 empty] | 7.3.3.17.5 (Remote Grid) Updates to grid topology to minimize risk of ignition in HFTDs Remote GridWLDFRVegetation ContactAggregated | WLDFR | HFTD - Distribution - Tier 2 - 1QU CoRE ¦ 5QU LoRE | Non-Red Flag Warning - Small Fires | Vegetation Contact | Aggregated | 2052 | 0.00080256 | 1601.5759 | 1.2854 | 2052 | Mitigation | 0.95 | 45 | 0 | esc | 0.00097009 | 7.7855e-07 | 0.00097009 | 7.7855e-07
[79 empty] | WLDFR | HFTD - Distribution - Tier 2 - 4QU CoRE ¦ 3QU LoRE | Red Flag Warning - Large Fires | 2053 | 2.3379e-08 | 2.3379e-08 | 7.8503 | 0.92702 | 4.3664 | 2.5569 | 0 | 0 | 2.41e-05 | 1.8354e-07 | 0 | 1.8354e-07 | 1.8354e-07 | 0 | 1.8354e-07 | 0 | 1.9242e-05 | 4.2178e-05 | 0 | 4.2178e-05 | 0 | 9.2341e-07 | 1.8468e-06 | 0 | 1.8468e-06 | [12 empty] | 7.3.3.17.5 (Remote Grid) Updates to grid topology to minimize risk of ignition in HFTDs Remote GridWLDFRVegetation ContactAggregated | WLDFR | HFTD - Distribution - Tier 2 - 1QU CoRE ¦ 5QU LoRE | Non-Red Flag Warning - Small Fires | Vegetation Contact | Aggregated | 2053 | 0.00080256 | 1601.5759 | 1.2854 | 2053 | Mitigation | 0.95 | 45 | 0 | esc | 0.00097009 | 7.7855e-07 | 0.00097009 | 7.7855e-07
[79 empty] | WLDFR | HFTD - Distribution - Tier 2 - 4QU CoRE ¦ 3QU LoRE | Red Flag Warning - Large Fires | 2054 | 2.3379e-08 | 2.3379e-08 | 7.8503 | 0.92702 | 4.3664 | 2.5569 | 0 | 0 | 2.41e-05 | 1.8354e-07 | 0 | 1.8354e-07 | 1.8354e-07 | 0 | 1.8354e-07 | 0 | 1.9242e-05 | 4.2178e-05 | 0 | 4.2178e-05 | 0 | 9.2341e-07 | 1.8468e-06 | 0 | 1.8468e-06 | [12 empty] | 7.3.3.17.5 (Remote Grid) Updates to grid topology to minimize risk of ignition in HFTDs Remote GridWLDFRVegetation ContactAggregated | WLDFR | HFTD - Distribution - Tier 2 - 1QU CoRE ¦ 5QU LoRE | Non-Red Flag Warning - Small Fires | Vegetation Contact | Aggregated | 2054 | 0.00080256 | 1601.5759 | 1.2854 | 2054 | Mitigation | 0.95 | 45 | 0 | esc | 0.00097009 | 7.7855e-07 | 0.00097009 | 7.7855e-07
[79 empty] | WLDFR | HFTD - Distribution - Tier 2 - 4QU CoRE ¦ 3QU LoRE | Red Flag Warning - Large Fires | 2055 | 2.3379e-08 | 2.3379e-08 | 7.8503 | 0.92702 | 4.3664 | 2.5569 | 0 | 0 | 2.41e-05 | 1.8354e-07 | 0 | 1.8354e-07 | 1.8354e-07 | 0 | 1.8354e-07 | 0 | 2.0159e-05 | 4.419e-05 | 0 | 4.419e-05 | 0 | 9.2341e-07 | 1.8468e-06 | 0 | 1.8468e-06 | [12 empty] | 7.3.3.17.5 (Remote Grid) Updates to grid topology to minimize risk of ignition in HFTDs Remote GridWLDFRVegetation ContactAggregated | WLDFR | HFTD - Distribution - Tier 2 - 1QU CoRE ¦ 5QU LoRE | Non-Red Flag Warning - Small Fires | Vegetation Contact | Aggregated | 2055 | 0.00080256 | 1601.5759 | 1.2854 | 2055 | Mitigation | 0.95 | 45 | 0 | esc | 0.00097009 | 7.7855e-07 | 0.00097009 | 7.7855e-07
[79 empty] | WLDFR | HFTD - Distribution - Tier 2 - 4QU CoRE ¦ 3QU LoRE | Red Flag Warning - Large Fires | 2056 | 2.3379e-08 | 2.3379e-08 | 7.8503 | 0.92702 | 4.3664 | 2.5569 | 0 | 0 | 2.41e-05 | 1.8354e-07 | 0 | 1.8354e-07 | 1.8354e-07 | 0 | 1.8354e-07 | 0 | 2.0159e-05 | 4.419e-05 | 0 | 4.419e-05 | 0 | 0 | 1.8468e-06 | 0 | 1.8468e-06 | [12 empty] | 7.3.3.17.5 (Remote Grid) Updates to grid topology to minimize risk of ignition in HFTDs Remote GridWLDFRVegetation ContactAggregated | WLDFR | HFTD - Distribution - Tier 2 - 1QU CoRE ¦ 5QU LoRE | Non-Red Flag Warning - Small Fires | Vegetation Contact | Aggregated | 2056 | 0.00080256 | 1601.5759 | 1.2854 | 2056 | Mitigation | 0.95 | 45 | 0 | esc | 0.00097009 | 7.7855e-07 | 0.00097009 | 7.7855e-07
[79 empty] | WLDFR | HFTD - Distribution - Tier 2 - 4QU CoRE ¦ 3QU LoRE | Red Flag Warning - Large Fires | 2057 | 2.3379e-08 | 2.3379e-08 | 7.8503 | 0.92702 | 4.3664 | 2.5569 | 0 | 0 | 2.41e-05 | 1.8354e-07 | 0 | 1.8354e-07 | 1.8354e-07 | 0 | 1.8354e-07 | 0 | 2.0159e-05 | 4.419e-05 | 0 | 4.419e-05 | 0 | 0 | 0 | 0 | 0 | [12 empty] | 7.3.3.17.5 (Remote Grid) Updates to grid topology to minimize risk of ignition in HFTDs Remote GridWLDFRVegetation ContactAggregated | WLDFR | HFTD - Distribution - Tier 2 - 1QU CoRE ¦ 5QU LoRE | Non-Red Flag Warning - Small Fires | Vegetation Contact | Aggregated | 2057 | 0.00080256 | 1601.5759 | 1.2854 | 2057 | Mitigation | 0.95 | 45 | 0 | esc | 0.00097009 | 7.7855e-07 | 0.00097009 | 7.7855e-07
[79 empty] | WLDFR | HFTD - Distribution - Tier 2 - 4QU CoRE ¦ 3QU LoRE | Red Flag Warning - Large Fires | 2058 | 2.3379e-08 | 2.3379e-08 | 8.3524 | 0.96727 | 4.6367 | 2.7484 | 0 | 0 | 2.41e-05 | 1.9527e-07 | 0 | 1.9527e-07 | 1.9527e-07 | 0 | 1.9527e-07 | 0 | 2.0159e-05 | 4.419e-05 | 0 | 4.419e-05 | 0 | 0 | 0 | 0 | 0 | [12 empty] | 7.3.3.17.5 (Remote Grid) Updates to grid topology to minimize risk of ignition in HFTDs Remote GridWLDFRVegetation ContactAggregated | WLDFR | HFTD - Distribution - Tier 2 - 1QU CoRE ¦ 5QU LoRE | Non-Red Flag Warning - Small Fires | Vegetation Contact | Aggregated | 2058 | 0.00080256 | 1601.5759 | 1.2854 | 2058 | Mitigation | 0.95 | 45 | 0 | esc | 0.00097009 | 7.7855e-07 | 0.00097009 | 7.7855e-07
[79 empty] | WLDFR | HFTD - Distribution - Tier 2 - 4QU CoRE ¦ 3QU LoRE | Red Flag Warning - Large Fires | 2059 | 2.3379e-08 | 2.3379e-08 | 8.3524 | 0.96727 | 4.6367 | 2.7484 | 0 | 0 | 2.41e-05 | 1.9527e-07 | 0 | 1.9527e-07 | 1.9527e-07 | 0 | 1.9527e-07 | 0 | 2.0159e-05 | 4.419e-05 | 0 | 4.419e-05 | 0 | 1.1748e-07 | 0 | 0 | 0 | [12 empty] | 7.3.3.17.5 (Remote Grid) Updates to grid topology to minimize risk of ignition in HFTDs Remote GridWLDFRVegetation ContactAggregated | WLDFR | HFTD - Distribution - Tier 2 - 1QU CoRE ¦ 5QU LoRE | Non-Red Flag Warning - Small Fires | Vegetation Contact | Aggregated | 2059 | 0.00080256 | 1601.5759 | 1.2854 | 2059 | Mitigation | 0.95 | 45 | 0 | esc | 0.00097009 | 7.7855e-07 | 0.00097009 | 7.7855e-07
[79 empty] | WLDFR | HFTD - Distribution - Tier 2 - 4QU CoRE ¦ 3QU LoRE | Red Flag Warning - Large Fires | 2060 | 2.3379e-08 | 2.3379e-08 | 8.3524 | 0.96727 | 4.6367 | 2.7484 | 0 | 0 | 2.41e-05 | 1.9527e-07 | 0 | 1.9527e-07 | 1.9527e-07 | 0 | 1.9527e-07 | 0 | 2.1084e-05 | 4.6217e-05 | 0 | 4.6217e-05 | 0 | 1.2127e-07 | 2.4253e-07 | 0 | 2.4253e-07 | [12 empty] | 7.3.3.17.5 (Remote Grid) Updates to grid topology to minimize risk of ignition in HFTDs Remote GridWLDFRVegetation ContactAggregated | WLDFR | HFTD - Distribution - Tier 2 - 1QU CoRE ¦ 5QU LoRE | Non-Red Flag Warning - Small Fires | Vegetation Contact | Aggregated | 2060 | 0.00080256 | 1601.5759 | 1.2854 | 2060 | Mitigation | 0.95 | 45 | 0 | esc | 0.00097009 | 7.7855e-07 | 0.00097009 | 7.7855e-07
[79 empty] | WLDFR | HFTD - Distribution - Tier 2 - 4QU CoRE ¦ 3QU LoRE | Red Flag Warning - Large Fires | 2061 | 2.3379e-08 | 2.3379e-08 | 8.3524 | 0.96727 | 4.6367 | 2.7484 | 0 | 0 | 2.41e-05 | 1.9527e-07 | 0 | 1.9527e-07 | 1.9527e-07 | 0 | 1.9527e-07 | 0 | 2.1084e-05 | 4.6217e-05 | 0 | 4.6217e-05 | 0 | 1.2127e-07 | 2.4253e-07 | 0 | 2.4253e-07 | [12 empty] | 7.3.3.17.5 (Remote Grid) Updates to grid topology to minimize risk of ignition in HFTDs Remote GridWLDFRVegetation ContactAggregated | WLDFR | HFTD - Distribution - Tier 2 - 1QU CoRE ¦ 5QU LoRE | Non-Red Flag Warning - Small Fires | Vegetation Contact | Aggregated | 2061 | 0.00080256 | 1601.5759 | 1.2854 | 2061 | Mitigation | 0.95 | 45 | 0 | esc | 0.00097009 | 7.7855e-07 | 0.00097009 | 7.7855e-07
[79 empty] | WLDFR | HFTD - Distribution - Tier 2 - 4QU CoRE ¦ 3QU LoRE | Red Flag Warning - Large Fires | 2062 | 2.3379e-08 | 2.3379e-08 | 8.3524 | 0.96727 | 4.6367 | 2.7484 | 0 | 0 | 2.41e-05 | 1.9527e-07 | 0 | 1.9527e-07 | 1.9527e-07 | 0 | 1.9527e-07 | 0 | 2.1084e-05 | 4.6217e-05 | 0 | 4.6217e-05 | 0 | 1.2127e-07 | 2.4253e-07 | 0 | 2.4253e-07 | [12 empty] | 7.3.3.17.5 (Remote Grid) Updates to grid topology to minimize risk of ignition in HFTDs Remote GridWLDFRVegetation ContactAggregated | WLDFR | HFTD - Distribution - Tier 2 - 1QU CoRE ¦ 5QU LoRE | Non-Red Flag Warning - Small Fires | Vegetation Contact | Aggregated | 2062 | 0.00080256 | 1601.5759 | 1.2854 | 2062 | Mitigation | 0.95 | 45 | 0 | esc | 0.00097009 | 7.7855e-07 | 0.00097009 | 7.7855e-07
[79 empty] | WLDFR | HFTD - Distribution - Tier 2 - 4QU CoRE ¦ 3QU LoRE | Red Flag Warning - Large Fires | 2063 | 2.3379e-08 | 2.3379e-08 | 8.872 | 1.0079 | 4.9153 | 2.9488 | 0 | 0 | 2.41e-05 | 2.0742e-07 | 0 | 2.0742e-07 | 2.0742e-07 | 0 | 2.0742e-07 | 0 | 2.1084e-05 | 4.6217e-05 | 0 | 4.6217e-05 | 0 | 1.2127e-07 | 2.4253e-07 | 0 | 2.4253e-07 | [12 empty] | 7.3.3.17.5 (Remote Grid) Updates to grid topology to minimize risk of ignition in HFTDs Remote GridWLDFRVegetation ContactAggregated | WLDFR | HFTD - Distribution - Tier 2 - 1QU CoRE ¦ 5QU LoRE | Non-Red Flag Warning - Small Fires | Vegetation Contact | Aggregated | 2063 | 0.00080256 | 1601.5759 | 1.2854 | 2063 | Mitigation | 0.95 | 45 | 0 | esc | 0.00097009 | 7.7855e-07 | 0.00097009 | 7.7855e-07
[79 empty] | WLDFR | HFTD - Distribution - Tier 2 - 4QU CoRE ¦ 3QU LoRE | Red Flag Warning - Large Fires | 2064 | 2.3379e-08 | 2.3379e-08 | 8.872 | 1.0079 | 4.9153 | 2.9488 | 0 | 0 | 2.41e-05 | 2.0742e-07 | 0 | 2.0742e-07 | 2.0742e-07 | 0 | 2.0742e-07 | 0 | 2.1084e-05 | 4.6217e-05 | 0 | 4.6217e-05 | 0 | 1.2127e-07 | 2.4253e-07 | 0 | 2.4253e-07 | [12 empty] | 7.3.3.17.5 (Remote Grid) Updates to grid topology to minimize risk of ignition in HFTDs Remote GridWLDFRVegetation ContactAggregated | WLDFR | HFTD - Distribution - Tier 2 - 1QU CoRE ¦ 5QU LoRE | Non-Red Flag Warning - Small Fires | Vegetation Contact | Aggregated | 2064 | 0.00080256 | 1601.5759 | 1.2854 | 2064 | Mitigation | 0.95 | 45 | 0 | esc | 0.00097009 | 7.7855e-07 | 0.00097009 | 7.7855e-07
[79 empty] | WLDFR | HFTD - Distribution - Tier 2 - 4QU CoRE ¦ 3QU LoRE | Red Flag Warning - Large Fires | 2065 | 2.3379e-08 | 2.3379e-08 | 8.872 | 1.0079 | 4.9153 | 2.9488 | 0 | 0 | 2.41e-05 | 2.0742e-07 | 0 | 2.0742e-07 | 2.0742e-07 | 0 | 2.0742e-07 | 0 | 2.2005e-05 | 4.8236e-05 | 0 | 4.8236e-05 | 0 | 1.2609e-07 | 2.5218e-07 | 0 | 2.5218e-07 | [12 empty] | 7.3.3.17.5 (Remote Grid) Updates to grid topology to minimize risk of ignition in HFTDs Remote GridWLDFRVegetation ContactAggregated | WLDFR | HFTD - Distribution - Tier 2 - 1QU CoRE ¦ 5QU LoRE | Non-Red Flag Warning - Small Fires | Vegetation Contact | Aggregated | 2065 | 0.00080256 | 1601.5759 | 1.2854 | 2065 | Mitigation | 0.95 | 45 | 0 | esc | 0.00097009 | 7.7855e-07 | 0.00097009 | 7.7855e-07
[79 empty] | WLDFR | HFTD - Distribution - Tier 2 - 4QU CoRE ¦ 3QU LoRE | Red Flag Warning - Large Fires | 2066 | 2.3379e-08 | 2.3379e-08 | 8.872 | 1.0079 | 4.9153 | 2.9488 | 0 | 0 | 2.41e-05 | 2.0742e-07 | 0 | 2.0742e-07 | 2.0742e-07 | 0 | 2.0742e-07 | 0 | 2.2005e-05 | 4.8236e-05 | 0 | 4.8236e-05 | 0 | 1.2609e-07 | 2.5218e-07 | 0 | 2.5218e-07 | [12 empty] | 7.3.3.17.5 (Remote Grid) Updates to grid topology to minimize risk of ignition in HFTDs Remote GridWLDFRVegetation ContactAggregated | WLDFR | HFTD - Distribution - Tier 2 - 1QU CoRE ¦ 5QU LoRE | Non-Red Flag Warning - Small Fires | Vegetation Contact | Aggregated | 2066 | 0.00080256 | 1601.5759 | 1.2854 | 2066 | Mitigation | 0.95 | 45 | 0 | esc | 0.00097009 | 7.7855e-07 | 0.00097009 | 7.7855e-07
[79 empty] | WLDFR | HFTD - Distribution - Tier 2 - 4QU CoRE ¦ 3QU LoRE | Red Flag Warning - Large Fires | 2067 | 0 | 2.3379e-08 | 8.872 | 1.0079 | 4.9153 | 2.9488 | 0 | 0 | 2.41e-05 | 0 | 0 | 0 | 2.0742e-07 | 0 | 2.0742e-07 | 0 | 2.2005e-05 | 4.8236e-05 | 0 | 4.8236e-05 | 0 | 1.2609e-07 | 2.5218e-07 | 0 | 2.5218e-07 | [12 empty] | 7.3.3.17.5 (Remote Grid) Updates to grid topology to minimize risk of ignition in HFTDs Remote GridWLDFRVegetation ContactAggregated | WLDFR | HFTD - Distribution - Tier 2 - 1QU CoRE ¦ 5QU LoRE | Non-Red Flag Warning - Small Fires | Vegetation Contact | Aggregated | 2067 | 0.00080256 | 1601.5759 | 1.2854 | 2067 | Mitigation | 0.95 | 45 | 0 | esc | 0 | 0 | 0.00097009 | 7.7855e-07
[79 empty] | WLDFR | HFTD - Distribution - Tier 2 - 4QU CoRE ¦ 3QU LoRE | Red Flag Warning - Small Fires | 2022 | 5.7823e-07 | 0 | 0.077901 | 0.036425 | 0.0015809 | 0.039895 | 0 | 0 | 0.00060434 | 4.5044e-08 | 0 | 4.5044e-08 | 0 | 0 | 0 | 0 | 0 | 4.8236e-05 | 0 | 4.8236e-05 | 0 | 1.2609e-07 | 2.5218e-07 | 0 | 2.5218e-07 | [12 empty] | 7.3.3.17.5 (Remote Grid) Updates to grid topology to minimize risk of ignition in HFTDs Remote GridWLDFRWire-to-wire contactAggregated | WLDFR | HFTD - Distribution - Tier 2 - 1QU CoRE ¦ 5QU LoRE | Non-Red Flag Warning - Small Fires | Wire-to-wire contact | Aggregated | 2022 | 0.00014035 | 1601.5759 | 0.22479 | 2022 | Mitigation | 0.95 | 45 | 0 | esc | 0.00097009 | 1.3616e-07 | 0 | 0
[79 empty] | WLDFR | HFTD - Distribution - Tier 2 - 4QU CoRE ¦ 3QU LoRE | Red Flag Warning - Small Fires | 2023 | 5.7823e-07 | 5.7823e-07 | 0.080408 | 0.03759 | 0.0016314 | 0.041187 | 0 | 0 | 0.00060434 | 4.6495e-08 | 0 | 4.6495e-08 | 4.6495e-08 | 0 | 4.6495e-08 | 0 | 0 | 0 | 0 | 0 | 0 | 1.2609e-07 | 2.5218e-07 | 0 | 2.5218e-07 | [12 empty] | 7.3.3.17.5 (Remote Grid) Updates to grid topology to minimize risk of ignition in HFTDs Remote GridWLDFRWire-to-wire contactAggregated | WLDFR | HFTD - Distribution - Tier 2 - 1QU CoRE ¦ 5QU LoRE | Non-Red Flag Warning - Small Fires | Wire-to-wire contact | Aggregated | 2023 | 0.00014035 | 1601.5759 | 0.22479 | 2023 | Mitigation | 0.95 | 45 | 0 | esc | 0.00097009 | 1.3616e-07 | 0.00097009 | 1.3616e-07
[79 empty] | WLDFR | HFTD - Distribution - Tier 2 - 4QU CoRE ¦ 3QU LoRE | Red Flag Warning - Small Fires | 2024 | 5.7823e-07 | 5.7823e-07 | 0.080408 | 0.03759 | 0.0016314 | 0.041187 | 0 | 0 | 0.00060434 | 4.6495e-08 | 0 | 4.6495e-08 | 4.6495e-08 | 0 | 4.6495e-08 | 0 | 9.1641e-06 | 0 | 0 | 0 | 0 | 1.3153e-07 | 2.6305e-07 | 0 | 2.6305e-07 | [12 empty] | 7.3.3.17.5 (Remote Grid) Updates to grid topology to minimize risk of ignition in HFTDs Remote GridWLDFRWire-to-wire contactAggregated | WLDFR | HFTD - Distribution - Tier 2 - 1QU CoRE ¦ 5QU LoRE | Non-Red Flag Warning - Small Fires | Wire-to-wire contact | Aggregated | 2024 | 0.00014035 | 1601.5759 | 0.22479 | 2024 | Mitigation | 0.95 | 45 | 0 | esc | 0.00097009 | 1.3616e-07 | 0.00097009 | 1.3616e-07
[79 empty] | WLDFR | HFTD - Distribution - Tier 2 - 4QU CoRE ¦ 3QU LoRE | Red Flag Warning - Small Fires | 2025 | 5.7823e-07 | 5.7823e-07 | 0.080408 | 0.03759 | 0.0016314 | 0.041187 | 0 | 0 | 0.00060434 | 4.6495e-08 | 0 | 4.6495e-08 | 4.6495e-08 | 0 | 4.6495e-08 | 0 | 9.4989e-06 | 2.0822e-05 | 0 | 2.0822e-05 | 0 | 1.3153e-07 | 2.6305e-07 | 0 | 2.6305e-07 | [12 empty] | 7.3.3.17.5 (Remote Grid) Updates to grid topology to minimize risk of ignition in HFTDs Remote GridWLDFRWire-to-wire contactAggregated | WLDFR | HFTD - Distribution - Tier 2 - 1QU CoRE ¦ 5QU LoRE | Non-Red Flag Warning - Small Fires | Wire-to-wire contact | Aggregated | 2025 | 0.00014035 | 1601.5759 | 0.22479 | 2025 | Mitigation | 0.95 | 45 | 0 | esc | 0.00097009 | 1.3616e-07 | 0.00097009 | 1.3616e-07
[79 empty] | WLDFR | HFTD - Distribution - Tier 2 - 4QU CoRE ¦ 3QU LoRE | Red Flag Warning - Small Fires | 2026 | 5.7823e-07 | 5.7823e-07 | 0.080408 | 0.03759 | 0.0016314 | 0.041187 | 0 | 0 | 0.00060434 | 4.6495e-08 | 0 | 4.6495e-08 | 4.6495e-08 | 0 | 4.6495e-08 | 0 | 9.4989e-06 | 2.0822e-05 | 0 | 2.0822e-05 | 0 | 1.3153e-07 | 2.6305e-07 | 0 | 2.6305e-07 | [12 empty] | 7.3.3.17.5 (Remote Grid) Updates to grid topology to minimize risk of ignition in HFTDs Remote GridWLDFRWire-to-wire contactAggregated | WLDFR | HFTD - Distribution - Tier 2 - 1QU CoRE ¦ 5QU LoRE | Non-Red Flag Warning - Small Fires | Wire-to-wire contact | Aggregated | 2026 | 0.00014035 | 1601.5759 | 0.22479 | 2026 | Mitigation | 0.95 | 45 | 0 | esc | 0.00097009 | 1.3616e-07 | 0.00097009 | 1.3616e-07
[79 empty] | WLDFR | HFTD - Distribution - Tier 2 - 4QU CoRE ¦ 3QU LoRE | Red Flag Warning - Small Fires | 2027 | 5.7823e-07 | 5.7823e-07 | 0.080408 | 0.03759 | 0.0016314 | 0.041187 | 0 | 0 | 0.00060434 | 4.6495e-08 | 0 | 4.6495e-08 | 4.6495e-08 | 0 | 4.6495e-08 | 0 | 9.4989e-06 | 2.0822e-05 | 0 | 2.0822e-05 | 0 | 1.3153e-07 | 2.6305e-07 | 0 | 2.6305e-07 | [12 empty] | 7.3.3.17.5 (Remote Grid) Updates to grid topology to minimize risk of ignition in HFTDs Remote GridWLDFRWire-to-wire contactAggregated | WLDFR | HFTD - Distribution - Tier 2 - 1QU CoRE ¦ 5QU LoRE | Non-Red Flag Warning - Small Fires | Wire-to-wire contact | Aggregated | 2027 | 0.00014035 | 1601.5759 | 0.22479 | 2027 | Mitigation | 0.95 | 45 | 0 | esc | 0.00097009 | 1.3616e-07 | 0.00097009 | 1.3616e-07
[79 empty] | WLDFR | HFTD - Distribution - Tier 2 - 4QU CoRE ¦ 3QU LoRE | Red Flag Warning - Small Fires | 2028 | 5.7823e-07 | 5.7823e-07 | 0.083606 | 0.039055 | 0.001695 | 0.042856 | 0 | 0 | 0.00060434 | 4.8344e-08 | 0 | 4.8344e-08 | 4.8344e-08 | 0 | 4.8344e-08 | 0 | 9.4989e-06 | 2.0822e-05 | 0 | 2.0822e-05 | 0 | 1.3153e-07 | 2.6305e-07 | 0 | 2.6305e-07 | [12 empty] | 7.3.3.17.5 (Remote Grid) Updates to grid topology to minimize risk of ignition in HFTDs Remote GridWLDFRWire-to-wire contactAggregated | WLDFR | HFTD - Distribution - Tier 2 - 1QU CoRE ¦ 5QU LoRE | Non-Red Flag Warning - Small Fires | Wire-to-wire contact | Aggregated | 2028 | 0.00014035 | 1601.5759 | 0.22479 | 2028 | Mitigation | 0.95 | 45 | 0 | esc | 0.00097009 | 1.3616e-07 | 0.00097009 | 1.3616e-07
[79 empty] | WLDFR | HFTD - Distribution - Tier 2 - 4QU CoRE ¦ 3QU LoRE | Red Flag Warning - Small Fires | 2029 | 5.7823e-07 | 5.7823e-07 | 0.083606 | 0.039055 | 0.001695 | 0.042856 | 0 | 0 | 0.00060434 | 4.8344e-08 | 0 | 4.8344e-08 | 4.8344e-08 | 0 | 4.8344e-08 | 0 | 9.4989e-06 | 2.0822e-05 | 0 | 2.0822e-05 | 0 | 1.3752e-07 | 2.7504e-07 | 0 | 2.7504e-07 | [12 empty] | 7.3.3.17.5 (Remote Grid) Updates to grid topology to minimize risk of ignition in HFTDs Remote GridWLDFRWire-to-wire contactAggregated | WLDFR | HFTD - Distribution - Tier 2 - 1QU CoRE ¦ 5QU LoRE | Non-Red Flag Warning - Small Fires | Wire-to-wire contact | Aggregated | 2029 | 0.00014035 | 1601.5759 | 0.22479 | 2029 | Mitigation | 0.95 | 45 | 0 | esc | 0.00097009 | 1.3616e-07 | 0.00097009 | 1.3616e-07
[79 empty] | WLDFR | HFTD - Distribution - Tier 2 - 4QU CoRE ¦ 3QU LoRE | Red Flag Warning - Small Fires | 2030 | 5.7823e-07 | 5.7823e-07 | 0.083606 | 0.039055 | 0.001695 | 0.042856 | 0 | 0 | 0.00060434 | 4.8344e-08 | 0 | 4.8344e-08 | 4.8344e-08 | 0 | 4.8344e-08 | 0 | 9.9205e-06 | 2.1746e-05 | 0 | 2.1746e-05 | 0 | 1.3752e-07 | 2.7504e-07 | 0 | 2.7504e-07 | [12 empty] | 7.3.3.17.5 (Remote Grid) Updates to grid topology to minimize risk of ignition in HFTDs Remote GridWLDFRWire-to-wire contactAggregated | WLDFR | HFTD - Distribution - Tier 2 - 1QU CoRE ¦ 5QU LoRE | Non-Red Flag Warning - Small Fires | Wire-to-wire contact | Aggregated | 2030 | 0.00014035 | 1601.5759 | 0.22479 | 2030 | Mitigation | 0.95 | 45 | 0 | esc | 0.00097009 | 1.3616e-07 | 0.00097009 | 1.3616e-07
[79 empty] | WLDFR | HFTD - Distribution - Tier 2 - 4QU CoRE ¦ 3QU LoRE | Red Flag Warning - Small Fires | 2031 | 5.7823e-07 | 5.7823e-07 | 0.083606 | 0.039055 | 0.001695 | 0.042856 | 0 | 0 | 0.00060434 | 4.8344e-08 | 0 | 4.8344e-08 | 4.8344e-08 | 0 | 4.8344e-08 | 0 | 9.9205e-06 | 2.1746e-05 | 0 | 2.1746e-05 | 0 | 1.3752e-07 | 2.7504e-07 | 0 | 2.7504e-07 | [12 empty] | 7.3.3.17.5 (Remote Grid) Updates to grid topology to minimize risk of ignition in HFTDs Remote GridWLDFRWire-to-wire contactAggregated | WLDFR | HFTD - Distribution - Tier 2 - 1QU CoRE ¦ 5QU LoRE | Non-Red Flag Warning - Small Fires | Wire-to-wire contact | Aggregated | 2031 | 0.00014035 | 1601.5759 | 0.22479 | 2031 | Mitigation | 0.95 | 45 | 0 | esc | 0.00097009 | 1.3616e-07 | 0.00097009 | 1.3616e-07
[79 empty] | WLDFR | HFTD - Distribution - Tier 2 - 4QU CoRE ¦ 3QU LoRE | Red Flag Warning - Small Fires | 2032 | 5.7823e-07 | 5.7823e-07 | 0.083606 | 0.039055 | 0.001695 | 0.042856 | 0 | 0 | 0.00060434 | 4.8344e-08 | 0 | 4.8344e-08 | 4.8344e-08 | 0 | 4.8344e-08 | 0 | 9.9205e-06 | 2.1746e-05 | 0 | 2.1746e-05 | 0 | 1.3752e-07 | 2.7504e-07 | 0 | 2.7504e-07 | [12 empty] | 7.3.3.17.5 (Remote Grid) Updates to grid topology to minimize risk of ignition in HFTDs Remote GridWLDFRWire-to-wire contactAggregated | WLDFR | HFTD - Distribution - Tier 2 - 1QU CoRE ¦ 5QU LoRE | Non-Red Flag Warning - Small Fires | Wire-to-wire contact | Aggregated | 2032 | 0.00014035 | 1601.5759 | 0.22479 | 2032 | Mitigation | 0.95 | 45 | 0 | esc | 0.00097009 | 1.3616e-07 | 0.00097009 | 1.3616e-07
[79 empty] | WLDFR | HFTD - Distribution - Tier 2 - 4QU CoRE ¦ 3QU LoRE | Red Flag Warning - Small Fires | 2033 | 5.7823e-07 | 5.7823e-07 | 0.087211 | 0.040679 | 0.0017655 | 0.044766 | 0 | 0 | 0.00060434 | 5.0428e-08 | 0 | 5.0428e-08 | 5.0428e-08 | 0 | 5.0428e-08 | 0 | 9.9205e-06 | 2.1746e-05 | 0 | 2.1746e-05 | 0 | 1.3752e-07 | 2.7504e-07 | 0 | 2.7504e-07 | [12 empty] | 7.3.3.17.5 (Remote Grid) Updates to grid topology to minimize risk of ignition in HFTDs Remote GridWLDFRWire-to-wire contactAggregated | WLDFR | HFTD - Distribution - Tier 2 - 1QU CoRE ¦ 5QU LoRE | Non-Red Flag Warning - Small Fires | Wire-to-wire contact | Aggregated | 2033 | 0.00014035 | 1601.5759 | 0.22479 | 2033 | Mitigation | 0.95 | 45 | 0 | esc | 0.00097009 | 1.3616e-07 | 0.00097009 | 1.3616e-07
[79 empty] | WLDFR | HFTD - Distribution - Tier 2 - 4QU CoRE ¦ 3QU LoRE | Red Flag Warning - Small Fires | 2034 | 5.7823e-07 | 5.7823e-07 | 0.087211 | 0.040679 | 0.0017655 | 0.044766 | 0 | 0 | 0.00060434 | 5.0428e-08 | 0 | 5.0428e-08 | 5.0428e-08 | 0 | 5.0428e-08 | 0 | 9.9205e-06 | 2.1746e-05 | 0 | 2.1746e-05 | 0 | 1.4401e-07 | 2.8801e-07 | 0 | 2.8801e-07 | [12 empty] | 7.3.3.17.5 (Remote Grid) Updates to grid topology to minimize risk of ignition in HFTDs Remote GridWLDFRWire-to-wire contactAggregated | WLDFR | HFTD - Distribution - Tier 2 - 1QU CoRE ¦ 5QU LoRE | Non-Red Flag Warning - Small Fires | Wire-to-wire contact | Aggregated | 2034 | 0.00014035 | 1601.5759 | 0.22479 | 2034 | Mitigation | 0.95 | 45 | 0 | esc | 0.00097009 | 1.3616e-07 | 0.00097009 | 1.3616e-07
[79 empty] | WLDFR | HFTD - Distribution - Tier 2 - 4QU CoRE ¦ 3QU LoRE | Red Flag Warning - Small Fires | 2035 | 5.7823e-07 | 5.7823e-07 | 0.087211 | 0.040679 | 0.0017655 | 0.044766 | 0 | 0 | 0.00060434 | 5.0428e-08 | 0 | 5.0428e-08 | 5.0428e-08 | 0 | 5.0428e-08 | 0 | 1.0389e-05 | 2.2772e-05 | 0 | 2.2772e-05 | 0 | 1.4401e-07 | 2.8801e-07 | 0 | 2.8801e-07 | [12 empty] | 7.3.3.17.5 (Remote Grid) Updates to grid topology to minimize risk of ignition in HFTDs Remote GridWLDFRWire-to-wire contactAggregated | WLDFR | HFTD - Distribution - Tier 2 - 1QU CoRE ¦ 5QU LoRE | Non-Red Flag Warning - Small Fires | Wire-to-wire contact | Aggregated | 2035 | 0.00014035 | 1601.5759 | 0.22479 | 2035 | Mitigation | 0.95 | 45 | 0 | esc | 0.00097009 | 1.3616e-07 | 0.00097009 | 1.3616e-07
[79 empty] | WLDFR | HFTD - Distribution - Tier 2 - 4QU CoRE ¦ 3QU LoRE | Red Flag Warning - Small Fires | 2036 | 5.7823e-07 | 5.7823e-07 | 0.087211 | 0.040679 | 0.0017655 | 0.044766 | 0 | 0 | 0.00060434 | 5.0428e-08 | 0 | 5.0428e-08 | 5.0428e-08 | 0 | 5.0428e-08 | 0 | 1.0389e-05 | 2.2772e-05 | 0 | 2.2772e-05 | 0 | 1.4401e-07 | 2.8801e-07 | 0 | 2.8801e-07 | [12 empty] | 7.3.3.17.5 (Remote Grid) Updates to grid topology to minimize risk of ignition in HFTDs Remote GridWLDFRWire-to-wire contactAggregated | WLDFR | HFTD - Distribution - Tier 2 - 1QU CoRE ¦ 5QU LoRE | Non-Red Flag Warning - Small Fires | Wire-to-wire contact | Aggregated | 2036 | 0.00014035 | 1601.5759 | 0.22479 | 2036 | Mitigation | 0.95 | 45 | 0 | esc | 0.00097009 | 1.3616e-07 | 0.00097009 | 1.3616e-07
[79 empty] | WLDFR | HFTD - Distribution - Tier 2 - 4QU CoRE ¦ 3QU LoRE | Red Flag Warning - Small Fires | 2037 | 5.7823e-07 | 5.7823e-07 | 0.087211 | 0.040679 | 0.0017655 | 0.044766 | 0 | 0 | 0.00060434 | 5.0428e-08 | 0 | 5.0428e-08 | 5.0428e-08 | 0 | 5.0428e-08 | 0 | 1.0389e-05 | 2.2772e-05 | 0 | 2.2772e-05 | 0 | 1.4401e-07 | 2.8801e-07 | 0 | 2.8801e-07 | [12 empty] | 7.3.3.17.5 (Remote Grid) Updates to grid topology to minimize risk of ignition in HFTDs Remote GridWLDFRWire-to-wire contactAggregated | WLDFR | HFTD - Distribution - Tier 2 - 1QU CoRE ¦ 5QU LoRE | Non-Red Flag Warning - Small Fires | Wire-to-wire contact | Aggregated | 2037 | 0.00014035 | 1601.5759 | 0.22479 | 2037 | Mitigation | 0.95 | 45 | 0 | esc | 0.00097009 | 1.3616e-07 | 0.00097009 | 1.3616e-07
[79 empty] | WLDFR | HFTD - Distribution - Tier 2 - 4QU CoRE ¦ 3QU LoRE | Red Flag Warning - Small Fires | 2038 | 5.7823e-07 | 5.7823e-07 | 0.091184 | 0.042438 | 0.0018418 | 0.046905 | 0 | 0 | 0.00060434 | 5.2725e-08 | 0 | 5.2725e-08 | 5.2725e-08 | 0 | 5.2725e-08 | 0 | 1.0389e-05 | 2.2772e-05 | 0 | 2.2772e-05 | 0 | 1.4401e-07 | 2.8801e-07 | 0 | 2.8801e-07 | [12 empty] | 7.3.3.17.5 (Remote Grid) Updates to grid topology to minimize risk of ignition in HFTDs Remote GridWLDFRWire-to-wire contactAggregated | WLDFR | HFTD - Distribution - Tier 2 - 1QU CoRE ¦ 5QU LoRE | Non-Red Flag Warning - Small Fires | Wire-to-wire contact | Aggregated | 2038 | 0.00014035 | 1601.5759 | 0.22479 | 2038 | Mitigation | 0.95 | 45 | 0 | esc | 0.00097009 | 1.3616e-07 | 0.00097009 | 1.3616e-07
[79 empty] | WLDFR | HFTD - Distribution - Tier 2 - 4QU CoRE ¦ 3QU LoRE | Red Flag Warning - Small Fires | 2039 | 5.7823e-07 | 5.7823e-07 | 0.091184 | 0.042438 | 0.0018418 | 0.046905 | 0 | 0 | 0.00060434 | 5.2725e-08 | 0 | 5.2725e-08 | 5.2725e-08 | 0 | 5.2725e-08 | 0 | 1.0389e-05 | 2.2772e-05 | 0 | 2.2772e-05 | 0 | 1.5092e-07 | 3.0184e-07 | 0 | 3.0184e-07 | [12 empty] | 7.3.3.17.5 (Remote Grid) Updates to grid topology to minimize risk of ignition in HFTDs Remote GridWLDFRWire-to-wire contactAggregated | WLDFR | HFTD - Distribution - Tier 2 - 1QU CoRE ¦ 5QU LoRE | Non-Red Flag Warning - Small Fires | Wire-to-wire contact | Aggregated | 2039 | 0.00014035 | 1601.5759 | 0.22479 | 2039 | Mitigation | 0.95 | 45 | 0 | esc | 0.00097009 | 1.3616e-07 | 0.00097009 | 1.3616e-07
[79 empty] | WLDFR | HFTD - Distribution - Tier 2 - 4QU CoRE ¦ 3QU LoRE | Red Flag Warning - Small Fires | 2040 | 5.7823e-07 | 5.7823e-07 | 0.091184 | 0.042438 | 0.0018418 | 0.046905 | 0 | 0 | 0.00060434 | 5.2725e-08 | 0 | 5.2725e-08 | 5.2725e-08 | 0 | 5.2725e-08 | 0 | 1.0896e-05 | 2.3885e-05 | 0 | 2.3885e-05 | 0 | 1.5092e-07 | 3.0184e-07 | 0 | 3.0184e-07 | [12 empty] | 7.3.3.17.5 (Remote Grid) Updates to grid topology to minimize risk of ignition in HFTDs Remote GridWLDFRWire-to-wire contactAggregated | WLDFR | HFTD - Distribution - Tier 2 - 1QU CoRE ¦ 5QU LoRE | Non-Red Flag Warning - Small Fires | Wire-to-wire contact | Aggregated | 2040 | 0.00014035 | 1601.5759 | 0.22479 | 2040 | Mitigation | 0.95 | 45 | 0 | esc | 0.00097009 | 1.3616e-07 | 0.00097009 | 1.3616e-07
[79 empty] | WLDFR | HFTD - Distribution - Tier 2 - 4QU CoRE ¦ 3QU LoRE | Red Flag Warning - Small Fires | 2041 | 5.7823e-07 | 5.7823e-07 | 0.091184 | 0.042438 | 0.0018418 | 0.046905 | 0 | 0 | 0.00060434 | 5.2725e-08 | 0 | 5.2725e-08 | 5.2725e-08 | 0 | 5.2725e-08 | 0 | 1.0896e-05 | 2.3885e-05 | 0 | 2.3885e-05 | 0 | 1.5092e-07 | 3.0184e-07 | 0 | 3.0184e-07 | [12 empty] | 7.3.3.17.5 (Remote Grid) Updates to grid topology to minimize risk of ignition in HFTDs Remote GridWLDFRWire-to-wire contactAggregated | WLDFR | HFTD - Distribution - Tier 2 - 1QU CoRE ¦ 5QU LoRE | Non-Red Flag Warning - Small Fires | Wire-to-wire contact | Aggregated | 2041 | 0.00014035 | 1601.5759 | 0.22479 | 2041 | Mitigation | 0.95 | 45 | 0 | esc | 0.00097009 | 1.3616e-07 | 0.00097009 | 1.3616e-07
[79 empty] | WLDFR | HFTD - Distribution - Tier 2 - 4QU CoRE ¦ 3QU LoRE | Red Flag Warning - Small Fires | 2042 | 5.7823e-07 | 5.7823e-07 | 0.091184 | 0.042438 | 0.0018418 | 0.046905 | 0 | 0 | 0.00060434 | 5.2725e-08 | 0 | 5.2725e-08 | 5.2725e-08 | 0 | 5.2725e-08 | 0 | 1.0896e-05 | 2.3885e-05 | 0 | 2.3885e-05 | 0 | 1.5092e-07 | 3.0184e-07 | 0 | 3.0184e-07 | [12 empty] | 7.3.3.17.5 (Remote Grid) Updates to grid topology to minimize risk of ignition in HFTDs Remote GridWLDFRWire-to-wire contactAggregated | WLDFR | HFTD - Distribution - Tier 2 - 1QU CoRE ¦ 5QU LoRE | Non-Red Flag Warning - Small Fires | Wire-to-wire contact | Aggregated | 2042 | 0.00014035 | 1601.5759 | 0.22479 | 2042 | Mitigation | 0.95 | 45 | 0 | esc | 0.00097009 | 1.3616e-07 | 0.00097009 | 1.3616e-07
[79 empty] | WLDFR | HFTD - Distribution - Tier 2 - 4QU CoRE ¦ 3QU LoRE | Red Flag Warning - Small Fires | 2043 | 5.7823e-07 | 5.7823e-07 | 0.095486 | 0.044306 | 0.0019228 | 0.049257 | 0 | 0 | 0.00060434 | 5.5213e-08 | 0 | 5.5213e-08 | 5.5213e-08 | 0 | 5.5213e-08 | 0 | 1.0896e-05 | 2.3885e-05 | 0 | 2.3885e-05 | 0 | 0 | 3.0184e-07 | 0 | 3.0184e-07 | [12 empty] | 7.3.3.17.5 (Remote Grid) Updates to grid topology to minimize risk of ignition in HFTDs Remote GridWLDFRWire-to-wire contactAggregated | WLDFR | HFTD - Distribution - Tier 2 - 1QU CoRE ¦ 5QU LoRE | Non-Red Flag Warning - Small Fires | Wire-to-wire contact | Aggregated | 2043 | 0.00014035 | 1601.5759 | 0.22479 | 2043 | Mitigation | 0.95 | 45 | 0 | esc | 0.00097009 | 1.3616e-07 | 0.00097009 | 1.3616e-07
[79 empty] | WLDFR | HFTD - Distribution - Tier 2 - 4QU CoRE ¦ 3QU LoRE | Red Flag Warning - Small Fires | 2044 | 5.7823e-07 | 5.7823e-07 | 0.095486 | 0.044306 | 0.0019228 | 0.049257 | 0 | 0 | 0.00060434 | 5.5213e-08 | 0 | 5.5213e-08 | 5.5213e-08 | 0 | 5.5213e-08 | 0 | 1.0896e-05 | 2.3885e-05 | 0 | 2.3885e-05 | 0 | 0 | 0 | 0 | 0 | [12 empty] | 7.3.3.17.5 (Remote Grid) Updates to grid topology to minimize risk of ignition in HFTDs Remote GridWLDFRWire-to-wire contactAggregated | WLDFR | HFTD - Distribution - Tier 2 - 1QU CoRE ¦ 5QU LoRE | Non-Red Flag Warning - Small Fires | Wire-to-wire contact | Aggregated | 2044 | 0.00014035 | 1601.5759 | 0.22479 | 2044 | Mitigation | 0.95 | 45 | 0 | esc | 0.00097009 | 1.3616e-07 | 0.00097009 | 1.3616e-07
[79 empty] | WLDFR | HFTD - Distribution - Tier 2 - 4QU CoRE ¦ 3QU LoRE | Red Flag Warning - Small Fires | 2045 | 5.7823e-07 | 5.7823e-07 | 0.095486 | 0.044306 | 0.0019228 | 0.049257 | 0 | 0 | 0.00060434 | 5.5213e-08 | 0 | 5.5213e-08 | 5.5213e-08 | 0 | 5.5213e-08 | 0 | 1.1437e-05 | 2.5069e-05 | 0 | 2.5069e-05 | 0 | 0 | 0 | 0 | 0 | [12 empty] | 7.3.3.17.5 (Remote Grid) Updates to grid topology to minimize risk of ignition in HFTDs Remote GridWLDFRWire-to-wire contactAggregated | WLDFR | HFTD - Distribution - Tier 2 - 1QU CoRE ¦ 5QU LoRE | Non-Red Flag Warning - Small Fires | Wire-to-wire contact | Aggregated | 2045 | 0.00014035 | 1601.5759 | 0.22479 | 2045 | Mitigation | 0.95 | 45 | 0 | esc | 0.00097009 | 1.3616e-07 | 0.00097009 | 1.3616e-07
[79 empty] | WLDFR | HFTD - Distribution - Tier 2 - 4QU CoRE ¦ 3QU LoRE | Red Flag Warning - Small Fires | 2046 | 5.7823e-07 | 5.7823e-07 | 0.095486 | 0.044306 | 0.0019228 | 0.049257 | 0 | 0 | 0.00060434 | 5.5213e-08 | 0 | 5.5213e-08 | 5.5213e-08 | 0 | 5.5213e-08 | 0 | 1.1437e-05 | 2.5069e-05 | 0 | 2.5069e-05 | 0 | 0.00016558 | 0 | 0 | 0 | [12 empty] | 7.3.3.17.5 (Remote Grid) Updates to grid topology to minimize risk of ignition in HFTDs Remote GridWLDFRWire-to-wire contactAggregated | WLDFR | HFTD - Distribution - Tier 2 - 1QU CoRE ¦ 5QU LoRE | Non-Red Flag Warning - Small Fires | Wire-to-wire contact | Aggregated | 2046 | 0.00014035 | 1601.5759 | 0.22479 | 2046 | Mitigation | 0.95 | 45 | 0 | esc | 0.00097009 | 1.3616e-07 | 0.00097009 | 1.3616e-07
[79 empty] | WLDFR | HFTD - Distribution - Tier 2 - 4QU CoRE ¦ 3QU LoRE | Red Flag Warning - Small Fires | 2047 | 5.7823e-07 | 5.7823e-07 | 0.095486 | 0.044306 | 0.0019228 | 0.049257 | 0 | 0 | 0.00060434 | 5.5213e-08 | 0 | 5.5213e-08 | 5.5213e-08 | 0 | 5.5213e-08 | 0 | 1.1437e-05 | 2.5069e-05 | 0 | 2.5069e-05 | 0 | 0.00017165 | 0.00034331 | 0 | 0.00034331 | [12 empty] | 7.3.3.17.5 (Remote Grid) Updates to grid topology to minimize risk of ignition in HFTDs Remote GridWLDFRWire-to-wire contactAggregated | WLDFR | HFTD - Distribution - Tier 2 - 1QU CoRE ¦ 5QU LoRE | Non-Red Flag Warning - Small Fires | Wire-to-wire contact | Aggregated | 2047 | 0.00014035 | 1601.5759 | 0.22479 | 2047 | Mitigation | 0.95 | 45 | 0 | esc | 0.00097009 | 1.3616e-07 | 0.00097009 | 1.3616e-07
[79 empty] | WLDFR | HFTD - Distribution - Tier 2 - 4QU CoRE ¦ 3QU LoRE | Red Flag Warning - Small Fires | 2048 | 5.7823e-07 | 5.7823e-07 | 0.10007 | 0.04626 | 0.0020076 | 0.051804 | 0 | 0 | 0.00060434 | 5.7865e-08 | 0 | 5.7865e-08 | 5.7865e-08 | 0 | 5.7865e-08 | 0 | 1.1437e-05 | 2.5069e-05 | 0 | 2.5069e-05 | 0 | 0.00017165 | 0.00034331 | 0 | 0.00034331 | [12 empty] | 7.3.3.17.5 (Remote Grid) Updates to grid topology to minimize risk of ignition in HFTDs Remote GridWLDFRWire-to-wire contactAggregated | WLDFR | HFTD - Distribution - Tier 2 - 1QU CoRE ¦ 5QU LoRE | Non-Red Flag Warning - Small Fires | Wire-to-wire contact | Aggregated | 2048 | 0.00014035 | 1601.5759 | 0.22479 | 2048 | Mitigation | 0.95 | 45 | 0 | esc | 0.00097009 | 1.3616e-07 | 0.00097009 | 1.3616e-07
[79 empty] | WLDFR | HFTD - Distribution - Tier 2 - 4QU CoRE ¦ 3QU LoRE | Red Flag Warning - Small Fires | 2049 | 5.7823e-07 | 5.7823e-07 | 0.10007 | 0.04626 | 0.0020076 | 0.051804 | 0 | 0 | 0.00060434 | 5.7865e-08 | 0 | 5.7865e-08 | 5.7865e-08 | 0 | 5.7865e-08 | 0 | 1.1437e-05 | 2.5069e-05 | 0 | 2.5069e-05 | 0 | 0.00017165 | 0.00034331 | 0 | 0.00034331 | [12 empty] | 7.3.3.17.5 (Remote Grid) Updates to grid topology to minimize risk of ignition in HFTDs Remote GridWLDFRWire-to-wire contactAggregated | WLDFR | HFTD - Distribution - Tier 2 - 1QU CoRE ¦ 5QU LoRE | Non-Red Flag Warning - Small Fires | Wire-to-wire contact | Aggregated | 2049 | 0.00014035 | 1601.5759 | 0.22479 | 2049 | Mitigation | 0.95 | 45 | 0 | esc | 0.00097009 | 1.3616e-07 | 0.00097009 | 1.3616e-07
[79 empty] | WLDFR | HFTD - Distribution - Tier 2 - 4QU CoRE ¦ 3QU LoRE | Red Flag Warning - Small Fires | 2050 | 5.7823e-07 | 5.7823e-07 | 0.10007 | 0.04626 | 0.0020076 | 0.051804 | 0 | 0 | 0.00060434 | 5.7865e-08 | 0 | 5.7865e-08 | 5.7865e-08 | 0 | 5.7865e-08 | 0 | 1.2003e-05 | 2.631e-05 | 0 | 2.631e-05 | 0 | 0.00017165 | 0.00034331 | 0 | 0.00034331 | [12 empty] | 7.3.3.17.5 (Remote Grid) Updates to grid topology to minimize risk of ignition in HFTDs Remote GridWLDFRWire-to-wire contactAggregated | WLDFR | HFTD - Distribution - Tier 2 - 1QU CoRE ¦ 5QU LoRE | Non-Red Flag Warning - Small Fires | Wire-to-wire contact | Aggregated | 2050 | 0.00014035 | 1601.5759 | 0.22479 | 2050 | Mitigation | 0.95 | 45 | 0 | esc | 0.00097009 | 1.3616e-07 | 0.00097009 | 1.3616e-07
[79 empty] | WLDFR | HFTD - Distribution - Tier 2 - 4QU CoRE ¦ 3QU LoRE | Red Flag Warning - Small Fires | 2051 | 5.7823e-07 | 5.7823e-07 | 0.10007 | 0.04626 | 0.0020076 | 0.051804 | 0 | 0 | 0.00060434 | 5.7865e-08 | 0 | 5.7865e-08 | 5.7865e-08 | 0 | 5.7865e-08 | 0 | 1.2003e-05 | 2.631e-05 | 0 | 2.631e-05 | 0 | 0.00017165 | 0.00034331 | 0 | 0.00034331 | [12 empty] | 7.3.3.17.5 (Remote Grid) Updates to grid topology to minimize risk of ignition in HFTDs Remote GridWLDFRWire-to-wire contactAggregated | WLDFR | HFTD - Distribution - Tier 2 - 1QU CoRE ¦ 5QU LoRE | Non-Red Flag Warning - Small Fires | Wire-to-wire contact | Aggregated | 2051 | 0.00014035 | 1601.5759 | 0.22479 | 2051 | Mitigation | 0.95 | 45 | 0 | esc | 0.00097009 | 1.3616e-07 | 0.00097009 | 1.3616e-07
[79 empty] | WLDFR | HFTD - Distribution - Tier 2 - 4QU CoRE ¦ 3QU LoRE | Red Flag Warning - Small Fires | 2052 | 5.7823e-07 | 5.7823e-07 | 0.10007 | 0.04626 | 0.0020076 | 0.051804 | 0 | 0 | 0.00060434 | 5.7865e-08 | 0 | 5.7865e-08 | 5.7865e-08 | 0 | 5.7865e-08 | 0 | 1.2003e-05 | 2.631e-05 | 0 | 2.631e-05 | 0 | 0.0001793 | 0.0003586 | 0 | 0.0003586 | [12 empty] | 7.3.3.17.5 (Remote Grid) Updates to grid topology to minimize risk of ignition in HFTDs Remote GridWLDFRWire-to-wire contactAggregated | WLDFR | HFTD - Distribution - Tier 2 - 1QU CoRE ¦ 5QU LoRE | Non-Red Flag Warning - Small Fires | Wire-to-wire contact | Aggregated | 2052 | 0.00014035 | 1601.5759 | 0.22479 | 2052 | Mitigation | 0.95 | 45 | 0 | esc | 0.00097009 | 1.3616e-07 | 0.00097009 | 1.3616e-07
[79 empty] | WLDFR | HFTD - Distribution - Tier 2 - 4QU CoRE ¦ 3QU LoRE | Red Flag Warning - Small Fires | 2053 | 5.7823e-07 | 5.7823e-07 | 0.10489 | 0.048274 | 0.002095 | 0.054525 | 0 | 0 | 0.00060434 | 6.0653e-08 | 0 | 6.0653e-08 | 6.0653e-08 | 0 | 6.0653e-08 | 0 | 1.2003e-05 | 2.631e-05 | 0 | 2.631e-05 | 0 | 0.0001793 | 0.0003586 | 0 | 0.0003586 | [12 empty] | 7.3.3.17.5 (Remote Grid) Updates to grid topology to minimize risk of ignition in HFTDs Remote GridWLDFRWire-to-wire contactAggregated | WLDFR | HFTD - Distribution - Tier 2 - 1QU CoRE ¦ 5QU LoRE | Non-Red Flag Warning - Small Fires | Wire-to-wire contact | Aggregated | 2053 | 0.00014035 | 1601.5759 | 0.22479 | 2053 | Mitigation | 0.95 | 45 | 0 | esc | 0.00097009 | 1.3616e-07 | 0.00097009 | 1.3616e-07
[79 empty] | WLDFR | HFTD - Distribution - Tier 2 - 4QU CoRE ¦ 3QU LoRE | Red Flag Warning - Small Fires | 2054 | 5.7823e-07 | 5.7823e-07 | 0.10489 | 0.048274 | 0.002095 | 0.054525 | 0 | 0 | 0.00060434 | 6.0653e-08 | 0 | 6.0653e-08 | 6.0653e-08 | 0 | 6.0653e-08 | 0 | 1.2003e-05 | 2.631e-05 | 0 | 2.631e-05 | 0 | 0.0001793 | 0.0003586 | 0 | 0.0003586 | [12 empty] | 7.3.3.17.5 (Remote Grid) Updates to grid topology to minimize risk of ignition in HFTDs Remote GridWLDFRWire-to-wire contactAggregated | WLDFR | HFTD - Distribution - Tier 2 - 1QU CoRE ¦ 5QU LoRE | Non-Red Flag Warning - Small Fires | Wire-to-wire contact | Aggregated | 2054 | 0.00014035 | 1601.5759 | 0.22479 | 2054 | Mitigation | 0.95 | 45 | 0 | esc | 0.00097009 | 1.3616e-07 | 0.00097009 | 1.3616e-07
[79 empty] | WLDFR | HFTD - Distribution - Tier 2 - 4QU CoRE ¦ 3QU LoRE | Red Flag Warning - Small Fires | 2055 | 5.7823e-07 | 5.7823e-07 | 0.10489 | 0.048274 | 0.002095 | 0.054525 | 0 | 0 | 0.00060434 | 6.0653e-08 | 0 | 6.0653e-08 | 6.0653e-08 | 0 | 6.0653e-08 | 0 | 1.2587e-05 | 2.7591e-05 | 0 | 2.7591e-05 | 0 | 0.0001793 | 0.0003586 | 0 | 0.0003586 | [12 empty] | 7.3.3.17.5 (Remote Grid) Updates to grid topology to minimize risk of ignition in HFTDs Remote GridWLDFRWire-to-wire contactAggregated | WLDFR | HFTD - Distribution - Tier 2 - 1QU CoRE ¦ 5QU LoRE | Non-Red Flag Warning - Small Fires | Wire-to-wire contact | Aggregated | 2055 | 0.00014035 | 1601.5759 | 0.22479 | 2055 | Mitigation | 0.95 | 45 | 0 | esc | 0.00097009 | 1.3616e-07 | 0.00097009 | 1.3616e-07
[79 empty] | WLDFR | HFTD - Distribution - Tier 2 - 4QU CoRE ¦ 3QU LoRE | Red Flag Warning - Small Fires | 2056 | 5.7823e-07 | 5.7823e-07 | 0.10489 | 0.048274 | 0.002095 | 0.054525 | 0 | 0 | 0.00060434 | 6.0653e-08 | 0 | 6.0653e-08 | 6.0653e-08 | 0 | 6.0653e-08 | 0 | 1.2587e-05 | 2.7591e-05 | 0 | 2.7591e-05 | 0 | 0.0001793 | 0.0003586 | 0 | 0.0003586 | [12 empty] | 7.3.3.17.5 (Remote Grid) Updates to grid topology to minimize risk of ignition in HFTDs Remote GridWLDFRWire-to-wire contactAggregated | WLDFR | HFTD - Distribution - Tier 2 - 1QU CoRE ¦ 5QU LoRE | Non-Red Flag Warning - Small Fires | Wire-to-wire contact | Aggregated | 2056 | 0.00014035 | 1601.5759 | 0.22479 | 2056 | Mitigation | 0.95 | 45 | 0 | esc | 0.00097009 | 1.3616e-07 | 0.00097009 | 1.3616e-07
[79 empty] | WLDFR | HFTD - Distribution - Tier 2 - 4QU CoRE ¦ 3QU LoRE | Red Flag Warning - Small Fires | 2057 | 5.7823e-07 | 5.7823e-07 | 0.10489 | 0.048274 | 0.002095 | 0.054525 | 0 | 0 | 0.00060434 | 6.0653e-08 | 0 | 6.0653e-08 | 6.0653e-08 | 0 | 6.0653e-08 | 0 | 1.2587e-05 | 2.7591e-05 | 0 | 2.7591e-05 | 0 | 0.0001878 | 0.0003756 | 0 | 0.0003756 | [12 empty] | 7.3.3.17.5 (Remote Grid) Updates to grid topology to minimize risk of ignition in HFTDs Remote GridWLDFRWire-to-wire contactAggregated | WLDFR | HFTD - Distribution - Tier 2 - 1QU CoRE ¦ 5QU LoRE | Non-Red Flag Warning - Small Fires | Wire-to-wire contact | Aggregated | 2057 | 0.00014035 | 1601.5759 | 0.22479 | 2057 | Mitigation | 0.95 | 45 | 0 | esc | 0.00097009 | 1.3616e-07 | 0.00097009 | 1.3616e-07
[79 empty] | WLDFR | HFTD - Distribution - Tier 2 - 4QU CoRE ¦ 3QU LoRE | Red Flag Warning - Small Fires | 2058 | 5.7823e-07 | 5.7823e-07 | 0.1099 | 0.050325 | 0.0021839 | 0.057393 | 0 | 0 | 0.00060434 | 6.3549e-08 | 0 | 6.3549e-08 | 6.3549e-08 | 0 | 6.3549e-08 | 0 | 1.2587e-05 | 2.7591e-05 | 0 | 2.7591e-05 | 0 | 0.0001878 | 0.0003756 | 0 | 0.0003756 | [12 empty] | 7.3.3.17.5 (Remote Grid) Updates to grid topology to minimize risk of ignition in HFTDs Remote GridWLDFRWire-to-wire contactAggregated | WLDFR | HFTD - Distribution - Tier 2 - 1QU CoRE ¦ 5QU LoRE | Non-Red Flag Warning - Small Fires | Wire-to-wire contact | Aggregated | 2058 | 0.00014035 | 1601.5759 | 0.22479 | 2058 | Mitigation | 0.95 | 45 | 0 | esc | 0.00097009 | 1.3616e-07 | 0.00097009 | 1.3616e-07
[79 empty] | WLDFR | HFTD - Distribution - Tier 2 - 4QU CoRE ¦ 3QU LoRE | Red Flag Warning - Small Fires | 2059 | 5.7823e-07 | 5.7823e-07 | 0.1099 | 0.050325 | 0.0021839 | 0.057393 | 0 | 0 | 0.00060434 | 6.3549e-08 | 0 | 6.3549e-08 | 6.3549e-08 | 0 | 6.3549e-08 | 0 | 1.2587e-05 | 2.7591e-05 | 0 | 2.7591e-05 | 0 | 0.0001878 | 0.0003756 | 0 | 0.0003756 | [12 empty] | 7.3.3.17.5 (Remote Grid) Updates to grid topology to minimize risk of ignition in HFTDs Remote GridWLDFRWire-to-wire contactAggregated | WLDFR | HFTD - Distribution - Tier 2 - 1QU CoRE ¦ 5QU LoRE | Non-Red Flag Warning - Small Fires | Wire-to-wire contact | Aggregated | 2059 | 0.00014035 | 1601.5759 | 0.22479 | 2059 | Mitigation | 0.95 | 45 | 0 | esc | 0.00097009 | 1.3616e-07 | 0.00097009 | 1.3616e-07
[79 empty] | WLDFR | HFTD - Distribution - Tier 2 - 4QU CoRE ¦ 3QU LoRE | Red Flag Warning - Small Fires | 2060 | 5.7823e-07 | 5.7823e-07 | 0.1099 | 0.050325 | 0.0021839 | 0.057393 | 0 | 0 | 0.00060434 | 6.3549e-08 | 0 | 6.3549e-08 | 6.3549e-08 | 0 | 6.3549e-08 | 0 | 1.3183e-05 | 2.8896e-05 | 0 | 2.8896e-05 | 0 | 0.0001878 | 0.0003756 | 0 | 0.0003756 | [12 empty] | 7.3.3.17.5 (Remote Grid) Updates to grid topology to minimize risk of ignition in HFTDs Remote GridWLDFRWire-to-wire contactAggregated | WLDFR | HFTD - Distribution - Tier 2 - 1QU CoRE ¦ 5QU LoRE | Non-Red Flag Warning - Small Fires | Wire-to-wire contact | Aggregated | 2060 | 0.00014035 | 1601.5759 | 0.22479 | 2060 | Mitigation | 0.95 | 45 | 0 | esc | 0.00097009 | 1.3616e-07 | 0.00097009 | 1.3616e-07
[79 empty] | WLDFR | HFTD - Distribution - Tier 2 - 4QU CoRE ¦ 3QU LoRE | Red Flag Warning - Small Fires | 2061 | 5.7823e-07 | 5.7823e-07 | 0.1099 | 0.050325 | 0.0021839 | 0.057393 | 0 | 0 | 0.00060434 | 6.3549e-08 | 0 | 6.3549e-08 | 6.3549e-08 | 0 | 6.3549e-08 | 0 | 1.3183e-05 | 2.8896e-05 | 0 | 2.8896e-05 | 0 | 0.0001878 | 0.0003756 | 0 | 0.0003756 | [12 empty] | 7.3.3.17.5 (Remote Grid) Updates to grid topology to minimize risk of ignition in HFTDs Remote GridWLDFRWire-to-wire contactAggregated | WLDFR | HFTD - Distribution - Tier 2 - 1QU CoRE ¦ 5QU LoRE | Non-Red Flag Warning - Small Fires | Wire-to-wire contact | Aggregated | 2061 | 0.00014035 | 1601.5759 | 0.22479 | 2061 | Mitigation | 0.95 | 45 | 0 | esc | 0.00097009 | 1.3616e-07 | 0.00097009 | 1.3616e-07
[79 empty] | WLDFR | HFTD - Distribution - Tier 2 - 4QU CoRE ¦ 3QU LoRE | Red Flag Warning - Small Fires | 2062 | 5.7823e-07 | 5.7823e-07 | 0.1099 | 0.050325 | 0.0021839 | 0.057393 | 0 | 0 | 0.00060434 | 6.3549e-08 | 0 | 6.3549e-08 | 6.3549e-08 | 0 | 6.3549e-08 | 0 | 1.3183e-05 | 2.8896e-05 | 0 | 2.8896e-05 | 0 | 0.00019703 | 0.00039405 | 0 | 0.00039405 | [12 empty] | 7.3.3.17.5 (Remote Grid) Updates to grid topology to minimize risk of ignition in HFTDs Remote GridWLDFRWire-to-wire contactAggregated | WLDFR | HFTD - Distribution - Tier 2 - 1QU CoRE ¦ 5QU LoRE | Non-Red Flag Warning - Small Fires | Wire-to-wire contact | Aggregated | 2062 | 0.00014035 | 1601.5759 | 0.22479 | 2062 | Mitigation | 0.95 | 45 | 0 | esc | 0.00097009 | 1.3616e-07 | 0.00097009 | 1.3616e-07
[79 empty] | WLDFR | HFTD - Distribution - Tier 2 - 4QU CoRE ¦ 3QU LoRE | Red Flag Warning - Small Fires | 2063 | 5.7823e-07 | 5.7823e-07 | 0.11504 | 0.052388 | 0.0022734 | 0.060377 | 0 | 0 | 0.00060434 | 6.6519e-08 | 0 | 6.6519e-08 | 6.6519e-08 | 0 | 6.6519e-08 | 0 | 1.3183e-05 | 2.8896e-05 | 0 | 2.8896e-05 | 0 | 0.00019703 | 0.00039405 | 0 | 0.00039405 | [12 empty] | 7.3.3.17.5 (Remote Grid) Updates to grid topology to minimize risk of ignition in HFTDs Remote GridWLDFRWire-to-wire contactAggregated | WLDFR | HFTD - Distribution - Tier 2 - 1QU CoRE ¦ 5QU LoRE | Non-Red Flag Warning - Small Fires | Wire-to-wire contact | Aggregated | 2063 | 0.00014035 | 1601.5759 | 0.22479 | 2063 | Mitigation | 0.95 | 45 | 0 | esc | 0.00097009 | 1.3616e-07 | 0.00097009 | 1.3616e-07
[79 empty] | WLDFR | HFTD - Distribution - Tier 2 - 4QU CoRE ¦ 3QU LoRE | Red Flag Warning - Small Fires | 2064 | 5.7823e-07 | 5.7823e-07 | 0.11504 | 0.052388 | 0.0022734 | 0.060377 | 0 | 0 | 0.00060434 | 6.6519e-08 | 0 | 6.6519e-08 | 6.6519e-08 | 0 | 6.6519e-08 | 0 | 1.3183e-05 | 2.8896e-05 | 0 | 2.8896e-05 | 0 | 0.00019703 | 0.00039405 | 0 | 0.00039405 | [12 empty] | 7.3.3.17.5 (Remote Grid) Updates to grid topology to minimize risk of ignition in HFTDs Remote GridWLDFRWire-to-wire contactAggregated | WLDFR | HFTD - Distribution - Tier 2 - 1QU CoRE ¦ 5QU LoRE | Non-Red Flag Warning - Small Fires | Wire-to-wire contact | Aggregated | 2064 | 0.00014035 | 1601.5759 | 0.22479 | 2064 | Mitigation | 0.95 | 45 | 0 | esc | 0.00097009 | 1.3616e-07 | 0.00097009 | 1.3616e-07
[79 empty] | WLDFR | HFTD - Distribution - Tier 2 - 4QU CoRE ¦ 3QU LoRE | Red Flag Warning - Small Fires | 2065 | 5.7823e-07 | 5.7823e-07 | 0.11504 | 0.052388 | 0.0022734 | 0.060377 | 0 | 0 | 0.00060434 | 6.6519e-08 | 0 | 6.6519e-08 | 6.6519e-08 | 0 | 6.6519e-08 | 0 | 1.3782e-05 | 3.0211e-05 | 0 | 3.0211e-05 | 0 | 0.00019703 | 0.00039405 | 0 | 0.00039405 | [12 empty] | 7.3.3.17.5 (Remote Grid) Updates to grid topology to minimize risk of ignition in HFTDs Remote GridWLDFRWire-to-wire contactAggregated | WLDFR | HFTD - Distribution - Tier 2 - 1QU CoRE ¦ 5QU LoRE | Non-Red Flag Warning - Small Fires | Wire-to-wire contact | Aggregated | 2065 | 0.00014035 | 1601.5759 | 0.22479 | 2065 | Mitigation | 0.95 | 45 | 0 | esc | 0.00097009 | 1.3616e-07 | 0.00097009 | 1.3616e-07
[79 empty] | WLDFR | HFTD - Distribution - Tier 2 - 4QU CoRE ¦ 3QU LoRE | Red Flag Warning - Small Fires | 2066 | 5.7823e-07 | 5.7823e-07 | 0.11504 | 0.052388 | 0.0022734 | 0.060377 | 0 | 0 | 0.00060434 | 6.6519e-08 | 0 | 6.6519e-08 | 6.6519e-08 | 0 | 6.6519e-08 | 0 | 1.3782e-05 | 3.0211e-05 | 0 | 3.0211e-05 | 0 | 0.00019703 | 0.00039405 | 0 | 0.00039405 | [12 empty] | 7.3.3.17.5 (Remote Grid) Updates to grid topology to minimize risk of ignition in HFTDs Remote GridWLDFRWire-to-wire contactAggregated | WLDFR | HFTD - Distribution - Tier 2 - 1QU CoRE ¦ 5QU LoRE | Non-Red Flag Warning - Small Fires | Wire-to-wire contact | Aggregated | 2066 | 0.00014035 | 1601.5759 | 0.22479 | 2066 | Mitigation | 0.95 | 45 | 0 | esc | 0.00097009 | 1.3616e-07 | 0.00097009 | 1.3616e-07
[79 empty] | WLDFR | HFTD - Distribution - Tier 2 - 4QU CoRE ¦ 3QU LoRE | Red Flag Warning - Small Fires | 2067 | 0 | 5.7823e-07 | 0.11504 | 0.052388 | 0.0022734 | 0.060377 | 0 | 0 | 0.00060434 | 0 | 0 | 0 | 6.6519e-08 | 0 | 6.6519e-08 | 0 | 1.3782e-05 | 3.0211e-05 | 0 | 3.0211e-05 | 0 | 0.00020686 | 0.00041371 | 0 | 0.00041371 | [12 empty] | 7.3.3.17.5 (Remote Grid) Updates to grid topology to minimize risk of ignition in HFTDs Remote GridWLDFRWire-to-wire contactAggregated | WLDFR | HFTD - Distribution - Tier 2 - 1QU CoRE ¦ 5QU LoRE | Non-Red Flag Warning - Small Fires | Wire-to-wire contact | Aggregated | 2067 | 0.00014035 | 1601.5759 | 0.22479 | 2067 | Mitigation | 0.95 | 45 | 0 | esc | 0 | 0 | 0.00097009 | 1.3616e-07
[79 empty] | WLDFR | HFTD - Distribution - Tier 2 - 4QU CoRE ¦ 4QU LoRE | Non-Red Flag Warning - Catastrophic Fires | 2022 | 3.0937e-10 | 0 | 14146.1306 | 222.2294 | 8585.7228 | 5338.1784 | 0 | 0 | 4.1328e-07 | 4.3764e-06 | 0 | 4.3764e-06 | 0 | 0 | 0 | 0 | 1.3782e-05 | 3.0211e-05 | 0 | 3.0211e-05 | 0 | 0.00020686 | 0.00041371 | 0 | 0.00041371 | [12 empty] | 7.3.3.17.5 (Remote Grid) Updates to grid topology to minimize risk of ignition in HFTDs Remote GridWLDFREquipment / facility failureAggregated | WLDFR | HFTD - Distribution - Tier 2 - 1QU CoRE ¦ 5QU LoRE | Red Flag Warning - Catastrophic Fires | Equipment / facility failure | Aggregated | 2022 | 4.7363e-05 | 1601.5759 | 0.075856 | 2022 | Mitigation | 0.95 | 45 | 0 | esc | 0.00097009 | 4.5946e-08 | 0 | 0
[79 empty] | WLDFR | HFTD - Distribution - Tier 2 - 4QU CoRE ¦ 4QU LoRE | Non-Red Flag Warning - Catastrophic Fires | 2023 | 3.0937e-10 | 3.0937e-10 | 14664.6376 | 233.2301 | 8896.516 | 5534.8915 | 0 | 0 | 4.1328e-07 | 4.5368e-06 | 0 | 4.5368e-06 | 4.5368e-06 | 0 | 4.5368e-06 | 0 | 1.3782e-05 | 3.0211e-05 | 0 | 3.0211e-05 | 0 | 0.00020686 | 0.00041371 | 0 | 0.00041371 | [12 empty] | 7.3.3.17.5 (Remote Grid) Updates to grid topology to minimize risk of ignition in HFTDs Remote GridWLDFREquipment / facility failureAggregated | WLDFR | HFTD - Distribution - Tier 2 - 1QU CoRE ¦ 5QU LoRE | Red Flag Warning - Catastrophic Fires | Equipment / facility failure | Aggregated | 2023 | 4.7363e-05 | 1601.5759 | 0.075856 | 2023 | Mitigation | 0.95 | 45 | 0 | esc | 0.00097009 | 4.5946e-08 | 0.00097009 | 4.5946e-08
[79 empty] | WLDFR | HFTD - Distribution - Tier 2 - 4QU CoRE ¦ 4QU LoRE | Non-Red Flag Warning - Catastrophic Fires | 2024 | 3.0937e-10 | 3.0937e-10 | 14664.6376 | 233.2301 | 8896.516 | 5534.8915 | 0 | 0 | 4.1328e-07 | 4.5368e-06 | 0 | 4.5368e-06 | 4.5368e-06 | 0 | 4.5368e-06 | 0 | 1.4379e-05 | 3.1519e-05 | 0 | 3.1519e-05 | 0 | 0.00020686 | 0.00041371 | 0 | 0.00041371 | [12 empty] | 7.3.3.17.5 (Remote Grid) Updates to grid topology to minimize risk of ignition in HFTDs Remote GridWLDFREquipment / facility failureAggregated | WLDFR | HFTD - Distribution - Tier 2 - 1QU CoRE ¦ 5QU LoRE | Red Flag Warning - Catastrophic Fires | Equipment / facility failure | Aggregated | 2024 | 4.7363e-05 | 1601.5759 | 0.075856 | 2024 | Mitigation | 0.95 | 45 | 0 | esc | 0.00097009 | 4.5946e-08 | 0.00097009 | 4.5946e-08
[79 empty] | WLDFR | HFTD - Distribution - Tier 2 - 4QU CoRE ¦ 4QU LoRE | Non-Red Flag Warning - Catastrophic Fires | 2025 | 3.0937e-10 | 3.0937e-10 | 14664.6376 | 233.2301 | 8896.516 | 5534.8915 | 0 | 0 | 4.1328e-07 | 4.5368e-06 | 0 | 4.5368e-06 | 4.5368e-06 | 0 | 4.5368e-06 | 0 | 1.4379e-05 | 3.1519e-05 | 0 | 3.1519e-05 | 0 | 0.00020686 | 0.00041371 | 0 | 0.00041371 | [12 empty] | 7.3.3.17.5 (Remote Grid) Updates to grid topology to minimize risk of ignition in HFTDs Remote GridWLDFREquipment / facility failureAggregated | WLDFR | HFTD - Distribution - Tier 2 - 1QU CoRE ¦ 5QU LoRE | Red Flag Warning - Catastrophic Fires | Equipment / facility failure | Aggregated | 2025 | 4.7363e-05 | 1601.5759 | 0.075856 | 2025 | Mitigation | 0.95 | 45 | 0 | esc | 0.00097009 | 4.5946e-08 | 0.00097009 | 4.5946e-08
[79 empty] | WLDFR | HFTD - Distribution - Tier 2 - 4QU CoRE ¦ 4QU LoRE | Non-Red Flag Warning - Catastrophic Fires | 2026 | 3.0937e-10 | 3.0937e-10 | 14664.6376 | 233.2301 | 8896.516 | 5534.8915 | 0 | 0 | 4.1328e-07 | 4.5368e-06 | 0 | 4.5368e-06 | 4.5368e-06 | 0 | 4.5368e-06 | 0 | 1.4379e-05 | 3.1519e-05 | 0 | 3.1519e-05 | 0 | 0.00021716 | 0.00043432 | 0 | 0.00043432 | [12 empty] | 7.3.3.17.5 (Remote Grid) Updates to grid topology to minimize risk of ignition in HFTDs Remote GridWLDFREquipment / facility failureAggregated | WLDFR | HFTD - Distribution - Tier 2 - 1QU CoRE ¦ 5QU LoRE | Red Flag Warning - Catastrophic Fires | Equipment / facility failure | Aggregated | 2026 | 4.7363e-05 | 1601.5759 | 0.075856 | 2026 | Mitigation | 0.95 | 45 | 0 | esc | 0.00097009 | 4.5946e-08 | 0.00097009 | 4.5946e-08
[79 empty] | WLDFR | HFTD - Distribution - Tier 2 - 4QU CoRE ¦ 4QU LoRE | Non-Red Flag Warning - Catastrophic Fires | 2027 | 3.0937e-10 | 3.0937e-10 | 14664.6376 | 233.2301 | 8896.516 | 5534.8915 | 0 | 0 | 4.1328e-07 | 4.5368e-06 | 0 | 4.5368e-06 | 4.5368e-06 | 0 | 4.5368e-06 | 0 | 0 | 3.1519e-05 | 0 | 3.1519e-05 | 0 | 0.00021716 | 0.00043432 | 0 | 0.00043432 | [12 empty] | 7.3.3.17.5 (Remote Grid) Updates to grid topology to minimize risk of ignition in HFTDs Remote GridWLDFREquipment / facility failureAggregated | WLDFR | HFTD - Distribution - Tier 2 - 1QU CoRE ¦ 5QU LoRE | Red Flag Warning - Catastrophic Fires | Equipment / facility failure | Aggregated | 2027 | 4.7363e-05 | 1601.5759 | 0.075856 | 2027 | Mitigation | 0.95 | 45 | 0 | esc | 0.00097009 | 4.5946e-08 | 0.00097009 | 4.5946e-08
[79 empty] | WLDFR | HFTD - Distribution - Tier 2 - 4QU CoRE ¦ 4QU LoRE | Non-Red Flag Warning - Catastrophic Fires | 2028 | 3.0937e-10 | 3.0937e-10 | 15317.9909 | 247.273 | 9287.6491 | 5783.0689 | 0 | 0 | 4.1328e-07 | 4.7389e-06 | 0 | 4.7389e-06 | 4.7389e-06 | 0 | 4.7389e-06 | 0 | 0 | 0 | 0 | 0 | 0 | 0.00021716 | 0.00043432 | 0 | 0.00043432 | [12 empty] | 7.3.3.17.5 (Remote Grid) Updates to grid topology to minimize risk of ignition in HFTDs Remote GridWLDFREquipment / facility failureAggregated | WLDFR | HFTD - Distribution - Tier 2 - 1QU CoRE ¦ 5QU LoRE | Red Flag Warning - Catastrophic Fires | Equipment / facility failure | Aggregated | 2028 | 4.7363e-05 | 1601.5759 | 0.075856 | 2028 | Mitigation | 0.95 | 45 | 0 | esc | 0.00097009 | 4.5946e-08 | 0.00097009 | 4.5946e-08
[79 empty] | WLDFR | HFTD - Distribution - Tier 2 - 4QU CoRE ¦ 4QU LoRE | Non-Red Flag Warning - Catastrophic Fires | 2029 | 3.0937e-10 | 3.0937e-10 | 15317.9909 | 247.273 | 9287.6491 | 5783.0689 | 0 | 0 | 4.1328e-07 | 4.7389e-06 | 0 | 4.7389e-06 | 4.7389e-06 | 0 | 4.7389e-06 | 0 | 1.0719e-07 | 0 | 0 | 0 | 0 | 0.00021716 | 0.00043432 | 0 | 0.00043432 | [12 empty] | 7.3.3.17.5 (Remote Grid) Updates to grid topology to minimize risk of ignition in HFTDs Remote GridWLDFREquipment / facility failureAggregated | WLDFR | HFTD - Distribution - Tier 2 - 1QU CoRE ¦ 5QU LoRE | Red Flag Warning - Catastrophic Fires | Equipment / facility failure | Aggregated | 2029 | 4.7363e-05 | 1601.5759 | 0.075856 | 2029 | Mitigation | 0.95 | 45 | 0 | esc | 0.00097009 | 4.5946e-08 | 0.00097009 | 4.5946e-08
[79 empty] | WLDFR | HFTD - Distribution - Tier 2 - 4QU CoRE ¦ 4QU LoRE | Non-Red Flag Warning - Catastrophic Fires | 2030 | 3.0937e-10 | 3.0937e-10 | 15317.9909 | 247.273 | 9287.6491 | 5783.0689 | 0 | 0 | 4.1328e-07 | 4.7389e-06 | 0 | 4.7389e-06 | 4.7389e-06 | 0 | 4.7389e-06 | 0 | 1.1199e-07 | 2.4548e-07 | 0 | 2.4548e-07 | 0 | 0 | 0.00043432 | 0 | 0.00043432 | [12 empty] | 7.3.3.17.5 (Remote Grid) Updates to grid topology to minimize risk of ignition in HFTDs Remote GridWLDFREquipment / facility failureAggregated | WLDFR | HFTD - Distribution - Tier 2 - 1QU CoRE ¦ 5QU LoRE | Red Flag Warning - Catastrophic Fires | Equipment / facility failure | Aggregated | 2030 | 4.7363e-05 | 1601.5759 | 0.075856 | 2030 | Mitigation | 0.95 | 45 | 0 | esc | 0.00097009 | 4.5946e-08 | 0.00097009 | 4.5946e-08
[79 empty] | WLDFR | HFTD - Distribution - Tier 2 - 4QU CoRE ¦ 4QU LoRE | Non-Red Flag Warning - Catastrophic Fires | 2031 | 3.0937e-10 | 3.0937e-10 | 15317.9909 | 247.273 | 9287.6491 | 5783.0689 | 0 | 0 | 4.1328e-07 | 4.7389e-06 | 0 | 4.7389e-06 | 4.7389e-06 | 0 | 4.7389e-06 | 0 | 1.1199e-07 | 2.4548e-07 | 0 | 2.4548e-07 | 0 | 0 | 0 | 0 | 0 | [12 empty] | 7.3.3.17.5 (Remote Grid) Updates to grid topology to minimize risk of ignition in HFTDs Remote GridWLDFREquipment / facility failureAggregated | WLDFR | HFTD - Distribution - Tier 2 - 1QU CoRE ¦ 5QU LoRE | Red Flag Warning - Catastrophic Fires | Equipment / facility failure | Aggregated | 2031 | 4.7363e-05 | 1601.5759 | 0.075856 | 2031 | Mitigation | 0.95 | 45 | 0 | esc | 0.00097009 | 4.5946e-08 | 0.00097009 | 4.5946e-08
[79 empty] | WLDFR | HFTD - Distribution - Tier 2 - 4QU CoRE ¦ 4QU LoRE | Non-Red Flag Warning - Catastrophic Fires | 2032 | 3.0937e-10 | 3.0937e-10 | 15317.9909 | 247.273 | 9287.6491 | 5783.0689 | 0 | 0 | 4.1328e-07 | 4.7389e-06 | 0 | 4.7389e-06 | 4.7389e-06 | 0 | 4.7389e-06 | 0 | 1.1199e-07 | 2.4548e-07 | 0 | 2.4548e-07 | 0 | 0 | 0 | 0 | 0 | [12 empty] | 7.3.3.17.5 (Remote Grid) Updates to grid topology to minimize risk of ignition in HFTDs Remote GridWLDFREquipment / facility failureAggregated | WLDFR | HFTD - Distribution - Tier 2 - 1QU CoRE ¦ 5QU LoRE | Red Flag Warning - Catastrophic Fires | Equipment / facility failure | Aggregated | 2032 | 4.7363e-05 | 1601.5759 | 0.075856 | 2032 | Mitigation | 0.95 | 45 | 0 | esc | 0.00097009 | 4.5946e-08 | 0.00097009 | 4.5946e-08
[79 empty] | WLDFR | HFTD - Distribution - Tier 2 - 4QU CoRE ¦ 4QU LoRE | Non-Red Flag Warning - Catastrophic Fires | 2033 | 3.0937e-10 | 3.0937e-10 | 16044.1264 | 263.1074 | 9721.74 | 6059.2791 | 0 | 0 | 4.1328e-07 | 4.9636e-06 | 0 | 4.9636e-06 | 4.9636e-06 | 0 | 4.9636e-06 | 0 | 1.1199e-07 | 2.4548e-07 | 0 | 2.4548e-07 | 0 | 0.00033417 | 0 | 0 | 0 | [12 empty] | 7.3.3.17.5 (Remote Grid) Updates to grid topology to minimize risk of ignition in HFTDs Remote GridWLDFREquipment / facility failureAggregated | WLDFR | HFTD - Distribution - Tier 2 - 1QU CoRE ¦ 5QU LoRE | Red Flag Warning - Catastrophic Fires | Equipment / facility failure | Aggregated | 2033 | 4.7363e-05 | 1601.5759 | 0.075856 | 2033 | Mitigation | 0.95 | 45 | 0 | esc | 0.00097009 | 4.5946e-08 | 0.00097009 | 4.5946e-08
[79 empty] | WLDFR | HFTD - Distribution - Tier 2 - 4QU CoRE ¦ 4QU LoRE | Non-Red Flag Warning - Catastrophic Fires | 2034 | 3.0937e-10 | 3.0937e-10 | 16044.1264 | 263.1074 | 9721.74 | 6059.2791 | 0 | 0 | 4.1328e-07 | 4.9636e-06 | 0 | 4.9636e-06 | 4.9636e-06 | 0 | 4.9636e-06 | 0 | 1.1199e-07 | 2.4548e-07 | 0 | 2.4548e-07 | 0 | 0.00034637 | 0.00069275 | 0 | 0.00069275 | [12 empty] | 7.3.3.17.5 (Remote Grid) Updates to grid topology to minimize risk of ignition in HFTDs Remote GridWLDFREquipment / facility failureAggregated | WLDFR | HFTD - Distribution - Tier 2 - 1QU CoRE ¦ 5QU LoRE | Red Flag Warning - Catastrophic Fires | Equipment / facility failure | Aggregated | 2034 | 4.7363e-05 | 1601.5759 | 0.075856 | 2034 | Mitigation | 0.95 | 45 | 0 | esc | 0.00097009 | 4.5946e-08 | 0.00097009 | 4.5946e-08
[79 empty] | WLDFR | HFTD - Distribution - Tier 2 - 4QU CoRE ¦ 4QU LoRE | Non-Red Flag Warning - Catastrophic Fires | 2035 | 3.0937e-10 | 3.0937e-10 | 16044.1264 | 263.1074 | 9721.74 | 6059.2791 | 0 | 0 | 4.1328e-07 | 4.9636e-06 | 0 | 4.9636e-06 | 4.9636e-06 | 0 | 4.9636e-06 | 0 | 1.1817e-07 | 2.5902e-07 | 0 | 2.5902e-07 | 0 | 0.00034637 | 0.00069275 | 0 | 0.00069275 | [12 empty] | 7.3.3.17.5 (Remote Grid) Updates to grid topology to minimize risk of ignition in HFTDs Remote GridWLDFREquipment / facility failureAggregated | WLDFR | HFTD - Distribution - Tier 2 - 1QU CoRE ¦ 5QU LoRE | Red Flag Warning - Catastrophic Fires | Equipment / facility failure | Aggregated | 2035 | 4.7363e-05 | 1601.5759 | 0.075856 | 2035 | Mitigation | 0.95 | 45 | 0 | esc | 0.00097009 | 4.5946e-08 | 0.00097009 | 4.5946e-08
[79 empty] | WLDFR | HFTD - Distribution - Tier 2 - 4QU CoRE ¦ 4QU LoRE | Non-Red Flag Warning - Catastrophic Fires | 2036 | 3.0937e-10 | 3.0937e-10 | 16044.1264 | 263.1074 | 9721.74 | 6059.2791 | 0 | 0 | 4.1328e-07 | 4.9636e-06 | 0 | 4.9636e-06 | 4.9636e-06 | 0 | 4.9636e-06 | 0 | 1.1817e-07 | 2.5902e-07 | 0 | 2.5902e-07 | 0 | 0.00034637 | 0.00069275 | 0 | 0.00069275 | [12 empty] | 7.3.3.17.5 (Remote Grid) Updates to grid topology to minimize risk of ignition in HFTDs Remote GridWLDFREquipment / facility failureAggregated | WLDFR | HFTD - Distribution - Tier 2 - 1QU CoRE ¦ 5QU LoRE | Red Flag Warning - Catastrophic Fires | Equipment / facility failure | Aggregated | 2036 | 4.7363e-05 | 1601.5759 | 0.075856 | 2036 | Mitigation | 0.95 | 45 | 0 | esc | 0.00097009 | 4.5946e-08 | 0.00097009 | 4.5946e-08
[79 empty] | WLDFR | HFTD - Distribution - Tier 2 - 4QU CoRE ¦ 4QU LoRE | Non-Red Flag Warning - Catastrophic Fires | 2037 | 3.0937e-10 | 3.0937e-10 | 16044.1264 | 263.1074 | 9721.74 | 6059.2791 | 0 | 0 | 4.1328e-07 | 4.9636e-06 | 0 | 4.9636e-06 | 4.9636e-06 | 0 | 4.9636e-06 | 0 | 1.1817e-07 | 2.5902e-07 | 0 | 2.5902e-07 | 0 | 0.00034637 | 0.00069275 | 0 | 0.00069275 | [12 empty] | 7.3.3.17.5 (Remote Grid) Updates to grid topology to minimize risk of ignition in HFTDs Remote GridWLDFREquipment / facility failureAggregated | WLDFR | HFTD - Distribution - Tier 2 - 1QU CoRE ¦ 5QU LoRE | Red Flag Warning - Catastrophic Fires | Equipment / facility failure | Aggregated | 2037 | 4.7363e-05 | 1601.5759 | 0.075856 | 2037 | Mitigation | 0.95 | 45 | 0 | esc | 0.00097009 | 4.5946e-08 | 0.00097009 | 4.5946e-08
[79 empty] | WLDFR | HFTD - Distribution - Tier 2 - 4QU CoRE ¦ 4QU LoRE | Non-Red Flag Warning - Catastrophic Fires | 2038 | 3.0937e-10 | 3.0937e-10 | 16832.3912 | 280.5544 | 10192.2718 | 6359.5651 | 0 | 0 | 4.1328e-07 | 5.2074e-06 | 0 | 5.2074e-06 | 5.2074e-06 | 0 | 5.2074e-06 | 0 | 1.1817e-07 | 2.5902e-07 | 0 | 2.5902e-07 | 0 | 0.00034637 | 0.00069275 | 0 | 0.00069275 | [12 empty] | 7.3.3.17.5 (Remote Grid) Updates to grid topology to minimize risk of ignition in HFTDs Remote GridWLDFREquipment / facility failureAggregated | WLDFR | HFTD - Distribution - Tier 2 - 1QU CoRE ¦ 5QU LoRE | Red Flag Warning - Catastrophic Fires | Equipment / facility failure | Aggregated | 2038 | 4.7363e-05 | 1601.5759 | 0.075856 | 2038 | Mitigation | 0.95 | 45 | 0 | esc | 0.00097009 | 4.5946e-08 | 0.00097009 | 4.5946e-08
[79 empty] | WLDFR | HFTD - Distribution - Tier 2 - 4QU CoRE ¦ 4QU LoRE | Non-Red Flag Warning - Catastrophic Fires | 2039 | 3.0937e-10 | 3.0937e-10 | 16832.3912 | 280.5544 | 10192.2718 | 6359.5651 | 0 | 0 | 4.1328e-07 | 5.2074e-06 | 0 | 5.2074e-06 | 5.2074e-06 | 0 | 5.2074e-06 | 0 | 1.1817e-07 | 2.5902e-07 | 0 | 2.5902e-07 | 0 | 0.00036175 | 0.00072349 | 0 | 0.00072349 | [12 empty] | 7.3.3.17.5 (Remote Grid) Updates to grid topology to minimize risk of ignition in HFTDs Remote GridWLDFREquipment / facility failureAggregated | WLDFR | HFTD - Distribution - Tier 2 - 1QU CoRE ¦ 5QU LoRE | Red Flag Warning - Catastrophic Fires | Equipment / facility failure | Aggregated | 2039 | 4.7363e-05 | 1601.5759 | 0.075856 | 2039 | Mitigation | 0.95 | 45 | 0 | esc | 0.00097009 | 4.5946e-08 | 0.00097009 | 4.5946e-08
[79 empty] | WLDFR | HFTD - Distribution - Tier 2 - 4QU CoRE ¦ 4QU LoRE | Non-Red Flag Warning - Catastrophic Fires | 2040 | 3.0937e-10 | 3.0937e-10 | 16832.3912 | 280.5544 | 10192.2718 | 6359.5651 | 0 | 0 | 4.1328e-07 | 5.2074e-06 | 0 | 5.2074e-06 | 5.2074e-06 | 0 | 5.2074e-06 | 0 | 1.2519e-07 | 2.7442e-07 | 0 | 2.7442e-07 | 0 | 0.00036175 | 0.00072349 | 0 | 0.00072349 | [12 empty] | 7.3.3.17.5 (Remote Grid) Updates to grid topology to minimize risk of ignition in HFTDs Remote GridWLDFREquipment / facility failureAggregated | WLDFR | HFTD - Distribution - Tier 2 - 1QU CoRE ¦ 5QU LoRE | Red Flag Warning - Catastrophic Fires | Equipment / facility failure | Aggregated | 2040 | 4.7363e-05 | 1601.5759 | 0.075856 | 2040 | Mitigation | 0.95 | 45 | 0 | esc | 0.00097009 | 4.5946e-08 | 0.00097009 | 4.5946e-08
[79 empty] | WLDFR | HFTD - Distribution - Tier 2 - 4QU CoRE ¦ 4QU LoRE | Non-Red Flag Warning - Catastrophic Fires | 2041 | 3.0937e-10 | 3.0937e-10 | 16832.3912 | 280.5544 | 10192.2718 | 6359.5651 | 0 | 0 | 4.1328e-07 | 5.2074e-06 | 0 | 5.2074e-06 | 5.2074e-06 | 0 | 5.2074e-06 | 0 | 1.2519e-07 | 2.7442e-07 | 0 | 2.7442e-07 | 0 | 0.00036175 | 0.00072349 | 0 | 0.00072349 | [12 empty] | 7.3.3.17.5 (Remote Grid) Updates to grid topology to minimize risk of ignition in HFTDs Remote GridWLDFREquipment / facility failureAggregated | WLDFR | HFTD - Distribution - Tier 2 - 1QU CoRE ¦ 5QU LoRE | Red Flag Warning - Catastrophic Fires | Equipment / facility failure | Aggregated | 2041 | 4.7363e-05 | 1601.5759 | 0.075856 | 2041 | Mitigation | 0.95 | 45 | 0 | esc | 0.00097009 | 4.5946e-08 | 0.00097009 | 4.5946e-08
[79 empty] | WLDFR | HFTD - Distribution - Tier 2 - 4QU CoRE ¦ 4QU LoRE | Non-Red Flag Warning - Catastrophic Fires | 2042 | 3.0937e-10 | 3.0937e-10 | 16832.3912 | 280.5544 | 10192.2718 | 6359.5651 | 0 | 0 | 4.1328e-07 | 5.2074e-06 | 0 | 5.2074e-06 | 5.2074e-06 | 0 | 5.2074e-06 | 0 | 1.2519e-07 | 2.7442e-07 | 0 | 2.7442e-07 | 0 | 0.00036175 | 0.00072349 | 0 | 0.00072349 | [12 empty] | 7.3.3.17.5 (Remote Grid) Updates to grid topology to minimize risk of ignition in HFTDs Remote GridWLDFREquipment / facility failureAggregated | WLDFR | HFTD - Distribution - Tier 2 - 1QU CoRE ¦ 5QU LoRE | Red Flag Warning - Catastrophic Fires | Equipment / facility failure | Aggregated | 2042 | 4.7363e-05 | 1601.5759 | 0.075856 | 2042 | Mitigation | 0.95 | 45 | 0 | esc | 0.00097009 | 4.5946e-08 | 0.00097009 | 4.5946e-08
[79 empty] | WLDFR | HFTD - Distribution - Tier 2 - 4QU CoRE ¦ 4QU LoRE | Non-Red Flag Warning - Catastrophic Fires | 2043 | 3.0937e-10 | 3.0937e-10 | 17672.0852 | 299.42 | 10692.7362 | 6679.929 | 0 | 0 | 4.1328e-07 | 5.4672e-06 | 0 | 5.4672e-06 | 5.4672e-06 | 0 | 5.4672e-06 | 0 | 1.2519e-07 | 2.7442e-07 | 0 | 2.7442e-07 | 0 | 0.00036175 | 0.00072349 | 0 | 0.00072349 | [12 empty] | 7.3.3.17.5 (Remote Grid) Updates to grid topology to minimize risk of ignition in HFTDs Remote GridWLDFREquipment / facility failureAggregated | WLDFR | HFTD - Distribution - Tier 2 - 1QU CoRE ¦ 5QU LoRE | Red Flag Warning - Catastrophic Fires | Equipment / facility failure | Aggregated | 2043 | 4.7363e-05 | 1601.5759 | 0.075856 | 2043 | Mitigation | 0.95 | 45 | 0 | esc | 0.00097009 | 4.5946e-08 | 0.00097009 | 4.5946e-08
[79 empty] | WLDFR | HFTD - Distribution - Tier 2 - 4QU CoRE ¦ 4QU LoRE | Non-Red Flag Warning - Catastrophic Fires | 2044 | 3.0937e-10 | 3.0937e-10 | 17672.0852 | 299.42 | 10692.7362 | 6679.929 | 0 | 0 | 4.1328e-07 | 5.4672e-06 | 0 | 5.4672e-06 | 5.4672e-06 | 0 | 5.4672e-06 | 0 | 1.2519e-07 | 2.7442e-07 | 0 | 2.7442e-07 | 0 | 0.00037882 | 0.00075763 | 0 | 0.00075763 | [12 empty] | 7.3.3.17.5 (Remote Grid) Updates to grid topology to minimize risk of ignition in HFTDs Remote GridWLDFREquipment / facility failureAggregated | WLDFR | HFTD - Distribution - Tier 2 - 1QU CoRE ¦ 5QU LoRE | Red Flag Warning - Catastrophic Fires | Equipment / facility failure | Aggregated | 2044 | 4.7363e-05 | 1601.5759 | 0.075856 | 2044 | Mitigation | 0.95 | 45 | 0 | esc | 0.00097009 | 4.5946e-08 | 0.00097009 | 4.5946e-08
[79 empty] | WLDFR | HFTD - Distribution - Tier 2 - 4QU CoRE ¦ 4QU LoRE | Non-Red Flag Warning - Catastrophic Fires | 2045 | 3.0937e-10 | 3.0937e-10 | 17672.0852 | 299.42 | 10692.7362 | 6679.929 | 0 | 0 | 4.1328e-07 | 5.4672e-06 | 0 | 5.4672e-06 | 5.4672e-06 | 0 | 5.4672e-06 | 0 | 1.3301e-07 | 2.9157e-07 | 0 | 2.9157e-07 | 0 | 0.00037882 | 0.00075763 | 0 | 0.00075763 | [12 empty] | 7.3.3.17.5 (Remote Grid) Updates to grid topology to minimize risk of ignition in HFTDs Remote GridWLDFREquipment / facility failureAggregated | WLDFR | HFTD - Distribution - Tier 2 - 1QU CoRE ¦ 5QU LoRE | Red Flag Warning - Catastrophic Fires | Equipment / facility failure | Aggregated | 2045 | 4.7363e-05 | 1601.5759 | 0.075856 | 2045 | Mitigation | 0.95 | 45 | 0 | esc | 0.00097009 | 4.5946e-08 | 0.00097009 | 4.5946e-08
[79 empty] | WLDFR | HFTD - Distribution - Tier 2 - 4QU CoRE ¦ 4QU LoRE | Non-Red Flag Warning - Catastrophic Fires | 2046 | 3.0937e-10 | 3.0937e-10 | 17672.0852 | 299.42 | 10692.7362 | 6679.929 | 0 | 0 | 4.1328e-07 | 5.4672e-06 | 0 | 5.4672e-06 | 5.4672e-06 | 0 | 5.4672e-06 | 0 | 1.3301e-07 | 2.9157e-07 | 0 | 2.9157e-07 | 0 | 0.00037882 | 0.00075763 | 0 | 0.00075763 | [12 empty] | 7.3.3.17.5 (Remote Grid) Updates to grid topology to minimize risk of ignition in HFTDs Remote GridWLDFREquipment / facility failureAggregated | WLDFR | HFTD - Distribution - Tier 2 - 1QU CoRE ¦ 5QU LoRE | Red Flag Warning - Catastrophic Fires | Equipment / facility failure | Aggregated | 2046 | 4.7363e-05 | 1601.5759 | 0.075856 | 2046 | Mitigation | 0.95 | 45 | 0 | esc | 0.00097009 | 4.5946e-08 | 0.00097009 | 4.5946e-08
[79 empty] | WLDFR | HFTD - Distribution - Tier 2 - 4QU CoRE ¦ 4QU LoRE | Non-Red Flag Warning - Catastrophic Fires | 2047 | 3.0937e-10 | 3.0937e-10 | 17672.0852 | 299.42 | 10692.7362 | 6679.929 | 0 | 0 | 4.1328e-07 | 5.4672e-06 | 0 | 5.4672e-06 | 5.4672e-06 | 0 | 5.4672e-06 | 0 | 1.3301e-07 | 2.9157e-07 | 0 | 2.9157e-07 | 0 | 0.00037882 | 0.00075763 | 0 | 0.00075763 | [12 empty] | 7.3.3.17.5 (Remote Grid) Updates to grid topology to minimize risk of ignition in HFTDs Remote GridWLDFREquipment / facility failureAggregated | WLDFR | HFTD - Distribution - Tier 2 - 1QU CoRE ¦ 5QU LoRE | Red Flag Warning - Catastrophic Fires | Equipment / facility failure | Aggregated | 2047 | 4.7363e-05 | 1601.5759 | 0.075856 | 2047 | Mitigation | 0.95 | 45 | 0 | esc | 0.00097009 | 4.5946e-08 | 0.00097009 | 4.5946e-08
[79 empty] | WLDFR | HFTD - Distribution - Tier 2 - 4QU CoRE ¦ 4QU LoRE | Non-Red Flag Warning - Catastrophic Fires | 2048 | 3.0937e-10 | 3.0937e-10 | 18552.3348 | 319.4911 | 11216.5626 | 7016.281 | 0 | 0 | 4.1328e-07 | 5.7395e-06 | 0 | 5.7395e-06 | 5.7395e-06 | 0 | 5.7395e-06 | 0 | 1.3301e-07 | 2.9157e-07 | 0 | 2.9157e-07 | 0 | 0.00037882 | 0.00075763 | 0 | 0.00075763 | [12 empty] | 7.3.3.17.5 (Remote Grid) Updates to grid topology to minimize risk of ignition in HFTDs Remote GridWLDFREquipment / facility failureAggregated | WLDFR | HFTD - Distribution - Tier 2 - 1QU CoRE ¦ 5QU LoRE | Red Flag Warning - Catastrophic Fires | Equipment / facility failure | Aggregated | 2048 | 4.7363e-05 | 1601.5759 | 0.075856 | 2048 | Mitigation | 0.95 | 45 | 0 | esc | 0.00097009 | 4.5946e-08 | 0.00097009 | 4.5946e-08
[79 empty] | WLDFR | HFTD - Distribution - Tier 2 - 4QU CoRE ¦ 4QU LoRE | Non-Red Flag Warning - Catastrophic Fires | 2049 | 3.0937e-10 | 3.0937e-10 | 18552.3348 | 319.4911 | 11216.5626 | 7016.281 | 0 | 0 | 4.1328e-07 | 5.7395e-06 | 0 | 5.7395e-06 | 5.7395e-06 | 0 | 5.7395e-06 | 0 | 1.3301e-07 | 2.9157e-07 | 0 | 2.9157e-07 | 0 | 0.00039733 | 0.00079466 | 0 | 0.00079466 | [12 empty] | 7.3.3.17.5 (Remote Grid) Updates to grid topology to minimize risk of ignition in HFTDs Remote GridWLDFREquipment / facility failureAggregated | WLDFR | HFTD - Distribution - Tier 2 - 1QU CoRE ¦ 5QU LoRE | Red Flag Warning - Catastrophic Fires | Equipment / facility failure | Aggregated | 2049 | 4.7363e-05 | 1601.5759 | 0.075856 | 2049 | Mitigation | 0.95 | 45 | 0 | esc | 0.00097009 | 4.5946e-08 | 0.00097009 | 4.5946e-08
[79 empty] | WLDFR | HFTD - Distribution - Tier 2 - 4QU CoRE ¦ 4QU LoRE | Non-Red Flag Warning - Catastrophic Fires | 2050 | 3.0937e-10 | 3.0937e-10 | 18552.3348 | 319.4911 | 11216.5626 | 7016.281 | 0 | 0 | 4.1328e-07 | 5.7395e-06 | 0 | 5.7395e-06 | 5.7395e-06 | 0 | 5.7395e-06 | 0 | 1.4156e-07 | 3.1031e-07 | 0 | 3.1031e-07 | 0 | 0.00039733 | 0.00079466 | 0 | 0.00079466 | [12 empty] | 7.3.3.17.5 (Remote Grid) Updates to grid topology to minimize risk of ignition in HFTDs Remote GridWLDFREquipment / facility failureAggregated | WLDFR | HFTD - Distribution - Tier 2 - 1QU CoRE ¦ 5QU LoRE | Red Flag Warning - Catastrophic Fires | Equipment / facility failure | Aggregated | 2050 | 4.7363e-05 | 1601.5759 | 0.075856 | 2050 | Mitigation | 0.95 | 45 | 0 | esc | 0.00097009 | 4.5946e-08 | 0.00097009 | 4.5946e-08
[79 empty] | WLDFR | HFTD - Distribution - Tier 2 - 4QU CoRE ¦ 4QU LoRE | Non-Red Flag Warning - Catastrophic Fires | 2051 | 3.0937e-10 | 3.0937e-10 | 18552.3348 | 319.4911 | 11216.5626 | 7016.281 | 0 | 0 | 4.1328e-07 | 5.7395e-06 | 0 | 5.7395e-06 | 5.7395e-06 | 0 | 5.7395e-06 | 0 | 1.4156e-07 | 3.1031e-07 | 0 | 3.1031e-07 | 0 | 0.00039733 | 0.00079466 | 0 | 0.00079466 | [12 empty] | 7.3.3.17.5 (Remote Grid) Updates to grid topology to minimize risk of ignition in HFTDs Remote GridWLDFREquipment / facility failureAggregated | WLDFR | HFTD - Distribution - Tier 2 - 1QU CoRE ¦ 5QU LoRE | Red Flag Warning - Catastrophic Fires | Equipment / facility failure | Aggregated | 2051 | 4.7363e-05 | 1601.5759 | 0.075856 | 2051 | Mitigation | 0.95 | 45 | 0 | esc | 0.00097009 | 4.5946e-08 | 0.00097009 | 4.5946e-08
[79 empty] | WLDFR | HFTD - Distribution - Tier 2 - 4QU CoRE ¦ 4QU LoRE | Non-Red Flag Warning - Catastrophic Fires | 2052 | 3.0937e-10 | 3.0937e-10 | 18552.3348 | 319.4911 | 11216.5626 | 7016.281 | 0 | 0 | 4.1328e-07 | 5.7395e-06 | 0 | 5.7395e-06 | 5.7395e-06 | 0 | 5.7395e-06 | 0 | 1.4156e-07 | 3.1031e-07 | 0 | 3.1031e-07 | 0 | 0.00039733 | 0.00079466 | 0 | 0.00079466 | [12 empty] | 7.3.3.17.5 (Remote Grid) Updates to grid topology to minimize risk of ignition in HFTDs Remote GridWLDFREquipment / facility failureAggregated | WLDFR | HFTD - Distribution - Tier 2 - 1QU CoRE ¦ 5QU LoRE | Red Flag Warning - Catastrophic Fires | Equipment / facility failure | Aggregated | 2052 | 4.7363e-05 | 1601.5759 | 0.075856 | 2052 | Mitigation | 0.95 | 45 | 0 | esc | 0.00097009 | 4.5946e-08 | 0.00097009 | 4.5946e-08
[79 empty] | WLDFR | HFTD - Distribution - Tier 2 - 4QU CoRE ¦ 4QU LoRE | Non-Red Flag Warning - Catastrophic Fires | 2053 | 3.0937e-10 | 3.0937e-10 | 19462.1283 | 340.5356 | 11757.1413 | 7364.4514 | 0 | 0 | 4.1328e-07 | 6.021e-06 | 0 | 6.021e-06 | 6.021e-06 | 0 | 6.021e-06 | 0 | 1.4156e-07 | 3.1031e-07 | 0 | 3.1031e-07 | 0 | 0.00039733 | 0.00079466 | 0 | 0.00079466 | [12 empty] | 7.3.3.17.5 (Remote Grid) Updates to grid topology to minimize risk of ignition in HFTDs Remote GridWLDFREquipment / facility failureAggregated | WLDFR | HFTD - Distribution - Tier 2 - 1QU CoRE ¦ 5QU LoRE | Red Flag Warning - Catastrophic Fires | Equipment / facility failure | Aggregated | 2053 | 4.7363e-05 | 1601.5759 | 0.075856 | 2053 | Mitigation | 0.95 | 45 | 0 | esc | 0.00097009 | 4.5946e-08 | 0.00097009 | 4.5946e-08
[79 empty] | WLDFR | HFTD - Distribution - Tier 2 - 4QU CoRE ¦ 4QU LoRE | Non-Red Flag Warning - Catastrophic Fires | 2054 | 3.0937e-10 | 3.0937e-10 | 19462.1283 | 340.5356 | 11757.1413 | 7364.4514 | 0 | 0 | 4.1328e-07 | 6.021e-06 | 0 | 6.021e-06 | 6.021e-06 | 0 | 6.021e-06 | 0 | 1.4156e-07 | 3.1031e-07 | 0 | 3.1031e-07 | 0 | 0.00041703 | 0.00083407 | 0 | 0.00083407 | [12 empty] | 7.3.3.17.5 (Remote Grid) Updates to grid topology to minimize risk of ignition in HFTDs Remote GridWLDFREquipment / facility failureAggregated | WLDFR | HFTD - Distribution - Tier 2 - 1QU CoRE ¦ 5QU LoRE | Red Flag Warning - Catastrophic Fires | Equipment / facility failure | Aggregated | 2054 | 4.7363e-05 | 1601.5759 | 0.075856 | 2054 | Mitigation | 0.95 | 45 | 0 | esc | 0.00097009 | 4.5946e-08 | 0.00097009 | 4.5946e-08
[79 empty] | WLDFR | HFTD - Distribution - Tier 2 - 4QU CoRE ¦ 4QU LoRE | Non-Red Flag Warning - Catastrophic Fires | 2055 | 3.0937e-10 | 3.0937e-10 | 19462.1283 | 340.5356 | 11757.1413 | 7364.4514 | 0 | 0 | 4.1328e-07 | 6.021e-06 | 0 | 6.021e-06 | 6.021e-06 | 0 | 6.021e-06 | 0 | 1.5078e-07 | 3.3051e-07 | 0 | 3.3051e-07 | 0 | 0.00041703 | 0.00083407 | 0 | 0.00083407 | [12 empty] | 7.3.3.17.5 (Remote Grid) Updates to grid topology to minimize risk of ignition in HFTDs Remote GridWLDFREquipment / facility failureAggregated | WLDFR | HFTD - Distribution - Tier 2 - 1QU CoRE ¦ 5QU LoRE | Red Flag Warning - Catastrophic Fires | Equipment / facility failure | Aggregated | 2055 | 4.7363e-05 | 1601.5759 | 0.075856 | 2055 | Mitigation | 0.95 | 45 | 0 | esc | 0.00097009 | 4.5946e-08 | 0.00097009 | 4.5946e-08
[79 empty] | WLDFR | HFTD - Distribution - Tier 2 - 4QU CoRE ¦ 4QU LoRE | Non-Red Flag Warning - Catastrophic Fires | 2056 | 3.0937e-10 | 3.0937e-10 | 19462.1283 | 340.5356 | 11757.1413 | 7364.4514 | 0 | 0 | 4.1328e-07 | 6.021e-06 | 0 | 6.021e-06 | 6.021e-06 | 0 | 6.021e-06 | 0 | 1.5078e-07 | 3.3051e-07 | 0 | 3.3051e-07 | 0 | 0.00041703 | 0.00083407 | 0 | 0.00083407 | [12 empty] | 7.3.3.17.5 (Remote Grid) Updates to grid topology to minimize risk of ignition in HFTDs Remote GridWLDFREquipment / facility failureAggregated | WLDFR | HFTD - Distribution - Tier 2 - 1QU CoRE ¦ 5QU LoRE | Red Flag Warning - Catastrophic Fires | Equipment / facility failure | Aggregated | 2056 | 4.7363e-05 | 1601.5759 | 0.075856 | 2056 | Mitigation | 0.95 | 45 | 0 | esc | 0.00097009 | 4.5946e-08 | 0.00097009 | 4.5946e-08
[79 empty] | WLDFR | HFTD - Distribution - Tier 2 - 4QU CoRE ¦ 4QU LoRE | Non-Red Flag Warning - Catastrophic Fires | 2057 | 3.0937e-10 | 3.0937e-10 | 19462.1283 | 340.5356 | 11757.1413 | 7364.4514 | 0 | 0 | 4.1328e-07 | 6.021e-06 | 0 | 6.021e-06 | 6.021e-06 | 0 | 6.021e-06 | 0 | 1.5078e-07 | 3.3051e-07 | 0 | 3.3051e-07 | 0 | 0.00041703 | 0.00083407 | 0 | 0.00083407 | [12 empty] | 7.3.3.17.5 (Remote Grid) Updates to grid topology to minimize risk of ignition in HFTDs Remote GridWLDFREquipment / facility failureAggregated | WLDFR | HFTD - Distribution - Tier 2 - 1QU CoRE ¦ 5QU LoRE | Red Flag Warning - Catastrophic Fires | Equipment / facility failure | Aggregated | 2057 | 4.7363e-05 | 1601.5759 | 0.075856 | 2057 | Mitigation | 0.95 | 45 | 0 | esc | 0.00097009 | 4.5946e-08 | 0.00097009 | 4.5946e-08
[79 empty] | WLDFR | HFTD - Distribution - Tier 2 - 4QU CoRE ¦ 4QU LoRE | Non-Red Flag Warning - Catastrophic Fires | 2058 | 3.0937e-10 | 3.0937e-10 | 20390.4035 | 362.3049 | 12307.8747 | 7720.2238 | 0 | 0 | 4.1328e-07 | 6.3082e-06 | 0 | 6.3082e-06 | 6.3082e-06 | 0 | 6.3082e-06 | 0 | 1.5078e-07 | 3.3051e-07 | 0 | 3.3051e-07 | 0 | 0.00041703 | 0.00083407 | 0 | 0.00083407 | [12 empty] | 7.3.3.17.5 (Remote Grid) Updates to grid topology to minimize risk of ignition in HFTDs Remote GridWLDFREquipment / facility failureAggregated | WLDFR | HFTD - Distribution - Tier 2 - 1QU CoRE ¦ 5QU LoRE | Red Flag Warning - Catastrophic Fires | Equipment / facility failure | Aggregated | 2058 | 4.7363e-05 | 1601.5759 | 0.075856 | 2058 | Mitigation | 0.95 | 45 | 0 | esc | 0.00097009 | 4.5946e-08 | 0.00097009 | 4.5946e-08
[79 empty] | WLDFR | HFTD - Distribution - Tier 2 - 4QU CoRE ¦ 4QU LoRE | Non-Red Flag Warning - Catastrophic Fires | 2059 | 3.0937e-10 | 3.0937e-10 | 20390.4035 | 362.3049 | 12307.8747 | 7720.2238 | 0 | 0 | 4.1328e-07 | 6.3082e-06 | 0 | 6.3082e-06 | 6.3082e-06 | 0 | 6.3082e-06 | 0 | 1.5078e-07 | 3.3051e-07 | 0 | 3.3051e-07 | 0 | 0.00043767 | 0.00087534 | 0 | 0.00087534 | [12 empty] | 7.3.3.17.5 (Remote Grid) Updates to grid topology to minimize risk of ignition in HFTDs Remote GridWLDFREquipment / facility failureAggregated | WLDFR | HFTD - Distribution - Tier 2 - 1QU CoRE ¦ 5QU LoRE | Red Flag Warning - Catastrophic Fires | Equipment / facility failure | Aggregated | 2059 | 4.7363e-05 | 1601.5759 | 0.075856 | 2059 | Mitigation | 0.95 | 45 | 0 | esc | 0.00097009 | 4.5946e-08 | 0.00097009 | 4.5946e-08
[79 empty] | WLDFR | HFTD - Distribution - Tier 2 - 4QU CoRE ¦ 4QU LoRE | Non-Red Flag Warning - Catastrophic Fires | 2060 | 3.0937e-10 | 3.0937e-10 | 20390.4035 | 362.3049 | 12307.8747 | 7720.2238 | 0 | 0 | 4.1328e-07 | 6.3082e-06 | 0 | 6.3082e-06 | 6.3082e-06 | 0 | 6.3082e-06 | 0 | 1.6057e-07 | 3.5198e-07 | 0 | 3.5198e-07 | 0 | 0.00043767 | 0.00087534 | 0 | 0.00087534 | [12 empty] | 7.3.3.17.5 (Remote Grid) Updates to grid topology to minimize risk of ignition in HFTDs Remote GridWLDFREquipment / facility failureAggregated | WLDFR | HFTD - Distribution - Tier 2 - 1QU CoRE ¦ 5QU LoRE | Red Flag Warning - Catastrophic Fires | Equipment / facility failure | Aggregated | 2060 | 4.7363e-05 | 1601.5759 | 0.075856 | 2060 | Mitigation | 0.95 | 45 | 0 | esc | 0.00097009 | 4.5946e-08 | 0.00097009 | 4.5946e-08
[79 empty] | WLDFR | HFTD - Distribution - Tier 2 - 4QU CoRE ¦ 4QU LoRE | Non-Red Flag Warning - Catastrophic Fires | 2061 | 3.0937e-10 | 3.0937e-10 | 20390.4035 | 362.3049 | 12307.8747 | 7720.2238 | 0 | 0 | 4.1328e-07 | 6.3082e-06 | 0 | 6.3082e-06 | 6.3082e-06 | 0 | 6.3082e-06 | 0 | 1.6057e-07 | 3.5198e-07 | 0 | 3.5198e-07 | 0 | 0.00043767 | 0.00087534 | 0 | 0.00087534 | [12 empty] | 7.3.3.17.5 (Remote Grid) Updates to grid topology to minimize risk of ignition in HFTDs Remote GridWLDFREquipment / facility failureAggregated | WLDFR | HFTD - Distribution - Tier 2 - 1QU CoRE ¦ 5QU LoRE | Red Flag Warning - Catastrophic Fires | Equipment / facility failure | Aggregated | 2061 | 4.7363e-05 | 1601.5759 | 0.075856 | 2061 | Mitigation | 0.95 | 45 | 0 | esc | 0.00097009 | 4.5946e-08 | 0.00097009 | 4.5946e-08
[79 empty] | WLDFR | HFTD - Distribution - Tier 2 - 4QU CoRE ¦ 4QU LoRE | Non-Red Flag Warning - Catastrophic Fires | 2062 | 3.0937e-10 | 3.0937e-10 | 20390.4035 | 362.3049 | 12307.8747 | 7720.2238 | 0 | 0 | 4.1328e-07 | 6.3082e-06 | 0 | 6.3082e-06 | 6.3082e-06 | 0 | 6.3082e-06 | 0 | 1.6057e-07 | 3.5198e-07 | 0 | 3.5198e-07 | 0 | 0.00043767 | 0.00087534 | 0 | 0.00087534 | [12 empty] | 7.3.3.17.5 (Remote Grid) Updates to grid topology to minimize risk of ignition in HFTDs Remote GridWLDFREquipment / facility failureAggregated | WLDFR | HFTD - Distribution - Tier 2 - 1QU CoRE ¦ 5QU LoRE | Red Flag Warning - Catastrophic Fires | Equipment / facility failure | Aggregated | 2062 | 4.7363e-05 | 1601.5759 | 0.075856 | 2062 | Mitigation | 0.95 | 45 | 0 | esc | 0.00097009 | 4.5946e-08 | 0.00097009 | 4.5946e-08
[79 empty] | WLDFR | HFTD - Distribution - Tier 2 - 4QU CoRE ¦ 4QU LoRE | Non-Red Flag Warning - Catastrophic Fires | 2063 | 3.0937e-10 | 3.0937e-10 | 21325.9188 | 384.5316 | 12862.0997 | 8079.2876 | 0 | 0 | 4.1328e-07 | 6.5976e-06 | 0 | 6.5976e-06 | 6.5976e-06 | 0 | 6.5976e-06 | 0 | 1.6057e-07 | 3.5198e-07 | 0 | 3.5198e-07 | 0 | 0 | 0.00087534 | 0 | 0.00087534 | [12 empty] | 7.3.3.17.5 (Remote Grid) Updates to grid topology to minimize risk of ignition in HFTDs Remote GridWLDFREquipment / facility failureAggregated | WLDFR | HFTD - Distribution - Tier 2 - 1QU CoRE ¦ 5QU LoRE | Red Flag Warning - Catastrophic Fires | Equipment / facility failure | Aggregated | 2063 | 4.7363e-05 | 1601.5759 | 0.075856 | 2063 | Mitigation | 0.95 | 45 | 0 | esc | 0.00097009 | 4.5946e-08 | 0.00097009 | 4.5946e-08
[79 empty] | WLDFR | HFTD - Distribution - Tier 2 - 4QU CoRE ¦ 4QU LoRE | Non-Red Flag Warning - Catastrophic Fires | 2064 | 3.0937e-10 | 3.0937e-10 | 21325.9188 | 384.5316 | 12862.0997 | 8079.2876 | 0 | 0 | 4.1328e-07 | 6.5976e-06 | 0 | 6.5976e-06 | 6.5976e-06 | 0 | 6.5976e-06 | 0 | 1.6057e-07 | 3.5198e-07 | 0 | 3.5198e-07 | 0 | 0 | 0 | 0 | 0 | [12 empty] | 7.3.3.17.5 (Remote Grid) Updates to grid topology to minimize risk of ignition in HFTDs Remote GridWLDFREquipment / facility failureAggregated | WLDFR | HFTD - Distribution - Tier 2 - 1QU CoRE ¦ 5QU LoRE | Red Flag Warning - Catastrophic Fires | Equipment / facility failure | Aggregated | 2064 | 4.7363e-05 | 1601.5759 | 0.075856 | 2064 | Mitigation | 0.95 | 45 | 0 | esc | 0.00097009 | 4.5946e-08 | 0.00097009 | 4.5946e-08
[79 empty] | WLDFR | HFTD - Distribution - Tier 2 - 4QU CoRE ¦ 4QU LoRE | Non-Red Flag Warning - Catastrophic Fires | 2065 | 3.0937e-10 | 3.0937e-10 | 21325.9188 | 384.5316 | 12862.0997 | 8079.2876 | 0 | 0 | 4.1328e-07 | 6.5976e-06 | 0 | 6.5976e-06 | 6.5976e-06 | 0 | 6.5976e-06 | 0 | 1.7084e-07 | 3.7449e-07 | 0 | 3.7449e-07 | 0 | 0 | 0 | 0 | 0 | [12 empty] | 7.3.3.17.5 (Remote Grid) Updates to grid topology to minimize risk of ignition in HFTDs Remote GridWLDFREquipment / facility failureAggregated | WLDFR | HFTD - Distribution - Tier 2 - 1QU CoRE ¦ 5QU LoRE | Red Flag Warning - Catastrophic Fires | Equipment / facility failure | Aggregated | 2065 | 4.7363e-05 | 1601.5759 | 0.075856 | 2065 | Mitigation | 0.95 | 45 | 0 | esc | 0.00097009 | 4.5946e-08 | 0.00097009 | 4.5946e-08
[79 empty] | WLDFR | HFTD - Distribution - Tier 2 - 4QU CoRE ¦ 4QU LoRE | Non-Red Flag Warning - Catastrophic Fires | 2066 | 3.0937e-10 | 3.0937e-10 | 21325.9188 | 384.5316 | 12862.0997 | 8079.2876 | 0 | 0 | 4.1328e-07 | 6.5976e-06 | 0 | 6.5976e-06 | 6.5976e-06 | 0 | 6.5976e-06 | 0 | 1.7084e-07 | 3.7449e-07 | 0 | 3.7449e-07 | 0 | 1.4611e-06 | 0 | 0 | 0 | [12 empty] | 7.3.3.17.5 (Remote Grid) Updates to grid topology to minimize risk of ignition in HFTDs Remote GridWLDFREquipment / facility failureAggregated | WLDFR | HFTD - Distribution - Tier 2 - 1QU CoRE ¦ 5QU LoRE | Red Flag Warning - Catastrophic Fires | Equipment / facility failure | Aggregated | 2066 | 4.7363e-05 | 1601.5759 | 0.075856 | 2066 | Mitigation | 0.95 | 45 | 0 | esc | 0.00097009 | 4.5946e-08 | 0.00097009 | 4.5946e-08
[79 empty] | WLDFR | HFTD - Distribution - Tier 2 - 4QU CoRE ¦ 4QU LoRE | Non-Red Flag Warning - Catastrophic Fires | 2067 | 0 | 3.0937e-10 | 21325.9188 | 384.5316 | 12862.0997 | 8079.2876 | 0 | 0 | 4.1328e-07 | 0 | 0 | 0 | 6.5976e-06 | 0 | 6.5976e-06 | 0 | 1.7084e-07 | 3.7449e-07 | 0 | 3.7449e-07 | 0 | 1.5265e-06 | 3.0529e-06 | 0 | 3.0529e-06 | [12 empty] | 7.3.3.17.5 (Remote Grid) Updates to grid topology to minimize risk of ignition in HFTDs Remote GridWLDFREquipment / facility failureAggregated | WLDFR | HFTD - Distribution - Tier 2 - 1QU CoRE ¦ 5QU LoRE | Red Flag Warning - Catastrophic Fires | Equipment / facility failure | Aggregated | 2067 | 4.7363e-05 | 1601.5759 | 0.075856 | 2067 | Mitigation | 0.95 | 45 | 0 | esc | 0 | 0 | 0.00097009 | 4.5946e-08
[79 empty] | WLDFR | HFTD - Distribution - Tier 2 - 4QU CoRE ¦ 4QU LoRE | Non-Red Flag Warning - Destructive Fires | 2022 | 3.6479e-10 | 0 | 8807.9522 | 222.2294 | 8585.7228 | 0 | 0 | 0 | 4.484e-07 | 3.213e-06 | 0 | 3.213e-06 | 0 | 0 | 0 | 0 | 1.7084e-07 | 3.7449e-07 | 0 | 3.7449e-07 | 0 | 1.5265e-06 | 3.0529e-06 | 0 | 3.0529e-06 | [12 empty] | 7.3.3.17.5 (Remote Grid) Updates to grid topology to minimize risk of ignition in HFTDs Remote GridWLDFRVegetation ContactAggregated | WLDFR | HFTD - Distribution - Tier 2 - 1QU CoRE ¦ 5QU LoRE | Red Flag Warning - Catastrophic Fires | Vegetation Contact | Aggregated | 2022 | 6.9028e-05 | 1601.5759 | 0.11055 | 2022 | Mitigation | 0.95 | 45 | 0 | esc | 0.00097009 | 6.6963e-08 | 0 | 0
[79 empty] | WLDFR | HFTD - Distribution - Tier 2 - 4QU CoRE ¦ 4QU LoRE | Non-Red Flag Warning - Destructive Fires | 2023 | 3.6479e-10 | 3.6479e-10 | 9129.7461 | 233.2301 | 8896.516 | 0 | 0 | 0 | 4.484e-07 | 3.3304e-06 | 0 | 3.3304e-06 | 3.3304e-06 | 0 | 3.3304e-06 | 0 | 1.7084e-07 | 3.7449e-07 | 0 | 3.7449e-07 | 0 | 1.5265e-06 | 3.0529e-06 | 0 | 3.0529e-06 | [12 empty] | 7.3.3.17.5 (Remote Grid) Updates to grid topology to minimize risk of ignition in HFTDs Remote GridWLDFRVegetation ContactAggregated | WLDFR | HFTD - Distribution - Tier 2 - 1QU CoRE ¦ 5QU LoRE | Red Flag Warning - Catastrophic Fires | Vegetation Contact | Aggregated | 2023 | 6.9028e-05 | 1601.5759 | 0.11055 | 2023 | Mitigation | 0.95 | 45 | 0 | esc | 0.00097009 | 6.6963e-08 | 0.00097009 | 6.6963e-08
[79 empty] | WLDFR | HFTD - Distribution - Tier 2 - 4QU CoRE ¦ 4QU LoRE | Non-Red Flag Warning - Destructive Fires | 2024 | 3.6479e-10 | 3.6479e-10 | 9129.7461 | 233.2301 | 8896.516 | 0 | 0 | 0 | 4.484e-07 | 3.3304e-06 | 0 | 3.3304e-06 | 3.3304e-06 | 0 | 3.3304e-06 | 0 | 1.8147e-07 | 3.9779e-07 | 0 | 3.9779e-07 | 0 | 1.5265e-06 | 3.0529e-06 | 0 | 3.0529e-06 | [12 empty] | 7.3.3.17.5 (Remote Grid) Updates to grid topology to minimize risk of ignition in HFTDs Remote GridWLDFRVegetation ContactAggregated | WLDFR | HFTD - Distribution - Tier 2 - 1QU CoRE ¦ 5QU LoRE | Red Flag Warning - Catastrophic Fires | Vegetation Contact | Aggregated | 2024 | 6.9028e-05 | 1601.5759 | 0.11055 | 2024 | Mitigation | 0.95 | 45 | 0 | esc | 0.00097009 | 6.6963e-08 | 0.00097009 | 6.6963e-08
[79 empty] | WLDFR | HFTD - Distribution - Tier 2 - 4QU CoRE ¦ 4QU LoRE | Non-Red Flag Warning - Destructive Fires | 2025 | 3.6479e-10 | 3.6479e-10 | 9129.7461 | 233.2301 | 8896.516 | 0 | 0 | 0 | 4.484e-07 | 3.3304e-06 | 0 | 3.3304e-06 | 3.3304e-06 | 0 | 3.3304e-06 | 0 | 1.8147e-07 | 3.9779e-07 | 0 | 3.9779e-07 | 0 | 1.5265e-06 | 3.0529e-06 | 0 | 3.0529e-06 | [12 empty] | 7.3.3.17.5 (Remote Grid) Updates to grid topology to minimize risk of ignition in HFTDs Remote GridWLDFRVegetation ContactAggregated | WLDFR | HFTD - Distribution - Tier 2 - 1QU CoRE ¦ 5QU LoRE | Red Flag Warning - Catastrophic Fires | Vegetation Contact | Aggregated | 2025 | 6.9028e-05 | 1601.5759 | 0.11055 | 2025 | Mitigation | 0.95 | 45 | 0 | esc | 0.00097009 | 6.6963e-08 | 0.00097009 | 6.6963e-08
[79 empty] | WLDFR | HFTD - Distribution - Tier 2 - 4QU CoRE ¦ 4QU LoRE | Non-Red Flag Warning - Destructive Fires | 2026 | 3.6479e-10 | 3.6479e-10 | 9129.7461 | 233.2301 | 8896.516 | 0 | 0 | 0 | 4.484e-07 | 3.3304e-06 | 0 | 3.3304e-06 | 3.3304e-06 | 0 | 3.3304e-06 | 0 | 1.8147e-07 | 3.9779e-07 | 0 | 3.9779e-07 | 0 | 1.6107e-06 | 3.2213e-06 | 0 | 3.2213e-06 | [12 empty] | 7.3.3.17.5 (Remote Grid) Updates to grid topology to minimize risk of ignition in HFTDs Remote GridWLDFRVegetation ContactAggregated | WLDFR | HFTD - Distribution - Tier 2 - 1QU CoRE ¦ 5QU LoRE | Red Flag Warning - Catastrophic Fires | Vegetation Contact | Aggregated | 2026 | 6.9028e-05 | 1601.5759 | 0.11055 | 2026 | Mitigation | 0.95 | 45 | 0 | esc | 0.00097009 | 6.6963e-08 | 0.00097009 | 6.6963e-08
[79 empty] | WLDFR | HFTD - Distribution - Tier 2 - 4QU CoRE ¦ 4QU LoRE | Non-Red Flag Warning - Destructive Fires | 2027 | 3.6479e-10 | 3.6479e-10 | 9129.7461 | 233.2301 | 8896.516 | 0 | 0 | 0 | 4.484e-07 | 3.3304e-06 | 0 | 3.3304e-06 | 3.3304e-06 | 0 | 3.3304e-06 | 0 | 1.8147e-07 | 3.9779e-07 | 0 | 3.9779e-07 | 0 | 1.6107e-06 | 3.2213e-06 | 0 | 3.2213e-06 | [12 empty] | 7.3.3.17.5 (Remote Grid) Updates to grid topology to minimize risk of ignition in HFTDs Remote GridWLDFRVegetation ContactAggregated | WLDFR | HFTD - Distribution - Tier 2 - 1QU CoRE ¦ 5QU LoRE | Red Flag Warning - Catastrophic Fires | Vegetation Contact | Aggregated | 2027 | 6.9028e-05 | 1601.5759 | 0.11055 | 2027 | Mitigation | 0.95 | 45 | 0 | esc | 0.00097009 | 6.6963e-08 | 0.00097009 | 6.6963e-08
[79 empty] | WLDFR | HFTD - Distribution - Tier 2 - 4QU CoRE ¦ 4QU LoRE | Non-Red Flag Warning - Destructive Fires | 2028 | 3.6479e-10 | 3.6479e-10 | 9534.9221 | 247.273 | 9287.6491 | 0 | 0 | 0 | 4.484e-07 | 3.4782e-06 | 0 | 3.4782e-06 | 3.4782e-06 | 0 | 3.4782e-06 | 0 | 1.8147e-07 | 3.9779e-07 | 0 | 3.9779e-07 | 0 | 1.6107e-06 | 3.2213e-06 | 0 | 3.2213e-06 | [12 empty] | 7.3.3.17.5 (Remote Grid) Updates to grid topology to minimize risk of ignition in HFTDs Remote GridWLDFRVegetation ContactAggregated | WLDFR | HFTD - Distribution - Tier 2 - 1QU CoRE ¦ 5QU LoRE | Red Flag Warning - Catastrophic Fires | Vegetation Contact | Aggregated | 2028 | 6.9028e-05 | 1601.5759 | 0.11055 | 2028 | Mitigation | 0.95 | 45 | 0 | esc | 0.00097009 | 6.6963e-08 | 0.00097009 | 6.6963e-08
[79 empty] | WLDFR | HFTD - Distribution - Tier 2 - 4QU CoRE ¦ 4QU LoRE | Non-Red Flag Warning - Destructive Fires | 2029 | 3.6479e-10 | 3.6479e-10 | 9534.9221 | 247.273 | 9287.6491 | 0 | 0 | 0 | 4.484e-07 | 3.4782e-06 | 0 | 3.4782e-06 | 3.4782e-06 | 0 | 3.4782e-06 | 0 | 1.9234e-07 | 4.2161e-07 | 0 | 4.2161e-07 | 0 | 1.6107e-06 | 3.2213e-06 | 0 | 3.2213e-06 | [12 empty] | 7.3.3.17.5 (Remote Grid) Updates to grid topology to minimize risk of ignition in HFTDs Remote GridWLDFRVegetation ContactAggregated | WLDFR | HFTD - Distribution - Tier 2 - 1QU CoRE ¦ 5QU LoRE | Red Flag Warning - Catastrophic Fires | Vegetation Contact | Aggregated | 2029 | 6.9028e-05 | 1601.5759 | 0.11055 | 2029 | Mitigation | 0.95 | 45 | 0 | esc | 0.00097009 | 6.6963e-08 | 0.00097009 | 6.6963e-08
[79 empty] | WLDFR | HFTD - Distribution - Tier 2 - 4QU CoRE ¦ 4QU LoRE | Non-Red Flag Warning - Destructive Fires | 2030 | 3.6479e-10 | 3.6479e-10 | 9534.9221 | 247.273 | 9287.6491 | 0 | 0 | 0 | 4.484e-07 | 3.4782e-06 | 0 | 3.4782e-06 | 3.4782e-06 | 0 | 3.4782e-06 | 0 | 1.9234e-07 | 4.2161e-07 | 0 | 4.2161e-07 | 0 | 1.6107e-06 | 3.2213e-06 | 0 | 3.2213e-06 | [12 empty] | 7.3.3.17.5 (Remote Grid) Updates to grid topology to minimize risk of ignition in HFTDs Remote GridWLDFRVegetation ContactAggregated | WLDFR | HFTD - Distribution - Tier 2 - 1QU CoRE ¦ 5QU LoRE | Red Flag Warning - Catastrophic Fires | Vegetation Contact | Aggregated | 2030 | 6.9028e-05 | 1601.5759 | 0.11055 | 2030 | Mitigation | 0.95 | 45 | 0 | esc | 0.00097009 | 6.6963e-08 | 0.00097009 | 6.6963e-08
[79 empty] | WLDFR | HFTD - Distribution - Tier 2 - 4QU CoRE ¦ 4QU LoRE | Non-Red Flag Warning - Destructive Fires | 2031 | 3.6479e-10 | 3.6479e-10 | 9534.9221 | 247.273 | 9287.6491 | 0 | 0 | 0 | 4.484e-07 | 3.4782e-06 | 0 | 3.4782e-06 | 3.4782e-06 | 0 | 3.4782e-06 | 0 | 1.9234e-07 | 4.2161e-07 | 0 | 4.2161e-07 | 0 | 1.7064e-06 | 3.4129e-06 | 0 | 3.4129e-06 | [12 empty] | 7.3.3.17.5 (Remote Grid) Updates to grid topology to minimize risk of ignition in HFTDs Remote GridWLDFRVegetation ContactAggregated | WLDFR | HFTD - Distribution - Tier 2 - 1QU CoRE ¦ 5QU LoRE | Red Flag Warning - Catastrophic Fires | Vegetation Contact | Aggregated | 2031 | 6.9028e-05 | 1601.5759 | 0.11055 | 2031 | Mitigation | 0.95 | 45 | 0 | esc | 0.00097009 | 6.6963e-08 | 0.00097009 | 6.6963e-08
[79 empty] | WLDFR | HFTD - Distribution - Tier 2 - 4QU CoRE ¦ 4QU LoRE | Non-Red Flag Warning - Destructive Fires | 2032 | 3.6479e-10 | 3.6479e-10 | 9534.9221 | 247.273 | 9287.6491 | 0 | 0 | 0 | 4.484e-07 | 3.4782e-06 | 0 | 3.4782e-06 | 3.4782e-06 | 0 | 3.4782e-06 | 0 | 0 | 4.2161e-07 | 0 | 4.2161e-07 | 0 | 1.7064e-06 | 3.4129e-06 | 0 | 3.4129e-06 | [12 empty] | 7.3.3.17.5 (Remote Grid) Updates to grid topology to minimize risk of ignition in HFTDs Remote GridWLDFRVegetation ContactAggregated | WLDFR | HFTD - Distribution - Tier 2 - 1QU CoRE ¦ 5QU LoRE | Red Flag Warning - Catastrophic Fires | Vegetation Contact | Aggregated | 2032 | 6.9028e-05 | 1601.5759 | 0.11055 | 2032 | Mitigation | 0.95 | 45 | 0 | esc | 0.00097009 | 6.6963e-08 | 0.00097009 | 6.6963e-08
[79 empty] | WLDFR | HFTD - Distribution - Tier 2 - 4QU CoRE ¦ 4QU LoRE | Non-Red Flag Warning - Destructive Fires | 2033 | 3.6479e-10 | 3.6479e-10 | 9984.8474 | 263.1074 | 9721.74 | 0 | 0 | 0 | 4.484e-07 | 3.6424e-06 | 0 | 3.6424e-06 | 3.6424e-06 | 0 | 3.6424e-06 | 0 | 0 | 0 | 0 | 0 | 0 | 1.7064e-06 | 3.4129e-06 | 0 | 3.4129e-06 | [12 empty] | 7.3.3.17.5 (Remote Grid) Updates to grid topology to minimize risk of ignition in HFTDs Remote GridWLDFRVegetation ContactAggregated | WLDFR | HFTD - Distribution - Tier 2 - 1QU CoRE ¦ 5QU LoRE | Red Flag Warning - Catastrophic Fires | Vegetation Contact | Aggregated | 2033 | 6.9028e-05 | 1601.5759 | 0.11055 | 2033 | Mitigation | 0.95 | 45 | 0 | esc | 0.00097009 | 6.6963e-08 | 0.00097009 | 6.6963e-08
[79 empty] | WLDFR | HFTD - Distribution - Tier 2 - 4QU CoRE ¦ 4QU LoRE | Non-Red Flag Warning - Destructive Fires | 2034 | 3.6479e-10 | 3.6479e-10 | 9984.8474 | 263.1074 | 9721.74 | 0 | 0 | 0 | 4.484e-07 | 3.6424e-06 | 0 | 3.6424e-06 | 3.6424e-06 | 0 | 3.6424e-06 | 0 | 5.3576e-07 | 0 | 0 | 0 | 0 | 1.7064e-06 | 3.4129e-06 | 0 | 3.4129e-06 | [12 empty] | 7.3.3.17.5 (Remote Grid) Updates to grid topology to minimize risk of ignition in HFTDs Remote GridWLDFRVegetation ContactAggregated | WLDFR | HFTD - Distribution - Tier 2 - 1QU CoRE ¦ 5QU LoRE | Red Flag Warning - Catastrophic Fires | Vegetation Contact | Aggregated | 2034 | 6.9028e-05 | 1601.5759 | 0.11055 | 2034 | Mitigation | 0.95 | 45 | 0 | esc | 0.00097009 | 6.6963e-08 | 0.00097009 | 6.6963e-08
[79 empty] | WLDFR | HFTD - Distribution - Tier 2 - 4QU CoRE ¦ 4QU LoRE | Non-Red Flag Warning - Destructive Fires | 2035 | 3.6479e-10 | 3.6479e-10 | 9984.8474 | 263.1074 | 9721.74 | 0 | 0 | 0 | 4.484e-07 | 3.6424e-06 | 0 | 3.6424e-06 | 3.6424e-06 | 0 | 3.6424e-06 | 0 | 5.5301e-07 | 1.2122e-06 | 0 | 1.2122e-06 | 0 | 1.7064e-06 | 3.4129e-06 | 0 | 3.4129e-06 | [12 empty] | 7.3.3.17.5 (Remote Grid) Updates to grid topology to minimize risk of ignition in HFTDs Remote GridWLDFRVegetation ContactAggregated | WLDFR | HFTD - Distribution - Tier 2 - 1QU CoRE ¦ 5QU LoRE | Red Flag Warning - Catastrophic Fires | Vegetation Contact | Aggregated | 2035 | 6.9028e-05 | 1601.5759 | 0.11055 | 2035 | Mitigation | 0.95 | 45 | 0 | esc | 0.00097009 | 6.6963e-08 | 0.00097009 | 6.6963e-08
[79 empty] | WLDFR | HFTD - Distribution - Tier 2 - 4QU CoRE ¦ 4QU LoRE | Non-Red Flag Warning - Destructive Fires | 2036 | 3.6479e-10 | 3.6479e-10 | 9984.8474 | 263.1074 | 9721.74 | 0 | 0 | 0 | 4.484e-07 | 3.6424e-06 | 0 | 3.6424e-06 | 3.6424e-06 | 0 | 3.6424e-06 | 0 | 5.5301e-07 | 1.2122e-06 | 0 | 1.2122e-06 | 0 | 1.813e-06 | 3.626e-06 | 0 | 3.626e-06 | [12 empty] | 7.3.3.17.5 (Remote Grid) Updates to grid topology to minimize risk of ignition in HFTDs Remote GridWLDFRVegetation ContactAggregated | WLDFR | HFTD - Distribution - Tier 2 - 1QU CoRE ¦ 5QU LoRE | Red Flag Warning - Catastrophic Fires | Vegetation Contact | Aggregated | 2036 | 6.9028e-05 | 1601.5759 | 0.11055 | 2036 | Mitigation | 0.95 | 45 | 0 | esc | 0.00097009 | 6.6963e-08 | 0.00097009 | 6.6963e-08
[79 empty] | WLDFR | HFTD - Distribution - Tier 2 - 4QU CoRE ¦ 4QU LoRE | Non-Red Flag Warning - Destructive Fires | 2037 | 3.6479e-10 | 3.6479e-10 | 9984.8474 | 263.1074 | 9721.74 | 0 | 0 | 0 | 4.484e-07 | 3.6424e-06 | 0 | 3.6424e-06 | 3.6424e-06 | 0 | 3.6424e-06 | 0 | 5.5301e-07 | 1.2122e-06 | 0 | 1.2122e-06 | 0 | 1.813e-06 | 3.626e-06 | 0 | 3.626e-06 | [12 empty] | 7.3.3.17.5 (Remote Grid) Updates to grid topology to minimize risk of ignition in HFTDs Remote GridWLDFRVegetation ContactAggregated | WLDFR | HFTD - Distribution - Tier 2 - 1QU CoRE ¦ 5QU LoRE | Red Flag Warning - Catastrophic Fires | Vegetation Contact | Aggregated | 2037 | 6.9028e-05 | 1601.5759 | 0.11055 | 2037 | Mitigation | 0.95 | 45 | 0 | esc | 0.00097009 | 6.6963e-08 | 0.00097009 | 6.6963e-08
[79 empty] | WLDFR | HFTD - Distribution - Tier 2 - 4QU CoRE ¦ 4QU LoRE | Non-Red Flag Warning - Destructive Fires | 2038 | 3.6479e-10 | 3.6479e-10 | 10472.8261 | 280.5544 | 10192.2718 | 0 | 0 | 0 | 4.484e-07 | 3.8204e-06 | 0 | 3.8204e-06 | 3.8204e-06 | 0 | 3.8204e-06 | 0 | 5.5301e-07 | 1.2122e-06 | 0 | 1.2122e-06 | 0 | 1.813e-06 | 3.626e-06 | 0 | 3.626e-06 | [12 empty] | 7.3.3.17.5 (Remote Grid) Updates to grid topology to minimize risk of ignition in HFTDs Remote GridWLDFRVegetation ContactAggregated | WLDFR | HFTD - Distribution - Tier 2 - 1QU CoRE ¦ 5QU LoRE | Red Flag Warning - Catastrophic Fires | Vegetation Contact | Aggregated | 2038 | 6.9028e-05 | 1601.5759 | 0.11055 | 2038 | Mitigation | 0.95 | 45 | 0 | esc | 0.00097009 | 6.6963e-08 | 0.00097009 | 6.6963e-08
[79 empty] | WLDFR | HFTD - Distribution - Tier 2 - 4QU CoRE ¦ 4QU LoRE | Non-Red Flag Warning - Destructive Fires | 2039 | 3.6479e-10 | 3.6479e-10 | 10472.8261 | 280.5544 | 10192.2718 | 0 | 0 | 0 | 4.484e-07 | 3.8204e-06 | 0 | 3.8204e-06 | 3.8204e-06 | 0 | 3.8204e-06 | 0 | 5.5301e-07 | 1.2122e-06 | 0 | 1.2122e-06 | 0 | 1.813e-06 | 3.626e-06 | 0 | 3.626e-06 | [12 empty] | 7.3.3.17.5 (Remote Grid) Updates to grid topology to minimize risk of ignition in HFTDs Remote GridWLDFRVegetation ContactAggregated | WLDFR | HFTD - Distribution - Tier 2 - 1QU CoRE ¦ 5QU LoRE | Red Flag Warning - Catastrophic Fires | Vegetation Contact | Aggregated | 2039 | 6.9028e-05 | 1601.5759 | 0.11055 | 2039 | Mitigation | 0.95 | 45 | 0 | esc | 0.00097009 | 6.6963e-08 | 0.00097009 | 6.6963e-08
[79 empty] | WLDFR | HFTD - Distribution - Tier 2 - 4QU CoRE ¦ 4QU LoRE | Non-Red Flag Warning - Destructive Fires | 2040 | 3.6479e-10 | 3.6479e-10 | 10472.8261 | 280.5544 | 10192.2718 | 0 | 0 | 0 | 4.484e-07 | 3.8204e-06 | 0 | 3.8204e-06 | 3.8204e-06 | 0 | 3.8204e-06 | 0 | 5.75e-07 | 1.2604e-06 | 0 | 1.2604e-06 | 0 | 1.813e-06 | 3.626e-06 | 0 | 3.626e-06 | [12 empty] | 7.3.3.17.5 (Remote Grid) Updates to grid topology to minimize risk of ignition in HFTDs Remote GridWLDFRVegetation ContactAggregated | WLDFR | HFTD - Distribution - Tier 2 - 1QU CoRE ¦ 5QU LoRE | Red Flag Warning - Catastrophic Fires | Vegetation Contact | Aggregated | 2040 | 6.9028e-05 | 1601.5759 | 0.11055 | 2040 | Mitigation | 0.95 | 45 | 0 | esc | 0.00097009 | 6.6963e-08 | 0.00097009 | 6.6963e-08
[79 empty] | WLDFR | HFTD - Distribution - Tier 2 - 4QU CoRE ¦ 4QU LoRE | Non-Red Flag Warning - Destructive Fires | 2041 | 3.6479e-10 | 3.6479e-10 | 10472.8261 | 280.5544 | 10192.2718 | 0 | 0 | 0 | 4.484e-07 | 3.8204e-06 | 0 | 3.8204e-06 | 3.8204e-06 | 0 | 3.8204e-06 | 0 | 5.75e-07 | 1.2604e-06 | 0 | 1.2604e-06 | 0 | 1.9296e-06 | 3.8592e-06 | 0 | 3.8592e-06 | [12 empty] | 7.3.3.17.5 (Remote Grid) Updates to grid topology to minimize risk of ignition in HFTDs Remote GridWLDFRVegetation ContactAggregated | WLDFR | HFTD - Distribution - Tier 2 - 1QU CoRE ¦ 5QU LoRE | Red Flag Warning - Catastrophic Fires | Vegetation Contact | Aggregated | 2041 | 6.9028e-05 | 1601.5759 | 0.11055 | 2041 | Mitigation | 0.95 | 45 | 0 | esc | 0.00097009 | 6.6963e-08 | 0.00097009 | 6.6963e-08
[79 empty] | WLDFR | HFTD - Distribution - Tier 2 - 4QU CoRE ¦ 4QU LoRE | Non-Red Flag Warning - Destructive Fires | 2042 | 3.6479e-10 | 3.6479e-10 | 10472.8261 | 280.5544 | 10192.2718 | 0 | 0 | 0 | 4.484e-07 | 3.8204e-06 | 0 | 3.8204e-06 | 3.8204e-06 | 0 | 3.8204e-06 | 0 | 5.75e-07 | 1.2604e-06 | 0 | 1.2604e-06 | 0 | 1.9296e-06 | 3.8592e-06 | 0 | 3.8592e-06 | [12 empty] | 7.3.3.17.5 (Remote Grid) Updates to grid topology to minimize risk of ignition in HFTDs Remote GridWLDFRVegetation ContactAggregated | WLDFR | HFTD - Distribution - Tier 2 - 1QU CoRE ¦ 5QU LoRE | Red Flag Warning - Catastrophic Fires | Vegetation Contact | Aggregated | 2042 | 6.9028e-05 | 1601.5759 | 0.11055 | 2042 | Mitigation | 0.95 | 45 | 0 | esc | 0.00097009 | 6.6963e-08 | 0.00097009 | 6.6963e-08
[79 empty] | WLDFR | HFTD - Distribution - Tier 2 - 4QU CoRE ¦ 4QU LoRE | Non-Red Flag Warning - Destructive Fires | 2043 | 3.6479e-10 | 3.6479e-10 | 10992.1562 | 299.42 | 10692.7362 | 0 | 0 | 0 | 4.484e-07 | 4.0098e-06 | 0 | 4.0098e-06 | 4.0098e-06 | 0 | 4.0098e-06 | 0 | 5.75e-07 | 1.2604e-06 | 0 | 1.2604e-06 | 0 | 1.9296e-06 | 3.8592e-06 | 0 | 3.8592e-06 | [12 empty] | 7.3.3.17.5 (Remote Grid) Updates to grid topology to minimize risk of ignition in HFTDs Remote GridWLDFRVegetation ContactAggregated | WLDFR | HFTD - Distribution - Tier 2 - 1QU CoRE ¦ 5QU LoRE | Red Flag Warning - Catastrophic Fires | Vegetation Contact | Aggregated | 2043 | 6.9028e-05 | 1601.5759 | 0.11055 | 2043 | Mitigation | 0.95 | 45 | 0 | esc | 0.00097009 | 6.6963e-08 | 0.00097009 | 6.6963e-08
[79 empty] | WLDFR | HFTD - Distribution - Tier 2 - 4QU CoRE ¦ 4QU LoRE | Non-Red Flag Warning - Destructive Fires | 2044 | 3.6479e-10 | 3.6479e-10 | 10992.1562 | 299.42 | 10692.7362 | 0 | 0 | 0 | 4.484e-07 | 4.0098e-06 | 0 | 4.0098e-06 | 4.0098e-06 | 0 | 4.0098e-06 | 0 | 5.75e-07 | 1.2604e-06 | 0 | 1.2604e-06 | 0 | 1.9296e-06 | 3.8592e-06 | 0 | 3.8592e-06 | [12 empty] | 7.3.3.17.5 (Remote Grid) Updates to grid topology to minimize risk of ignition in HFTDs Remote GridWLDFRVegetation ContactAggregated | WLDFR | HFTD - Distribution - Tier 2 - 1QU CoRE ¦ 5QU LoRE | Red Flag Warning - Catastrophic Fires | Vegetation Contact | Aggregated | 2044 | 6.9028e-05 | 1601.5759 | 0.11055 | 2044 | Mitigation | 0.95 | 45 | 0 | esc | 0.00097009 | 6.6963e-08 | 0.00097009 | 6.6963e-08
[79 empty] | WLDFR | HFTD - Distribution - Tier 2 - 4QU CoRE ¦ 4QU LoRE | Non-Red Flag Warning - Destructive Fires | 2045 | 3.6479e-10 | 3.6479e-10 | 10992.1562 | 299.42 | 10692.7362 | 0 | 0 | 0 | 4.484e-07 | 4.0098e-06 | 0 | 4.0098e-06 | 4.0098e-06 | 0 | 4.0098e-06 | 0 | 5.9979e-07 | 1.3148e-06 | 0 | 1.3148e-06 | 0 | 1.9296e-06 | 3.8592e-06 | 0 | 3.8592e-06 | [12 empty] | 7.3.3.17.5 (Remote Grid) Updates to grid topology to minimize risk of ignition in HFTDs Remote GridWLDFRVegetation ContactAggregated | WLDFR | HFTD - Distribution - Tier 2 - 1QU CoRE ¦ 5QU LoRE | Red Flag Warning - Catastrophic Fires | Vegetation Contact | Aggregated | 2045 | 6.9028e-05 | 1601.5759 | 0.11055 | 2045 | Mitigation | 0.95 | 45 | 0 | esc | 0.00097009 | 6.6963e-08 | 0.00097009 | 6.6963e-08
[79 empty] | WLDFR | HFTD - Distribution - Tier 2 - 4QU CoRE ¦ 4QU LoRE | Non-Red Flag Warning - Destructive Fires | 2046 | 3.6479e-10 | 3.6479e-10 | 10992.1562 | 299.42 | 10692.7362 | 0 | 0 | 0 | 4.484e-07 | 4.0098e-06 | 0 | 4.0098e-06 | 4.0098e-06 | 0 | 4.0098e-06 | 0 | 5.9979e-07 | 1.3148e-06 | 0 | 1.3148e-06 | 0 | 2.0552e-06 | 4.1103e-06 | 0 | 4.1103e-06 | [12 empty] | 7.3.3.17.5 (Remote Grid) Updates to grid topology to minimize risk of ignition in HFTDs Remote GridWLDFRVegetation ContactAggregated | WLDFR | HFTD - Distribution - Tier 2 - 1QU CoRE ¦ 5QU LoRE | Red Flag Warning - Catastrophic Fires | Vegetation Contact | Aggregated | 2046 | 6.9028e-05 | 1601.5759 | 0.11055 | 2046 | Mitigation | 0.95 | 45 | 0 | esc | 0.00097009 | 6.6963e-08 | 0.00097009 | 6.6963e-08
[79 empty] | WLDFR | HFTD - Distribution - Tier 2 - 4QU CoRE ¦ 4QU LoRE | Non-Red Flag Warning - Destructive Fires | 2047 | 3.6479e-10 | 3.6479e-10 | 10992.1562 | 299.42 | 10692.7362 | 0 | 0 | 0 | 4.484e-07 | 4.0098e-06 | 0 | 4.0098e-06 | 4.0098e-06 | 0 | 4.0098e-06 | 0 | 5.9979e-07 | 1.3148e-06 | 0 | 1.3148e-06 | 0 | 2.0552e-06 | 4.1103e-06 | 0 | 4.1103e-06 | [12 empty] | 7.3.3.17.5 (Remote Grid) Updates to grid topology to minimize risk of ignition in HFTDs Remote GridWLDFRVegetation ContactAggregated | WLDFR | HFTD - Distribution - Tier 2 - 1QU CoRE ¦ 5QU LoRE | Red Flag Warning - Catastrophic Fires | Vegetation Contact | Aggregated | 2047 | 6.9028e-05 | 1601.5759 | 0.11055 | 2047 | Mitigation | 0.95 | 45 | 0 | esc | 0.00097009 | 6.6963e-08 | 0.00097009 | 6.6963e-08
[79 empty] | WLDFR | HFTD - Distribution - Tier 2 - 4QU CoRE ¦ 4QU LoRE | Non-Red Flag Warning - Destructive Fires | 2048 | 3.6479e-10 | 3.6479e-10 | 11536.0538 | 319.4911 | 11216.5626 | 0 | 0 | 0 | 4.484e-07 | 4.2082e-06 | 0 | 4.2082e-06 | 4.2082e-06 | 0 | 4.2082e-06 | 0 | 5.9979e-07 | 1.3148e-06 | 0 | 1.3148e-06 | 0 | 2.0552e-06 | 4.1103e-06 | 0 | 4.1103e-06 | [12 empty] | 7.3.3.17.5 (Remote Grid) Updates to grid topology to minimize risk of ignition in HFTDs Remote GridWLDFRVegetation ContactAggregated | WLDFR | HFTD - Distribution - Tier 2 - 1QU CoRE ¦ 5QU LoRE | Red Flag Warning - Catastrophic Fires | Vegetation Contact | Aggregated | 2048 | 6.9028e-05 | 1601.5759 | 0.11055 | 2048 | Mitigation | 0.95 | 45 | 0 | esc | 0.00097009 | 6.6963e-08 | 0.00097009 | 6.6963e-08
[79 empty] | WLDFR | HFTD - Distribution - Tier 2 - 4QU CoRE ¦ 4QU LoRE | Non-Red Flag Warning - Destructive Fires | 2049 | 3.6479e-10 | 3.6479e-10 | 11536.0538 | 319.4911 | 11216.5626 | 0 | 0 | 0 | 4.484e-07 | 4.2082e-06 | 0 | 4.2082e-06 | 4.2082e-06 | 0 | 4.2082e-06 | 0 | 5.9979e-07 | 1.3148e-06 | 0 | 1.3148e-06 | 0 | 2.0552e-06 | 4.1103e-06 | 0 | 4.1103e-06 | [12 empty] | 7.3.3.17.5 (Remote Grid) Updates to grid topology to minimize risk of ignition in HFTDs Remote GridWLDFRVegetation ContactAggregated | WLDFR | HFTD - Distribution - Tier 2 - 1QU CoRE ¦ 5QU LoRE | Red Flag Warning - Catastrophic Fires | Vegetation Contact | Aggregated | 2049 | 6.9028e-05 | 1601.5759 | 0.11055 | 2049 | Mitigation | 0.95 | 45 | 0 | esc | 0.00097009 | 6.6963e-08 | 0.00097009 | 6.6963e-08
[79 empty] | WLDFR | HFTD - Distribution - Tier 2 - 4QU CoRE ¦ 4QU LoRE | Non-Red Flag Warning - Destructive Fires | 2050 | 3.6479e-10 | 3.6479e-10 | 11536.0538 | 319.4911 | 11216.5626 | 0 | 0 | 0 | 4.484e-07 | 4.2082e-06 | 0 | 4.2082e-06 | 4.2082e-06 | 0 | 4.2082e-06 | 0 | 6.2712e-07 | 1.3747e-06 | 0 | 1.3747e-06 | 0 | 0 | 4.1103e-06 | 0 | 4.1103e-06 | [12 empty] | 7.3.3.17.5 (Remote Grid) Updates to grid topology to minimize risk of ignition in HFTDs Remote GridWLDFRVegetation ContactAggregated | WLDFR | HFTD - Distribution - Tier 2 - 1QU CoRE ¦ 5QU LoRE | Red Flag Warning - Catastrophic Fires | Vegetation Contact | Aggregated | 2050 | 6.9028e-05 | 1601.5759 | 0.11055 | 2050 | Mitigation | 0.95 | 45 | 0 | esc | 0.00097009 | 6.6963e-08 | 0.00097009 | 6.6963e-08
[79 empty] | WLDFR | HFTD - Distribution - Tier 2 - 4QU CoRE ¦ 4QU LoRE | Non-Red Flag Warning - Destructive Fires | 2051 | 3.6479e-10 | 3.6479e-10 | 11536.0538 | 319.4911 | 11216.5626 | 0 | 0 | 0 | 4.484e-07 | 4.2082e-06 | 0 | 4.2082e-06 | 4.2082e-06 | 0 | 4.2082e-06 | 0 | 6.2712e-07 | 1.3747e-06 | 0 | 1.3747e-06 | 0 | 0 | 0 | 0 | 0 | [12 empty] | 7.3.3.17.5 (Remote Grid) Updates to grid topology to minimize risk of ignition in HFTDs Remote GridWLDFRVegetation ContactAggregated | WLDFR | HFTD - Distribution - Tier 2 - 1QU CoRE ¦ 5QU LoRE | Red Flag Warning - Catastrophic Fires | Vegetation Contact | Aggregated | 2051 | 6.9028e-05 | 1601.5759 | 0.11055 | 2051 | Mitigation | 0.95 | 45 | 0 | esc | 0.00097009 | 6.6963e-08 | 0.00097009 | 6.6963e-08
[79 empty] | WLDFR | HFTD - Distribution - Tier 2 - 4QU CoRE ¦ 4QU LoRE | Non-Red Flag Warning - Destructive Fires | 2052 | 3.6479e-10 | 3.6479e-10 | 11536.0538 | 319.4911 | 11216.5626 | 0 | 0 | 0 | 4.484e-07 | 4.2082e-06 | 0 | 4.2082e-06 | 4.2082e-06 | 0 | 4.2082e-06 | 0 | 6.2712e-07 | 1.3747e-06 | 0 | 1.3747e-06 | 0 | 0 | 0 | 0 | 0 | [12 empty] | 7.3.3.17.5 (Remote Grid) Updates to grid topology to minimize risk of ignition in HFTDs Remote GridWLDFRVegetation ContactAggregated | WLDFR | HFTD - Distribution - Tier 2 - 1QU CoRE ¦ 5QU LoRE | Red Flag Warning - Catastrophic Fires | Vegetation Contact | Aggregated | 2052 | 6.9028e-05 | 1601.5759 | 0.11055 | 2052 | Mitigation | 0.95 | 45 | 0 | esc | 0.00097009 | 6.6963e-08 | 0.00097009 | 6.6963e-08
[79 empty] | WLDFR | HFTD - Distribution - Tier 2 - 4QU CoRE ¦ 4QU LoRE | Non-Red Flag Warning - Destructive Fires | 2053 | 3.6479e-10 | 3.6479e-10 | 12097.6769 | 340.5356 | 11757.1413 | 0 | 0 | 0 | 4.484e-07 | 4.4131e-06 | 0 | 4.4131e-06 | 4.4131e-06 | 0 | 4.4131e-06 | 0 | 6.2712e-07 | 1.3747e-06 | 0 | 1.3747e-06 | 0 | 3.5144e-06 | 0 | 0 | 0 | [12 empty] | 7.3.3.17.5 (Remote Grid) Updates to grid topology to minimize risk of ignition in HFTDs Remote GridWLDFRVegetation ContactAggregated | WLDFR | HFTD - Distribution - Tier 2 - 1QU CoRE ¦ 5QU LoRE | Red Flag Warning - Catastrophic Fires | Vegetation Contact | Aggregated | 2053 | 6.9028e-05 | 1601.5759 | 0.11055 | 2053 | Mitigation | 0.95 | 45 | 0 | esc | 0.00097009 | 6.6963e-08 | 0.00097009 | 6.6963e-08
[79 empty] | WLDFR | HFTD - Distribution - Tier 2 - 4QU CoRE ¦ 4QU LoRE | Non-Red Flag Warning - Destructive Fires | 2054 | 3.6479e-10 | 3.6479e-10 | 12097.6769 | 340.5356 | 11757.1413 | 0 | 0 | 0 | 4.484e-07 | 4.4131e-06 | 0 | 4.4131e-06 | 4.4131e-06 | 0 | 4.4131e-06 | 0 | 6.2712e-07 | 1.3747e-06 | 0 | 1.3747e-06 | 0 | 3.6275e-06 | 7.2551e-06 | 0 | 7.2551e-06 | [12 empty] | 7.3.3.17.5 (Remote Grid) Updates to grid topology to minimize risk of ignition in HFTDs Remote GridWLDFRVegetation ContactAggregated | WLDFR | HFTD - Distribution - Tier 2 - 1QU CoRE ¦ 5QU LoRE | Red Flag Warning - Catastrophic Fires | Vegetation Contact | Aggregated | 2054 | 6.9028e-05 | 1601.5759 | 0.11055 | 2054 | Mitigation | 0.95 | 45 | 0 | esc | 0.00097009 | 6.6963e-08 | 0.00097009 | 6.6963e-08
[79 empty] | WLDFR | HFTD - Distribution - Tier 2 - 4QU CoRE ¦ 4QU LoRE | Non-Red Flag Warning - Destructive Fires | 2055 | 3.6479e-10 | 3.6479e-10 | 12097.6769 | 340.5356 | 11757.1413 | 0 | 0 | 0 | 4.484e-07 | 4.4131e-06 | 0 | 4.4131e-06 | 4.4131e-06 | 0 | 4.4131e-06 | 0 | 6.567e-07 | 1.4395e-06 | 0 | 1.4395e-06 | 0 | 3.6275e-06 | 7.2551e-06 | 0 | 7.2551e-06 | [12 empty] | 7.3.3.17.5 (Remote Grid) Updates to grid topology to minimize risk of ignition in HFTDs Remote GridWLDFRVegetation ContactAggregated | WLDFR | HFTD - Distribution - Tier 2 - 1QU CoRE ¦ 5QU LoRE | Red Flag Warning - Catastrophic Fires | Vegetation Contact | Aggregated | 2055 | 6.9028e-05 | 1601.5759 | 0.11055 | 2055 | Mitigation | 0.95 | 45 | 0 | esc | 0.00097009 | 6.6963e-08 | 0.00097009 | 6.6963e-08
[79 empty] | WLDFR | HFTD - Distribution - Tier 2 - 4QU CoRE ¦ 4QU LoRE | Non-Red Flag Warning - Destructive Fires | 2056 | 3.6479e-10 | 3.6479e-10 | 12097.6769 | 340.5356 | 11757.1413 | 0 | 0 | 0 | 4.484e-07 | 4.4131e-06 | 0 | 4.4131e-06 | 4.4131e-06 | 0 | 4.4131e-06 | 0 | 6.567e-07 | 1.4395e-06 | 0 | 1.4395e-06 | 0 | 3.6275e-06 | 7.2551e-06 | 0 | 7.2551e-06 | [12 empty] | 7.3.3.17.5 (Remote Grid) Updates to grid topology to minimize risk of ignition in HFTDs Remote GridWLDFRVegetation ContactAggregated | WLDFR | HFTD - Distribution - Tier 2 - 1QU CoRE ¦ 5QU LoRE | Red Flag Warning - Catastrophic Fires | Vegetation Contact | Aggregated | 2056 | 6.9028e-05 | 1601.5759 | 0.11055 | 2056 | Mitigation | 0.95 | 45 | 0 | esc | 0.00097009 | 6.6963e-08 | 0.00097009 | 6.6963e-08
[79 empty] | WLDFR | HFTD - Distribution - Tier 2 - 4QU CoRE ¦ 4QU LoRE | Non-Red Flag Warning - Destructive Fires | 2057 | 3.6479e-10 | 3.6479e-10 | 12097.6769 | 340.5356 | 11757.1413 | 0 | 0 | 0 | 4.484e-07 | 4.4131e-06 | 0 | 4.4131e-06 | 4.4131e-06 | 0 | 4.4131e-06 | 0 | 6.567e-07 | 1.4395e-06 | 0 | 1.4395e-06 | 0 | 3.6275e-06 | 7.2551e-06 | 0 | 7.2551e-06 | [12 empty] | 7.3.3.17.5 (Remote Grid) Updates to grid topology to minimize risk of ignition in HFTDs Remote GridWLDFRVegetation ContactAggregated | WLDFR | HFTD - Distribution - Tier 2 - 1QU CoRE ¦ 5QU LoRE | Red Flag Warning - Catastrophic Fires | Vegetation Contact | Aggregated | 2057 | 6.9028e-05 | 1601.5759 | 0.11055 | 2057 | Mitigation | 0.95 | 45 | 0 | esc | 0.00097009 | 6.6963e-08 | 0.00097009 | 6.6963e-08
[79 empty] | WLDFR | HFTD - Distribution - Tier 2 - 4QU CoRE ¦ 4QU LoRE | Non-Red Flag Warning - Destructive Fires | 2058 | 3.6479e-10 | 3.6479e-10 | 12670.1796 | 362.3049 | 12307.8747 | 0 | 0 | 0 | 4.484e-07 | 4.6219e-06 | 0 | 4.6219e-06 | 4.6219e-06 | 0 | 4.6219e-06 | 0 | 6.567e-07 | 1.4395e-06 | 0 | 1.4395e-06 | 0 | 3.6275e-06 | 7.2551e-06 | 0 | 7.2551e-06 | [12 empty] | 7.3.3.17.5 (Remote Grid) Updates to grid topology to minimize risk of ignition in HFTDs Remote GridWLDFRVegetation ContactAggregated | WLDFR | HFTD - Distribution - Tier 2 - 1QU CoRE ¦ 5QU LoRE | Red Flag Warning - Catastrophic Fires | Vegetation Contact | Aggregated | 2058 | 6.9028e-05 | 1601.5759 | 0.11055 | 2058 | Mitigation | 0.95 | 45 | 0 | esc | 0.00097009 | 6.6963e-08 | 0.00097009 | 6.6963e-08
[79 empty] | WLDFR | HFTD - Distribution - Tier 2 - 4QU CoRE ¦ 4QU LoRE | Non-Red Flag Warning - Destructive Fires | 2059 | 3.6479e-10 | 3.6479e-10 | 12670.1796 | 362.3049 | 12307.8747 | 0 | 0 | 0 | 4.484e-07 | 4.6219e-06 | 0 | 4.6219e-06 | 4.6219e-06 | 0 | 4.6219e-06 | 0 | 6.567e-07 | 1.4395e-06 | 0 | 1.4395e-06 | 0 | 3.7718e-06 | 7.5436e-06 | 0 | 7.5436e-06 | [12 empty] | 7.3.3.17.5 (Remote Grid) Updates to grid topology to minimize risk of ignition in HFTDs Remote GridWLDFRVegetation ContactAggregated | WLDFR | HFTD - Distribution - Tier 2 - 1QU CoRE ¦ 5QU LoRE | Red Flag Warning - Catastrophic Fires | Vegetation Contact | Aggregated | 2059 | 6.9028e-05 | 1601.5759 | 0.11055 | 2059 | Mitigation | 0.95 | 45 | 0 | esc | 0.00097009 | 6.6963e-08 | 0.00097009 | 6.6963e-08
[79 empty] | WLDFR | HFTD - Distribution - Tier 2 - 4QU CoRE ¦ 4QU LoRE | Non-Red Flag Warning - Destructive Fires | 2060 | 3.6479e-10 | 3.6479e-10 | 12670.1796 | 362.3049 | 12307.8747 | 0 | 0 | 0 | 4.484e-07 | 4.6219e-06 | 0 | 4.6219e-06 | 4.6219e-06 | 0 | 4.6219e-06 | 0 | 6.8824e-07 | 1.5086e-06 | 0 | 1.5086e-06 | 0 | 3.7718e-06 | 7.5436e-06 | 0 | 7.5436e-06 | [12 empty] | 7.3.3.17.5 (Remote Grid) Updates to grid topology to minimize risk of ignition in HFTDs Remote GridWLDFRVegetation ContactAggregated | WLDFR | HFTD - Distribution - Tier 2 - 1QU CoRE ¦ 5QU LoRE | Red Flag Warning - Catastrophic Fires | Vegetation Contact | Aggregated | 2060 | 6.9028e-05 | 1601.5759 | 0.11055 | 2060 | Mitigation | 0.95 | 45 | 0 | esc | 0.00097009 | 6.6963e-08 | 0.00097009 | 6.6963e-08
[79 empty] | WLDFR | HFTD - Distribution - Tier 2 - 4QU CoRE ¦ 4QU LoRE | Non-Red Flag Warning - Destructive Fires | 2061 | 3.6479e-10 | 3.6479e-10 | 12670.1796 | 362.3049 | 12307.8747 | 0 | 0 | 0 | 4.484e-07 | 4.6219e-06 | 0 | 4.6219e-06 | 4.6219e-06 | 0 | 4.6219e-06 | 0 | 6.8824e-07 | 1.5086e-06 | 0 | 1.5086e-06 | 0 | 3.7718e-06 | 7.5436e-06 | 0 | 7.5436e-06 | [12 empty] | 7.3.3.17.5 (Remote Grid) Updates to grid topology to minimize risk of ignition in HFTDs Remote GridWLDFRVegetation ContactAggregated | WLDFR | HFTD - Distribution - Tier 2 - 1QU CoRE ¦ 5QU LoRE | Red Flag Warning - Catastrophic Fires | Vegetation Contact | Aggregated | 2061 | 6.9028e-05 | 1601.5759 | 0.11055 | 2061 | Mitigation | 0.95 | 45 | 0 | esc | 0.00097009 | 6.6963e-08 | 0.00097009 | 6.6963e-08
[79 empty] | WLDFR | HFTD - Distribution - Tier 2 - 4QU CoRE ¦ 4QU LoRE | Non-Red Flag Warning - Destructive Fires | 2062 | 3.6479e-10 | 3.6479e-10 | 12670.1796 | 362.3049 | 12307.8747 | 0 | 0 | 0 | 4.484e-07 | 4.6219e-06 | 0 | 4.6219e-06 | 4.6219e-06 | 0 | 4.6219e-06 | 0 | 6.8824e-07 | 1.5086e-06 | 0 | 1.5086e-06 | 0 | 3.7718e-06 | 7.5436e-06 | 0 | 7.5436e-06 | [12 empty] | 7.3.3.17.5 (Remote Grid) Updates to grid topology to minimize risk of ignition in HFTDs Remote GridWLDFRVegetation ContactAggregated | WLDFR | HFTD - Distribution - Tier 2 - 1QU CoRE ¦ 5QU LoRE | Red Flag Warning - Catastrophic Fires | Vegetation Contact | Aggregated | 2062 | 6.9028e-05 | 1601.5759 | 0.11055 | 2062 | Mitigation | 0.95 | 45 | 0 | esc | 0.00097009 | 6.6963e-08 | 0.00097009 | 6.6963e-08
[79 empty] | WLDFR | HFTD - Distribution - Tier 2 - 4QU CoRE ¦ 4QU LoRE | Non-Red Flag Warning - Destructive Fires | 2063 | 3.6479e-10 | 3.6479e-10 | 13246.6313 | 384.5316 | 12862.0997 | 0 | 0 | 0 | 4.484e-07 | 4.8322e-06 | 0 | 4.8322e-06 | 4.8322e-06 | 0 | 4.8322e-06 | 0 | 6.8824e-07 | 1.5086e-06 | 0 | 1.5086e-06 | 0 | 3.7718e-06 | 7.5436e-06 | 0 | 7.5436e-06 | [12 empty] | 7.3.3.17.5 (Remote Grid) Updates to grid topology to minimize risk of ignition in HFTDs Remote GridWLDFRVegetation ContactAggregated | WLDFR | HFTD - Distribution - Tier 2 - 1QU CoRE ¦ 5QU LoRE | Red Flag Warning - Catastrophic Fires | Vegetation Contact | Aggregated | 2063 | 6.9028e-05 | 1601.5759 | 0.11055 | 2063 | Mitigation | 0.95 | 45 | 0 | esc | 0.00097009 | 6.6963e-08 | 0.00097009 | 6.6963e-08
[79 empty] | WLDFR | HFTD - Distribution - Tier 2 - 4QU CoRE ¦ 4QU LoRE | Non-Red Flag Warning - Destructive Fires | 2064 | 3.6479e-10 | 3.6479e-10 | 13246.6313 | 384.5316 | 12862.0997 | 0 | 0 | 0 | 4.484e-07 | 4.8322e-06 | 0 | 4.8322e-06 | 4.8322e-06 | 0 | 4.8322e-06 | 0 | 6.8824e-07 | 1.5086e-06 | 0 | 1.5086e-06 | 0 | 3.9344e-06 | 7.8689e-06 | 0 | 7.8689e-06 | [12 empty] | 7.3.3.17.5 (Remote Grid) Updates to grid topology to minimize risk of ignition in HFTDs Remote GridWLDFRVegetation ContactAggregated | WLDFR | HFTD - Distribution - Tier 2 - 1QU CoRE ¦ 5QU LoRE | Red Flag Warning - Catastrophic Fires | Vegetation Contact | Aggregated | 2064 | 6.9028e-05 | 1601.5759 | 0.11055 | 2064 | Mitigation | 0.95 | 45 | 0 | esc | 0.00097009 | 6.6963e-08 | 0.00097009 | 6.6963e-08
[79 empty] | WLDFR | HFTD - Distribution - Tier 2 - 4QU CoRE ¦ 4QU LoRE | Non-Red Flag Warning - Destructive Fires | 2065 | 3.6479e-10 | 3.6479e-10 | 13246.6313 | 384.5316 | 12862.0997 | 0 | 0 | 0 | 4.484e-07 | 4.8322e-06 | 0 | 4.8322e-06 | 4.8322e-06 | 0 | 4.8322e-06 | 0 | 7.2141e-07 | 1.5814e-06 | 0 | 1.5814e-06 | 0 | 3.9344e-06 | 7.8689e-06 | 0 | 7.8689e-06 | [12 empty] | 7.3.3.17.5 (Remote Grid) Updates to grid topology to minimize risk of ignition in HFTDs Remote GridWLDFRVegetation ContactAggregated | WLDFR | HFTD - Distribution - Tier 2 - 1QU CoRE ¦ 5QU LoRE | Red Flag Warning - Catastrophic Fires | Vegetation Contact | Aggregated | 2065 | 6.9028e-05 | 1601.5759 | 0.11055 | 2065 | Mitigation | 0.95 | 45 | 0 | esc | 0.00097009 | 6.6963e-08 | 0.00097009 | 6.6963e-08
[79 empty] | WLDFR | HFTD - Distribution - Tier 2 - 4QU CoRE ¦ 4QU LoRE | Non-Red Flag Warning - Destructive Fires | 2066 | 3.6479e-10 | 3.6479e-10 | 13246.6313 | 384.5316 | 12862.0997 | 0 | 0 | 0 | 4.484e-07 | 4.8322e-06 | 0 | 4.8322e-06 | 4.8322e-06 | 0 | 4.8322e-06 | 0 | 7.2141e-07 | 1.5814e-06 | 0 | 1.5814e-06 | 0 | 3.9344e-06 | 7.8689e-06 | 0 | 7.8689e-06 | [12 empty] | 7.3.3.17.5 (Remote Grid) Updates to grid topology to minimize risk of ignition in HFTDs Remote GridWLDFRVegetation ContactAggregated | WLDFR | HFTD - Distribution - Tier 2 - 1QU CoRE ¦ 5QU LoRE | Red Flag Warning - Catastrophic Fires | Vegetation Contact | Aggregated | 2066 | 6.9028e-05 | 1601.5759 | 0.11055 | 2066 | Mitigation | 0.95 | 45 | 0 | esc | 0.00097009 | 6.6963e-08 | 0.00097009 | 6.6963e-08
[79 empty] | WLDFR | HFTD - Distribution - Tier 2 - 4QU CoRE ¦ 4QU LoRE | Non-Red Flag Warning - Destructive Fires | 2067 | 0 | 3.6479e-10 | 13246.6313 | 384.5316 | 12862.0997 | 0 | 0 | 0 | 4.484e-07 | 0 | 0 | 0 | 4.8322e-06 | 0 | 4.8322e-06 | 0 | 7.2141e-07 | 1.5814e-06 | 0 | 1.5814e-06 | 0 | 3.9344e-06 | 7.8689e-06 | 0 | 7.8689e-06 | [12 empty] | 7.3.3.17.5 (Remote Grid) Updates to grid topology to minimize risk of ignition in HFTDs Remote GridWLDFRVegetation ContactAggregated | WLDFR | HFTD - Distribution - Tier 2 - 1QU CoRE ¦ 5QU LoRE | Red Flag Warning - Catastrophic Fires | Vegetation Contact | Aggregated | 2067 | 6.9028e-05 | 1601.5759 | 0.11055 | 2067 | Mitigation | 0.95 | 45 | 0 | esc | 0 | 0 | 0.00097009 | 6.6963e-08
[79 empty] | WLDFR | HFTD - Distribution - Tier 2 - 4QU CoRE ¦ 4QU LoRE | Non-Red Flag Warning - Large Fires | 2022 | 1.145e-08 | 0 | 5.2406 | 0.69642 | 2.942 | 1.6022 | 0 | 0 | 1.373e-05 | 6.0003e-08 | 0 | 6.0003e-08 | 0 | 0 | 0 | 0 | 7.2141e-07 | 1.5814e-06 | 0 | 1.5814e-06 | 0 | 3.9344e-06 | 7.8689e-06 | 0 | 7.8689e-06 | [12 empty] | 7.3.3.17.5 (Remote Grid) Updates to grid topology to minimize risk of ignition in HFTDs Remote GridWLDFREquipment / facility failureAggregated | WLDFR | HFTD - Distribution - Tier 2 - 1QU CoRE ¦ 5QU LoRE | Red Flag Warning - Destructive Fires | Equipment / facility failure | Aggregated | 2022 | 7.822e-06 | 1601.5759 | 0.012528 | 2022 | Mitigation | 0.95 | 45 | 0 | esc | 0.00097009 | 7.588e-09 | 0 | 0
[79 empty] | WLDFR | HFTD - Distribution - Tier 2 - 4QU CoRE ¦ 4QU LoRE | Non-Red Flag Warning - Large Fires | 2023 | 1.145e-08 | 1.145e-08 | 5.475 | 0.71896 | 3.0715 | 1.6846 | 0 | 0 | 1.373e-05 | 6.2688e-08 | 0 | 6.2688e-08 | 6.2688e-08 | 0 | 6.2688e-08 | 0 | 7.2141e-07 | 1.5814e-06 | 0 | 1.5814e-06 | 0 | 4.1137e-06 | 8.2274e-06 | 0 | 8.2274e-06 | [12 empty] | 7.3.3.17.5 (Remote Grid) Updates to grid topology to minimize risk of ignition in HFTDs Remote GridWLDFREquipment / facility failureAggregated | WLDFR | HFTD - Distribution - Tier 2 - 1QU CoRE ¦ 5QU LoRE | Red Flag Warning - Destructive Fires | Equipment / facility failure | Aggregated | 2023 | 7.822e-06 | 1601.5759 | 0.012528 | 2023 | Mitigation | 0.95 | 45 | 0 | esc | 0.00097009 | 7.588e-09 | 0.00097009 | 7.588e-09
[79 empty] | WLDFR | HFTD - Distribution - Tier 2 - 4QU CoRE ¦ 4QU LoRE | Non-Red Flag Warning - Large Fires | 2024 | 1.145e-08 | 1.145e-08 | 5.475 | 0.71896 | 3.0715 | 1.6846 | 0 | 0 | 1.373e-05 | 6.2688e-08 | 0 | 6.2688e-08 | 6.2688e-08 | 0 | 6.2688e-08 | 0 | 7.5585e-07 | 1.6568e-06 | 0 | 1.6568e-06 | 0 | 4.1137e-06 | 8.2274e-06 | 0 | 8.2274e-06 | [12 empty] | 7.3.3.17.5 (Remote Grid) Updates to grid topology to minimize risk of ignition in HFTDs Remote GridWLDFREquipment / facility failureAggregated | WLDFR | HFTD - Distribution - Tier 2 - 1QU CoRE ¦ 5QU LoRE | Red Flag Warning - Destructive Fires | Equipment / facility failure | Aggregated | 2024 | 7.822e-06 | 1601.5759 | 0.012528 | 2024 | Mitigation | 0.95 | 45 | 0 | esc | 0.00097009 | 7.588e-09 | 0.00097009 | 7.588e-09
[79 empty] | WLDFR | HFTD - Distribution - Tier 2 - 4QU CoRE ¦ 4QU LoRE | Non-Red Flag Warning - Large Fires | 2025 | 1.145e-08 | 1.145e-08 | 5.475 | 0.71896 | 3.0715 | 1.6846 | 0 | 0 | 1.373e-05 | 6.2688e-08 | 0 | 6.2688e-08 | 6.2688e-08 | 0 | 6.2688e-08 | 0 | 7.5585e-07 | 1.6568e-06 | 0 | 1.6568e-06 | 0 | 4.1137e-06 | 8.2274e-06 | 0 | 8.2274e-06 | [12 empty] | 7.3.3.17.5 (Remote Grid) Updates to grid topology to minimize risk of ignition in HFTDs Remote GridWLDFREquipment / facility failureAggregated | WLDFR | HFTD - Distribution - Tier 2 - 1QU CoRE ¦ 5QU LoRE | Red Flag Warning - Destructive Fires | Equipment / facility failure | Aggregated | 2025 | 7.822e-06 | 1601.5759 | 0.012528 | 2025 | Mitigation | 0.95 | 45 | 0 | esc | 0.00097009 | 7.588e-09 | 0.00097009 | 7.588e-09
[79 empty] | WLDFR | HFTD - Distribution - Tier 2 - 4QU CoRE ¦ 4QU LoRE | Non-Red Flag Warning - Large Fires | 2026 | 1.145e-08 | 1.145e-08 | 5.475 | 0.71896 | 3.0715 | 1.6846 | 0 | 0 | 1.373e-05 | 6.2688e-08 | 0 | 6.2688e-08 | 6.2688e-08 | 0 | 6.2688e-08 | 0 | 7.5585e-07 | 1.6568e-06 | 0 | 1.6568e-06 | 0 | 4.1137e-06 | 8.2274e-06 | 0 | 8.2274e-06 | [12 empty] | 7.3.3.17.5 (Remote Grid) Updates to grid topology to minimize risk of ignition in HFTDs Remote GridWLDFREquipment / facility failureAggregated | WLDFR | HFTD - Distribution - Tier 2 - 1QU CoRE ¦ 5QU LoRE | Red Flag Warning - Destructive Fires | Equipment / facility failure | Aggregated | 2026 | 7.822e-06 | 1601.5759 | 0.012528 | 2026 | Mitigation | 0.95 | 45 | 0 | esc | 0.00097009 | 7.588e-09 | 0.00097009 | 7.588e-09
[79 empty] | WLDFR | HFTD - Distribution - Tier 2 - 4QU CoRE ¦ 4QU LoRE | Non-Red Flag Warning - Large Fires | 2027 | 1.145e-08 | 1.145e-08 | 5.475 | 0.71896 | 3.0715 | 1.6846 | 0 | 0 | 1.373e-05 | 6.2688e-08 | 0 | 6.2688e-08 | 6.2688e-08 | 0 | 6.2688e-08 | 0 | 7.5585e-07 | 1.6568e-06 | 0 | 1.6568e-06 | 0 | 4.1137e-06 | 8.2274e-06 | 0 | 8.2274e-06 | [12 empty] | 7.3.3.17.5 (Remote Grid) Updates to grid topology to minimize risk of ignition in HFTDs Remote GridWLDFREquipment / facility failureAggregated | WLDFR | HFTD - Distribution - Tier 2 - 1QU CoRE ¦ 5QU LoRE | Red Flag Warning - Destructive Fires | Equipment / facility failure | Aggregated | 2027 | 7.822e-06 | 1601.5759 | 0.012528 | 2027 | Mitigation | 0.95 | 45 | 0 | esc | 0.00097009 | 7.588e-09 | 0.00097009 | 7.588e-09
[79 empty] | WLDFR | HFTD - Distribution - Tier 2 - 4QU CoRE ¦ 4QU LoRE | Non-Red Flag Warning - Large Fires | 2028 | 1.145e-08 | 1.145e-08 | 5.777 | 0.74734 | 3.238 | 1.7917 | 0 | 0 | 1.373e-05 | 6.6145e-08 | 0 | 6.6145e-08 | 6.6145e-08 | 0 | 6.6145e-08 | 0 | 7.5585e-07 | 1.6568e-06 | 0 | 1.6568e-06 | 0 | 4.3077e-06 | 8.6155e-06 | 0 | 8.6155e-06 | [12 empty] | 7.3.3.17.5 (Remote Grid) Updates to grid topology to minimize risk of ignition in HFTDs Remote GridWLDFREquipment / facility failureAggregated | WLDFR | HFTD - Distribution - Tier 2 - 1QU CoRE ¦ 5QU LoRE | Red Flag Warning - Destructive Fires | Equipment / facility failure | Aggregated | 2028 | 7.822e-06 | 1601.5759 | 0.012528 | 2028 | Mitigation | 0.95 | 45 | 0 | esc | 0.00097009 | 7.588e-09 | 0.00097009 | 7.588e-09
[79 empty] | WLDFR | HFTD - Distribution - Tier 2 - 4QU CoRE ¦ 4QU LoRE | Non-Red Flag Warning - Large Fires | 2029 | 1.145e-08 | 1.145e-08 | 5.777 | 0.74734 | 3.238 | 1.7917 | 0 | 0 | 1.373e-05 | 6.6145e-08 | 0 | 6.6145e-08 | 6.6145e-08 | 0 | 6.6145e-08 | 0 | 7.9118e-07 | 1.7343e-06 | 0 | 1.7343e-06 | 0 | 4.3077e-06 | 8.6155e-06 | 0 | 8.6155e-06 | [12 empty] | 7.3.3.17.5 (Remote Grid) Updates to grid topology to minimize risk of ignition in HFTDs Remote GridWLDFREquipment / facility failureAggregated | WLDFR | HFTD - Distribution - Tier 2 - 1QU CoRE ¦ 5QU LoRE | Red Flag Warning - Destructive Fires | Equipment / facility failure | Aggregated | 2029 | 7.822e-06 | 1601.5759 | 0.012528 | 2029 | Mitigation | 0.95 | 45 | 0 | esc | 0.00097009 | 7.588e-09 | 0.00097009 | 7.588e-09
[79 empty] | WLDFR | HFTD - Distribution - Tier 2 - 4QU CoRE ¦ 4QU LoRE | Non-Red Flag Warning - Large Fires | 2030 | 1.145e-08 | 1.145e-08 | 5.777 | 0.74734 | 3.238 | 1.7917 | 0 | 0 | 1.373e-05 | 6.6145e-08 | 0 | 6.6145e-08 | 6.6145e-08 | 0 | 6.6145e-08 | 0 | 7.9118e-07 | 1.7343e-06 | 0 | 1.7343e-06 | 0 | 4.3077e-06 | 8.6155e-06 | 0 | 8.6155e-06 | [12 empty] | 7.3.3.17.5 (Remote Grid) Updates to grid topology to minimize risk of ignition in HFTDs Remote GridWLDFREquipment / facility failureAggregated | WLDFR | HFTD - Distribution - Tier 2 - 1QU CoRE ¦ 5QU LoRE | Red Flag Warning - Destructive Fires | Equipment / facility failure | Aggregated | 2030 | 7.822e-06 | 1601.5759 | 0.012528 | 2030 | Mitigation | 0.95 | 45 | 0 | esc | 0.00097009 | 7.588e-09 | 0.00097009 | 7.588e-09
[79 empty] | WLDFR | HFTD - Distribution - Tier 2 - 4QU CoRE ¦ 4QU LoRE | Non-Red Flag Warning - Large Fires | 2031 | 1.145e-08 | 1.145e-08 | 5.777 | 0.74734 | 3.238 | 1.7917 | 0 | 0 | 1.373e-05 | 6.6145e-08 | 0 | 6.6145e-08 | 6.6145e-08 | 0 | 6.6145e-08 | 0 | 7.9118e-07 | 1.7343e-06 | 0 | 1.7343e-06 | 0 | 4.3077e-06 | 8.6155e-06 | 0 | 8.6155e-06 | [12 empty] | 7.3.3.17.5 (Remote Grid) Updates to grid topology to minimize risk of ignition in HFTDs Remote GridWLDFREquipment / facility failureAggregated | WLDFR | HFTD - Distribution - Tier 2 - 1QU CoRE ¦ 5QU LoRE | Red Flag Warning - Destructive Fires | Equipment / facility failure | Aggregated | 2031 | 7.822e-06 | 1601.5759 | 0.012528 | 2031 | Mitigation | 0.95 | 45 | 0 | esc | 0.00097009 | 7.588e-09 | 0.00097009 | 7.588e-09
[79 empty] | WLDFR | HFTD - Distribution - Tier 2 - 4QU CoRE ¦ 4QU LoRE | Non-Red Flag Warning - Large Fires | 2032 | 1.145e-08 | 1.145e-08 | 5.777 | 0.74734 | 3.238 | 1.7917 | 0 | 0 | 1.373e-05 | 6.6145e-08 | 0 | 6.6145e-08 | 6.6145e-08 | 0 | 6.6145e-08 | 0 | 7.9118e-07 | 1.7343e-06 | 0 | 1.7343e-06 | 0 | 4.3077e-06 | 8.6155e-06 | 0 | 8.6155e-06 | [12 empty] | 7.3.3.17.5 (Remote Grid) Updates to grid topology to minimize risk of ignition in HFTDs Remote GridWLDFREquipment / facility failureAggregated | WLDFR | HFTD - Distribution - Tier 2 - 1QU CoRE ¦ 5QU LoRE | Red Flag Warning - Destructive Fires | Equipment / facility failure | Aggregated | 2032 | 7.822e-06 | 1601.5759 | 0.012528 | 2032 | Mitigation | 0.95 | 45 | 0 | esc | 0.00097009 | 7.588e-09 | 0.00097009 | 7.588e-09
[79 empty] | WLDFR | HFTD - Distribution - Tier 2 - 4QU CoRE ¦ 4QU LoRE | Non-Red Flag Warning - Large Fires | 2033 | 1.145e-08 | 1.145e-08 | 6.1205 | 0.77885 | 3.4265 | 1.9151 | 0 | 0 | 1.373e-05 | 7.0078e-08 | 0 | 7.0078e-08 | 7.0078e-08 | 0 | 7.0078e-08 | 0 | 7.9118e-07 | 1.7343e-06 | 0 | 1.7343e-06 | 0 | 4.5146e-06 | 9.0293e-06 | 0 | 9.0293e-06 | [12 empty] | 7.3.3.17.5 (Remote Grid) Updates to grid topology to minimize risk of ignition in HFTDs Remote GridWLDFREquipment / facility failureAggregated | WLDFR | HFTD - Distribution - Tier 2 - 1QU CoRE ¦ 5QU LoRE | Red Flag Warning - Destructive Fires | Equipment / facility failure | Aggregated | 2033 | 7.822e-06 | 1601.5759 | 0.012528 | 2033 | Mitigation | 0.95 | 45 | 0 | esc | 0.00097009 | 7.588e-09 | 0.00097009 | 7.588e-09
[79 empty] | WLDFR | HFTD - Distribution - Tier 2 - 4QU CoRE ¦ 4QU LoRE | Non-Red Flag Warning - Large Fires | 2034 | 1.145e-08 | 1.145e-08 | 6.1205 | 0.77885 | 3.4265 | 1.9151 | 0 | 0 | 1.373e-05 | 7.0078e-08 | 0 | 7.0078e-08 | 7.0078e-08 | 0 | 7.0078e-08 | 0 | 8.2696e-07 | 1.8127e-06 | 0 | 1.8127e-06 | 0 | 4.5146e-06 | 9.0293e-06 | 0 | 9.0293e-06 | [12 empty] | 7.3.3.17.5 (Remote Grid) Updates to grid topology to minimize risk of ignition in HFTDs Remote GridWLDFREquipment / facility failureAggregated | WLDFR | HFTD - Distribution - Tier 2 - 1QU CoRE ¦ 5QU LoRE | Red Flag Warning - Destructive Fires | Equipment / facility failure | Aggregated | 2034 | 7.822e-06 | 1601.5759 | 0.012528 | 2034 | Mitigation | 0.95 | 45 | 0 | esc | 0.00097009 | 7.588e-09 | 0.00097009 | 7.588e-09
[79 empty] | WLDFR | HFTD - Distribution - Tier 2 - 4QU CoRE ¦ 4QU LoRE | Non-Red Flag Warning - Large Fires | 2035 | 1.145e-08 | 1.145e-08 | 6.1205 | 0.77885 | 3.4265 | 1.9151 | 0 | 0 | 1.373e-05 | 7.0078e-08 | 0 | 7.0078e-08 | 7.0078e-08 | 0 | 7.0078e-08 | 0 | 8.2696e-07 | 1.8127e-06 | 0 | 1.8127e-06 | 0 | 4.5146e-06 | 9.0293e-06 | 0 | 9.0293e-06 | [12 empty] | 7.3.3.17.5 (Remote Grid) Updates to grid topology to minimize risk of ignition in HFTDs Remote GridWLDFREquipment / facility failureAggregated | WLDFR | HFTD - Distribution - Tier 2 - 1QU CoRE ¦ 5QU LoRE | Red Flag Warning - Destructive Fires | Equipment / facility failure | Aggregated | 2035 | 7.822e-06 | 1601.5759 | 0.012528 | 2035 | Mitigation | 0.95 | 45 | 0 | esc | 0.00097009 | 7.588e-09 | 0.00097009 | 7.588e-09
[79 empty] | WLDFR | HFTD - Distribution - Tier 2 - 4QU CoRE ¦ 4QU LoRE | Non-Red Flag Warning - Large Fires | 2036 | 1.145e-08 | 1.145e-08 | 6.1205 | 0.77885 | 3.4265 | 1.9151 | 0 | 0 | 1.373e-05 | 7.0078e-08 | 0 | 7.0078e-08 | 7.0078e-08 | 0 | 7.0078e-08 | 0 | 8.2696e-07 | 1.8127e-06 | 0 | 1.8127e-06 | 0 | 4.5146e-06 | 9.0293e-06 | 0 | 9.0293e-06 | [12 empty] | 7.3.3.17.5 (Remote Grid) Updates to grid topology to minimize risk of ignition in HFTDs Remote GridWLDFREquipment / facility failureAggregated | WLDFR | HFTD - Distribution - Tier 2 - 1QU CoRE ¦ 5QU LoRE | Red Flag Warning - Destructive Fires | Equipment / facility failure | Aggregated | 2036 | 7.822e-06 | 1601.5759 | 0.012528 | 2036 | Mitigation | 0.95 | 45 | 0 | esc | 0.00097009 | 7.588e-09 | 0.00097009 | 7.588e-09
[79 empty] | WLDFR | HFTD - Distribution - Tier 2 - 4QU CoRE ¦ 4QU LoRE | Non-Red Flag Warning - Large Fires | 2037 | 1.145e-08 | 1.145e-08 | 6.1205 | 0.77885 | 3.4265 | 1.9151 | 0 | 0 | 1.373e-05 | 7.0078e-08 | 0 | 7.0078e-08 | 7.0078e-08 | 0 | 7.0078e-08 | 0 | 0 | 1.8127e-06 | 0 | 1.8127e-06 | 0 | 0 | 9.0293e-06 | 0 | 9.0293e-06 | [12 empty] | 7.3.3.17.5 (Remote Grid) Updates to grid topology to minimize risk of ignition in HFTDs Remote GridWLDFREquipment / facility failureAggregated | WLDFR | HFTD - Distribution - Tier 2 - 1QU CoRE ¦ 5QU LoRE | Red Flag Warning - Destructive Fires | Equipment / facility failure | Aggregated | 2037 | 7.822e-06 | 1601.5759 | 0.012528 | 2037 | Mitigation | 0.95 | 45 | 0 | esc | 0.00097009 | 7.588e-09 | 0.00097009 | 7.588e-09
[79 empty] | WLDFR | HFTD - Distribution - Tier 2 - 4QU CoRE ¦ 4QU LoRE | Non-Red Flag Warning - Large Fires | 2038 | 1.145e-08 | 1.145e-08 | 6.5028 | 0.81304 | 3.6355 | 2.0543 | 0 | 0 | 1.373e-05 | 7.4455e-08 | 0 | 7.4455e-08 | 7.4455e-08 | 0 | 7.4455e-08 | 0 | 0 | 0 | 0 | 0 | 0 | 0 | 0 | 0 | 0 | [12 empty] | 7.3.3.17.5 (Remote Grid) Updates to grid topology to minimize risk of ignition in HFTDs Remote GridWLDFREquipment / facility failureAggregated | WLDFR | HFTD - Distribution - Tier 2 - 1QU CoRE ¦ 5QU LoRE | Red Flag Warning - Destructive Fires | Equipment / facility failure | Aggregated | 2038 | 7.822e-06 | 1601.5759 | 0.012528 | 2038 | Mitigation | 0.95 | 45 | 0 | esc | 0.00097009 | 7.588e-09 | 0.00097009 | 7.588e-09
[79 empty] | WLDFR | HFTD - Distribution - Tier 2 - 4QU CoRE ¦ 4QU LoRE | Non-Red Flag Warning - Large Fires | 2039 | 1.145e-08 | 1.145e-08 | 6.5028 | 0.81304 | 3.6355 | 2.0543 | 0 | 0 | 1.373e-05 | 7.4455e-08 | 0 | 7.4455e-08 | 7.4455e-08 | 0 | 7.4455e-08 | 0 | 0.00023085 | 0 | 0 | 0 | 0 | 0 | 0 | 0 | 0 | [12 empty] | 7.3.3.17.5 (Remote Grid) Updates to grid topology to minimize risk of ignition in HFTDs Remote GridWLDFREquipment / facility failureAggregated | WLDFR | HFTD - Distribution - Tier 2 - 1QU CoRE ¦ 5QU LoRE | Red Flag Warning - Destructive Fires | Equipment / facility failure | Aggregated | 2039 | 7.822e-06 | 1601.5759 | 0.012528 | 2039 | Mitigation | 0.95 | 45 | 0 | esc | 0.00097009 | 7.588e-09 | 0.00097009 | 7.588e-09
[79 empty] | WLDFR | HFTD - Distribution - Tier 2 - 4QU CoRE ¦ 4QU LoRE | Non-Red Flag Warning - Large Fires | 2040 | 1.145e-08 | 1.145e-08 | 6.5028 | 0.81304 | 3.6355 | 2.0543 | 0 | 0 | 1.373e-05 | 7.4455e-08 | 0 | 7.4455e-08 | 7.4455e-08 | 0 | 7.4455e-08 | 0 | 0.00023931 | 0.00052457 | 0 | 0.00052457 | 0 | 0.014977 | 0 | 0 | 0 | [12 empty] | 7.3.3.17.5 (Remote Grid) Updates to grid topology to minimize risk of ignition in HFTDs Remote GridWLDFREquipment / facility failureAggregated | WLDFR | HFTD - Distribution - Tier 2 - 1QU CoRE ¦ 5QU LoRE | Red Flag Warning - Destructive Fires | Equipment / facility failure | Aggregated | 2040 | 7.822e-06 | 1601.5759 | 0.012528 | 2040 | Mitigation | 0.95 | 45 | 0 | esc | 0.00097009 | 7.588e-09 | 0.00097009 | 7.588e-09
[79 empty] | WLDFR | HFTD - Distribution - Tier 2 - 4QU CoRE ¦ 4QU LoRE | Non-Red Flag Warning - Large Fires | 2041 | 1.145e-08 | 1.145e-08 | 6.5028 | 0.81304 | 3.6355 | 2.0543 | 0 | 0 | 1.373e-05 | 7.4455e-08 | 0 | 7.4455e-08 | 7.4455e-08 | 0 | 7.4455e-08 | 0 | 0.00023931 | 0.00052457 | 0 | 0.00052457 | 0 | 0.015526 | 0.031052 | 0 | 0.031052 | [12 empty] | 7.3.3.17.5 (Remote Grid) Updates to grid topology to minimize risk of ignition in HFTDs Remote GridWLDFREquipment / facility failureAggregated | WLDFR | HFTD - Distribution - Tier 2 - 1QU CoRE ¦ 5QU LoRE | Red Flag Warning - Destructive Fires | Equipment / facility failure | Aggregated | 2041 | 7.822e-06 | 1601.5759 | 0.012528 | 2041 | Mitigation | 0.95 | 45 | 0 | esc | 0.00097009 | 7.588e-09 | 0.00097009 | 7.588e-09
[79 empty] | WLDFR | HFTD - Distribution - Tier 2 - 4QU CoRE ¦ 4QU LoRE | Non-Red Flag Warning - Large Fires | 2042 | 1.145e-08 | 1.145e-08 | 6.5028 | 0.81304 | 3.6355 | 2.0543 | 0 | 0 | 1.373e-05 | 7.4455e-08 | 0 | 7.4455e-08 | 7.4455e-08 | 0 | 7.4455e-08 | 0 | 0.00023931 | 0.00052457 | 0 | 0.00052457 | 0 | 0.015526 | 0.031052 | 0 | 0.031052 | [12 empty] | 7.3.3.17.5 (Remote Grid) Updates to grid topology to minimize risk of ignition in HFTDs Remote GridWLDFREquipment / facility failureAggregated | WLDFR | HFTD - Distribution - Tier 2 - 1QU CoRE ¦ 5QU LoRE | Red Flag Warning - Destructive Fires | Equipment / facility failure | Aggregated | 2042 | 7.822e-06 | 1601.5759 | 0.012528 | 2042 | Mitigation | 0.95 | 45 | 0 | esc | 0.00097009 | 7.588e-09 | 0.00097009 | 7.588e-09
[79 empty] | WLDFR | HFTD - Distribution - Tier 2 - 4QU CoRE ¦ 4QU LoRE | Non-Red Flag Warning - Large Fires | 2043 | 1.145e-08 | 1.145e-08 | 6.9209 | 0.84944 | 3.8632 | 2.2083 | 0 | 0 | 1.373e-05 | 7.9243e-08 | 0 | 7.9243e-08 | 7.9243e-08 | 0 | 7.9243e-08 | 0 | 0.00023931 | 0.00052457 | 0 | 0.00052457 | 0 | 0.015526 | 0.031052 | 0 | 0.031052 | [12 empty] | 7.3.3.17.5 (Remote Grid) Updates to grid topology to minimize risk of ignition in HFTDs Remote GridWLDFREquipment / facility failureAggregated | WLDFR | HFTD - Distribution - Tier 2 - 1QU CoRE ¦ 5QU LoRE | Red Flag Warning - Destructive Fires | Equipment / facility failure | Aggregated | 2043 | 7.822e-06 | 1601.5759 | 0.012528 | 2043 | Mitigation | 0.95 | 45 | 0 | esc | 0.00097009 | 7.588e-09 | 0.00097009 | 7.588e-09
[79 empty] | WLDFR | HFTD - Distribution - Tier 2 - 4QU CoRE ¦ 4QU LoRE | Non-Red Flag Warning - Large Fires | 2044 | 1.145e-08 | 1.145e-08 | 6.9209 | 0.84944 | 3.8632 | 2.2083 | 0 | 0 | 1.373e-05 | 7.9243e-08 | 0 | 7.9243e-08 | 7.9243e-08 | 0 | 7.9243e-08 | 0 | 0.00023931 | 0.00052457 | 0 | 0.00052457 | 0 | 0.015526 | 0.031052 | 0 | 0.031052 | [12 empty] | 7.3.3.17.5 (Remote Grid) Updates to grid topology to minimize risk of ignition in HFTDs Remote GridWLDFREquipment / facility failureAggregated | WLDFR | HFTD - Distribution - Tier 2 - 1QU CoRE ¦ 5QU LoRE | Red Flag Warning - Destructive Fires | Equipment / facility failure | Aggregated | 2044 | 7.822e-06 | 1601.5759 | 0.012528 | 2044 | Mitigation | 0.95 | 45 | 0 | esc | 0.00097009 | 7.588e-09 | 0.00097009 | 7.588e-09
[79 empty] | WLDFR | HFTD - Distribution - Tier 2 - 4QU CoRE ¦ 4QU LoRE | Non-Red Flag Warning - Large Fires | 2045 | 1.145e-08 | 1.145e-08 | 6.9209 | 0.84944 | 3.8632 | 2.2083 | 0 | 0 | 1.373e-05 | 7.9243e-08 | 0 | 7.9243e-08 | 7.9243e-08 | 0 | 7.9243e-08 | 0 | 0.00024997 | 0.00054794 | 0 | 0.00054794 | 0 | 0.015526 | 0.031052 | 0 | 0.031052 | [12 empty] | 7.3.3.17.5 (Remote Grid) Updates to grid topology to minimize risk of ignition in HFTDs Remote GridWLDFREquipment / facility failureAggregated | WLDFR | HFTD - Distribution - Tier 2 - 1QU CoRE ¦ 5QU LoRE | Red Flag Warning - Destructive Fires | Equipment / facility failure | Aggregated | 2045 | 7.822e-06 | 1601.5759 | 0.012528 | 2045 | Mitigation | 0.95 | 45 | 0 | esc | 0.00097009 | 7.588e-09 | 0.00097009 | 7.588e-09
[79 empty] | WLDFR | HFTD - Distribution - Tier 2 - 4QU CoRE ¦ 4QU LoRE | Non-Red Flag Warning - Large Fires | 2046 | 1.145e-08 | 1.145e-08 | 6.9209 | 0.84944 | 3.8632 | 2.2083 | 0 | 0 | 1.373e-05 | 7.9243e-08 | 0 | 7.9243e-08 | 7.9243e-08 | 0 | 7.9243e-08 | 0 | 0.00024997 | 0.00054794 | 0 | 0.00054794 | 0 | 0.016218 | 0.032436 | 0 | 0.032436 | [12 empty] | 7.3.3.17.5 (Remote Grid) Updates to grid topology to minimize risk of ignition in HFTDs Remote GridWLDFREquipment / facility failureAggregated | WLDFR | HFTD - Distribution - Tier 2 - 1QU CoRE ¦ 5QU LoRE | Red Flag Warning - Destructive Fires | Equipment / facility failure | Aggregated | 2046 | 7.822e-06 | 1601.5759 | 0.012528 | 2046 | Mitigation | 0.95 | 45 | 0 | esc | 0.00097009 | 7.588e-09 | 0.00097009 | 7.588e-09
[79 empty] | WLDFR | HFTD - Distribution - Tier 2 - 4QU CoRE ¦ 4QU LoRE | Non-Red Flag Warning - Large Fires | 2047 | 1.145e-08 | 1.145e-08 | 6.9209 | 0.84944 | 3.8632 | 2.2083 | 0 | 0 | 1.373e-05 | 7.9243e-08 | 0 | 7.9243e-08 | 7.9243e-08 | 0 | 7.9243e-08 | 0 | 0.00024997 | 0.00054794 | 0 | 0.00054794 | 0 | 0.016218 | 0.032436 | 0 | 0.032436 | [12 empty] | 7.3.3.17.5 (Remote Grid) Updates to grid topology to minimize risk of ignition in HFTDs Remote GridWLDFREquipment / facility failureAggregated | WLDFR | HFTD - Distribution - Tier 2 - 1QU CoRE ¦ 5QU LoRE | Red Flag Warning - Destructive Fires | Equipment / facility failure | Aggregated | 2047 | 7.822e-06 | 1601.5759 | 0.012528 | 2047 | Mitigation | 0.95 | 45 | 0 | esc | 0.00097009 | 7.588e-09 | 0.00097009 | 7.588e-09
[79 empty] | WLDFR | HFTD - Distribution - Tier 2 - 4QU CoRE ¦ 4QU LoRE | Non-Red Flag Warning - Large Fires | 2048 | 1.145e-08 | 1.145e-08 | 7.3713 | 0.88759 | 4.1075 | 2.3763 | 0 | 0 | 1.373e-05 | 8.44e-08 | 0 | 8.44e-08 | 8.44e-08 | 0 | 8.44e-08 | 0 | 0.00024997 | 0.00054794 | 0 | 0.00054794 | 0 | 0.016218 | 0.032436 | 0 | 0.032436 | [12 empty] | 7.3.3.17.5 (Remote Grid) Updates to grid topology to minimize risk of ignition in HFTDs Remote GridWLDFREquipment / facility failureAggregated | WLDFR | HFTD - Distribution - Tier 2 - 1QU CoRE ¦ 5QU LoRE | Red Flag Warning - Destructive Fires | Equipment / facility failure | Aggregated | 2048 | 7.822e-06 | 1601.5759 | 0.012528 | 2048 | Mitigation | 0.95 | 45 | 0 | esc | 0.00097009 | 7.588e-09 | 0.00097009 | 7.588e-09
[79 empty] | WLDFR | HFTD - Distribution - Tier 2 - 4QU CoRE ¦ 4QU LoRE | Non-Red Flag Warning - Large Fires | 2049 | 1.145e-08 | 1.145e-08 | 7.3713 | 0.88759 | 4.1075 | 2.3763 | 0 | 0 | 1.373e-05 | 8.44e-08 | 0 | 8.44e-08 | 8.44e-08 | 0 | 8.44e-08 | 0 | 0.00024997 | 0.00054794 | 0 | 0.00054794 | 0 | 0.016218 | 0.032436 | 0 | 0.032436 | [12 empty] | 7.3.3.17.5 (Remote Grid) Updates to grid topology to minimize risk of ignition in HFTDs Remote GridWLDFREquipment / facility failureAggregated | WLDFR | HFTD - Distribution - Tier 2 - 1QU CoRE ¦ 5QU LoRE | Red Flag Warning - Destructive Fires | Equipment / facility failure | Aggregated | 2049 | 7.822e-06 | 1601.5759 | 0.012528 | 2049 | Mitigation | 0.95 | 45 | 0 | esc | 0.00097009 | 7.588e-09 | 0.00097009 | 7.588e-09
[79 empty] | WLDFR | HFTD - Distribution - Tier 2 - 4QU CoRE ¦ 4QU LoRE | Non-Red Flag Warning - Large Fires | 2050 | 1.145e-08 | 1.145e-08 | 7.3713 | 0.88759 | 4.1075 | 2.3763 | 0 | 0 | 1.373e-05 | 8.44e-08 | 0 | 8.44e-08 | 8.44e-08 | 0 | 8.44e-08 | 0 | 0.00026182 | 0.00057392 | 0 | 0.00057392 | 0 | 0.016218 | 0.032436 | 0 | 0.032436 | [12 empty] | 7.3.3.17.5 (Remote Grid) Updates to grid topology to minimize risk of ignition in HFTDs Remote GridWLDFREquipment / facility failureAggregated | WLDFR | HFTD - Distribution - Tier 2 - 1QU CoRE ¦ 5QU LoRE | Red Flag Warning - Destructive Fires | Equipment / facility failure | Aggregated | 2050 | 7.822e-06 | 1601.5759 | 0.012528 | 2050 | Mitigation | 0.95 | 45 | 0 | esc | 0.00097009 | 7.588e-09 | 0.00097009 | 7.588e-09
[79 empty] | WLDFR | HFTD - Distribution - Tier 2 - 4QU CoRE ¦ 4QU LoRE | Non-Red Flag Warning - Large Fires | 2051 | 1.145e-08 | 1.145e-08 | 7.3713 | 0.88759 | 4.1075 | 2.3763 | 0 | 0 | 1.373e-05 | 8.44e-08 | 0 | 8.44e-08 | 8.44e-08 | 0 | 8.44e-08 | 0 | 0.00026182 | 0.00057392 | 0 | 0.00057392 | 0 | 0.016987 | 0.033973 | 0 | 0.033973 | [12 empty] | 7.3.3.17.5 (Remote Grid) Updates to grid topology to minimize risk of ignition in HFTDs Remote GridWLDFREquipment / facility failureAggregated | WLDFR | HFTD - Distribution - Tier 2 - 1QU CoRE ¦ 5QU LoRE | Red Flag Warning - Destructive Fires | Equipment / facility failure | Aggregated | 2051 | 7.822e-06 | 1601.5759 | 0.012528 | 2051 | Mitigation | 0.95 | 45 | 0 | esc | 0.00097009 | 7.588e-09 | 0.00097009 | 7.588e-09
[79 empty] | WLDFR | HFTD - Distribution - Tier 2 - 4QU CoRE ¦ 4QU LoRE | Non-Red Flag Warning - Large Fires | 2052 | 1.145e-08 | 1.145e-08 | 7.3713 | 0.88759 | 4.1075 | 2.3763 | 0 | 0 | 1.373e-05 | 8.44e-08 | 0 | 8.44e-08 | 8.44e-08 | 0 | 8.44e-08 | 0 | 0.00026182 | 0.00057392 | 0 | 0.00057392 | 0 | 0.016987 | 0.033973 | 0 | 0.033973 | [12 empty] | 7.3.3.17.5 (Remote Grid) Updates to grid topology to minimize risk of ignition in HFTDs Remote GridWLDFREquipment / facility failureAggregated | WLDFR | HFTD - Distribution - Tier 2 - 1QU CoRE ¦ 5QU LoRE | Red Flag Warning - Destructive Fires | Equipment / facility failure | Aggregated | 2052 | 7.822e-06 | 1601.5759 | 0.012528 | 2052 | Mitigation | 0.95 | 45 | 0 | esc | 0.00097009 | 7.588e-09 | 0.00097009 | 7.588e-09
[79 empty] | WLDFR | HFTD - Distribution - Tier 2 - 4QU CoRE ¦ 4QU LoRE | Non-Red Flag Warning - Large Fires | 2053 | 1.145e-08 | 1.145e-08 | 7.8503 | 0.92702 | 4.3664 | 2.5569 | 0 | 0 | 1.373e-05 | 8.9884e-08 | 0 | 8.9884e-08 | 8.9884e-08 | 0 | 8.9884e-08 | 0 | 0.00026182 | 0.00057392 | 0 | 0.00057392 | 0 | 0.016987 | 0.033973 | 0 | 0.033973 | [12 empty] | 7.3.3.17.5 (Remote Grid) Updates to grid topology to minimize risk of ignition in HFTDs Remote GridWLDFREquipment / facility failureAggregated | WLDFR | HFTD - Distribution - Tier 2 - 1QU CoRE ¦ 5QU LoRE | Red Flag Warning - Destructive Fires | Equipment / facility failure | Aggregated | 2053 | 7.822e-06 | 1601.5759 | 0.012528 | 2053 | Mitigation | 0.95 | 45 | 0 | esc | 0.00097009 | 7.588e-09 | 0.00097009 | 7.588e-09
[79 empty] | WLDFR | HFTD - Distribution - Tier 2 - 4QU CoRE ¦ 4QU LoRE | Non-Red Flag Warning - Large Fires | 2054 | 1.145e-08 | 1.145e-08 | 7.8503 | 0.92702 | 4.3664 | 2.5569 | 0 | 0 | 1.373e-05 | 8.9884e-08 | 0 | 8.9884e-08 | 8.9884e-08 | 0 | 8.9884e-08 | 0 | 0.00026182 | 0.00057392 | 0 | 0.00057392 | 0 | 0.016987 | 0.033973 | 0 | 0.033973 | [12 empty] | 7.3.3.17.5 (Remote Grid) Updates to grid topology to minimize risk of ignition in HFTDs Remote GridWLDFREquipment / facility failureAggregated | WLDFR | HFTD - Distribution - Tier 2 - 1QU CoRE ¦ 5QU LoRE | Red Flag Warning - Destructive Fires | Equipment / facility failure | Aggregated | 2054 | 7.822e-06 | 1601.5759 | 0.012528 | 2054 | Mitigation | 0.95 | 45 | 0 | esc | 0.00097009 | 7.588e-09 | 0.00097009 | 7.588e-09
[79 empty] | WLDFR | HFTD - Distribution - Tier 2 - 4QU CoRE ¦ 4QU LoRE | Non-Red Flag Warning - Large Fires | 2055 | 1.145e-08 | 1.145e-08 | 7.8503 | 0.92702 | 4.3664 | 2.5569 | 0 | 0 | 1.373e-05 | 8.9884e-08 | 0 | 8.9884e-08 | 8.9884e-08 | 0 | 8.9884e-08 | 0 | 0.00027468 | 0.00060211 | 0 | 0.00060211 | 0 | 0.016987 | 0.033973 | 0 | 0.033973 | [12 empty] | 7.3.3.17.5 (Remote Grid) Updates to grid topology to minimize risk of ignition in HFTDs Remote GridWLDFREquipment / facility failureAggregated | WLDFR | HFTD - Distribution - Tier 2 - 1QU CoRE ¦ 5QU LoRE | Red Flag Warning - Destructive Fires | Equipment / facility failure | Aggregated | 2055 | 7.822e-06 | 1601.5759 | 0.012528 | 2055 | Mitigation | 0.95 | 45 | 0 | esc | 0.00097009 | 7.588e-09 | 0.00097009 | 7.588e-09
[79 empty] | WLDFR | HFTD - Distribution - Tier 2 - 4QU CoRE ¦ 4QU LoRE | Non-Red Flag Warning - Large Fires | 2056 | 1.145e-08 | 1.145e-08 | 7.8503 | 0.92702 | 4.3664 | 2.5569 | 0 | 0 | 1.373e-05 | 8.9884e-08 | 0 | 8.9884e-08 | 8.9884e-08 | 0 | 8.9884e-08 | 0 | 0.00027468 | 0.00060211 | 0 | 0.00060211 | 0 | 0.017821 | 0.035642 | 0 | 0.035642 | [12 empty] | 7.3.3.17.5 (Remote Grid) Updates to grid topology to minimize risk of ignition in HFTDs Remote GridWLDFREquipment / facility failureAggregated | WLDFR | HFTD - Distribution - Tier 2 - 1QU CoRE ¦ 5QU LoRE | Red Flag Warning - Destructive Fires | Equipment / facility failure | Aggregated | 2056 | 7.822e-06 | 1601.5759 | 0.012528 | 2056 | Mitigation | 0.95 | 45 | 0 | esc | 0.00097009 | 7.588e-09 | 0.00097009 | 7.588e-09
[79 empty] | WLDFR | HFTD - Distribution - Tier 2 - 4QU CoRE ¦ 4QU LoRE | Non-Red Flag Warning - Large Fires | 2057 | 1.145e-08 | 1.145e-08 | 7.8503 | 0.92702 | 4.3664 | 2.5569 | 0 | 0 | 1.373e-05 | 8.9884e-08 | 0 | 8.9884e-08 | 8.9884e-08 | 0 | 8.9884e-08 | 0 | 0.00027468 | 0.00060211 | 0 | 0.00060211 | 0 | 0.017821 | 0.035642 | 0 | 0.035642 | [12 empty] | 7.3.3.17.5 (Remote Grid) Updates to grid topology to minimize risk of ignition in HFTDs Remote GridWLDFREquipment / facility failureAggregated | WLDFR | HFTD - Distribution - Tier 2 - 1QU CoRE ¦ 5QU LoRE | Red Flag Warning - Destructive Fires | Equipment / facility failure | Aggregated | 2057 | 7.822e-06 | 1601.5759 | 0.012528 | 2057 | Mitigation | 0.95 | 45 | 0 | esc | 0.00097009 | 7.588e-09 | 0.00097009 | 7.588e-09
[79 empty] | WLDFR | HFTD - Distribution - Tier 2 - 4QU CoRE ¦ 4QU LoRE | Non-Red Flag Warning - Large Fires | 2058 | 1.145e-08 | 1.145e-08 | 8.3524 | 0.96727 | 4.6367 | 2.7484 | 0 | 0 | 1.373e-05 | 9.5632e-08 | 0 | 9.5632e-08 | 9.5632e-08 | 0 | 9.5632e-08 | 0 | 0.00027468 | 0.00060211 | 0 | 0.00060211 | 0 | 0.017821 | 0.035642 | 0 | 0.035642 | [12 empty] | 7.3.3.17.5 (Remote Grid) Updates to grid topology to minimize risk of ignition in HFTDs Remote GridWLDFREquipment / facility failureAggregated | WLDFR | HFTD - Distribution - Tier 2 - 1QU CoRE ¦ 5QU LoRE | Red Flag Warning - Destructive Fires | Equipment / facility failure | Aggregated | 2058 | 7.822e-06 | 1601.5759 | 0.012528 | 2058 | Mitigation | 0.95 | 45 | 0 | esc | 0.00097009 | 7.588e-09 | 0.00097009 | 7.588e-09
[79 empty] | WLDFR | HFTD - Distribution - Tier 2 - 4QU CoRE ¦ 4QU LoRE | Non-Red Flag Warning - Large Fires | 2059 | 1.145e-08 | 1.145e-08 | 8.3524 | 0.96727 | 4.6367 | 2.7484 | 0 | 0 | 1.373e-05 | 9.5632e-08 | 0 | 9.5632e-08 | 9.5632e-08 | 0 | 9.5632e-08 | 0 | 0.00027468 | 0.00060211 | 0 | 0.00060211 | 0 | 0.017821 | 0.035642 | 0 | 0.035642 | [12 empty] | 7.3.3.17.5 (Remote Grid) Updates to grid topology to minimize risk of ignition in HFTDs Remote GridWLDFREquipment / facility failureAggregated | WLDFR | HFTD - Distribution - Tier 2 - 1QU CoRE ¦ 5QU LoRE | Red Flag Warning - Destructive Fires | Equipment / facility failure | Aggregated | 2059 | 7.822e-06 | 1601.5759 | 0.012528 | 2059 | Mitigation | 0.95 | 45 | 0 | esc | 0.00097009 | 7.588e-09 | 0.00097009 | 7.588e-09
[79 empty] | WLDFR | HFTD - Distribution - Tier 2 - 4QU CoRE ¦ 4QU LoRE | Non-Red Flag Warning - Large Fires | 2060 | 1.145e-08 | 1.145e-08 | 8.3524 | 0.96727 | 4.6367 | 2.7484 | 0 | 0 | 1.373e-05 | 9.5632e-08 | 0 | 9.5632e-08 | 9.5632e-08 | 0 | 9.5632e-08 | 0 | 0.00028839 | 0.00063215 | 0 | 0.00063215 | 0 | 0.017821 | 0.035642 | 0 | 0.035642 | [12 empty] | 7.3.3.17.5 (Remote Grid) Updates to grid topology to minimize risk of ignition in HFTDs Remote GridWLDFREquipment / facility failureAggregated | WLDFR | HFTD - Distribution - Tier 2 - 1QU CoRE ¦ 5QU LoRE | Red Flag Warning - Destructive Fires | Equipment / facility failure | Aggregated | 2060 | 7.822e-06 | 1601.5759 | 0.012528 | 2060 | Mitigation | 0.95 | 45 | 0 | esc | 0.00097009 | 7.588e-09 | 0.00097009 | 7.588e-09
[79 empty] | WLDFR | HFTD - Distribution - Tier 2 - 4QU CoRE ¦ 4QU LoRE | Non-Red Flag Warning - Large Fires | 2061 | 1.145e-08 | 1.145e-08 | 8.3524 | 0.96727 | 4.6367 | 2.7484 | 0 | 0 | 1.373e-05 | 9.5632e-08 | 0 | 9.5632e-08 | 9.5632e-08 | 0 | 9.5632e-08 | 0 | 0.00028839 | 0.00063215 | 0 | 0.00063215 | 0 | 0.01871 | 0.037421 | 0 | 0.037421 | [12 empty] | 7.3.3.17.5 (Remote Grid) Updates to grid topology to minimize risk of ignition in HFTDs Remote GridWLDFREquipment / facility failureAggregated | WLDFR | HFTD - Distribution - Tier 2 - 1QU CoRE ¦ 5QU LoRE | Red Flag Warning - Destructive Fires | Equipment / facility failure | Aggregated | 2061 | 7.822e-06 | 1601.5759 | 0.012528 | 2061 | Mitigation | 0.95 | 45 | 0 | esc | 0.00097009 | 7.588e-09 | 0.00097009 | 7.588e-09
[79 empty] | WLDFR | HFTD - Distribution - Tier 2 - 4QU CoRE ¦ 4QU LoRE | Non-Red Flag Warning - Large Fires | 2062 | 1.145e-08 | 1.145e-08 | 8.3524 | 0.96727 | 4.6367 | 2.7484 | 0 | 0 | 1.373e-05 | 9.5632e-08 | 0 | 9.5632e-08 | 9.5632e-08 | 0 | 9.5632e-08 | 0 | 0.00028839 | 0.00063215 | 0 | 0.00063215 | 0 | 0.01871 | 0.037421 | 0 | 0.037421 | [12 empty] | 7.3.3.17.5 (Remote Grid) Updates to grid topology to minimize risk of ignition in HFTDs Remote GridWLDFREquipment / facility failureAggregated | WLDFR | HFTD - Distribution - Tier 2 - 1QU CoRE ¦ 5QU LoRE | Red Flag Warning - Destructive Fires | Equipment / facility failure | Aggregated | 2062 | 7.822e-06 | 1601.5759 | 0.012528 | 2062 | Mitigation | 0.95 | 45 | 0 | esc | 0.00097009 | 7.588e-09 | 0.00097009 | 7.588e-09
[79 empty] | WLDFR | HFTD - Distribution - Tier 2 - 4QU CoRE ¦ 4QU LoRE | Non-Red Flag Warning - Large Fires | 2063 | 1.145e-08 | 1.145e-08 | 8.872 | 1.0079 | 4.9153 | 2.9488 | 0 | 0 | 1.373e-05 | 1.0158e-07 | 0 | 1.0158e-07 | 1.0158e-07 | 0 | 1.0158e-07 | 0 | 0.00028839 | 0.00063215 | 0 | 0.00063215 | 0 | 0.01871 | 0.037421 | 0 | 0.037421 | [12 empty] | 7.3.3.17.5 (Remote Grid) Updates to grid topology to minimize risk of ignition in HFTDs Remote GridWLDFREquipment / facility failureAggregated | WLDFR | HFTD - Distribution - Tier 2 - 1QU CoRE ¦ 5QU LoRE | Red Flag Warning - Destructive Fires | Equipment / facility failure | Aggregated | 2063 | 7.822e-06 | 1601.5759 | 0.012528 | 2063 | Mitigation | 0.95 | 45 | 0 | esc | 0.00097009 | 7.588e-09 | 0.00097009 | 7.588e-09
[79 empty] | WLDFR | HFTD - Distribution - Tier 2 - 4QU CoRE ¦ 4QU LoRE | Non-Red Flag Warning - Large Fires | 2064 | 1.145e-08 | 1.145e-08 | 8.872 | 1.0079 | 4.9153 | 2.9488 | 0 | 0 | 1.373e-05 | 1.0158e-07 | 0 | 1.0158e-07 | 1.0158e-07 | 0 | 1.0158e-07 | 0 | 0.00028839 | 0.00063215 | 0 | 0.00063215 | 0 | 0.01871 | 0.037421 | 0 | 0.037421 | [12 empty] | 7.3.3.17.5 (Remote Grid) Updates to grid topology to minimize risk of ignition in HFTDs Remote GridWLDFREquipment / facility failureAggregated | WLDFR | HFTD - Distribution - Tier 2 - 1QU CoRE ¦ 5QU LoRE | Red Flag Warning - Destructive Fires | Equipment / facility failure | Aggregated | 2064 | 7.822e-06 | 1601.5759 | 0.012528 | 2064 | Mitigation | 0.95 | 45 | 0 | esc | 0.00097009 | 7.588e-09 | 0.00097009 | 7.588e-09
[79 empty] | WLDFR | HFTD - Distribution - Tier 2 - 4QU CoRE ¦ 4QU LoRE | Non-Red Flag Warning - Large Fires | 2065 | 1.145e-08 | 1.145e-08 | 8.872 | 1.0079 | 4.9153 | 2.9488 | 0 | 0 | 1.373e-05 | 1.0158e-07 | 0 | 1.0158e-07 | 1.0158e-07 | 0 | 1.0158e-07 | 0 | 0.00030275 | 0.00066364 | 0 | 0.00066364 | 0 | 0.01871 | 0.037421 | 0 | 0.037421 | [12 empty] | 7.3.3.17.5 (Remote Grid) Updates to grid topology to minimize risk of ignition in HFTDs Remote GridWLDFREquipment / facility failureAggregated | WLDFR | HFTD - Distribution - Tier 2 - 1QU CoRE ¦ 5QU LoRE | Red Flag Warning - Destructive Fires | Equipment / facility failure | Aggregated | 2065 | 7.822e-06 | 1601.5759 | 0.012528 | 2065 | Mitigation | 0.95 | 45 | 0 | esc | 0.00097009 | 7.588e-09 | 0.00097009 | 7.588e-09
[79 empty] | WLDFR | HFTD - Distribution - Tier 2 - 4QU CoRE ¦ 4QU LoRE | Non-Red Flag Warning - Large Fires | 2066 | 1.145e-08 | 1.145e-08 | 8.872 | 1.0079 | 4.9153 | 2.9488 | 0 | 0 | 1.373e-05 | 1.0158e-07 | 0 | 1.0158e-07 | 1.0158e-07 | 0 | 1.0158e-07 | 0 | 0.00030275 | 0.00066364 | 0 | 0.00066364 | 0 | 0.019642 | 0.039284 | 0 | 0.039284 | [12 empty] | 7.3.3.17.5 (Remote Grid) Updates to grid topology to minimize risk of ignition in HFTDs Remote GridWLDFREquipment / facility failureAggregated | WLDFR | HFTD - Distribution - Tier 2 - 1QU CoRE ¦ 5QU LoRE | Red Flag Warning - Destructive Fires | Equipment / facility failure | Aggregated | 2066 | 7.822e-06 | 1601.5759 | 0.012528 | 2066 | Mitigation | 0.95 | 45 | 0 | esc | 0.00097009 | 7.588e-09 | 0.00097009 | 7.588e-09
[79 empty] | WLDFR | HFTD - Distribution - Tier 2 - 4QU CoRE ¦ 4QU LoRE | Non-Red Flag Warning - Large Fires | 2067 | 0 | 1.145e-08 | 8.872 | 1.0079 | 4.9153 | 2.9488 | 0 | 0 | 1.373e-05 | 0 | 0 | 0 | 1.0158e-07 | 0 | 1.0158e-07 | 0 | 0.00030275 | 0.00066364 | 0 | 0.00066364 | 0 | 0.019642 | 0.039284 | 0 | 0.039284 | [12 empty] | 7.3.3.17.5 (Remote Grid) Updates to grid topology to minimize risk of ignition in HFTDs Remote GridWLDFREquipment / facility failureAggregated | WLDFR | HFTD - Distribution - Tier 2 - 1QU CoRE ¦ 5QU LoRE | Red Flag Warning - Destructive Fires | Equipment / facility failure | Aggregated | 2067 | 7.822e-06 | 1601.5759 | 0.012528 | 2067 | Mitigation | 0.95 | 45 | 0 | esc | 0 | 0 | 0.00097009 | 7.588e-09
[79 empty] | WLDFR | HFTD - Distribution - Tier 2 - 4QU CoRE ¦ 4QU LoRE | Non-Red Flag Warning - Small Fires | 2022 | 2.9689e-06 | 0 | 0.077901 | 0.036425 | 0.0015809 | 0.039895 | 0 | 0 | 0.003334 | 2.3128e-07 | 0 | 2.3128e-07 | 0 | 0 | 0 | 0 | 0.00030275 | 0.00066364 | 0 | 0.00066364 | 0 | 0.019642 | 0.039284 | 0 | 0.039284 | [12 empty] | 7.3.3.17.5 (Remote Grid) Updates to grid topology to minimize risk of ignition in HFTDs Remote GridWLDFRVegetation ContactAggregated | WLDFR | HFTD - Distribution - Tier 2 - 1QU CoRE ¦ 5QU LoRE | Red Flag Warning - Destructive Fires | Vegetation Contact | Aggregated | 2022 | 7.9038e-06 | 1601.5759 | 0.012659 | 2022 | Mitigation | 0.95 | 45 | 0 | esc | 0.00097009 | 7.6674e-09 | 0 | 0
[79 empty] | WLDFR | HFTD - Distribution - Tier 2 - 4QU CoRE ¦ 4QU LoRE | Non-Red Flag Warning - Small Fires | 2023 | 2.9689e-06 | 2.9689e-06 | 0.080408 | 0.03759 | 0.0016314 | 0.041187 | 0 | 0 | 0.003334 | 2.3872e-07 | 0 | 2.3872e-07 | 2.3872e-07 | 0 | 2.3872e-07 | 0 | 0.00030275 | 0.00066364 | 0 | 0.00066364 | 0 | 0.019642 | 0.039284 | 0 | 0.039284 | [12 empty] | 7.3.3.17.5 (Remote Grid) Updates to grid topology to minimize risk of ignition in HFTDs Remote GridWLDFRVegetation ContactAggregated | WLDFR | HFTD - Distribution - Tier 2 - 1QU CoRE ¦ 5QU LoRE | Red Flag Warning - Destructive Fires | Vegetation Contact | Aggregated | 2023 | 7.9038e-06 | 1601.5759 | 0.012659 | 2023 | Mitigation | 0.95 | 45 | 0 | esc | 0.00097009 | 7.6674e-09 | 0.00097009 | 7.6674e-09
[79 empty] | WLDFR | HFTD - Distribution - Tier 2 - 4QU CoRE ¦ 4QU LoRE | Non-Red Flag Warning - Small Fires | 2024 | 2.9689e-06 | 2.9689e-06 | 0.080408 | 0.03759 | 0.0016314 | 0.041187 | 0 | 0 | 0.003334 | 2.3872e-07 | 0 | 2.3872e-07 | 2.3872e-07 | 0 | 2.3872e-07 | 0 | 0.0003176 | 0.00069618 | 0 | 0.00069618 | 0 | 0 | 0.039284 | 0 | 0.039284 | [12 empty] | 7.3.3.17.5 (Remote Grid) Updates to grid topology to minimize risk of ignition in HFTDs Remote GridWLDFRVegetation ContactAggregated | WLDFR | HFTD - Distribution - Tier 2 - 1QU CoRE ¦ 5QU LoRE | Red Flag Warning - Destructive Fires | Vegetation Contact | Aggregated | 2024 | 7.9038e-06 | 1601.5759 | 0.012659 | 2024 | Mitigation | 0.95 | 45 | 0 | esc | 0.00097009 | 7.6674e-09 | 0.00097009 | 7.6674e-09
[79 empty] | WLDFR | HFTD - Distribution - Tier 2 - 4QU CoRE ¦ 4QU LoRE | Non-Red Flag Warning - Small Fires | 2025 | 2.9689e-06 | 2.9689e-06 | 0.080408 | 0.03759 | 0.0016314 | 0.041187 | 0 | 0 | 0.003334 | 2.3872e-07 | 0 | 2.3872e-07 | 2.3872e-07 | 0 | 2.3872e-07 | 0 | 0.0003176 | 0.00069618 | 0 | 0.00069618 | 0 | 0 | 0 | 0 | 0 | [12 empty] | 7.3.3.17.5 (Remote Grid) Updates to grid topology to minimize risk of ignition in HFTDs Remote GridWLDFRVegetation ContactAggregated | WLDFR | HFTD - Distribution - Tier 2 - 1QU CoRE ¦ 5QU LoRE | Red Flag Warning - Destructive Fires | Vegetation Contact | Aggregated | 2025 | 7.9038e-06 | 1601.5759 | 0.012659 | 2025 | Mitigation | 0.95 | 45 | 0 | esc | 0.00097009 | 7.6674e-09 | 0.00097009 | 7.6674e-09
[79 empty] | WLDFR | HFTD - Distribution - Tier 2 - 4QU CoRE ¦ 4QU LoRE | Non-Red Flag Warning - Small Fires | 2026 | 2.9689e-06 | 2.9689e-06 | 0.080408 | 0.03759 | 0.0016314 | 0.041187 | 0 | 0 | 0.003334 | 2.3872e-07 | 0 | 2.3872e-07 | 2.3872e-07 | 0 | 2.3872e-07 | 0 | 0.0003176 | 0.00069618 | 0 | 0.00069618 | 0 | 0 | 0 | 0 | 0 | [12 empty] | 7.3.3.17.5 (Remote Grid) Updates to grid topology to minimize risk of ignition in HFTDs Remote GridWLDFRVegetation ContactAggregated | WLDFR | HFTD - Distribution - Tier 2 - 1QU CoRE ¦ 5QU LoRE | Red Flag Warning - Destructive Fires | Vegetation Contact | Aggregated | 2026 | 7.9038e-06 | 1601.5759 | 0.012659 | 2026 | Mitigation | 0.95 | 45 | 0 | esc | 0.00097009 | 7.6674e-09 | 0.00097009 | 7.6674e-09
[79 empty] | WLDFR | HFTD - Distribution - Tier 2 - 4QU CoRE ¦ 4QU LoRE | Non-Red Flag Warning - Small Fires | 2027 | 2.9689e-06 | 2.9689e-06 | 0.080408 | 0.03759 | 0.0016314 | 0.041187 | 0 | 0 | 0.003334 | 2.3872e-07 | 0 | 2.3872e-07 | 2.3872e-07 | 0 | 2.3872e-07 | 0 | 0.0003176 | 0.00069618 | 0 | 0.00069618 | 0 | 0.0015212 | 0 | 0 | 0 | [12 empty] | 7.3.3.17.5 (Remote Grid) Updates to grid topology to minimize risk of ignition in HFTDs Remote GridWLDFRVegetation ContactAggregated | WLDFR | HFTD - Distribution - Tier 2 - 1QU CoRE ¦ 5QU LoRE | Red Flag Warning - Destructive Fires | Vegetation Contact | Aggregated | 2027 | 7.9038e-06 | 1601.5759 | 0.012659 | 2027 | Mitigation | 0.95 | 45 | 0 | esc | 0.00097009 | 7.6674e-09 | 0.00097009 | 7.6674e-09
[79 empty] | WLDFR | HFTD - Distribution - Tier 2 - 4QU CoRE ¦ 4QU LoRE | Non-Red Flag Warning - Small Fires | 2028 | 2.9689e-06 | 2.9689e-06 | 0.083606 | 0.039055 | 0.001695 | 0.042856 | 0 | 0 | 0.003334 | 2.4822e-07 | 0 | 2.4822e-07 | 2.4822e-07 | 0 | 2.4822e-07 | 0 | 0.0003176 | 0.00069618 | 0 | 0.00069618 | 0 | 0.0015767 | 0.0031535 | 0 | 0.0031535 | [12 empty] | 7.3.3.17.5 (Remote Grid) Updates to grid topology to minimize risk of ignition in HFTDs Remote GridWLDFRVegetation ContactAggregated | WLDFR | HFTD - Distribution - Tier 2 - 1QU CoRE ¦ 5QU LoRE | Red Flag Warning - Destructive Fires | Vegetation Contact | Aggregated | 2028 | 7.9038e-06 | 1601.5759 | 0.012659 | 2028 | Mitigation | 0.95 | 45 | 0 | esc | 0.00097009 | 7.6674e-09 | 0.00097009 | 7.6674e-09
[79 empty] | WLDFR | HFTD - Distribution - Tier 2 - 4QU CoRE ¦ 4QU LoRE | Non-Red Flag Warning - Small Fires | 2029 | 2.9689e-06 | 2.9689e-06 | 0.083606 | 0.039055 | 0.001695 | 0.042856 | 0 | 0 | 0.003334 | 2.4822e-07 | 0 | 2.4822e-07 | 2.4822e-07 | 0 | 2.4822e-07 | 0 | 0.00033275 | 0.00072939 | 0 | 0.00072939 | 0 | 0.0015767 | 0.0031535 | 0 | 0.0031535 | [12 empty] | 7.3.3.17.5 (Remote Grid) Updates to grid topology to minimize risk of ignition in HFTDs Remote GridWLDFRVegetation ContactAggregated | WLDFR | HFTD - Distribution - Tier 2 - 1QU CoRE ¦ 5QU LoRE | Red Flag Warning - Destructive Fires | Vegetation Contact | Aggregated | 2029 | 7.9038e-06 | 1601.5759 | 0.012659 | 2029 | Mitigation | 0.95 | 45 | 0 | esc | 0.00097009 | 7.6674e-09 | 0.00097009 | 7.6674e-09
[79 empty] | WLDFR | HFTD - Distribution - Tier 2 - 4QU CoRE ¦ 4QU LoRE | Non-Red Flag Warning - Small Fires | 2030 | 2.9689e-06 | 2.9689e-06 | 0.083606 | 0.039055 | 0.001695 | 0.042856 | 0 | 0 | 0.003334 | 2.4822e-07 | 0 | 2.4822e-07 | 2.4822e-07 | 0 | 2.4822e-07 | 0 | 0.00033275 | 0.00072939 | 0 | 0.00072939 | 0 | 0.0015767 | 0.0031535 | 0 | 0.0031535 | [12 empty] | 7.3.3.17.5 (Remote Grid) Updates to grid topology to minimize risk of ignition in HFTDs Remote GridWLDFRVegetation ContactAggregated | WLDFR | HFTD - Distribution - Tier 2 - 1QU CoRE ¦ 5QU LoRE | Red Flag Warning - Destructive Fires | Vegetation Contact | Aggregated | 2030 | 7.9038e-06 | 1601.5759 | 0.012659 | 2030 | Mitigation | 0.95 | 45 | 0 | esc | 0.00097009 | 7.6674e-09 | 0.00097009 | 7.6674e-09
[79 empty] | WLDFR | HFTD - Distribution - Tier 2 - 4QU CoRE ¦ 4QU LoRE | Non-Red Flag Warning - Small Fires | 2031 | 2.9689e-06 | 2.9689e-06 | 0.083606 | 0.039055 | 0.001695 | 0.042856 | 0 | 0 | 0.003334 | 2.4822e-07 | 0 | 2.4822e-07 | 2.4822e-07 | 0 | 2.4822e-07 | 0 | 0.00033275 | 0.00072939 | 0 | 0.00072939 | 0 | 0.0015767 | 0.0031535 | 0 | 0.0031535 | [12 empty] | 7.3.3.17.5 (Remote Grid) Updates to grid topology to minimize risk of ignition in HFTDs Remote GridWLDFRVegetation ContactAggregated | WLDFR | HFTD - Distribution - Tier 2 - 1QU CoRE ¦ 5QU LoRE | Red Flag Warning - Destructive Fires | Vegetation Contact | Aggregated | 2031 | 7.9038e-06 | 1601.5759 | 0.012659 | 2031 | Mitigation | 0.95 | 45 | 0 | esc | 0.00097009 | 7.6674e-09 | 0.00097009 | 7.6674e-09
[79 empty] | WLDFR | HFTD - Distribution - Tier 2 - 4QU CoRE ¦ 4QU LoRE | Non-Red Flag Warning - Small Fires | 2032 | 2.9689e-06 | 2.9689e-06 | 0.083606 | 0.039055 | 0.001695 | 0.042856 | 0 | 0 | 0.003334 | 2.4822e-07 | 0 | 2.4822e-07 | 2.4822e-07 | 0 | 2.4822e-07 | 0 | 0.00033275 | 0.00072939 | 0 | 0.00072939 | 0 | 0.0015767 | 0.0031535 | 0 | 0.0031535 | [12 empty] | 7.3.3.17.5 (Remote Grid) Updates to grid topology to minimize risk of ignition in HFTDs Remote GridWLDFRVegetation ContactAggregated | WLDFR | HFTD - Distribution - Tier 2 - 1QU CoRE ¦ 5QU LoRE | Red Flag Warning - Destructive Fires | Vegetation Contact | Aggregated | 2032 | 7.9038e-06 | 1601.5759 | 0.012659 | 2032 | Mitigation | 0.95 | 45 | 0 | esc | 0.00097009 | 7.6674e-09 | 0.00097009 | 7.6674e-09
[79 empty] | WLDFR | HFTD - Distribution - Tier 2 - 4QU CoRE ¦ 4QU LoRE | Non-Red Flag Warning - Small Fires | 2033 | 2.9689e-06 | 2.9689e-06 | 0.087211 | 0.040679 | 0.0017655 | 0.044766 | 0 | 0 | 0.003334 | 2.5892e-07 | 0 | 2.5892e-07 | 2.5892e-07 | 0 | 2.5892e-07 | 0 | 0.00033275 | 0.00072939 | 0 | 0.00072939 | 0 | 0.0016467 | 0.0032934 | 0 | 0.0032934 | [12 empty] | 7.3.3.17.5 (Remote Grid) Updates to grid topology to minimize risk of ignition in HFTDs Remote GridWLDFRVegetation ContactAggregated | WLDFR | HFTD - Distribution - Tier 2 - 1QU CoRE ¦ 5QU LoRE | Red Flag Warning - Destructive Fires | Vegetation Contact | Aggregated | 2033 | 7.9038e-06 | 1601.5759 | 0.012659 | 2033 | Mitigation | 0.95 | 45 | 0 | esc | 0.00097009 | 7.6674e-09 | 0.00097009 | 7.6674e-09
[79 empty] | WLDFR | HFTD - Distribution - Tier 2 - 4QU CoRE ¦ 4QU LoRE | Non-Red Flag Warning - Small Fires | 2034 | 2.9689e-06 | 2.9689e-06 | 0.087211 | 0.040679 | 0.0017655 | 0.044766 | 0 | 0 | 0.003334 | 2.5892e-07 | 0 | 2.5892e-07 | 2.5892e-07 | 0 | 2.5892e-07 | 0 | 0.00034801 | 0.00076285 | 0 | 0.00076285 | 0 | 0.0016467 | 0.0032934 | 0 | 0.0032934 | [12 empty] | 7.3.3.17.5 (Remote Grid) Updates to grid topology to minimize risk of ignition in HFTDs Remote GridWLDFRVegetation ContactAggregated | WLDFR | HFTD - Distribution - Tier 2 - 1QU CoRE ¦ 5QU LoRE | Red Flag Warning - Destructive Fires | Vegetation Contact | Aggregated | 2034 | 7.9038e-06 | 1601.5759 | 0.012659 | 2034 | Mitigation | 0.95 | 45 | 0 | esc | 0.00097009 | 7.6674e-09 | 0.00097009 | 7.6674e-09
[79 empty] | WLDFR | HFTD - Distribution - Tier 2 - 4QU CoRE ¦ 4QU LoRE | Non-Red Flag Warning - Small Fires | 2035 | 2.9689e-06 | 2.9689e-06 | 0.087211 | 0.040679 | 0.0017655 | 0.044766 | 0 | 0 | 0.003334 | 2.5892e-07 | 0 | 2.5892e-07 | 2.5892e-07 | 0 | 2.5892e-07 | 0 | 0.00034801 | 0.00076285 | 0 | 0.00076285 | 0 | 0.0016467 | 0.0032934 | 0 | 0.0032934 | [12 empty] | 7.3.3.17.5 (Remote Grid) Updates to grid topology to minimize risk of ignition in HFTDs Remote GridWLDFRVegetation ContactAggregated | WLDFR | HFTD - Distribution - Tier 2 - 1QU CoRE ¦ 5QU LoRE | Red Flag Warning - Destructive Fires | Vegetation Contact | Aggregated | 2035 | 7.9038e-06 | 1601.5759 | 0.012659 | 2035 | Mitigation | 0.95 | 45 | 0 | esc | 0.00097009 | 7.6674e-09 | 0.00097009 | 7.6674e-09
[79 empty] | WLDFR | HFTD - Distribution - Tier 2 - 4QU CoRE ¦ 4QU LoRE | Non-Red Flag Warning - Small Fires | 2036 | 2.9689e-06 | 2.9689e-06 | 0.087211 | 0.040679 | 0.0017655 | 0.044766 | 0 | 0 | 0.003334 | 2.5892e-07 | 0 | 2.5892e-07 | 2.5892e-07 | 0 | 2.5892e-07 | 0 | 0.00034801 | 0.00076285 | 0 | 0.00076285 | 0 | 0.0016467 | 0.0032934 | 0 | 0.0032934 | [12 empty] | 7.3.3.17.5 (Remote Grid) Updates to grid topology to minimize risk of ignition in HFTDs Remote GridWLDFRVegetation ContactAggregated | WLDFR | HFTD - Distribution - Tier 2 - 1QU CoRE ¦ 5QU LoRE | Red Flag Warning - Destructive Fires | Vegetation Contact | Aggregated | 2036 | 7.9038e-06 | 1601.5759 | 0.012659 | 2036 | Mitigation | 0.95 | 45 | 0 | esc | 0.00097009 | 7.6674e-09 | 0.00097009 | 7.6674e-09
[79 empty] | WLDFR | HFTD - Distribution - Tier 2 - 4QU CoRE ¦ 4QU LoRE | Non-Red Flag Warning - Small Fires | 2037 | 2.9689e-06 | 2.9689e-06 | 0.087211 | 0.040679 | 0.0017655 | 0.044766 | 0 | 0 | 0.003334 | 2.5892e-07 | 0 | 2.5892e-07 | 2.5892e-07 | 0 | 2.5892e-07 | 0 | 0.00034801 | 0.00076285 | 0 | 0.00076285 | 0 | 0.0016467 | 0.0032934 | 0 | 0.0032934 | [12 empty] | 7.3.3.17.5 (Remote Grid) Updates to grid topology to minimize risk of ignition in HFTDs Remote GridWLDFRVegetation ContactAggregated | WLDFR | HFTD - Distribution - Tier 2 - 1QU CoRE ¦ 5QU LoRE | Red Flag Warning - Destructive Fires | Vegetation Contact | Aggregated | 2037 | 7.9038e-06 | 1601.5759 | 0.012659 | 2037 | Mitigation | 0.95 | 45 | 0 | esc | 0.00097009 | 7.6674e-09 | 0.00097009 | 7.6674e-09
[79 empty] | WLDFR | HFTD - Distribution - Tier 2 - 4QU CoRE ¦ 4QU LoRE | Non-Red Flag Warning - Small Fires | 2038 | 2.9689e-06 | 2.9689e-06 | 0.091184 | 0.042438 | 0.0018418 | 0.046905 | 0 | 0 | 0.003334 | 2.7071e-07 | 0 | 2.7071e-07 | 2.7071e-07 | 0 | 2.7071e-07 | 0 | 0.00034801 | 0.00076285 | 0 | 0.00076285 | 0 | 0.0017244 | 0.0034488 | 0 | 0.0034488 | [12 empty] | 7.3.3.17.5 (Remote Grid) Updates to grid topology to minimize risk of ignition in HFTDs Remote GridWLDFRVegetation ContactAggregated | WLDFR | HFTD - Distribution - Tier 2 - 1QU CoRE ¦ 5QU LoRE | Red Flag Warning - Destructive Fires | Vegetation Contact | Aggregated | 2038 | 7.9038e-06 | 1601.5759 | 0.012659 | 2038 | Mitigation | 0.95 | 45 | 0 | esc | 0.00097009 | 7.6674e-09 | 0.00097009 | 7.6674e-09
[79 empty] | WLDFR | HFTD - Distribution - Tier 2 - 4QU CoRE ¦ 4QU LoRE | Non-Red Flag Warning - Small Fires | 2039 | 2.9689e-06 | 2.9689e-06 | 0.091184 | 0.042438 | 0.0018418 | 0.046905 | 0 | 0 | 0.003334 | 2.7071e-07 | 0 | 2.7071e-07 | 2.7071e-07 | 0 | 2.7071e-07 | 0 | 0.00036321 | 0.00079617 | 0 | 0.00079617 | 0 | 0.0017244 | 0.0034488 | 0 | 0.0034488 | [12 empty] | 7.3.3.17.5 (Remote Grid) Updates to grid topology to minimize risk of ignition in HFTDs Remote GridWLDFRVegetation ContactAggregated | WLDFR | HFTD - Distribution - Tier 2 - 1QU CoRE ¦ 5QU LoRE | Red Flag Warning - Destructive Fires | Vegetation Contact | Aggregated | 2039 | 7.9038e-06 | 1601.5759 | 0.012659 | 2039 | Mitigation | 0.95 | 45 | 0 | esc | 0.00097009 | 7.6674e-09 | 0.00097009 | 7.6674e-09
[79 empty] | WLDFR | HFTD - Distribution - Tier 2 - 4QU CoRE ¦ 4QU LoRE | Non-Red Flag Warning - Small Fires | 2040 | 2.9689e-06 | 2.9689e-06 | 0.091184 | 0.042438 | 0.0018418 | 0.046905 | 0 | 0 | 0.003334 | 2.7071e-07 | 0 | 2.7071e-07 | 2.7071e-07 | 0 | 2.7071e-07 | 0 | 0.00036321 | 0.00079617 | 0 | 0.00079617 | 0 | 0.0017244 | 0.0034488 | 0 | 0.0034488 | [12 empty] | 7.3.3.17.5 (Remote Grid) Updates to grid topology to minimize risk of ignition in HFTDs Remote GridWLDFRVegetation ContactAggregated | WLDFR | HFTD - Distribution - Tier 2 - 1QU CoRE ¦ 5QU LoRE | Red Flag Warning - Destructive Fires | Vegetation Contact | Aggregated | 2040 | 7.9038e-06 | 1601.5759 | 0.012659 | 2040 | Mitigation | 0.95 | 45 | 0 | esc | 0.00097009 | 7.6674e-09 | 0.00097009 | 7.6674e-09
[79 empty] | WLDFR | HFTD - Distribution - Tier 2 - 4QU CoRE ¦ 4QU LoRE | Non-Red Flag Warning - Small Fires | 2041 | 2.9689e-06 | 2.9689e-06 | 0.091184 | 0.042438 | 0.0018418 | 0.046905 | 0 | 0 | 0.003334 | 2.7071e-07 | 0 | 2.7071e-07 | 2.7071e-07 | 0 | 2.7071e-07 | 0 | 0.00036321 | 0.00079617 | 0 | 0.00079617 | 0 | 0.0017244 | 0.0034488 | 0 | 0.0034488 | [12 empty] | 7.3.3.17.5 (Remote Grid) Updates to grid topology to minimize risk of ignition in HFTDs Remote GridWLDFRVegetation ContactAggregated | WLDFR | HFTD - Distribution - Tier 2 - 1QU CoRE ¦ 5QU LoRE | Red Flag Warning - Destructive Fires | Vegetation Contact | Aggregated | 2041 | 7.9038e-06 | 1601.5759 | 0.012659 | 2041 | Mitigation | 0.95 | 45 | 0 | esc | 0.00097009 | 7.6674e-09 | 0.00097009 | 7.6674e-09
[79 empty] | WLDFR | HFTD - Distribution - Tier 2 - 4QU CoRE ¦ 4QU LoRE | Non-Red Flag Warning - Small Fires | 2042 | 2.9689e-06 | 2.9689e-06 | 0.091184 | 0.042438 | 0.0018418 | 0.046905 | 0 | 0 | 0.003334 | 2.7071e-07 | 0 | 2.7071e-07 | 2.7071e-07 | 0 | 2.7071e-07 | 0 | 0 | 0.00079617 | 0 | 0.00079617 | 0 | 0.0017244 | 0.0034488 | 0 | 0.0034488 | [12 empty] | 7.3.3.17.5 (Remote Grid) Updates to grid topology to minimize risk of ignition in HFTDs Remote GridWLDFRVegetation ContactAggregated | WLDFR | HFTD - Distribution - Tier 2 - 1QU CoRE ¦ 5QU LoRE | Red Flag Warning - Destructive Fires | Vegetation Contact | Aggregated | 2042 | 7.9038e-06 | 1601.5759 | 0.012659 | 2042 | Mitigation | 0.95 | 45 | 0 | esc | 0.00097009 | 7.6674e-09 | 0.00097009 | 7.6674e-09
[79 empty] | WLDFR | HFTD - Distribution - Tier 2 - 4QU CoRE ¦ 4QU LoRE | Non-Red Flag Warning - Small Fires | 2043 | 2.9689e-06 | 2.9689e-06 | 0.095486 | 0.044306 | 0.0019228 | 0.049257 | 0 | 0 | 0.003334 | 2.8349e-07 | 0 | 2.8349e-07 | 2.8349e-07 | 0 | 2.8349e-07 | 0 | 0 | 0 | 0 | 0 | 0 | 0.0018087 | 0.0036174 | 0 | 0.0036174 | [12 empty] | 7.3.3.17.5 (Remote Grid) Updates to grid topology to minimize risk of ignition in HFTDs Remote GridWLDFRVegetation ContactAggregated | WLDFR | HFTD - Distribution - Tier 2 - 1QU CoRE ¦ 5QU LoRE | Red Flag Warning - Destructive Fires | Vegetation Contact | Aggregated | 2043 | 7.9038e-06 | 1601.5759 | 0.012659 | 2043 | Mitigation | 0.95 | 45 | 0 | esc | 0.00097009 | 7.6674e-09 | 0.00097009 | 7.6674e-09
[79 empty] | WLDFR | HFTD - Distribution - Tier 2 - 4QU CoRE ¦ 4QU LoRE | Non-Red Flag Warning - Small Fires | 2044 | 2.9689e-06 | 2.9689e-06 | 0.095486 | 0.044306 | 0.0019228 | 0.049257 | 0 | 0 | 0.003334 | 2.8349e-07 | 0 | 2.8349e-07 | 2.8349e-07 | 0 | 2.8349e-07 | 0 | 2.2406e-05 | 0 | 0 | 0 | 0 | 0.0018087 | 0.0036174 | 0 | 0.0036174 | [12 empty] | 7.3.3.17.5 (Remote Grid) Updates to grid topology to minimize risk of ignition in HFTDs Remote GridWLDFRVegetation ContactAggregated | WLDFR | HFTD - Distribution - Tier 2 - 1QU CoRE ¦ 5QU LoRE | Red Flag Warning - Destructive Fires | Vegetation Contact | Aggregated | 2044 | 7.9038e-06 | 1601.5759 | 0.012659 | 2044 | Mitigation | 0.95 | 45 | 0 | esc | 0.00097009 | 7.6674e-09 | 0.00097009 | 7.6674e-09
[79 empty] | WLDFR | HFTD - Distribution - Tier 2 - 4QU CoRE ¦ 4QU LoRE | Non-Red Flag Warning - Small Fires | 2045 | 2.9689e-06 | 2.9689e-06 | 0.095486 | 0.044306 | 0.0019228 | 0.049257 | 0 | 0 | 0.003334 | 2.8349e-07 | 0 | 2.8349e-07 | 2.8349e-07 | 0 | 2.8349e-07 | 0 | 2.3225e-05 | 5.091e-05 | 0 | 5.091e-05 | 0 | 0.0018087 | 0.0036174 | 0 | 0.0036174 | [12 empty] | 7.3.3.17.5 (Remote Grid) Updates to grid topology to minimize risk of ignition in HFTDs Remote GridWLDFRVegetation ContactAggregated | WLDFR | HFTD - Distribution - Tier 2 - 1QU CoRE ¦ 5QU LoRE | Red Flag Warning - Destructive Fires | Vegetation Contact | Aggregated | 2045 | 7.9038e-06 | 1601.5759 | 0.012659 | 2045 | Mitigation | 0.95 | 45 | 0 | esc | 0.00097009 | 7.6674e-09 | 0.00097009 | 7.6674e-09
[79 empty] | WLDFR | HFTD - Distribution - Tier 2 - 4QU CoRE ¦ 4QU LoRE | Non-Red Flag Warning - Small Fires | 2046 | 2.9689e-06 | 2.9689e-06 | 0.095486 | 0.044306 | 0.0019228 | 0.049257 | 0 | 0 | 0.003334 | 2.8349e-07 | 0 | 2.8349e-07 | 2.8349e-07 | 0 | 2.8349e-07 | 0 | 2.3225e-05 | 5.091e-05 | 0 | 5.091e-05 | 0 | 0.0018087 | 0.0036174 | 0 | 0.0036174 | [12 empty] | 7.3.3.17.5 (Remote Grid) Updates to grid topology to minimize risk of ignition in HFTDs Remote GridWLDFRVegetation ContactAggregated | WLDFR | HFTD - Distribution - Tier 2 - 1QU CoRE ¦ 5QU LoRE | Red Flag Warning - Destructive Fires | Vegetation Contact | Aggregated | 2046 | 7.9038e-06 | 1601.5759 | 0.012659 | 2046 | Mitigation | 0.95 | 45 | 0 | esc | 0.00097009 | 7.6674e-09 | 0.00097009 | 7.6674e-09
[79 empty] | WLDFR | HFTD - Distribution - Tier 2 - 4QU CoRE ¦ 4QU LoRE | Non-Red Flag Warning - Small Fires | 2047 | 2.9689e-06 | 2.9689e-06 | 0.095486 | 0.044306 | 0.0019228 | 0.049257 | 0 | 0 | 0.003334 | 2.8349e-07 | 0 | 2.8349e-07 | 2.8349e-07 | 0 | 2.8349e-07 | 0 | 2.3225e-05 | 5.091e-05 | 0 | 5.091e-05 | 0 | 0.0018087 | 0.0036174 | 0 | 0.0036174 | [12 empty] | 7.3.3.17.5 (Remote Grid) Updates to grid topology to minimize risk of ignition in HFTDs Remote GridWLDFRVegetation ContactAggregated | WLDFR | HFTD - Distribution - Tier 2 - 1QU CoRE ¦ 5QU LoRE | Red Flag Warning - Destructive Fires | Vegetation Contact | Aggregated | 2047 | 7.9038e-06 | 1601.5759 | 0.012659 | 2047 | Mitigation | 0.95 | 45 | 0 | esc | 0.00097009 | 7.6674e-09 | 0.00097009 | 7.6674e-09
[79 empty] | WLDFR | HFTD - Distribution - Tier 2 - 4QU CoRE ¦ 4QU LoRE | Non-Red Flag Warning - Small Fires | 2048 | 2.9689e-06 | 2.9689e-06 | 0.10007 | 0.04626 | 0.0020076 | 0.051804 | 0 | 0 | 0.003334 | 2.971e-07 | 0 | 2.971e-07 | 2.971e-07 | 0 | 2.971e-07 | 0 | 2.3225e-05 | 5.091e-05 | 0 | 5.091e-05 | 0 | 0.0018984 | 0.0037968 | 0 | 0.0037968 | [12 empty] | 7.3.3.17.5 (Remote Grid) Updates to grid topology to minimize risk of ignition in HFTDs Remote GridWLDFRVegetation ContactAggregated | WLDFR | HFTD - Distribution - Tier 2 - 1QU CoRE ¦ 5QU LoRE | Red Flag Warning - Destructive Fires | Vegetation Contact | Aggregated | 2048 | 7.9038e-06 | 1601.5759 | 0.012659 | 2048 | Mitigation | 0.95 | 45 | 0 | esc | 0.00097009 | 7.6674e-09 | 0.00097009 | 7.6674e-09
[79 empty] | WLDFR | HFTD - Distribution - Tier 2 - 4QU CoRE ¦ 4QU LoRE | Non-Red Flag Warning - Small Fires | 2049 | 2.9689e-06 | 2.9689e-06 | 0.10007 | 0.04626 | 0.0020076 | 0.051804 | 0 | 0 | 0.003334 | 2.971e-07 | 0 | 2.971e-07 | 2.971e-07 | 0 | 2.971e-07 | 0 | 2.3225e-05 | 5.091e-05 | 0 | 5.091e-05 | 0 | 0.0018984 | 0.0037968 | 0 | 0.0037968 | [12 empty] | 7.3.3.17.5 (Remote Grid) Updates to grid topology to minimize risk of ignition in HFTDs Remote GridWLDFRVegetation ContactAggregated | WLDFR | HFTD - Distribution - Tier 2 - 1QU CoRE ¦ 5QU LoRE | Red Flag Warning - Destructive Fires | Vegetation Contact | Aggregated | 2049 | 7.9038e-06 | 1601.5759 | 0.012659 | 2049 | Mitigation | 0.95 | 45 | 0 | esc | 0.00097009 | 7.6674e-09 | 0.00097009 | 7.6674e-09
[79 empty] | WLDFR | HFTD - Distribution - Tier 2 - 4QU CoRE ¦ 4QU LoRE | Non-Red Flag Warning - Small Fires | 2050 | 2.9689e-06 | 2.9689e-06 | 0.10007 | 0.04626 | 0.0020076 | 0.051804 | 0 | 0 | 0.003334 | 2.971e-07 | 0 | 2.971e-07 | 2.971e-07 | 0 | 2.971e-07 | 0 | 2.4256e-05 | 5.3169e-05 | 0 | 5.3169e-05 | 0 | 0.0018984 | 0.0037968 | 0 | 0.0037968 | [12 empty] | 7.3.3.17.5 (Remote Grid) Updates to grid topology to minimize risk of ignition in HFTDs Remote GridWLDFRVegetation ContactAggregated | WLDFR | HFTD - Distribution - Tier 2 - 1QU CoRE ¦ 5QU LoRE | Red Flag Warning - Destructive Fires | Vegetation Contact | Aggregated | 2050 | 7.9038e-06 | 1601.5759 | 0.012659 | 2050 | Mitigation | 0.95 | 45 | 0 | esc | 0.00097009 | 7.6674e-09 | 0.00097009 | 7.6674e-09
[79 empty] | WLDFR | HFTD - Distribution - Tier 2 - 4QU CoRE ¦ 4QU LoRE | Non-Red Flag Warning - Small Fires | 2051 | 2.9689e-06 | 2.9689e-06 | 0.10007 | 0.04626 | 0.0020076 | 0.051804 | 0 | 0 | 0.003334 | 2.971e-07 | 0 | 2.971e-07 | 2.971e-07 | 0 | 2.971e-07 | 0 | 2.4256e-05 | 5.3169e-05 | 0 | 5.3169e-05 | 0 | 0.0018984 | 0.0037968 | 0 | 0.0037968 | [12 empty] | 7.3.3.17.5 (Remote Grid) Updates to grid topology to minimize risk of ignition in HFTDs Remote GridWLDFRVegetation ContactAggregated | WLDFR | HFTD - Distribution - Tier 2 - 1QU CoRE ¦ 5QU LoRE | Red Flag Warning - Destructive Fires | Vegetation Contact | Aggregated | 2051 | 7.9038e-06 | 1601.5759 | 0.012659 | 2051 | Mitigation | 0.95 | 45 | 0 | esc | 0.00097009 | 7.6674e-09 | 0.00097009 | 7.6674e-09
[79 empty] | WLDFR | HFTD - Distribution - Tier 2 - 4QU CoRE ¦ 4QU LoRE | Non-Red Flag Warning - Small Fires | 2052 | 2.9689e-06 | 2.9689e-06 | 0.10007 | 0.04626 | 0.0020076 | 0.051804 | 0 | 0 | 0.003334 | 2.971e-07 | 0 | 2.971e-07 | 2.971e-07 | 0 | 2.971e-07 | 0 | 2.4256e-05 | 5.3169e-05 | 0 | 5.3169e-05 | 0 | 0.0018984 | 0.0037968 | 0 | 0.0037968 | [12 empty] | 7.3.3.17.5 (Remote Grid) Updates to grid topology to minimize risk of ignition in HFTDs Remote GridWLDFRVegetation ContactAggregated | WLDFR | HFTD - Distribution - Tier 2 - 1QU CoRE ¦ 5QU LoRE | Red Flag Warning - Destructive Fires | Vegetation Contact | Aggregated | 2052 | 7.9038e-06 | 1601.5759 | 0.012659 | 2052 | Mitigation | 0.95 | 45 | 0 | esc | 0.00097009 | 7.6674e-09 | 0.00097009 | 7.6674e-09
[79 empty] | WLDFR | HFTD - Distribution - Tier 2 - 4QU CoRE ¦ 4QU LoRE | Non-Red Flag Warning - Small Fires | 2053 | 2.9689e-06 | 2.9689e-06 | 0.10489 | 0.048274 | 0.002095 | 0.054525 | 0 | 0 | 0.003334 | 3.1142e-07 | 0 | 3.1142e-07 | 3.1142e-07 | 0 | 3.1142e-07 | 0 | 2.4256e-05 | 5.3169e-05 | 0 | 5.3169e-05 | 0 | 0.0019923 | 0.0039846 | 0 | 0.0039846 | [12 empty] | 7.3.3.17.5 (Remote Grid) Updates to grid topology to minimize risk of ignition in HFTDs Remote GridWLDFRVegetation ContactAggregated | WLDFR | HFTD - Distribution - Tier 2 - 1QU CoRE ¦ 5QU LoRE | Red Flag Warning - Destructive Fires | Vegetation Contact | Aggregated | 2053 | 7.9038e-06 | 1601.5759 | 0.012659 | 2053 | Mitigation | 0.95 | 45 | 0 | esc | 0.00097009 | 7.6674e-09 | 0.00097009 | 7.6674e-09
[79 empty] | WLDFR | HFTD - Distribution - Tier 2 - 4QU CoRE ¦ 4QU LoRE | Non-Red Flag Warning - Small Fires | 2054 | 2.9689e-06 | 2.9689e-06 | 0.10489 | 0.048274 | 0.002095 | 0.054525 | 0 | 0 | 0.003334 | 3.1142e-07 | 0 | 3.1142e-07 | 3.1142e-07 | 0 | 3.1142e-07 | 0 | 2.4256e-05 | 5.3169e-05 | 0 | 5.3169e-05 | 0 | 0.0019923 | 0.0039846 | 0 | 0.0039846 | [12 empty] | 7.3.3.17.5 (Remote Grid) Updates to grid topology to minimize risk of ignition in HFTDs Remote GridWLDFRVegetation ContactAggregated | WLDFR | HFTD - Distribution - Tier 2 - 1QU CoRE ¦ 5QU LoRE | Red Flag Warning - Destructive Fires | Vegetation Contact | Aggregated | 2054 | 7.9038e-06 | 1601.5759 | 0.012659 | 2054 | Mitigation | 0.95 | 45 | 0 | esc | 0.00097009 | 7.6674e-09 | 0.00097009 | 7.6674e-09
[79 empty] | WLDFR | HFTD - Distribution - Tier 2 - 4QU CoRE ¦ 4QU LoRE | Non-Red Flag Warning - Small Fires | 2055 | 2.9689e-06 | 2.9689e-06 | 0.10489 | 0.048274 | 0.002095 | 0.054525 | 0 | 0 | 0.003334 | 3.1142e-07 | 0 | 3.1142e-07 | 3.1142e-07 | 0 | 3.1142e-07 | 0 | 2.54e-05 | 5.5678e-05 | 0 | 5.5678e-05 | 0 | 0.0019923 | 0.0039846 | 0 | 0.0039846 | [12 empty] | 7.3.3.17.5 (Remote Grid) Updates to grid topology to minimize risk of ignition in HFTDs Remote GridWLDFRVegetation ContactAggregated | WLDFR | HFTD - Distribution - Tier 2 - 1QU CoRE ¦ 5QU LoRE | Red Flag Warning - Destructive Fires | Vegetation Contact | Aggregated | 2055 | 7.9038e-06 | 1601.5759 | 0.012659 | 2055 | Mitigation | 0.95 | 45 | 0 | esc | 0.00097009 | 7.6674e-09 | 0.00097009 | 7.6674e-09
[79 empty] | WLDFR | HFTD - Distribution - Tier 2 - 4QU CoRE ¦ 4QU LoRE | Non-Red Flag Warning - Small Fires | 2056 | 2.9689e-06 | 2.9689e-06 | 0.10489 | 0.048274 | 0.002095 | 0.054525 | 0 | 0 | 0.003334 | 3.1142e-07 | 0 | 3.1142e-07 | 3.1142e-07 | 0 | 3.1142e-07 | 0 | 2.54e-05 | 5.5678e-05 | 0 | 5.5678e-05 | 0 | 0.0019923 | 0.0039846 | 0 | 0.0039846 | [12 empty] | 7.3.3.17.5 (Remote Grid) Updates to grid topology to minimize risk of ignition in HFTDs Remote GridWLDFRVegetation ContactAggregated | WLDFR | HFTD - Distribution - Tier 2 - 1QU CoRE ¦ 5QU LoRE | Red Flag Warning - Destructive Fires | Vegetation Contact | Aggregated | 2056 | 7.9038e-06 | 1601.5759 | 0.012659 | 2056 | Mitigation | 0.95 | 45 | 0 | esc | 0.00097009 | 7.6674e-09 | 0.00097009 | 7.6674e-09
[79 empty] | WLDFR | HFTD - Distribution - Tier 2 - 4QU CoRE ¦ 4QU LoRE | Non-Red Flag Warning - Small Fires | 2057 | 2.9689e-06 | 2.9689e-06 | 0.10489 | 0.048274 | 0.002095 | 0.054525 | 0 | 0 | 0.003334 | 3.1142e-07 | 0 | 3.1142e-07 | 3.1142e-07 | 0 | 3.1142e-07 | 0 | 2.54e-05 | 5.5678e-05 | 0 | 5.5678e-05 | 0 | 0 | 0.0039846 | 0 | 0.0039846 | [12 empty] | 7.3.3.17.5 (Remote Grid) Updates to grid topology to minimize risk of ignition in HFTDs Remote GridWLDFRVegetation ContactAggregated | WLDFR | HFTD - Distribution - Tier 2 - 1QU CoRE ¦ 5QU LoRE | Red Flag Warning - Destructive Fires | Vegetation Contact | Aggregated | 2057 | 7.9038e-06 | 1601.5759 | 0.012659 | 2057 | Mitigation | 0.95 | 45 | 0 | esc | 0.00097009 | 7.6674e-09 | 0.00097009 | 7.6674e-09
[79 empty] | WLDFR | HFTD - Distribution - Tier 2 - 4QU CoRE ¦ 4QU LoRE | Non-Red Flag Warning - Small Fires | 2058 | 2.9689e-06 | 2.9689e-06 | 0.1099 | 0.050325 | 0.0021839 | 0.057393 | 0 | 0 | 0.003334 | 3.2629e-07 | 0 | 3.2629e-07 | 3.2629e-07 | 0 | 3.2629e-07 | 0 | 2.54e-05 | 5.5678e-05 | 0 | 5.5678e-05 | 0 | 0 | 0 | 0 | 0 | [12 empty] | 7.3.3.17.5 (Remote Grid) Updates to grid topology to minimize risk of ignition in HFTDs Remote GridWLDFRVegetation ContactAggregated | WLDFR | HFTD - Distribution - Tier 2 - 1QU CoRE ¦ 5QU LoRE | Red Flag Warning - Destructive Fires | Vegetation Contact | Aggregated | 2058 | 7.9038e-06 | 1601.5759 | 0.012659 | 2058 | Mitigation | 0.95 | 45 | 0 | esc | 0.00097009 | 7.6674e-09 | 0.00097009 | 7.6674e-09
[79 empty] | WLDFR | HFTD - Distribution - Tier 2 - 4QU CoRE ¦ 4QU LoRE | Non-Red Flag Warning - Small Fires | 2059 | 2.9689e-06 | 2.9689e-06 | 0.1099 | 0.050325 | 0.0021839 | 0.057393 | 0 | 0 | 0.003334 | 3.2629e-07 | 0 | 3.2629e-07 | 3.2629e-07 | 0 | 3.2629e-07 | 0 | 2.54e-05 | 5.5678e-05 | 0 | 5.5678e-05 | 0 | 0 | 0 | 0 | 0 | [12 empty] | 7.3.3.17.5 (Remote Grid) Updates to grid topology to minimize risk of ignition in HFTDs Remote GridWLDFRVegetation ContactAggregated | WLDFR | HFTD - Distribution - Tier 2 - 1QU CoRE ¦ 5QU LoRE | Red Flag Warning - Destructive Fires | Vegetation Contact | Aggregated | 2059 | 7.9038e-06 | 1601.5759 | 0.012659 | 2059 | Mitigation | 0.95 | 45 | 0 | esc | 0.00097009 | 7.6674e-09 | 0.00097009 | 7.6674e-09
[79 empty] | WLDFR | HFTD - Distribution - Tier 2 - 4QU CoRE ¦ 4QU LoRE | Non-Red Flag Warning - Small Fires | 2060 | 2.9689e-06 | 2.9689e-06 | 0.1099 | 0.050325 | 0.0021839 | 0.057393 | 0 | 0 | 0.003334 | 3.2629e-07 | 0 | 3.2629e-07 | 3.2629e-07 | 0 | 3.2629e-07 | 0 | 2.6642e-05 | 5.8399e-05 | 0 | 5.8399e-05 | 0 | 3.6417e-06 | 0 | 0 | 0 | [12 empty] | 7.3.3.17.5 (Remote Grid) Updates to grid topology to minimize risk of ignition in HFTDs Remote GridWLDFRVegetation ContactAggregated | WLDFR | HFTD - Distribution - Tier 2 - 1QU CoRE ¦ 5QU LoRE | Red Flag Warning - Destructive Fires | Vegetation Contact | Aggregated | 2060 | 7.9038e-06 | 1601.5759 | 0.012659 | 2060 | Mitigation | 0.95 | 45 | 0 | esc | 0.00097009 | 7.6674e-09 | 0.00097009 | 7.6674e-09
[79 empty] | WLDFR | HFTD - Distribution - Tier 2 - 4QU CoRE ¦ 4QU LoRE | Non-Red Flag Warning - Small Fires | 2061 | 2.9689e-06 | 2.9689e-06 | 0.1099 | 0.050325 | 0.0021839 | 0.057393 | 0 | 0 | 0.003334 | 3.2629e-07 | 0 | 3.2629e-07 | 3.2629e-07 | 0 | 3.2629e-07 | 0 | 2.6642e-05 | 5.8399e-05 | 0 | 5.8399e-05 | 0 | 3.8046e-06 | 7.6092e-06 | 0 | 7.6092e-06 | [12 empty] | 7.3.3.17.5 (Remote Grid) Updates to grid topology to minimize risk of ignition in HFTDs Remote GridWLDFRVegetation ContactAggregated | WLDFR | HFTD - Distribution - Tier 2 - 1QU CoRE ¦ 5QU LoRE | Red Flag Warning - Destructive Fires | Vegetation Contact | Aggregated | 2061 | 7.9038e-06 | 1601.5759 | 0.012659 | 2061 | Mitigation | 0.95 | 45 | 0 | esc | 0.00097009 | 7.6674e-09 | 0.00097009 | 7.6674e-09
[79 empty] | WLDFR | HFTD - Distribution - Tier 2 - 4QU CoRE ¦ 4QU LoRE | Non-Red Flag Warning - Small Fires | 2062 | 2.9689e-06 | 2.9689e-06 | 0.1099 | 0.050325 | 0.0021839 | 0.057393 | 0 | 0 | 0.003334 | 3.2629e-07 | 0 | 3.2629e-07 | 3.2629e-07 | 0 | 3.2629e-07 | 0 | 2.6642e-05 | 5.8399e-05 | 0 | 5.8399e-05 | 0 | 3.8046e-06 | 7.6092e-06 | 0 | 7.6092e-06 | [12 empty] | 7.3.3.17.5 (Remote Grid) Updates to grid topology to minimize risk of ignition in HFTDs Remote GridWLDFRVegetation ContactAggregated | WLDFR | HFTD - Distribution - Tier 2 - 1QU CoRE ¦ 5QU LoRE | Red Flag Warning - Destructive Fires | Vegetation Contact | Aggregated | 2062 | 7.9038e-06 | 1601.5759 | 0.012659 | 2062 | Mitigation | 0.95 | 45 | 0 | esc | 0.00097009 | 7.6674e-09 | 0.00097009 | 7.6674e-09
[79 empty] | WLDFR | HFTD - Distribution - Tier 2 - 4QU CoRE ¦ 4QU LoRE | Non-Red Flag Warning - Small Fires | 2063 | 2.9689e-06 | 2.9689e-06 | 0.11504 | 0.052388 | 0.0022734 | 0.060377 | 0 | 0 | 0.003334 | 3.4153e-07 | 0 | 3.4153e-07 | 3.4153e-07 | 0 | 3.4153e-07 | 0 | 2.6642e-05 | 5.8399e-05 | 0 | 5.8399e-05 | 0 | 3.8046e-06 | 7.6092e-06 | 0 | 7.6092e-06 | [12 empty] | 7.3.3.17.5 (Remote Grid) Updates to grid topology to minimize risk of ignition in HFTDs Remote GridWLDFRVegetation ContactAggregated | WLDFR | HFTD - Distribution - Tier 2 - 1QU CoRE ¦ 5QU LoRE | Red Flag Warning - Destructive Fires | Vegetation Contact | Aggregated | 2063 | 7.9038e-06 | 1601.5759 | 0.012659 | 2063 | Mitigation | 0.95 | 45 | 0 | esc | 0.00097009 | 7.6674e-09 | 0.00097009 | 7.6674e-09
[79 empty] | WLDFR | HFTD - Distribution - Tier 2 - 4QU CoRE ¦ 4QU LoRE | Non-Red Flag Warning - Small Fires | 2064 | 2.9689e-06 | 2.9689e-06 | 0.11504 | 0.052388 | 0.0022734 | 0.060377 | 0 | 0 | 0.003334 | 3.4153e-07 | 0 | 3.4153e-07 | 3.4153e-07 | 0 | 3.4153e-07 | 0 | 2.6642e-05 | 5.8399e-05 | 0 | 5.8399e-05 | 0 | 3.8046e-06 | 7.6092e-06 | 0 | 7.6092e-06 | [12 empty] | 7.3.3.17.5 (Remote Grid) Updates to grid topology to minimize risk of ignition in HFTDs Remote GridWLDFRVegetation ContactAggregated | WLDFR | HFTD - Distribution - Tier 2 - 1QU CoRE ¦ 5QU LoRE | Red Flag Warning - Destructive Fires | Vegetation Contact | Aggregated | 2064 | 7.9038e-06 | 1601.5759 | 0.012659 | 2064 | Mitigation | 0.95 | 45 | 0 | esc | 0.00097009 | 7.6674e-09 | 0.00097009 | 7.6674e-09
[79 empty] | WLDFR | HFTD - Distribution - Tier 2 - 4QU CoRE ¦ 4QU LoRE | Non-Red Flag Warning - Small Fires | 2065 | 2.9689e-06 | 2.9689e-06 | 0.11504 | 0.052388 | 0.0022734 | 0.060377 | 0 | 0 | 0.003334 | 3.4153e-07 | 0 | 3.4153e-07 | 3.4153e-07 | 0 | 3.4153e-07 | 0 | 2.7963e-05 | 6.1295e-05 | 0 | 6.1295e-05 | 0 | 3.8046e-06 | 7.6092e-06 | 0 | 7.6092e-06 | [12 empty] | 7.3.3.17.5 (Remote Grid) Updates to grid topology to minimize risk of ignition in HFTDs Remote GridWLDFRVegetation ContactAggregated | WLDFR | HFTD - Distribution - Tier 2 - 1QU CoRE ¦ 5QU LoRE | Red Flag Warning - Destructive Fires | Vegetation Contact | Aggregated | 2065 | 7.9038e-06 | 1601.5759 | 0.012659 | 2065 | Mitigation | 0.95 | 45 | 0 | esc | 0.00097009 | 7.6674e-09 | 0.00097009 | 7.6674e-09
[79 empty] | WLDFR | HFTD - Distribution - Tier 2 - 4QU CoRE ¦ 4QU LoRE | Non-Red Flag Warning - Small Fires | 2066 | 2.9689e-06 | 2.9689e-06 | 0.11504 | 0.052388 | 0.0022734 | 0.060377 | 0 | 0 | 0.003334 | 3.4153e-07 | 0 | 3.4153e-07 | 3.4153e-07 | 0 | 3.4153e-07 | 0 | 2.7963e-05 | 6.1295e-05 | 0 | 6.1295e-05 | 0 | 4.0145e-06 | 8.0289e-06 | 0 | 8.0289e-06 | [12 empty] | 7.3.3.17.5 (Remote Grid) Updates to grid topology to minimize risk of ignition in HFTDs Remote GridWLDFRVegetation ContactAggregated | WLDFR | HFTD - Distribution - Tier 2 - 1QU CoRE ¦ 5QU LoRE | Red Flag Warning - Destructive Fires | Vegetation Contact | Aggregated | 2066 | 7.9038e-06 | 1601.5759 | 0.012659 | 2066 | Mitigation | 0.95 | 45 | 0 | esc | 0.00097009 | 7.6674e-09 | 0.00097009 | 7.6674e-09
[79 empty] | WLDFR | HFTD - Distribution - Tier 2 - 4QU CoRE ¦ 4QU LoRE | Non-Red Flag Warning - Small Fires | 2067 | 0 | 2.9689e-06 | 0.11504 | 0.052388 | 0.0022734 | 0.060377 | 0 | 0 | 0.003334 | 0 | 0 | 0 | 3.4153e-07 | 0 | 3.4153e-07 | 0 | 2.7963e-05 | 6.1295e-05 | 0 | 6.1295e-05 | 0 | 4.0145e-06 | 8.0289e-06 | 0 | 8.0289e-06 | [12 empty] | 7.3.3.17.5 (Remote Grid) Updates to grid topology to minimize risk of ignition in HFTDs Remote GridWLDFRVegetation ContactAggregated | WLDFR | HFTD - Distribution - Tier 2 - 1QU CoRE ¦ 5QU LoRE | Red Flag Warning - Destructive Fires | Vegetation Contact | Aggregated | 2067 | 7.9038e-06 | 1601.5759 | 0.012659 | 2067 | Mitigation | 0.95 | 45 | 0 | esc | 0 | 0 | 0.00097009 | 7.6674e-09
[79 empty] | WLDFR | HFTD - Distribution - Tier 2 - 4QU CoRE ¦ 4QU LoRE | Red Flag Warning - Catastrophic Fires | 2022 | 7.1202e-09 | 0 | 14146.1306 | 222.2294 | 8585.7228 | 5338.1784 | 0 | 0 | 7.3398e-06 | 0.00010072 | 0 | 0.00010072 | 0 | 0 | 0 | 0 | 2.7963e-05 | 6.1295e-05 | 0 | 6.1295e-05 | 0 | 4.0145e-06 | 8.0289e-06 | 0 | 8.0289e-06 | [12 empty] | 7.3.3.17.5 (Remote Grid) Updates to grid topology to minimize risk of ignition in HFTDs Remote GridWLDFREquipment / facility failureAggregated | WLDFR | HFTD - Distribution - Tier 2 - 1QU CoRE ¦ 5QU LoRE | Red Flag Warning - Large Fires | Equipment / facility failure | Aggregated | 2022 | 2.8451e-05 | 1601.5759 | 0.045567 | 2022 | Mitigation | 0.95 | 45 | 0 | esc | 0.00097009 | 2.76e-08 | 0 | 0
[79 empty] | WLDFR | HFTD - Distribution - Tier 2 - 4QU CoRE ¦ 4QU LoRE | Red Flag Warning - Catastrophic Fires | 2023 | 7.1202e-09 | 7.1202e-09 | 14664.6376 | 233.2301 | 8896.516 | 5534.8915 | 0 | 0 | 7.3398e-06 | 0.00010442 | 0 | 0.00010442 | 0.00010442 | 0 | 0.00010442 | 0 | 2.7963e-05 | 6.1295e-05 | 0 | 6.1295e-05 | 0 | 4.0145e-06 | 8.0289e-06 | 0 | 8.0289e-06 | [12 empty] | 7.3.3.17.5 (Remote Grid) Updates to grid topology to minimize risk of ignition in HFTDs Remote GridWLDFREquipment / facility failureAggregated | WLDFR | HFTD - Distribution - Tier 2 - 1QU CoRE ¦ 5QU LoRE | Red Flag Warning - Large Fires | Equipment / facility failure | Aggregated | 2023 | 2.8451e-05 | 1601.5759 | 0.045567 | 2023 | Mitigation | 0.95 | 45 | 0 | esc | 0.00097009 | 2.76e-08 | 0.00097009 | 2.76e-08
[79 empty] | WLDFR | HFTD - Distribution - Tier 2 - 4QU CoRE ¦ 4QU LoRE | Red Flag Warning - Catastrophic Fires | 2024 | 7.1202e-09 | 7.1202e-09 | 14664.6376 | 233.2301 | 8896.516 | 5534.8915 | 0 | 0 | 7.3398e-06 | 0.00010442 | 0 | 0.00010442 | 0.00010442 | 0 | 0.00010442 | 0 | 2.9346e-05 | 6.4328e-05 | 0 | 6.4328e-05 | 0 | 4.0145e-06 | 8.0289e-06 | 0 | 8.0289e-06 | [12 empty] | 7.3.3.17.5 (Remote Grid) Updates to grid topology to minimize risk of ignition in HFTDs Remote GridWLDFREquipment / facility failureAggregated | WLDFR | HFTD - Distribution - Tier 2 - 1QU CoRE ¦ 5QU LoRE | Red Flag Warning - Large Fires | Equipment / facility failure | Aggregated | 2024 | 2.8451e-05 | 1601.5759 | 0.045567 | 2024 | Mitigation | 0.95 | 45 | 0 | esc | 0.00097009 | 2.76e-08 | 0.00097009 | 2.76e-08
[79 empty] | WLDFR | HFTD - Distribution - Tier 2 - 4QU CoRE ¦ 4QU LoRE | Red Flag Warning - Catastrophic Fires | 2025 | 7.1202e-09 | 7.1202e-09 | 14664.6376 | 233.2301 | 8896.516 | 5534.8915 | 0 | 0 | 7.3398e-06 | 0.00010442 | 0 | 0.00010442 | 0.00010442 | 0 | 0.00010442 | 0 | 2.9346e-05 | 6.4328e-05 | 0 | 6.4328e-05 | 0 | 4.2531e-06 | 8.5063e-06 | 0 | 8.5063e-06 | [12 empty] | 7.3.3.17.5 (Remote Grid) Updates to grid topology to minimize risk of ignition in HFTDs Remote GridWLDFREquipment / facility failureAggregated | WLDFR | HFTD - Distribution - Tier 2 - 1QU CoRE ¦ 5QU LoRE | Red Flag Warning - Large Fires | Equipment / facility failure | Aggregated | 2025 | 2.8451e-05 | 1601.5759 | 0.045567 | 2025 | Mitigation | 0.95 | 45 | 0 | esc | 0.00097009 | 2.76e-08 | 0.00097009 | 2.76e-08
[79 empty] | WLDFR | HFTD - Distribution - Tier 2 - 4QU CoRE ¦ 4QU LoRE | Red Flag Warning - Catastrophic Fires | 2026 | 7.1202e-09 | 7.1202e-09 | 14664.6376 | 233.2301 | 8896.516 | 5534.8915 | 0 | 0 | 7.3398e-06 | 0.00010442 | 0 | 0.00010442 | 0.00010442 | 0 | 0.00010442 | 0 | 2.9346e-05 | 6.4328e-05 | 0 | 6.4328e-05 | 0 | 4.2531e-06 | 8.5063e-06 | 0 | 8.5063e-06 | [12 empty] | 7.3.3.17.5 (Remote Grid) Updates to grid topology to minimize risk of ignition in HFTDs Remote GridWLDFREquipment / facility failureAggregated | WLDFR | HFTD - Distribution - Tier 2 - 1QU CoRE ¦ 5QU LoRE | Red Flag Warning - Large Fires | Equipment / facility failure | Aggregated | 2026 | 2.8451e-05 | 1601.5759 | 0.045567 | 2026 | Mitigation | 0.95 | 45 | 0 | esc | 0.00097009 | 2.76e-08 | 0.00097009 | 2.76e-08
[79 empty] | WLDFR | HFTD - Distribution - Tier 2 - 4QU CoRE ¦ 4QU LoRE | Red Flag Warning - Catastrophic Fires | 2027 | 7.1202e-09 | 7.1202e-09 | 14664.6376 | 233.2301 | 8896.516 | 5534.8915 | 0 | 0 | 7.3398e-06 | 0.00010442 | 0 | 0.00010442 | 0.00010442 | 0 | 0.00010442 | 0 | 2.9346e-05 | 6.4328e-05 | 0 | 6.4328e-05 | 0 | 4.2531e-06 | 8.5063e-06 | 0 | 8.5063e-06 | [12 empty] | 7.3.3.17.5 (Remote Grid) Updates to grid topology to minimize risk of ignition in HFTDs Remote GridWLDFREquipment / facility failureAggregated | WLDFR | HFTD - Distribution - Tier 2 - 1QU CoRE ¦ 5QU LoRE | Red Flag Warning - Large Fires | Equipment / facility failure | Aggregated | 2027 | 2.8451e-05 | 1601.5759 | 0.045567 | 2027 | Mitigation | 0.95 | 45 | 0 | esc | 0.00097009 | 2.76e-08 | 0.00097009 | 2.76e-08
[79 empty] | WLDFR | HFTD - Distribution - Tier 2 - 4QU CoRE ¦ 4QU LoRE | Red Flag Warning - Catastrophic Fires | 2028 | 7.1202e-09 | 7.1202e-09 | 15317.9909 | 247.273 | 9287.6491 | 5783.0689 | 0 | 0 | 7.3398e-06 | 0.00010907 | 0 | 0.00010907 | 0.00010907 | 0 | 0.00010907 | 0 | 2.9346e-05 | 6.4328e-05 | 0 | 6.4328e-05 | 0 | 4.2531e-06 | 8.5063e-06 | 0 | 8.5063e-06 | [12 empty] | 7.3.3.17.5 (Remote Grid) Updates to grid topology to minimize risk of ignition in HFTDs Remote GridWLDFREquipment / facility failureAggregated | WLDFR | HFTD - Distribution - Tier 2 - 1QU CoRE ¦ 5QU LoRE | Red Flag Warning - Large Fires | Equipment / facility failure | Aggregated | 2028 | 2.8451e-05 | 1601.5759 | 0.045567 | 2028 | Mitigation | 0.95 | 45 | 0 | esc | 0.00097009 | 2.76e-08 | 0.00097009 | 2.76e-08
[79 empty] | WLDFR | HFTD - Distribution - Tier 2 - 4QU CoRE ¦ 4QU LoRE | Red Flag Warning - Catastrophic Fires | 2029 | 7.1202e-09 | 7.1202e-09 | 15317.9909 | 247.273 | 9287.6491 | 5783.0689 | 0 | 0 | 7.3398e-06 | 0.00010907 | 0 | 0.00010907 | 0.00010907 | 0 | 0.00010907 | 0 | 3.0775e-05 | 6.746e-05 | 0 | 6.746e-05 | 0 | 4.2531e-06 | 8.5063e-06 | 0 | 8.5063e-06 | [12 empty] | 7.3.3.17.5 (Remote Grid) Updates to grid topology to minimize risk of ignition in HFTDs Remote GridWLDFREquipment / facility failureAggregated | WLDFR | HFTD - Distribution - Tier 2 - 1QU CoRE ¦ 5QU LoRE | Red Flag Warning - Large Fires | Equipment / facility failure | Aggregated | 2029 | 2.8451e-05 | 1601.5759 | 0.045567 | 2029 | Mitigation | 0.95 | 45 | 0 | esc | 0.00097009 | 2.76e-08 | 0.00097009 | 2.76e-08
[79 empty] | WLDFR | HFTD - Distribution - Tier 2 - 4QU CoRE ¦ 4QU LoRE | Red Flag Warning - Catastrophic Fires | 2030 | 7.1202e-09 | 7.1202e-09 | 15317.9909 | 247.273 | 9287.6491 | 5783.0689 | 0 | 0 | 7.3398e-06 | 0.00010907 | 0 | 0.00010907 | 0.00010907 | 0 | 0.00010907 | 0 | 3.0775e-05 | 6.746e-05 | 0 | 6.746e-05 | 0 | 4.5188e-06 | 9.0376e-06 | 0 | 9.0376e-06 | [12 empty] | 7.3.3.17.5 (Remote Grid) Updates to grid topology to minimize risk of ignition in HFTDs Remote GridWLDFREquipment / facility failureAggregated | WLDFR | HFTD - Distribution - Tier 2 - 1QU CoRE ¦ 5QU LoRE | Red Flag Warning - Large Fires | Equipment / facility failure | Aggregated | 2030 | 2.8451e-05 | 1601.5759 | 0.045567 | 2030 | Mitigation | 0.95 | 45 | 0 | esc | 0.00097009 | 2.76e-08 | 0.00097009 | 2.76e-08
[79 empty] | WLDFR | HFTD - Distribution - Tier 2 - 4QU CoRE ¦ 4QU LoRE | Red Flag Warning - Catastrophic Fires | 2031 | 7.1202e-09 | 7.1202e-09 | 15317.9909 | 247.273 | 9287.6491 | 5783.0689 | 0 | 0 | 7.3398e-06 | 0.00010907 | 0 | 0.00010907 | 0.00010907 | 0 | 0.00010907 | 0 | 3.0775e-05 | 6.746e-05 | 0 | 6.746e-05 | 0 | 4.5188e-06 | 9.0376e-06 | 0 | 9.0376e-06 | [12 empty] | 7.3.3.17.5 (Remote Grid) Updates to grid topology to minimize risk of ignition in HFTDs Remote GridWLDFREquipment / facility failureAggregated | WLDFR | HFTD - Distribution - Tier 2 - 1QU CoRE ¦ 5QU LoRE | Red Flag Warning - Large Fires | Equipment / facility failure | Aggregated | 2031 | 2.8451e-05 | 1601.5759 | 0.045567 | 2031 | Mitigation | 0.95 | 45 | 0 | esc | 0.00097009 | 2.76e-08 | 0.00097009 | 2.76e-08
[79 empty] | WLDFR | HFTD - Distribution - Tier 2 - 4QU CoRE ¦ 4QU LoRE | Red Flag Warning - Catastrophic Fires | 2032 | 7.1202e-09 | 7.1202e-09 | 15317.9909 | 247.273 | 9287.6491 | 5783.0689 | 0 | 0 | 7.3398e-06 | 0.00010907 | 0 | 0.00010907 | 0.00010907 | 0 | 0.00010907 | 0 | 3.0775e-05 | 6.746e-05 | 0 | 6.746e-05 | 0 | 4.5188e-06 | 9.0376e-06 | 0 | 9.0376e-06 | [12 empty] | 7.3.3.17.5 (Remote Grid) Updates to grid topology to minimize risk of ignition in HFTDs Remote GridWLDFREquipment / facility failureAggregated | WLDFR | HFTD - Distribution - Tier 2 - 1QU CoRE ¦ 5QU LoRE | Red Flag Warning - Large Fires | Equipment / facility failure | Aggregated | 2032 | 2.8451e-05 | 1601.5759 | 0.045567 | 2032 | Mitigation | 0.95 | 45 | 0 | esc | 0.00097009 | 2.76e-08 | 0.00097009 | 2.76e-08
[79 empty] | WLDFR | HFTD - Distribution - Tier 2 - 4QU CoRE ¦ 4QU LoRE | Red Flag Warning - Catastrophic Fires | 2033 | 7.1202e-09 | 7.1202e-09 | 16044.1264 | 263.1074 | 9721.74 | 6059.2791 | 0 | 0 | 7.3398e-06 | 0.00011424 | 0 | 0.00011424 | 0.00011424 | 0 | 0.00011424 | 0 | 3.0775e-05 | 6.746e-05 | 0 | 6.746e-05 | 0 | 4.5188e-06 | 9.0376e-06 | 0 | 9.0376e-06 | [12 empty] | 7.3.3.17.5 (Remote Grid) Updates to grid topology to minimize risk of ignition in HFTDs Remote GridWLDFREquipment / facility failureAggregated | WLDFR | HFTD - Distribution - Tier 2 - 1QU CoRE ¦ 5QU LoRE | Red Flag Warning - Large Fires | Equipment / facility failure | Aggregated | 2033 | 2.8451e-05 | 1601.5759 | 0.045567 | 2033 | Mitigation | 0.95 | 45 | 0 | esc | 0.00097009 | 2.76e-08 | 0.00097009 | 2.76e-08
[79 empty] | WLDFR | HFTD - Distribution - Tier 2 - 4QU CoRE ¦ 4QU LoRE | Red Flag Warning - Catastrophic Fires | 2034 | 7.1202e-09 | 7.1202e-09 | 16044.1264 | 263.1074 | 9721.74 | 6059.2791 | 0 | 0 | 7.3398e-06 | 0.00011424 | 0 | 0.00011424 | 0.00011424 | 0 | 0.00011424 | 0 | 3.2231e-05 | 7.0652e-05 | 0 | 7.0652e-05 | 0 | 4.5188e-06 | 9.0376e-06 | 0 | 9.0376e-06 | [12 empty] | 7.3.3.17.5 (Remote Grid) Updates to grid topology to minimize risk of ignition in HFTDs Remote GridWLDFREquipment / facility failureAggregated | WLDFR | HFTD - Distribution - Tier 2 - 1QU CoRE ¦ 5QU LoRE | Red Flag Warning - Large Fires | Equipment / facility failure | Aggregated | 2034 | 2.8451e-05 | 1601.5759 | 0.045567 | 2034 | Mitigation | 0.95 | 45 | 0 | esc | 0.00097009 | 2.76e-08 | 0.00097009 | 2.76e-08
[79 empty] | WLDFR | HFTD - Distribution - Tier 2 - 4QU CoRE ¦ 4QU LoRE | Red Flag Warning - Catastrophic Fires | 2035 | 7.1202e-09 | 7.1202e-09 | 16044.1264 | 263.1074 | 9721.74 | 6059.2791 | 0 | 0 | 7.3398e-06 | 0.00011424 | 0 | 0.00011424 | 0.00011424 | 0 | 0.00011424 | 0 | 3.2231e-05 | 7.0652e-05 | 0 | 7.0652e-05 | 0 | 4.8094e-06 | 9.6187e-06 | 0 | 9.6187e-06 | [12 empty] | 7.3.3.17.5 (Remote Grid) Updates to grid topology to minimize risk of ignition in HFTDs Remote GridWLDFREquipment / facility failureAggregated | WLDFR | HFTD - Distribution - Tier 2 - 1QU CoRE ¦ 5QU LoRE | Red Flag Warning - Large Fires | Equipment / facility failure | Aggregated | 2035 | 2.8451e-05 | 1601.5759 | 0.045567 | 2035 | Mitigation | 0.95 | 45 | 0 | esc | 0.00097009 | 2.76e-08 | 0.00097009 | 2.76e-08
[79 empty] | WLDFR | HFTD - Distribution - Tier 2 - 4QU CoRE ¦ 4QU LoRE | Red Flag Warning - Catastrophic Fires | 2036 | 7.1202e-09 | 7.1202e-09 | 16044.1264 | 263.1074 | 9721.74 | 6059.2791 | 0 | 0 | 7.3398e-06 | 0.00011424 | 0 | 0.00011424 | 0.00011424 | 0 | 0.00011424 | 0 | 3.2231e-05 | 7.0652e-05 | 0 | 7.0652e-05 | 0 | 4.8094e-06 | 9.6187e-06 | 0 | 9.6187e-06 | [12 empty] | 7.3.3.17.5 (Remote Grid) Updates to grid topology to minimize risk of ignition in HFTDs Remote GridWLDFREquipment / facility failureAggregated | WLDFR | HFTD - Distribution - Tier 2 - 1QU CoRE ¦ 5QU LoRE | Red Flag Warning - Large Fires | Equipment / facility failure | Aggregated | 2036 | 2.8451e-05 | 1601.5759 | 0.045567 | 2036 | Mitigation | 0.95 | 45 | 0 | esc | 0.00097009 | 2.76e-08 | 0.00097009 | 2.76e-08
[79 empty] | WLDFR | HFTD - Distribution - Tier 2 - 4QU CoRE ¦ 4QU LoRE | Red Flag Warning - Catastrophic Fires | 2037 | 7.1202e-09 | 7.1202e-09 | 16044.1264 | 263.1074 | 9721.74 | 6059.2791 | 0 | 0 | 7.3398e-06 | 0.00011424 | 0 | 0.00011424 | 0.00011424 | 0 | 0.00011424 | 0 | 3.2231e-05 | 7.0652e-05 | 0 | 7.0652e-05 | 0 | 4.8094e-06 | 9.6187e-06 | 0 | 9.6187e-06 | [12 empty] | 7.3.3.17.5 (Remote Grid) Updates to grid topology to minimize risk of ignition in HFTDs Remote GridWLDFREquipment / facility failureAggregated | WLDFR | HFTD - Distribution - Tier 2 - 1QU CoRE ¦ 5QU LoRE | Red Flag Warning - Large Fires | Equipment / facility failure | Aggregated | 2037 | 2.8451e-05 | 1601.5759 | 0.045567 | 2037 | Mitigation | 0.95 | 45 | 0 | esc | 0.00097009 | 2.76e-08 | 0.00097009 | 2.76e-08
[79 empty] | WLDFR | HFTD - Distribution - Tier 2 - 4QU CoRE ¦ 4QU LoRE | Red Flag Warning - Catastrophic Fires | 2038 | 7.1202e-09 | 7.1202e-09 | 16832.3912 | 280.5544 | 10192.2718 | 6359.5651 | 0 | 0 | 7.3398e-06 | 0.00011985 | 0 | 0.00011985 | 0.00011985 | 0 | 0.00011985 | 0 | 3.2231e-05 | 7.0652e-05 | 0 | 7.0652e-05 | 0 | 4.8094e-06 | 9.6187e-06 | 0 | 9.6187e-06 | [12 empty] | 7.3.3.17.5 (Remote Grid) Updates to grid topology to minimize risk of ignition in HFTDs Remote GridWLDFREquipment / facility failureAggregated | WLDFR | HFTD - Distribution - Tier 2 - 1QU CoRE ¦ 5QU LoRE | Red Flag Warning - Large Fires | Equipment / facility failure | Aggregated | 2038 | 2.8451e-05 | 1601.5759 | 0.045567 | 2038 | Mitigation | 0.95 | 45 | 0 | esc | 0.00097009 | 2.76e-08 | 0.00097009 | 2.76e-08
[79 empty] | WLDFR | HFTD - Distribution - Tier 2 - 4QU CoRE ¦ 4QU LoRE | Red Flag Warning - Catastrophic Fires | 2039 | 7.1202e-09 | 7.1202e-09 | 16832.3912 | 280.5544 | 10192.2718 | 6359.5651 | 0 | 0 | 7.3398e-06 | 0.00011985 | 0 | 0.00011985 | 0.00011985 | 0 | 0.00011985 | 0 | 3.3698e-05 | 7.3866e-05 | 0 | 7.3866e-05 | 0 | 4.8094e-06 | 9.6187e-06 | 0 | 9.6187e-06 | [12 empty] | 7.3.3.17.5 (Remote Grid) Updates to grid topology to minimize risk of ignition in HFTDs Remote GridWLDFREquipment / facility failureAggregated | WLDFR | HFTD - Distribution - Tier 2 - 1QU CoRE ¦ 5QU LoRE | Red Flag Warning - Large Fires | Equipment / facility failure | Aggregated | 2039 | 2.8451e-05 | 1601.5759 | 0.045567 | 2039 | Mitigation | 0.95 | 45 | 0 | esc | 0.00097009 | 2.76e-08 | 0.00097009 | 2.76e-08
[79 empty] | WLDFR | HFTD - Distribution - Tier 2 - 4QU CoRE ¦ 4QU LoRE | Red Flag Warning - Catastrophic Fires | 2040 | 7.1202e-09 | 7.1202e-09 | 16832.3912 | 280.5544 | 10192.2718 | 6359.5651 | 0 | 0 | 7.3398e-06 | 0.00011985 | 0 | 0.00011985 | 0.00011985 | 0 | 0.00011985 | 0 | 3.3698e-05 | 7.3866e-05 | 0 | 7.3866e-05 | 0 | 5.1224e-06 | 1.0245e-05 | 0 | 1.0245e-05 | [12 empty] | 7.3.3.17.5 (Remote Grid) Updates to grid topology to minimize risk of ignition in HFTDs Remote GridWLDFREquipment / facility failureAggregated | WLDFR | HFTD - Distribution - Tier 2 - 1QU CoRE ¦ 5QU LoRE | Red Flag Warning - Large Fires | Equipment / facility failure | Aggregated | 2040 | 2.8451e-05 | 1601.5759 | 0.045567 | 2040 | Mitigation | 0.95 | 45 | 0 | esc | 0.00097009 | 2.76e-08 | 0.00097009 | 2.76e-08
[79 empty] | WLDFR | HFTD - Distribution - Tier 2 - 4QU CoRE ¦ 4QU LoRE | Red Flag Warning - Catastrophic Fires | 2041 | 7.1202e-09 | 7.1202e-09 | 16832.3912 | 280.5544 | 10192.2718 | 6359.5651 | 0 | 0 | 7.3398e-06 | 0.00011985 | 0 | 0.00011985 | 0.00011985 | 0 | 0.00011985 | 0 | 3.3698e-05 | 7.3866e-05 | 0 | 7.3866e-05 | 0 | 5.1224e-06 | 1.0245e-05 | 0 | 1.0245e-05 | [12 empty] | 7.3.3.17.5 (Remote Grid) Updates to grid topology to minimize risk of ignition in HFTDs Remote GridWLDFREquipment / facility failureAggregated | WLDFR | HFTD - Distribution - Tier 2 - 1QU CoRE ¦ 5QU LoRE | Red Flag Warning - Large Fires | Equipment / facility failure | Aggregated | 2041 | 2.8451e-05 | 1601.5759 | 0.045567 | 2041 | Mitigation | 0.95 | 45 | 0 | esc | 0.00097009 | 2.76e-08 | 0.00097009 | 2.76e-08
[79 empty] | WLDFR | HFTD - Distribution - Tier 2 - 4QU CoRE ¦ 4QU LoRE | Red Flag Warning - Catastrophic Fires | 2042 | 7.1202e-09 | 7.1202e-09 | 16832.3912 | 280.5544 | 10192.2718 | 6359.5651 | 0 | 0 | 7.3398e-06 | 0.00011985 | 0 | 0.00011985 | 0.00011985 | 0 | 0.00011985 | 0 | 3.3698e-05 | 7.3866e-05 | 0 | 7.3866e-05 | 0 | 5.1224e-06 | 1.0245e-05 | 0 | 1.0245e-05 | [12 empty] | 7.3.3.17.5 (Remote Grid) Updates to grid topology to minimize risk of ignition in HFTDs Remote GridWLDFREquipment / facility failureAggregated | WLDFR | HFTD - Distribution - Tier 2 - 1QU CoRE ¦ 5QU LoRE | Red Flag Warning - Large Fires | Equipment / facility failure | Aggregated | 2042 | 2.8451e-05 | 1601.5759 | 0.045567 | 2042 | Mitigation | 0.95 | 45 | 0 | esc | 0.00097009 | 2.76e-08 | 0.00097009 | 2.76e-08
[79 empty] | WLDFR | HFTD - Distribution - Tier 2 - 4QU CoRE ¦ 4QU LoRE | Red Flag Warning - Catastrophic Fires | 2043 | 7.1202e-09 | 7.1202e-09 | 17672.0852 | 299.42 | 10692.7362 | 6679.929 | 0 | 0 | 7.3398e-06 | 0.00012583 | 0 | 0.00012583 | 0.00012583 | 0 | 0.00012583 | 0 | 3.3698e-05 | 7.3866e-05 | 0 | 7.3866e-05 | 0 | 5.1224e-06 | 1.0245e-05 | 0 | 1.0245e-05 | [12 empty] | 7.3.3.17.5 (Remote Grid) Updates to grid topology to minimize risk of ignition in HFTDs Remote GridWLDFREquipment / facility failureAggregated | WLDFR | HFTD - Distribution - Tier 2 - 1QU CoRE ¦ 5QU LoRE | Red Flag Warning - Large Fires | Equipment / facility failure | Aggregated | 2043 | 2.8451e-05 | 1601.5759 | 0.045567 | 2043 | Mitigation | 0.95 | 45 | 0 | esc | 0.00097009 | 2.76e-08 | 0.00097009 | 2.76e-08
[79 empty] | WLDFR | HFTD - Distribution - Tier 2 - 4QU CoRE ¦ 4QU LoRE | Red Flag Warning - Catastrophic Fires | 2044 | 7.1202e-09 | 7.1202e-09 | 17672.0852 | 299.42 | 10692.7362 | 6679.929 | 0 | 0 | 7.3398e-06 | 0.00012583 | 0 | 0.00012583 | 0.00012583 | 0 | 0.00012583 | 0 | 3.5157e-05 | 7.7064e-05 | 0 | 7.7064e-05 | 0 | 0 | 1.0245e-05 | 0 | 1.0245e-05 | [12 empty] | 7.3.3.17.5 (Remote Grid) Updates to grid topology to minimize risk of ignition in HFTDs Remote GridWLDFREquipment / facility failureAggregated | WLDFR | HFTD - Distribution - Tier 2 - 1QU CoRE ¦ 5QU LoRE | Red Flag Warning - Large Fires | Equipment / facility failure | Aggregated | 2044 | 2.8451e-05 | 1601.5759 | 0.045567 | 2044 | Mitigation | 0.95 | 45 | 0 | esc | 0.00097009 | 2.76e-08 | 0.00097009 | 2.76e-08
[79 empty] | WLDFR | HFTD - Distribution - Tier 2 - 4QU CoRE ¦ 4QU LoRE | Red Flag Warning - Catastrophic Fires | 2045 | 7.1202e-09 | 7.1202e-09 | 17672.0852 | 299.42 | 10692.7362 | 6679.929 | 0 | 0 | 7.3398e-06 | 0.00012583 | 0 | 0.00012583 | 0.00012583 | 0 | 0.00012583 | 0 | 3.5157e-05 | 7.7064e-05 | 0 | 7.7064e-05 | 0 | 0 | 0 | 0 | 0 | [12 empty] | 7.3.3.17.5 (Remote Grid) Updates to grid topology to minimize risk of ignition in HFTDs Remote GridWLDFREquipment / facility failureAggregated | WLDFR | HFTD - Distribution - Tier 2 - 1QU CoRE ¦ 5QU LoRE | Red Flag Warning - Large Fires | Equipment / facility failure | Aggregated | 2045 | 2.8451e-05 | 1601.5759 | 0.045567 | 2045 | Mitigation | 0.95 | 45 | 0 | esc | 0.00097009 | 2.76e-08 | 0.00097009 | 2.76e-08
[79 empty] | WLDFR | HFTD - Distribution - Tier 2 - 4QU CoRE ¦ 4QU LoRE | Red Flag Warning - Catastrophic Fires | 2046 | 7.1202e-09 | 7.1202e-09 | 17672.0852 | 299.42 | 10692.7362 | 6679.929 | 0 | 0 | 7.3398e-06 | 0.00012583 | 0 | 0.00012583 | 0.00012583 | 0 | 0.00012583 | 0 | 3.5157e-05 | 7.7064e-05 | 0 | 7.7064e-05 | 0 | 0 | 0 | 0 | 0 | [12 empty] | 7.3.3.17.5 (Remote Grid) Updates to grid topology to minimize risk of ignition in HFTDs Remote GridWLDFREquipment / facility failureAggregated | WLDFR | HFTD - Distribution - Tier 2 - 1QU CoRE ¦ 5QU LoRE | Red Flag Warning - Large Fires | Equipment / facility failure | Aggregated | 2046 | 2.8451e-05 | 1601.5759 | 0.045567 | 2046 | Mitigation | 0.95 | 45 | 0 | esc | 0.00097009 | 2.76e-08 | 0.00097009 | 2.76e-08
[79 empty] | WLDFR | HFTD - Distribution - Tier 2 - 4QU CoRE ¦ 4QU LoRE | Red Flag Warning - Catastrophic Fires | 2047 | 7.1202e-09 | 7.1202e-09 | 17672.0852 | 299.42 | 10692.7362 | 6679.929 | 0 | 0 | 7.3398e-06 | 0.00012583 | 0 | 0.00012583 | 0.00012583 | 0 | 0.00012583 | 0 | 0 | 7.7064e-05 | 0 | 7.7064e-05 | 0 | 1.3706e-07 | 0 | 0 | 0 | [12 empty] | 7.3.3.17.5 (Remote Grid) Updates to grid topology to minimize risk of ignition in HFTDs Remote GridWLDFREquipment / facility failureAggregated | WLDFR | HFTD - Distribution - Tier 2 - 1QU CoRE ¦ 5QU LoRE | Red Flag Warning - Large Fires | Equipment / facility failure | Aggregated | 2047 | 2.8451e-05 | 1601.5759 | 0.045567 | 2047 | Mitigation | 0.95 | 45 | 0 | esc | 0.00097009 | 2.76e-08 | 0.00097009 | 2.76e-08
[79 empty] | WLDFR | HFTD - Distribution - Tier 2 - 4QU CoRE ¦ 4QU LoRE | Red Flag Warning - Catastrophic Fires | 2048 | 7.1202e-09 | 7.1202e-09 | 18552.3348 | 319.4911 | 11216.5626 | 7016.281 | 0 | 0 | 7.3398e-06 | 0.0001321 | 0 | 0.0001321 | 0.0001321 | 0 | 0.0001321 | 0 | 0 | 0 | 0 | 0 | 0 | 1.4147e-07 | 2.8294e-07 | 0 | 2.8294e-07 | [12 empty] | 7.3.3.17.5 (Remote Grid) Updates to grid topology to minimize risk of ignition in HFTDs Remote GridWLDFREquipment / facility failureAggregated | WLDFR | HFTD - Distribution - Tier 2 - 1QU CoRE ¦ 5QU LoRE | Red Flag Warning - Large Fires | Equipment / facility failure | Aggregated | 2048 | 2.8451e-05 | 1601.5759 | 0.045567 | 2048 | Mitigation | 0.95 | 45 | 0 | esc | 0.00097009 | 2.76e-08 | 0.00097009 | 2.76e-08
[79 empty] | WLDFR | HFTD - Distribution - Tier 2 - 4QU CoRE ¦ 4QU LoRE | Red Flag Warning - Catastrophic Fires | 2049 | 7.1202e-09 | 7.1202e-09 | 18552.3348 | 319.4911 | 11216.5626 | 7016.281 | 0 | 0 | 7.3398e-06 | 0.0001321 | 0 | 0.0001321 | 0.0001321 | 0 | 0.0001321 | 0 | 1.7525e-07 | 0 | 0 | 0 | 0 | 1.4147e-07 | 2.8294e-07 | 0 | 2.8294e-07 | [12 empty] | 7.3.3.17.5 (Remote Grid) Updates to grid topology to minimize risk of ignition in HFTDs Remote GridWLDFREquipment / facility failureAggregated | WLDFR | HFTD - Distribution - Tier 2 - 1QU CoRE ¦ 5QU LoRE | Red Flag Warning - Large Fires | Equipment / facility failure | Aggregated | 2049 | 2.8451e-05 | 1601.5759 | 0.045567 | 2049 | Mitigation | 0.95 | 45 | 0 | esc | 0.00097009 | 2.76e-08 | 0.00097009 | 2.76e-08
[79 empty] | WLDFR | HFTD - Distribution - Tier 2 - 4QU CoRE ¦ 4QU LoRE | Red Flag Warning - Catastrophic Fires | 2050 | 7.1202e-09 | 7.1202e-09 | 18552.3348 | 319.4911 | 11216.5626 | 7016.281 | 0 | 0 | 7.3398e-06 | 0.0001321 | 0 | 0.0001321 | 0.0001321 | 0 | 0.0001321 | 0 | 1.8309e-07 | 4.0134e-07 | 0 | 4.0134e-07 | 0 | 1.4147e-07 | 2.8294e-07 | 0 | 2.8294e-07 | [12 empty] | 7.3.3.17.5 (Remote Grid) Updates to grid topology to minimize risk of ignition in HFTDs Remote GridWLDFREquipment / facility failureAggregated | WLDFR | HFTD - Distribution - Tier 2 - 1QU CoRE ¦ 5QU LoRE | Red Flag Warning - Large Fires | Equipment / facility failure | Aggregated | 2050 | 2.8451e-05 | 1601.5759 | 0.045567 | 2050 | Mitigation | 0.95 | 45 | 0 | esc | 0.00097009 | 2.76e-08 | 0.00097009 | 2.76e-08
[79 empty] | WLDFR | HFTD - Distribution - Tier 2 - 4QU CoRE ¦ 4QU LoRE | Red Flag Warning - Catastrophic Fires | 2051 | 7.1202e-09 | 7.1202e-09 | 18552.3348 | 319.4911 | 11216.5626 | 7016.281 | 0 | 0 | 7.3398e-06 | 0.0001321 | 0 | 0.0001321 | 0.0001321 | 0 | 0.0001321 | 0 | 1.8309e-07 | 4.0134e-07 | 0 | 4.0134e-07 | 0 | 1.4147e-07 | 2.8294e-07 | 0 | 2.8294e-07 | [12 empty] | 7.3.3.17.5 (Remote Grid) Updates to grid topology to minimize risk of ignition in HFTDs Remote GridWLDFREquipment / facility failureAggregated | WLDFR | HFTD - Distribution - Tier 2 - 1QU CoRE ¦ 5QU LoRE | Red Flag Warning - Large Fires | Equipment / facility failure | Aggregated | 2051 | 2.8451e-05 | 1601.5759 | 0.045567 | 2051 | Mitigation | 0.95 | 45 | 0 | esc | 0.00097009 | 2.76e-08 | 0.00097009 | 2.76e-08
[79 empty] | WLDFR | HFTD - Distribution - Tier 2 - 4QU CoRE ¦ 4QU LoRE | Red Flag Warning - Catastrophic Fires | 2052 | 7.1202e-09 | 7.1202e-09 | 18552.3348 | 319.4911 | 11216.5626 | 7016.281 | 0 | 0 | 7.3398e-06 | 0.0001321 | 0 | 0.0001321 | 0.0001321 | 0 | 0.0001321 | 0 | 1.8309e-07 | 4.0134e-07 | 0 | 4.0134e-07 | 0 | 1.4147e-07 | 2.8294e-07 | 0 | 2.8294e-07 | [12 empty] | 7.3.3.17.5 (Remote Grid) Updates to grid topology to minimize risk of ignition in HFTDs Remote GridWLDFREquipment / facility failureAggregated | WLDFR | HFTD - Distribution - Tier 2 - 1QU CoRE ¦ 5QU LoRE | Red Flag Warning - Large Fires | Equipment / facility failure | Aggregated | 2052 | 2.8451e-05 | 1601.5759 | 0.045567 | 2052 | Mitigation | 0.95 | 45 | 0 | esc | 0.00097009 | 2.76e-08 | 0.00097009 | 2.76e-08
[79 empty] | WLDFR | HFTD - Distribution - Tier 2 - 4QU CoRE ¦ 4QU LoRE | Red Flag Warning - Catastrophic Fires | 2053 | 7.1202e-09 | 7.1202e-09 | 19462.1283 | 340.5356 | 11757.1413 | 7364.4514 | 0 | 0 | 7.3398e-06 | 0.00013858 | 0 | 0.00013858 | 0.00013858 | 0 | 0.00013858 | 0 | 1.8309e-07 | 4.0134e-07 | 0 | 4.0134e-07 | 0 | 1.471e-07 | 2.942e-07 | 0 | 2.942e-07 | [12 empty] | 7.3.3.17.5 (Remote Grid) Updates to grid topology to minimize risk of ignition in HFTDs Remote GridWLDFREquipment / facility failureAggregated | WLDFR | HFTD - Distribution - Tier 2 - 1QU CoRE ¦ 5QU LoRE | Red Flag Warning - Large Fires | Equipment / facility failure | Aggregated | 2053 | 2.8451e-05 | 1601.5759 | 0.045567 | 2053 | Mitigation | 0.95 | 45 | 0 | esc | 0.00097009 | 2.76e-08 | 0.00097009 | 2.76e-08
[79 empty] | WLDFR | HFTD - Distribution - Tier 2 - 4QU CoRE ¦ 4QU LoRE | Red Flag Warning - Catastrophic Fires | 2054 | 7.1202e-09 | 7.1202e-09 | 19462.1283 | 340.5356 | 11757.1413 | 7364.4514 | 0 | 0 | 7.3398e-06 | 0.00013858 | 0 | 0.00013858 | 0.00013858 | 0 | 0.00013858 | 0 | 1.8309e-07 | 4.0134e-07 | 0 | 4.0134e-07 | 0 | 1.471e-07 | 2.942e-07 | 0 | 2.942e-07 | [12 empty] | 7.3.3.17.5 (Remote Grid) Updates to grid topology to minimize risk of ignition in HFTDs Remote GridWLDFREquipment / facility failureAggregated | WLDFR | HFTD - Distribution - Tier 2 - 1QU CoRE ¦ 5QU LoRE | Red Flag Warning - Large Fires | Equipment / facility failure | Aggregated | 2054 | 2.8451e-05 | 1601.5759 | 0.045567 | 2054 | Mitigation | 0.95 | 45 | 0 | esc | 0.00097009 | 2.76e-08 | 0.00097009 | 2.76e-08
[79 empty] | WLDFR | HFTD - Distribution - Tier 2 - 4QU CoRE ¦ 4QU LoRE | Red Flag Warning - Catastrophic Fires | 2055 | 7.1202e-09 | 7.1202e-09 | 19462.1283 | 340.5356 | 11757.1413 | 7364.4514 | 0 | 0 | 7.3398e-06 | 0.00013858 | 0 | 0.00013858 | 0.00013858 | 0 | 0.00013858 | 0 | 1.9319e-07 | 4.2348e-07 | 0 | 4.2348e-07 | 0 | 1.471e-07 | 2.942e-07 | 0 | 2.942e-07 | [12 empty] | 7.3.3.17.5 (Remote Grid) Updates to grid topology to minimize risk of ignition in HFTDs Remote GridWLDFREquipment / facility failureAggregated | WLDFR | HFTD - Distribution - Tier 2 - 1QU CoRE ¦ 5QU LoRE | Red Flag Warning - Large Fires | Equipment / facility failure | Aggregated | 2055 | 2.8451e-05 | 1601.5759 | 0.045567 | 2055 | Mitigation | 0.95 | 45 | 0 | esc | 0.00097009 | 2.76e-08 | 0.00097009 | 2.76e-08
[79 empty] | WLDFR | HFTD - Distribution - Tier 2 - 4QU CoRE ¦ 4QU LoRE | Red Flag Warning - Catastrophic Fires | 2056 | 7.1202e-09 | 7.1202e-09 | 19462.1283 | 340.5356 | 11757.1413 | 7364.4514 | 0 | 0 | 7.3398e-06 | 0.00013858 | 0 | 0.00013858 | 0.00013858 | 0 | 0.00013858 | 0 | 1.9319e-07 | 4.2348e-07 | 0 | 4.2348e-07 | 0 | 1.471e-07 | 2.942e-07 | 0 | 2.942e-07 | [12 empty] | 7.3.3.17.5 (Remote Grid) Updates to grid topology to minimize risk of ignition in HFTDs Remote GridWLDFREquipment / facility failureAggregated | WLDFR | HFTD - Distribution - Tier 2 - 1QU CoRE ¦ 5QU LoRE | Red Flag Warning - Large Fires | Equipment / facility failure | Aggregated | 2056 | 2.8451e-05 | 1601.5759 | 0.045567 | 2056 | Mitigation | 0.95 | 45 | 0 | esc | 0.00097009 | 2.76e-08 | 0.00097009 | 2.76e-08
[79 empty] | WLDFR | HFTD - Distribution - Tier 2 - 4QU CoRE ¦ 4QU LoRE | Red Flag Warning - Catastrophic Fires | 2057 | 7.1202e-09 | 7.1202e-09 | 19462.1283 | 340.5356 | 11757.1413 | 7364.4514 | 0 | 0 | 7.3398e-06 | 0.00013858 | 0 | 0.00013858 | 0.00013858 | 0 | 0.00013858 | 0 | 1.9319e-07 | 4.2348e-07 | 0 | 4.2348e-07 | 0 | 1.471e-07 | 2.942e-07 | 0 | 2.942e-07 | [12 empty] | 7.3.3.17.5 (Remote Grid) Updates to grid topology to minimize risk of ignition in HFTDs Remote GridWLDFREquipment / facility failureAggregated | WLDFR | HFTD - Distribution - Tier 2 - 1QU CoRE ¦ 5QU LoRE | Red Flag Warning - Large Fires | Equipment / facility failure | Aggregated | 2057 | 2.8451e-05 | 1601.5759 | 0.045567 | 2057 | Mitigation | 0.95 | 45 | 0 | esc | 0.00097009 | 2.76e-08 | 0.00097009 | 2.76e-08
[79 empty] | WLDFR | HFTD - Distribution - Tier 2 - 4QU CoRE ¦ 4QU LoRE | Red Flag Warning - Catastrophic Fires | 2058 | 7.1202e-09 | 7.1202e-09 | 20390.4035 | 362.3049 | 12307.8747 | 7720.2238 | 0 | 0 | 7.3398e-06 | 0.00014518 | 0 | 0.00014518 | 0.00014518 | 0 | 0.00014518 | 0 | 1.9319e-07 | 4.2348e-07 | 0 | 4.2348e-07 | 0 | 1.5344e-07 | 3.0688e-07 | 0 | 3.0688e-07 | [12 empty] | 7.3.3.17.5 (Remote Grid) Updates to grid topology to minimize risk of ignition in HFTDs Remote GridWLDFREquipment / facility failureAggregated | WLDFR | HFTD - Distribution - Tier 2 - 1QU CoRE ¦ 5QU LoRE | Red Flag Warning - Large Fires | Equipment / facility failure | Aggregated | 2058 | 2.8451e-05 | 1601.5759 | 0.045567 | 2058 | Mitigation | 0.95 | 45 | 0 | esc | 0.00097009 | 2.76e-08 | 0.00097009 | 2.76e-08
[79 empty] | WLDFR | HFTD - Distribution - Tier 2 - 4QU CoRE ¦ 4QU LoRE | Red Flag Warning - Catastrophic Fires | 2059 | 7.1202e-09 | 7.1202e-09 | 20390.4035 | 362.3049 | 12307.8747 | 7720.2238 | 0 | 0 | 7.3398e-06 | 0.00014518 | 0 | 0.00014518 | 0.00014518 | 0 | 0.00014518 | 0 | 1.9319e-07 | 4.2348e-07 | 0 | 4.2348e-07 | 0 | 1.5344e-07 | 3.0688e-07 | 0 | 3.0688e-07 | [12 empty] | 7.3.3.17.5 (Remote Grid) Updates to grid topology to minimize risk of ignition in HFTDs Remote GridWLDFREquipment / facility failureAggregated | WLDFR | HFTD - Distribution - Tier 2 - 1QU CoRE ¦ 5QU LoRE | Red Flag Warning - Large Fires | Equipment / facility failure | Aggregated | 2059 | 2.8451e-05 | 1601.5759 | 0.045567 | 2059 | Mitigation | 0.95 | 45 | 0 | esc | 0.00097009 | 2.76e-08 | 0.00097009 | 2.76e-08
[79 empty] | WLDFR | HFTD - Distribution - Tier 2 - 4QU CoRE ¦ 4QU LoRE | Red Flag Warning - Catastrophic Fires | 2060 | 7.1202e-09 | 7.1202e-09 | 20390.4035 | 362.3049 | 12307.8747 | 7720.2238 | 0 | 0 | 7.3398e-06 | 0.00014518 | 0 | 0.00014518 | 0.00014518 | 0 | 0.00014518 | 0 | 2.0468e-07 | 4.4866e-07 | 0 | 4.4866e-07 | 0 | 1.5344e-07 | 3.0688e-07 | 0 | 3.0688e-07 | [12 empty] | 7.3.3.17.5 (Remote Grid) Updates to grid topology to minimize risk of ignition in HFTDs Remote GridWLDFREquipment / facility failureAggregated | WLDFR | HFTD - Distribution - Tier 2 - 1QU CoRE ¦ 5QU LoRE | Red Flag Warning - Large Fires | Equipment / facility failure | Aggregated | 2060 | 2.8451e-05 | 1601.5759 | 0.045567 | 2060 | Mitigation | 0.95 | 45 | 0 | esc | 0.00097009 | 2.76e-08 | 0.00097009 | 2.76e-08
[79 empty] | WLDFR | HFTD - Distribution - Tier 2 - 4QU CoRE ¦ 4QU LoRE | Red Flag Warning - Catastrophic Fires | 2061 | 7.1202e-09 | 7.1202e-09 | 20390.4035 | 362.3049 | 12307.8747 | 7720.2238 | 0 | 0 | 7.3398e-06 | 0.00014518 | 0 | 0.00014518 | 0.00014518 | 0 | 0.00014518 | 0 | 2.0468e-07 | 4.4866e-07 | 0 | 4.4866e-07 | 0 | 1.5344e-07 | 3.0688e-07 | 0 | 3.0688e-07 | [12 empty] | 7.3.3.17.5 (Remote Grid) Updates to grid topology to minimize risk of ignition in HFTDs Remote GridWLDFREquipment / facility failureAggregated | WLDFR | HFTD - Distribution - Tier 2 - 1QU CoRE ¦ 5QU LoRE | Red Flag Warning - Large Fires | Equipment / facility failure | Aggregated | 2061 | 2.8451e-05 | 1601.5759 | 0.045567 | 2061 | Mitigation | 0.95 | 45 | 0 | esc | 0.00097009 | 2.76e-08 | 0.00097009 | 2.76e-08
[79 empty] | WLDFR | HFTD - Distribution - Tier 2 - 4QU CoRE ¦ 4QU LoRE | Red Flag Warning - Catastrophic Fires | 2062 | 7.1202e-09 | 7.1202e-09 | 20390.4035 | 362.3049 | 12307.8747 | 7720.2238 | 0 | 0 | 7.3398e-06 | 0.00014518 | 0 | 0.00014518 | 0.00014518 | 0 | 0.00014518 | 0 | 2.0468e-07 | 4.4866e-07 | 0 | 4.4866e-07 | 0 | 1.5344e-07 | 3.0688e-07 | 0 | 3.0688e-07 | [12 empty] | 7.3.3.17.5 (Remote Grid) Updates to grid topology to minimize risk of ignition in HFTDs Remote GridWLDFREquipment / facility failureAggregated | WLDFR | HFTD - Distribution - Tier 2 - 1QU CoRE ¦ 5QU LoRE | Red Flag Warning - Large Fires | Equipment / facility failure | Aggregated | 2062 | 2.8451e-05 | 1601.5759 | 0.045567 | 2062 | Mitigation | 0.95 | 45 | 0 | esc | 0.00097009 | 2.76e-08 | 0.00097009 | 2.76e-08
[79 empty] | WLDFR | HFTD - Distribution - Tier 2 - 4QU CoRE ¦ 4QU LoRE | Red Flag Warning - Catastrophic Fires | 2063 | 7.1202e-09 | 7.1202e-09 | 21325.9188 | 384.5316 | 12862.0997 | 8079.2876 | 0 | 0 | 7.3398e-06 | 0.00015185 | 0 | 0.00015185 | 0.00015185 | 0 | 0.00015185 | 0 | 2.0468e-07 | 4.4866e-07 | 0 | 4.4866e-07 | 0 | 1.6043e-07 | 3.2086e-07 | 0 | 3.2086e-07 | [12 empty] | 7.3.3.17.5 (Remote Grid) Updates to grid topology to minimize risk of ignition in HFTDs Remote GridWLDFREquipment / facility failureAggregated | WLDFR | HFTD - Distribution - Tier 2 - 1QU CoRE ¦ 5QU LoRE | Red Flag Warning - Large Fires | Equipment / facility failure | Aggregated | 2063 | 2.8451e-05 | 1601.5759 | 0.045567 | 2063 | Mitigation | 0.95 | 45 | 0 | esc | 0.00097009 | 2.76e-08 | 0.00097009 | 2.76e-08
[79 empty] | WLDFR | HFTD - Distribution - Tier 2 - 4QU CoRE ¦ 4QU LoRE | Red Flag Warning - Catastrophic Fires | 2064 | 7.1202e-09 | 7.1202e-09 | 21325.9188 | 384.5316 | 12862.0997 | 8079.2876 | 0 | 0 | 7.3398e-06 | 0.00015185 | 0 | 0.00015185 | 0.00015185 | 0 | 0.00015185 | 0 | 2.0468e-07 | 4.4866e-07 | 0 | 4.4866e-07 | 0 | 1.6043e-07 | 3.2086e-07 | 0 | 3.2086e-07 | [12 empty] | 7.3.3.17.5 (Remote Grid) Updates to grid topology to minimize risk of ignition in HFTDs Remote GridWLDFREquipment / facility failureAggregated | WLDFR | HFTD - Distribution - Tier 2 - 1QU CoRE ¦ 5QU LoRE | Red Flag Warning - Large Fires | Equipment / facility failure | Aggregated | 2064 | 2.8451e-05 | 1601.5759 | 0.045567 | 2064 | Mitigation | 0.95 | 45 | 0 | esc | 0.00097009 | 2.76e-08 | 0.00097009 | 2.76e-08
[79 empty] | WLDFR | HFTD - Distribution - Tier 2 - 4QU CoRE ¦ 4QU LoRE | Red Flag Warning - Catastrophic Fires | 2065 | 7.1202e-09 | 7.1202e-09 | 21325.9188 | 384.5316 | 12862.0997 | 8079.2876 | 0 | 0 | 7.3398e-06 | 0.00015185 | 0 | 0.00015185 | 0.00015185 | 0 | 0.00015185 | 0 | 2.1746e-07 | 4.7668e-07 | 0 | 4.7668e-07 | 0 | 1.6043e-07 | 3.2086e-07 | 0 | 3.2086e-07 | [12 empty] | 7.3.3.17.5 (Remote Grid) Updates to grid topology to minimize risk of ignition in HFTDs Remote GridWLDFREquipment / facility failureAggregated | WLDFR | HFTD - Distribution - Tier 2 - 1QU CoRE ¦ 5QU LoRE | Red Flag Warning - Large Fires | Equipment / facility failure | Aggregated | 2065 | 2.8451e-05 | 1601.5759 | 0.045567 | 2065 | Mitigation | 0.95 | 45 | 0 | esc | 0.00097009 | 2.76e-08 | 0.00097009 | 2.76e-08
[79 empty] | WLDFR | HFTD - Distribution - Tier 2 - 4QU CoRE ¦ 4QU LoRE | Red Flag Warning - Catastrophic Fires | 2066 | 7.1202e-09 | 7.1202e-09 | 21325.9188 | 384.5316 | 12862.0997 | 8079.2876 | 0 | 0 | 7.3398e-06 | 0.00015185 | 0 | 0.00015185 | 0.00015185 | 0 | 0.00015185 | 0 | 2.1746e-07 | 4.7668e-07 | 0 | 4.7668e-07 | 0 | 1.6043e-07 | 3.2086e-07 | 0 | 3.2086e-07 | [12 empty] | 7.3.3.17.5 (Remote Grid) Updates to grid topology to minimize risk of ignition in HFTDs Remote GridWLDFREquipment / facility failureAggregated | WLDFR | HFTD - Distribution - Tier 2 - 1QU CoRE ¦ 5QU LoRE | Red Flag Warning - Large Fires | Equipment / facility failure | Aggregated | 2066 | 2.8451e-05 | 1601.5759 | 0.045567 | 2066 | Mitigation | 0.95 | 45 | 0 | esc | 0.00097009 | 2.76e-08 | 0.00097009 | 2.76e-08
[79 empty] | WLDFR | HFTD - Distribution - Tier 2 - 4QU CoRE ¦ 4QU LoRE | Red Flag Warning - Catastrophic Fires | 2067 | 0 | 7.1202e-09 | 21325.9188 | 384.5316 | 12862.0997 | 8079.2876 | 0 | 0 | 7.3398e-06 | 0 | 0 | 0 | 0.00015185 | 0 | 0.00015185 | 0 | 2.1746e-07 | 4.7668e-07 | 0 | 4.7668e-07 | 0 | 1.6043e-07 | 3.2086e-07 | 0 | 3.2086e-07 | [12 empty] | 7.3.3.17.5 (Remote Grid) Updates to grid topology to minimize risk of ignition in HFTDs Remote GridWLDFREquipment / facility failureAggregated | WLDFR | HFTD - Distribution - Tier 2 - 1QU CoRE ¦ 5QU LoRE | Red Flag Warning - Large Fires | Equipment / facility failure | Aggregated | 2067 | 2.8451e-05 | 1601.5759 | 0.045567 | 2067 | Mitigation | 0.95 | 45 | 0 | esc | 0 | 0 | 0.00097009 | 2.76e-08
[79 empty] | WLDFR | HFTD - Distribution - Tier 2 - 4QU CoRE ¦ 4QU LoRE | Red Flag Warning - Destructive Fires | 2022 | 1.2145e-09 | 0 | 8807.9522 | 222.2294 | 8585.7228 | 0 | 0 | 0 | 1.252e-06 | 1.0697e-05 | 0 | 1.0697e-05 | 0 | 0 | 0 | 0 | 2.1746e-07 | 4.7668e-07 | 0 | 4.7668e-07 | 0 | 1.68e-07 | 3.36e-07 | 0 | 3.36e-07 | [12 empty] | 7.3.3.17.5 (Remote Grid) Updates to grid topology to minimize risk of ignition in HFTDs Remote GridWLDFRVegetation ContactAggregated | WLDFR | HFTD - Distribution - Tier 2 - 1QU CoRE ¦ 5QU LoRE | Red Flag Warning - Large Fires | Vegetation Contact | Aggregated | 2022 | 2.8799e-05 | 1601.5759 | 0.046125 | 2022 | Mitigation | 0.95 | 45 | 0 | esc | 0.00097009 | 2.7938e-08 | 0 | 0
[79 empty] | WLDFR | HFTD - Distribution - Tier 2 - 4QU CoRE ¦ 4QU LoRE | Red Flag Warning - Destructive Fires | 2023 | 1.2145e-09 | 1.2145e-09 | 9129.7461 | 233.2301 | 8896.516 | 0 | 0 | 0 | 1.252e-06 | 1.1088e-05 | 0 | 1.1088e-05 | 1.1088e-05 | 0 | 1.1088e-05 | 0 | 2.1746e-07 | 4.7668e-07 | 0 | 4.7668e-07 | 0 | 1.68e-07 | 3.36e-07 | 0 | 3.36e-07 | [12 empty] | 7.3.3.17.5 (Remote Grid) Updates to grid topology to minimize risk of ignition in HFTDs Remote GridWLDFRVegetation ContactAggregated | WLDFR | HFTD - Distribution - Tier 2 - 1QU CoRE ¦ 5QU LoRE | Red Flag Warning - Large Fires | Vegetation Contact | Aggregated | 2023 | 2.8799e-05 | 1601.5759 | 0.046125 | 2023 | Mitigation | 0.95 | 45 | 0 | esc | 0.00097009 | 2.7938e-08 | 0.00097009 | 2.7938e-08
[79 empty] | WLDFR | HFTD - Distribution - Tier 2 - 4QU CoRE ¦ 4QU LoRE | Red Flag Warning - Destructive Fires | 2024 | 1.2145e-09 | 1.2145e-09 | 9129.7461 | 233.2301 | 8896.516 | 0 | 0 | 0 | 1.252e-06 | 1.1088e-05 | 0 | 1.1088e-05 | 1.1088e-05 | 0 | 1.1088e-05 | 0 | 2.3145e-07 | 5.0733e-07 | 0 | 5.0733e-07 | 0 | 1.68e-07 | 3.36e-07 | 0 | 3.36e-07 | [12 empty] | 7.3.3.17.5 (Remote Grid) Updates to grid topology to minimize risk of ignition in HFTDs Remote GridWLDFRVegetation ContactAggregated | WLDFR | HFTD - Distribution - Tier 2 - 1QU CoRE ¦ 5QU LoRE | Red Flag Warning - Large Fires | Vegetation Contact | Aggregated | 2024 | 2.8799e-05 | 1601.5759 | 0.046125 | 2024 | Mitigation | 0.95 | 45 | 0 | esc | 0.00097009 | 2.7938e-08 | 0.00097009 | 2.7938e-08
[79 empty] | WLDFR | HFTD - Distribution - Tier 2 - 4QU CoRE ¦ 4QU LoRE | Red Flag Warning - Destructive Fires | 2025 | 1.2145e-09 | 1.2145e-09 | 9129.7461 | 233.2301 | 8896.516 | 0 | 0 | 0 | 1.252e-06 | 1.1088e-05 | 0 | 1.1088e-05 | 1.1088e-05 | 0 | 1.1088e-05 | 0 | 2.3145e-07 | 5.0733e-07 | 0 | 5.0733e-07 | 0 | 1.68e-07 | 3.36e-07 | 0 | 3.36e-07 | [12 empty] | 7.3.3.17.5 (Remote Grid) Updates to grid topology to minimize risk of ignition in HFTDs Remote GridWLDFRVegetation ContactAggregated | WLDFR | HFTD - Distribution - Tier 2 - 1QU CoRE ¦ 5QU LoRE | Red Flag Warning - Large Fires | Vegetation Contact | Aggregated | 2025 | 2.8799e-05 | 1601.5759 | 0.046125 | 2025 | Mitigation | 0.95 | 45 | 0 | esc | 0.00097009 | 2.7938e-08 | 0.00097009 | 2.7938e-08
[79 empty] | WLDFR | HFTD - Distribution - Tier 2 - 4QU CoRE ¦ 4QU LoRE | Red Flag Warning - Destructive Fires | 2026 | 1.2145e-09 | 1.2145e-09 | 9129.7461 | 233.2301 | 8896.516 | 0 | 0 | 0 | 1.252e-06 | 1.1088e-05 | 0 | 1.1088e-05 | 1.1088e-05 | 0 | 1.1088e-05 | 0 | 2.3145e-07 | 5.0733e-07 | 0 | 5.0733e-07 | 0 | 1.68e-07 | 3.36e-07 | 0 | 3.36e-07 | [12 empty] | 7.3.3.17.5 (Remote Grid) Updates to grid topology to minimize risk of ignition in HFTDs Remote GridWLDFRVegetation ContactAggregated | WLDFR | HFTD - Distribution - Tier 2 - 1QU CoRE ¦ 5QU LoRE | Red Flag Warning - Large Fires | Vegetation Contact | Aggregated | 2026 | 2.8799e-05 | 1601.5759 | 0.046125 | 2026 | Mitigation | 0.95 | 45 | 0 | esc | 0.00097009 | 2.7938e-08 | 0.00097009 | 2.7938e-08
[79 empty] | WLDFR | HFTD - Distribution - Tier 2 - 4QU CoRE ¦ 4QU LoRE | Red Flag Warning - Destructive Fires | 2027 | 1.2145e-09 | 1.2145e-09 | 9129.7461 | 233.2301 | 8896.516 | 0 | 0 | 0 | 1.252e-06 | 1.1088e-05 | 0 | 1.1088e-05 | 1.1088e-05 | 0 | 1.1088e-05 | 0 | 2.3145e-07 | 5.0733e-07 | 0 | 5.0733e-07 | 0 | 1.7607e-07 | 3.5213e-07 | 0 | 3.5213e-07 | [12 empty] | 7.3.3.17.5 (Remote Grid) Updates to grid topology to minimize risk of ignition in HFTDs Remote GridWLDFRVegetation ContactAggregated | WLDFR | HFTD - Distribution - Tier 2 - 1QU CoRE ¦ 5QU LoRE | Red Flag Warning - Large Fires | Vegetation Contact | Aggregated | 2027 | 2.8799e-05 | 1601.5759 | 0.046125 | 2027 | Mitigation | 0.95 | 45 | 0 | esc | 0.00097009 | 2.7938e-08 | 0.00097009 | 2.7938e-08
[79 empty] | WLDFR | HFTD - Distribution - Tier 2 - 4QU CoRE ¦ 4QU LoRE | Red Flag Warning - Destructive Fires | 2028 | 1.2145e-09 | 1.2145e-09 | 9534.9221 | 247.273 | 9287.6491 | 0 | 0 | 0 | 1.252e-06 | 1.158e-05 | 0 | 1.158e-05 | 1.158e-05 | 0 | 1.158e-05 | 0 | 2.3145e-07 | 5.0733e-07 | 0 | 5.0733e-07 | 0 | 1.7607e-07 | 3.5213e-07 | 0 | 3.5213e-07 | [12 empty] | 7.3.3.17.5 (Remote Grid) Updates to grid topology to minimize risk of ignition in HFTDs Remote GridWLDFRVegetation ContactAggregated | WLDFR | HFTD - Distribution - Tier 2 - 1QU CoRE ¦ 5QU LoRE | Red Flag Warning - Large Fires | Vegetation Contact | Aggregated | 2028 | 2.8799e-05 | 1601.5759 | 0.046125 | 2028 | Mitigation | 0.95 | 45 | 0 | esc | 0.00097009 | 2.7938e-08 | 0.00097009 | 2.7938e-08
[79 empty] | WLDFR | HFTD - Distribution - Tier 2 - 4QU CoRE ¦ 4QU LoRE | Red Flag Warning - Destructive Fires | 2029 | 1.2145e-09 | 1.2145e-09 | 9534.9221 | 247.273 | 9287.6491 | 0 | 0 | 0 | 1.252e-06 | 1.158e-05 | 0 | 1.158e-05 | 1.158e-05 | 0 | 1.158e-05 | 0 | 2.4651e-07 | 5.4035e-07 | 0 | 5.4035e-07 | 0 | 1.7607e-07 | 3.5213e-07 | 0 | 3.5213e-07 | [12 empty] | 7.3.3.17.5 (Remote Grid) Updates to grid topology to minimize risk of ignition in HFTDs Remote GridWLDFRVegetation ContactAggregated | WLDFR | HFTD - Distribution - Tier 2 - 1QU CoRE ¦ 5QU LoRE | Red Flag Warning - Large Fires | Vegetation Contact | Aggregated | 2029 | 2.8799e-05 | 1601.5759 | 0.046125 | 2029 | Mitigation | 0.95 | 45 | 0 | esc | 0.00097009 | 2.7938e-08 | 0.00097009 | 2.7938e-08
[79 empty] | WLDFR | HFTD - Distribution - Tier 2 - 4QU CoRE ¦ 4QU LoRE | Red Flag Warning - Destructive Fires | 2030 | 1.2145e-09 | 1.2145e-09 | 9534.9221 | 247.273 | 9287.6491 | 0 | 0 | 0 | 1.252e-06 | 1.158e-05 | 0 | 1.158e-05 | 1.158e-05 | 0 | 1.158e-05 | 0 | 2.4651e-07 | 5.4035e-07 | 0 | 5.4035e-07 | 0 | 1.7607e-07 | 3.5213e-07 | 0 | 3.5213e-07 | [12 empty] | 7.3.3.17.5 (Remote Grid) Updates to grid topology to minimize risk of ignition in HFTDs Remote GridWLDFRVegetation ContactAggregated | WLDFR | HFTD - Distribution - Tier 2 - 1QU CoRE ¦ 5QU LoRE | Red Flag Warning - Large Fires | Vegetation Contact | Aggregated | 2030 | 2.8799e-05 | 1601.5759 | 0.046125 | 2030 | Mitigation | 0.95 | 45 | 0 | esc | 0.00097009 | 2.7938e-08 | 0.00097009 | 2.7938e-08
[79 empty] | WLDFR | HFTD - Distribution - Tier 2 - 4QU CoRE ¦ 4QU LoRE | Red Flag Warning - Destructive Fires | 2031 | 1.2145e-09 | 1.2145e-09 | 9534.9221 | 247.273 | 9287.6491 | 0 | 0 | 0 | 1.252e-06 | 1.158e-05 | 0 | 1.158e-05 | 1.158e-05 | 0 | 1.158e-05 | 0 | 2.4651e-07 | 5.4035e-07 | 0 | 5.4035e-07 | 0 | 0 | 3.5213e-07 | 0 | 3.5213e-07 | [12 empty] | 7.3.3.17.5 (Remote Grid) Updates to grid topology to minimize risk of ignition in HFTDs Remote GridWLDFRVegetation ContactAggregated | WLDFR | HFTD - Distribution - Tier 2 - 1QU CoRE ¦ 5QU LoRE | Red Flag Warning - Large Fires | Vegetation Contact | Aggregated | 2031 | 2.8799e-05 | 1601.5759 | 0.046125 | 2031 | Mitigation | 0.95 | 45 | 0 | esc | 0.00097009 | 2.7938e-08 | 0.00097009 | 2.7938e-08
[79 empty] | WLDFR | HFTD - Distribution - Tier 2 - 4QU CoRE ¦ 4QU LoRE | Red Flag Warning - Destructive Fires | 2032 | 1.2145e-09 | 1.2145e-09 | 9534.9221 | 247.273 | 9287.6491 | 0 | 0 | 0 | 1.252e-06 | 1.158e-05 | 0 | 1.158e-05 | 1.158e-05 | 0 | 1.158e-05 | 0 | 2.4651e-07 | 5.4035e-07 | 0 | 5.4035e-07 | 0 | 0 | 0 | 0 | 0 | [12 empty] | 7.3.3.17.5 (Remote Grid) Updates to grid topology to minimize risk of ignition in HFTDs Remote GridWLDFRVegetation ContactAggregated | WLDFR | HFTD - Distribution - Tier 2 - 1QU CoRE ¦ 5QU LoRE | Red Flag Warning - Large Fires | Vegetation Contact | Aggregated | 2032 | 2.8799e-05 | 1601.5759 | 0.046125 | 2032 | Mitigation | 0.95 | 45 | 0 | esc | 0.00097009 | 2.7938e-08 | 0.00097009 | 2.7938e-08
[79 empty] | WLDFR | HFTD - Distribution - Tier 2 - 4QU CoRE ¦ 4QU LoRE | Red Flag Warning - Destructive Fires | 2033 | 1.2145e-09 | 1.2145e-09 | 9984.8474 | 263.1074 | 9721.74 | 0 | 0 | 0 | 1.252e-06 | 1.2127e-05 | 0 | 1.2127e-05 | 1.2127e-05 | 0 | 1.2127e-05 | 0 | 2.4651e-07 | 5.4035e-07 | 0 | 5.4035e-07 | 0 | 0 | 0 | 0 | 0 | [12 empty] | 7.3.3.17.5 (Remote Grid) Updates to grid topology to minimize risk of ignition in HFTDs Remote GridWLDFRVegetation ContactAggregated | WLDFR | HFTD - Distribution - Tier 2 - 1QU CoRE ¦ 5QU LoRE | Red Flag Warning - Large Fires | Vegetation Contact | Aggregated | 2033 | 2.8799e-05 | 1601.5759 | 0.046125 | 2033 | Mitigation | 0.95 | 45 | 0 | esc | 0.00097009 | 2.7938e-08 | 0.00097009 | 2.7938e-08
[79 empty] | WLDFR | HFTD - Distribution - Tier 2 - 4QU CoRE ¦ 4QU LoRE | Red Flag Warning - Destructive Fires | 2034 | 1.2145e-09 | 1.2145e-09 | 9984.8474 | 263.1074 | 9721.74 | 0 | 0 | 0 | 1.252e-06 | 1.2127e-05 | 0 | 1.2127e-05 | 1.2127e-05 | 0 | 1.2127e-05 | 0 | 2.6253e-07 | 5.7546e-07 | 0 | 5.7546e-07 | 0 | 7.7142e-05 | 0 | 0 | 0 | [12 empty] | 7.3.3.17.5 (Remote Grid) Updates to grid topology to minimize risk of ignition in HFTDs Remote GridWLDFRVegetation ContactAggregated | WLDFR | HFTD - Distribution - Tier 2 - 1QU CoRE ¦ 5QU LoRE | Red Flag Warning - Large Fires | Vegetation Contact | Aggregated | 2034 | 2.8799e-05 | 1601.5759 | 0.046125 | 2034 | Mitigation | 0.95 | 45 | 0 | esc | 0.00097009 | 2.7938e-08 | 0.00097009 | 2.7938e-08
[79 empty] | WLDFR | HFTD - Distribution - Tier 2 - 4QU CoRE ¦ 4QU LoRE | Red Flag Warning - Destructive Fires | 2035 | 1.2145e-09 | 1.2145e-09 | 9984.8474 | 263.1074 | 9721.74 | 0 | 0 | 0 | 1.252e-06 | 1.2127e-05 | 0 | 1.2127e-05 | 1.2127e-05 | 0 | 1.2127e-05 | 0 | 2.6253e-07 | 5.7546e-07 | 0 | 5.7546e-07 | 0 | 7.9969e-05 | 0.00015994 | 0 | 0.00015994 | [12 empty] | 7.3.3.17.5 (Remote Grid) Updates to grid topology to minimize risk of ignition in HFTDs Remote GridWLDFRVegetation ContactAggregated | WLDFR | HFTD - Distribution - Tier 2 - 1QU CoRE ¦ 5QU LoRE | Red Flag Warning - Large Fires | Vegetation Contact | Aggregated | 2035 | 2.8799e-05 | 1601.5759 | 0.046125 | 2035 | Mitigation | 0.95 | 45 | 0 | esc | 0.00097009 | 2.7938e-08 | 0.00097009 | 2.7938e-08
[79 empty] | WLDFR | HFTD - Distribution - Tier 2 - 4QU CoRE ¦ 4QU LoRE | Red Flag Warning - Destructive Fires | 2036 | 1.2145e-09 | 1.2145e-09 | 9984.8474 | 263.1074 | 9721.74 | 0 | 0 | 0 | 1.252e-06 | 1.2127e-05 | 0 | 1.2127e-05 | 1.2127e-05 | 0 | 1.2127e-05 | 0 | 2.6253e-07 | 5.7546e-07 | 0 | 5.7546e-07 | 0 | 7.9969e-05 | 0.00015994 | 0 | 0.00015994 | [12 empty] | 7.3.3.17.5 (Remote Grid) Updates to grid topology to minimize risk of ignition in HFTDs Remote GridWLDFRVegetation ContactAggregated | WLDFR | HFTD - Distribution - Tier 2 - 1QU CoRE ¦ 5QU LoRE | Red Flag Warning - Large Fires | Vegetation Contact | Aggregated | 2036 | 2.8799e-05 | 1601.5759 | 0.046125 | 2036 | Mitigation | 0.95 | 45 | 0 | esc | 0.00097009 | 2.7938e-08 | 0.00097009 | 2.7938e-08
[79 empty] | WLDFR | HFTD - Distribution - Tier 2 - 4QU CoRE ¦ 4QU LoRE | Red Flag Warning - Destructive Fires | 2037 | 1.2145e-09 | 1.2145e-09 | 9984.8474 | 263.1074 | 9721.74 | 0 | 0 | 0 | 1.252e-06 | 1.2127e-05 | 0 | 1.2127e-05 | 1.2127e-05 | 0 | 1.2127e-05 | 0 | 2.6253e-07 | 5.7546e-07 | 0 | 5.7546e-07 | 0 | 7.9969e-05 | 0.00015994 | 0 | 0.00015994 | [12 empty] | 7.3.3.17.5 (Remote Grid) Updates to grid topology to minimize risk of ignition in HFTDs Remote GridWLDFRVegetation ContactAggregated | WLDFR | HFTD - Distribution - Tier 2 - 1QU CoRE ¦ 5QU LoRE | Red Flag Warning - Large Fires | Vegetation Contact | Aggregated | 2037 | 2.8799e-05 | 1601.5759 | 0.046125 | 2037 | Mitigation | 0.95 | 45 | 0 | esc | 0.00097009 | 2.7938e-08 | 0.00097009 | 2.7938e-08
[79 empty] | WLDFR | HFTD - Distribution - Tier 2 - 4QU CoRE ¦ 4QU LoRE | Red Flag Warning - Destructive Fires | 2038 | 1.2145e-09 | 1.2145e-09 | 10472.8261 | 280.5544 | 10192.2718 | 0 | 0 | 0 | 1.252e-06 | 1.2719e-05 | 0 | 1.2719e-05 | 1.2719e-05 | 0 | 1.2719e-05 | 0 | 2.6253e-07 | 5.7546e-07 | 0 | 5.7546e-07 | 0 | 7.9969e-05 | 0.00015994 | 0 | 0.00015994 | [12 empty] | 7.3.3.17.5 (Remote Grid) Updates to grid topology to minimize risk of ignition in HFTDs Remote GridWLDFRVegetation ContactAggregated | WLDFR | HFTD - Distribution - Tier 2 - 1QU CoRE ¦ 5QU LoRE | Red Flag Warning - Large Fires | Vegetation Contact | Aggregated | 2038 | 2.8799e-05 | 1601.5759 | 0.046125 | 2038 | Mitigation | 0.95 | 45 | 0 | esc | 0.00097009 | 2.7938e-08 | 0.00097009 | 2.7938e-08
[79 empty] | WLDFR | HFTD - Distribution - Tier 2 - 4QU CoRE ¦ 4QU LoRE | Red Flag Warning - Destructive Fires | 2039 | 1.2145e-09 | 1.2145e-09 | 10472.8261 | 280.5544 | 10192.2718 | 0 | 0 | 0 | 1.252e-06 | 1.2719e-05 | 0 | 1.2719e-05 | 1.2719e-05 | 0 | 1.2719e-05 | 0 | 2.7931e-07 | 6.1226e-07 | 0 | 6.1226e-07 | 0 | 7.9969e-05 | 0.00015994 | 0 | 0.00015994 | [12 empty] | 7.3.3.17.5 (Remote Grid) Updates to grid topology to minimize risk of ignition in HFTDs Remote GridWLDFRVegetation ContactAggregated | WLDFR | HFTD - Distribution - Tier 2 - 1QU CoRE ¦ 5QU LoRE | Red Flag Warning - Large Fires | Vegetation Contact | Aggregated | 2039 | 2.8799e-05 | 1601.5759 | 0.046125 | 2039 | Mitigation | 0.95 | 45 | 0 | esc | 0.00097009 | 2.7938e-08 | 0.00097009 | 2.7938e-08
[79 empty] | WLDFR | HFTD - Distribution - Tier 2 - 4QU CoRE ¦ 4QU LoRE | Red Flag Warning - Destructive Fires | 2040 | 1.2145e-09 | 1.2145e-09 | 10472.8261 | 280.5544 | 10192.2718 | 0 | 0 | 0 | 1.252e-06 | 1.2719e-05 | 0 | 1.2719e-05 | 1.2719e-05 | 0 | 1.2719e-05 | 0 | 2.7931e-07 | 6.1226e-07 | 0 | 6.1226e-07 | 0 | 8.3532e-05 | 0.00016706 | 0 | 0.00016706 | [12 empty] | 7.3.3.17.5 (Remote Grid) Updates to grid topology to minimize risk of ignition in HFTDs Remote GridWLDFRVegetation ContactAggregated | WLDFR | HFTD - Distribution - Tier 2 - 1QU CoRE ¦ 5QU LoRE | Red Flag Warning - Large Fires | Vegetation Contact | Aggregated | 2040 | 2.8799e-05 | 1601.5759 | 0.046125 | 2040 | Mitigation | 0.95 | 45 | 0 | esc | 0.00097009 | 2.7938e-08 | 0.00097009 | 2.7938e-08
[79 empty] | WLDFR | HFTD - Distribution - Tier 2 - 4QU CoRE ¦ 4QU LoRE | Red Flag Warning - Destructive Fires | 2041 | 1.2145e-09 | 1.2145e-09 | 10472.8261 | 280.5544 | 10192.2718 | 0 | 0 | 0 | 1.252e-06 | 1.2719e-05 | 0 | 1.2719e-05 | 1.2719e-05 | 0 | 1.2719e-05 | 0 | 2.7931e-07 | 6.1226e-07 | 0 | 6.1226e-07 | 0 | 8.3532e-05 | 0.00016706 | 0 | 0.00016706 | [12 empty] | 7.3.3.17.5 (Remote Grid) Updates to grid topology to minimize risk of ignition in HFTDs Remote GridWLDFRVegetation ContactAggregated | WLDFR | HFTD - Distribution - Tier 2 - 1QU CoRE ¦ 5QU LoRE | Red Flag Warning - Large Fires | Vegetation Contact | Aggregated | 2041 | 2.8799e-05 | 1601.5759 | 0.046125 | 2041 | Mitigation | 0.95 | 45 | 0 | esc | 0.00097009 | 2.7938e-08 | 0.00097009 | 2.7938e-08
[79 empty] | WLDFR | HFTD - Distribution - Tier 2 - 4QU CoRE ¦ 4QU LoRE | Red Flag Warning - Destructive Fires | 2042 | 1.2145e-09 | 1.2145e-09 | 10472.8261 | 280.5544 | 10192.2718 | 0 | 0 | 0 | 1.252e-06 | 1.2719e-05 | 0 | 1.2719e-05 | 1.2719e-05 | 0 | 1.2719e-05 | 0 | 2.7931e-07 | 6.1226e-07 | 0 | 6.1226e-07 | 0 | 8.3532e-05 | 0.00016706 | 0 | 0.00016706 | [12 empty] | 7.3.3.17.5 (Remote Grid) Updates to grid topology to minimize risk of ignition in HFTDs Remote GridWLDFRVegetation ContactAggregated | WLDFR | HFTD - Distribution - Tier 2 - 1QU CoRE ¦ 5QU LoRE | Red Flag Warning - Large Fires | Vegetation Contact | Aggregated | 2042 | 2.8799e-05 | 1601.5759 | 0.046125 | 2042 | Mitigation | 0.95 | 45 | 0 | esc | 0.00097009 | 2.7938e-08 | 0.00097009 | 2.7938e-08
[79 empty] | WLDFR | HFTD - Distribution - Tier 2 - 4QU CoRE ¦ 4QU LoRE | Red Flag Warning - Destructive Fires | 2043 | 1.2145e-09 | 1.2145e-09 | 10992.1562 | 299.42 | 10692.7362 | 0 | 0 | 0 | 1.252e-06 | 1.335e-05 | 0 | 1.335e-05 | 1.335e-05 | 0 | 1.335e-05 | 0 | 2.7931e-07 | 6.1226e-07 | 0 | 6.1226e-07 | 0 | 8.3532e-05 | 0.00016706 | 0 | 0.00016706 | [12 empty] | 7.3.3.17.5 (Remote Grid) Updates to grid topology to minimize risk of ignition in HFTDs Remote GridWLDFRVegetation ContactAggregated | WLDFR | HFTD - Distribution - Tier 2 - 1QU CoRE ¦ 5QU LoRE | Red Flag Warning - Large Fires | Vegetation Contact | Aggregated | 2043 | 2.8799e-05 | 1601.5759 | 0.046125 | 2043 | Mitigation | 0.95 | 45 | 0 | esc | 0.00097009 | 2.7938e-08 | 0.00097009 | 2.7938e-08
[79 empty] | WLDFR | HFTD - Distribution - Tier 2 - 4QU CoRE ¦ 4QU LoRE | Red Flag Warning - Destructive Fires | 2044 | 1.2145e-09 | 1.2145e-09 | 10992.1562 | 299.42 | 10692.7362 | 0 | 0 | 0 | 1.252e-06 | 1.335e-05 | 0 | 1.335e-05 | 1.335e-05 | 0 | 1.335e-05 | 0 | 2.9669e-07 | 6.5035e-07 | 0 | 6.5035e-07 | 0 | 8.3532e-05 | 0.00016706 | 0 | 0.00016706 | [12 empty] | 7.3.3.17.5 (Remote Grid) Updates to grid topology to minimize risk of ignition in HFTDs Remote GridWLDFRVegetation ContactAggregated | WLDFR | HFTD - Distribution - Tier 2 - 1QU CoRE ¦ 5QU LoRE | Red Flag Warning - Large Fires | Vegetation Contact | Aggregated | 2044 | 2.8799e-05 | 1601.5759 | 0.046125 | 2044 | Mitigation | 0.95 | 45 | 0 | esc | 0.00097009 | 2.7938e-08 | 0.00097009 | 2.7938e-08
[79 empty] | WLDFR | HFTD - Distribution - Tier 2 - 4QU CoRE ¦ 4QU LoRE | Red Flag Warning - Destructive Fires | 2045 | 1.2145e-09 | 1.2145e-09 | 10992.1562 | 299.42 | 10692.7362 | 0 | 0 | 0 | 1.252e-06 | 1.335e-05 | 0 | 1.335e-05 | 1.335e-05 | 0 | 1.335e-05 | 0 | 2.9669e-07 | 6.5035e-07 | 0 | 6.5035e-07 | 0 | 8.7492e-05 | 0.00017498 | 0 | 0.00017498 | [12 empty] | 7.3.3.17.5 (Remote Grid) Updates to grid topology to minimize risk of ignition in HFTDs Remote GridWLDFRVegetation ContactAggregated | WLDFR | HFTD - Distribution - Tier 2 - 1QU CoRE ¦ 5QU LoRE | Red Flag Warning - Large Fires | Vegetation Contact | Aggregated | 2045 | 2.8799e-05 | 1601.5759 | 0.046125 | 2045 | Mitigation | 0.95 | 45 | 0 | esc | 0.00097009 | 2.7938e-08 | 0.00097009 | 2.7938e-08
[79 empty] | WLDFR | HFTD - Distribution - Tier 2 - 4QU CoRE ¦ 4QU LoRE | Red Flag Warning - Destructive Fires | 2046 | 1.2145e-09 | 1.2145e-09 | 10992.1562 | 299.42 | 10692.7362 | 0 | 0 | 0 | 1.252e-06 | 1.335e-05 | 0 | 1.335e-05 | 1.335e-05 | 0 | 1.335e-05 | 0 | 2.9669e-07 | 6.5035e-07 | 0 | 6.5035e-07 | 0 | 8.7492e-05 | 0.00017498 | 0 | 0.00017498 | [12 empty] | 7.3.3.17.5 (Remote Grid) Updates to grid topology to minimize risk of ignition in HFTDs Remote GridWLDFRVegetation ContactAggregated | WLDFR | HFTD - Distribution - Tier 2 - 1QU CoRE ¦ 5QU LoRE | Red Flag Warning - Large Fires | Vegetation Contact | Aggregated | 2046 | 2.8799e-05 | 1601.5759 | 0.046125 | 2046 | Mitigation | 0.95 | 45 | 0 | esc | 0.00097009 | 2.7938e-08 | 0.00097009 | 2.7938e-08
[79 empty] | WLDFR | HFTD - Distribution - Tier 2 - 4QU CoRE ¦ 4QU LoRE | Red Flag Warning - Destructive Fires | 2047 | 1.2145e-09 | 1.2145e-09 | 10992.1562 | 299.42 | 10692.7362 | 0 | 0 | 0 | 1.252e-06 | 1.335e-05 | 0 | 1.335e-05 | 1.335e-05 | 0 | 1.335e-05 | 0 | 2.9669e-07 | 6.5035e-07 | 0 | 6.5035e-07 | 0 | 8.7492e-05 | 0.00017498 | 0 | 0.00017498 | [12 empty] | 7.3.3.17.5 (Remote Grid) Updates to grid topology to minimize risk of ignition in HFTDs Remote GridWLDFRVegetation ContactAggregated | WLDFR | HFTD - Distribution - Tier 2 - 1QU CoRE ¦ 5QU LoRE | Red Flag Warning - Large Fires | Vegetation Contact | Aggregated | 2047 | 2.8799e-05 | 1601.5759 | 0.046125 | 2047 | Mitigation | 0.95 | 45 | 0 | esc | 0.00097009 | 2.7938e-08 | 0.00097009 | 2.7938e-08
[79 empty] | WLDFR | HFTD - Distribution - Tier 2 - 4QU CoRE ¦ 4QU LoRE | Red Flag Warning - Destructive Fires | 2048 | 1.2145e-09 | 1.2145e-09 | 11536.0538 | 319.4911 | 11216.5626 | 0 | 0 | 0 | 1.252e-06 | 1.4011e-05 | 0 | 1.4011e-05 | 1.4011e-05 | 0 | 1.4011e-05 | 0 | 2.9669e-07 | 6.5035e-07 | 0 | 6.5035e-07 | 0 | 8.7492e-05 | 0.00017498 | 0 | 0.00017498 | [12 empty] | 7.3.3.17.5 (Remote Grid) Updates to grid topology to minimize risk of ignition in HFTDs Remote GridWLDFRVegetation ContactAggregated | WLDFR | HFTD - Distribution - Tier 2 - 1QU CoRE ¦ 5QU LoRE | Red Flag Warning - Large Fires | Vegetation Contact | Aggregated | 2048 | 2.8799e-05 | 1601.5759 | 0.046125 | 2048 | Mitigation | 0.95 | 45 | 0 | esc | 0.00097009 | 2.7938e-08 | 0.00097009 | 2.7938e-08
[79 empty] | WLDFR | HFTD - Distribution - Tier 2 - 4QU CoRE ¦ 4QU LoRE | Red Flag Warning - Destructive Fires | 2049 | 1.2145e-09 | 1.2145e-09 | 11536.0538 | 319.4911 | 11216.5626 | 0 | 0 | 0 | 1.252e-06 | 1.4011e-05 | 0 | 1.4011e-05 | 1.4011e-05 | 0 | 1.4011e-05 | 0 | 3.1446e-07 | 6.893e-07 | 0 | 6.893e-07 | 0 | 8.7492e-05 | 0.00017498 | 0 | 0.00017498 | [12 empty] | 7.3.3.17.5 (Remote Grid) Updates to grid topology to minimize risk of ignition in HFTDs Remote GridWLDFRVegetation ContactAggregated | WLDFR | HFTD - Distribution - Tier 2 - 1QU CoRE ¦ 5QU LoRE | Red Flag Warning - Large Fires | Vegetation Contact | Aggregated | 2049 | 2.8799e-05 | 1601.5759 | 0.046125 | 2049 | Mitigation | 0.95 | 45 | 0 | esc | 0.00097009 | 2.7938e-08 | 0.00097009 | 2.7938e-08
[79 empty] | WLDFR | HFTD - Distribution - Tier 2 - 4QU CoRE ¦ 4QU LoRE | Red Flag Warning - Destructive Fires | 2050 | 1.2145e-09 | 1.2145e-09 | 11536.0538 | 319.4911 | 11216.5626 | 0 | 0 | 0 | 1.252e-06 | 1.4011e-05 | 0 | 1.4011e-05 | 1.4011e-05 | 0 | 1.4011e-05 | 0 | 3.1446e-07 | 6.893e-07 | 0 | 6.893e-07 | 0 | 9.1791e-05 | 0.00018358 | 0 | 0.00018358 | [12 empty] | 7.3.3.17.5 (Remote Grid) Updates to grid topology to minimize risk of ignition in HFTDs Remote GridWLDFRVegetation ContactAggregated | WLDFR | HFTD - Distribution - Tier 2 - 1QU CoRE ¦ 5QU LoRE | Red Flag Warning - Large Fires | Vegetation Contact | Aggregated | 2050 | 2.8799e-05 | 1601.5759 | 0.046125 | 2050 | Mitigation | 0.95 | 45 | 0 | esc | 0.00097009 | 2.7938e-08 | 0.00097009 | 2.7938e-08
[79 empty] | WLDFR | HFTD - Distribution - Tier 2 - 4QU CoRE ¦ 4QU LoRE | Red Flag Warning - Destructive Fires | 2051 | 1.2145e-09 | 1.2145e-09 | 11536.0538 | 319.4911 | 11216.5626 | 0 | 0 | 0 | 1.252e-06 | 1.4011e-05 | 0 | 1.4011e-05 | 1.4011e-05 | 0 | 1.4011e-05 | 0 | 3.1446e-07 | 6.893e-07 | 0 | 6.893e-07 | 0 | 9.1791e-05 | 0.00018358 | 0 | 0.00018358 | [12 empty] | 7.3.3.17.5 (Remote Grid) Updates to grid topology to minimize risk of ignition in HFTDs Remote GridWLDFRVegetation ContactAggregated | WLDFR | HFTD - Distribution - Tier 2 - 1QU CoRE ¦ 5QU LoRE | Red Flag Warning - Large Fires | Vegetation Contact | Aggregated | 2051 | 2.8799e-05 | 1601.5759 | 0.046125 | 2051 | Mitigation | 0.95 | 45 | 0 | esc | 0.00097009 | 2.7938e-08 | 0.00097009 | 2.7938e-08
[79 empty] | WLDFR | HFTD - Distribution - Tier 2 - 4QU CoRE ¦ 4QU LoRE | Red Flag Warning - Destructive Fires | 2052 | 1.2145e-09 | 1.2145e-09 | 11536.0538 | 319.4911 | 11216.5626 | 0 | 0 | 0 | 1.252e-06 | 1.4011e-05 | 0 | 1.4011e-05 | 1.4011e-05 | 0 | 1.4011e-05 | 0 | 0 | 6.893e-07 | 0 | 6.893e-07 | 0 | 9.1791e-05 | 0.00018358 | 0 | 0.00018358 | [12 empty] | 7.3.3.17.5 (Remote Grid) Updates to grid topology to minimize risk of ignition in HFTDs Remote GridWLDFRVegetation ContactAggregated | WLDFR | HFTD - Distribution - Tier 2 - 1QU CoRE ¦ 5QU LoRE | Red Flag Warning - Large Fires | Vegetation Contact | Aggregated | 2052 | 2.8799e-05 | 1601.5759 | 0.046125 | 2052 | Mitigation | 0.95 | 45 | 0 | esc | 0.00097009 | 2.7938e-08 | 0.00097009 | 2.7938e-08
[79 empty] | WLDFR | HFTD - Distribution - Tier 2 - 4QU CoRE ¦ 4QU LoRE | Red Flag Warning - Destructive Fires | 2053 | 1.2145e-09 | 1.2145e-09 | 12097.6769 | 340.5356 | 11757.1413 | 0 | 0 | 0 | 1.252e-06 | 1.4693e-05 | 0 | 1.4693e-05 | 1.4693e-05 | 0 | 1.4693e-05 | 0 | 0 | 0 | 0 | 0 | 0 | 9.1791e-05 | 0.00018358 | 0 | 0.00018358 | [12 empty] | 7.3.3.17.5 (Remote Grid) Updates to grid topology to minimize risk of ignition in HFTDs Remote GridWLDFRVegetation ContactAggregated | WLDFR | HFTD - Distribution - Tier 2 - 1QU CoRE ¦ 5QU LoRE | Red Flag Warning - Large Fires | Vegetation Contact | Aggregated | 2053 | 2.8799e-05 | 1601.5759 | 0.046125 | 2053 | Mitigation | 0.95 | 45 | 0 | esc | 0.00097009 | 2.7938e-08 | 0.00097009 | 2.7938e-08
[79 empty] | WLDFR | HFTD - Distribution - Tier 2 - 4QU CoRE ¦ 4QU LoRE | Red Flag Warning - Destructive Fires | 2054 | 1.2145e-09 | 1.2145e-09 | 12097.6769 | 340.5356 | 11757.1413 | 0 | 0 | 0 | 1.252e-06 | 1.4693e-05 | 0 | 1.4693e-05 | 1.4693e-05 | 0 | 1.4693e-05 | 0 | 7.1675e-08 | 0 | 0 | 0 | 0 | 9.1791e-05 | 0.00018358 | 0 | 0.00018358 | [12 empty] | 7.3.3.17.5 (Remote Grid) Updates to grid topology to minimize risk of ignition in HFTDs Remote GridWLDFRVegetation ContactAggregated | WLDFR | HFTD - Distribution - Tier 2 - 1QU CoRE ¦ 5QU LoRE | Red Flag Warning - Large Fires | Vegetation Contact | Aggregated | 2054 | 2.8799e-05 | 1601.5759 | 0.046125 | 2054 | Mitigation | 0.95 | 45 | 0 | esc | 0.00097009 | 2.7938e-08 | 0.00097009 | 2.7938e-08
[79 empty] | WLDFR | HFTD - Distribution - Tier 2 - 4QU CoRE ¦ 4QU LoRE | Red Flag Warning - Destructive Fires | 2055 | 1.2145e-09 | 1.2145e-09 | 12097.6769 | 340.5356 | 11757.1413 | 0 | 0 | 0 | 1.252e-06 | 1.4693e-05 | 0 | 1.4693e-05 | 1.4693e-05 | 0 | 1.4693e-05 | 0 | 7.3982e-08 | 1.6217e-07 | 0 | 1.6217e-07 | 0 | 9.637e-05 | 0.00019274 | 0 | 0.00019274 | [12 empty] | 7.3.3.17.5 (Remote Grid) Updates to grid topology to minimize risk of ignition in HFTDs Remote GridWLDFRVegetation ContactAggregated | WLDFR | HFTD - Distribution - Tier 2 - 1QU CoRE ¦ 5QU LoRE | Red Flag Warning - Large Fires | Vegetation Contact | Aggregated | 2055 | 2.8799e-05 | 1601.5759 | 0.046125 | 2055 | Mitigation | 0.95 | 45 | 0 | esc | 0.00097009 | 2.7938e-08 | 0.00097009 | 2.7938e-08
[79 empty] | WLDFR | HFTD - Distribution - Tier 2 - 4QU CoRE ¦ 4QU LoRE | Red Flag Warning - Destructive Fires | 2056 | 1.2145e-09 | 1.2145e-09 | 12097.6769 | 340.5356 | 11757.1413 | 0 | 0 | 0 | 1.252e-06 | 1.4693e-05 | 0 | 1.4693e-05 | 1.4693e-05 | 0 | 1.4693e-05 | 0 | 7.3982e-08 | 1.6217e-07 | 0 | 1.6217e-07 | 0 | 9.637e-05 | 0.00019274 | 0 | 0.00019274 | [12 empty] | 7.3.3.17.5 (Remote Grid) Updates to grid topology to minimize risk of ignition in HFTDs Remote GridWLDFRVegetation ContactAggregated | WLDFR | HFTD - Distribution - Tier 2 - 1QU CoRE ¦ 5QU LoRE | Red Flag Warning - Large Fires | Vegetation Contact | Aggregated | 2056 | 2.8799e-05 | 1601.5759 | 0.046125 | 2056 | Mitigation | 0.95 | 45 | 0 | esc | 0.00097009 | 2.7938e-08 | 0.00097009 | 2.7938e-08
[79 empty] | WLDFR | HFTD - Distribution - Tier 2 - 4QU CoRE ¦ 4QU LoRE | Red Flag Warning - Destructive Fires | 2057 | 1.2145e-09 | 1.2145e-09 | 12097.6769 | 340.5356 | 11757.1413 | 0 | 0 | 0 | 1.252e-06 | 1.4693e-05 | 0 | 1.4693e-05 | 1.4693e-05 | 0 | 1.4693e-05 | 0 | 7.3982e-08 | 1.6217e-07 | 0 | 1.6217e-07 | 0 | 9.637e-05 | 0.00019274 | 0 | 0.00019274 | [12 empty] | 7.3.3.17.5 (Remote Grid) Updates to grid topology to minimize risk of ignition in HFTDs Remote GridWLDFRVegetation ContactAggregated | WLDFR | HFTD - Distribution - Tier 2 - 1QU CoRE ¦ 5QU LoRE | Red Flag Warning - Large Fires | Vegetation Contact | Aggregated | 2057 | 2.8799e-05 | 1601.5759 | 0.046125 | 2057 | Mitigation | 0.95 | 45 | 0 | esc | 0.00097009 | 2.7938e-08 | 0.00097009 | 2.7938e-08
[79 empty] | WLDFR | HFTD - Distribution - Tier 2 - 4QU CoRE ¦ 4QU LoRE | Red Flag Warning - Destructive Fires | 2058 | 1.2145e-09 | 1.2145e-09 | 12670.1796 | 362.3049 | 12307.8747 | 0 | 0 | 0 | 1.252e-06 | 1.5388e-05 | 0 | 1.5388e-05 | 1.5388e-05 | 0 | 1.5388e-05 | 0 | 7.3982e-08 | 1.6217e-07 | 0 | 1.6217e-07 | 0 | 9.637e-05 | 0.00019274 | 0 | 0.00019274 | [12 empty] | 7.3.3.17.5 (Remote Grid) Updates to grid topology to minimize risk of ignition in HFTDs Remote GridWLDFRVegetation ContactAggregated | WLDFR | HFTD - Distribution - Tier 2 - 1QU CoRE ¦ 5QU LoRE | Red Flag Warning - Large Fires | Vegetation Contact | Aggregated | 2058 | 2.8799e-05 | 1601.5759 | 0.046125 | 2058 | Mitigation | 0.95 | 45 | 0 | esc | 0.00097009 | 2.7938e-08 | 0.00097009 | 2.7938e-08
[79 empty] | WLDFR | HFTD - Distribution - Tier 2 - 4QU CoRE ¦ 4QU LoRE | Red Flag Warning - Destructive Fires | 2059 | 1.2145e-09 | 1.2145e-09 | 12670.1796 | 362.3049 | 12307.8747 | 0 | 0 | 0 | 1.252e-06 | 1.5388e-05 | 0 | 1.5388e-05 | 1.5388e-05 | 0 | 1.5388e-05 | 0 | 7.3982e-08 | 1.6217e-07 | 0 | 1.6217e-07 | 0 | 9.637e-05 | 0.00019274 | 0 | 0.00019274 | [12 empty] | 7.3.3.17.5 (Remote Grid) Updates to grid topology to minimize risk of ignition in HFTDs Remote GridWLDFRVegetation ContactAggregated | WLDFR | HFTD - Distribution - Tier 2 - 1QU CoRE ¦ 5QU LoRE | Red Flag Warning - Large Fires | Vegetation Contact | Aggregated | 2059 | 2.8799e-05 | 1601.5759 | 0.046125 | 2059 | Mitigation | 0.95 | 45 | 0 | esc | 0.00097009 | 2.7938e-08 | 0.00097009 | 2.7938e-08
[79 empty] | WLDFR | HFTD - Distribution - Tier 2 - 4QU CoRE ¦ 4QU LoRE | Red Flag Warning - Destructive Fires | 2060 | 1.2145e-09 | 1.2145e-09 | 12670.1796 | 362.3049 | 12307.8747 | 0 | 0 | 0 | 1.252e-06 | 1.5388e-05 | 0 | 1.5388e-05 | 1.5388e-05 | 0 | 1.5388e-05 | 0 | 7.6925e-08 | 1.6862e-07 | 0 | 1.6862e-07 | 0 | 0.00010117 | 0.00020234 | 0 | 0.00020234 | [12 empty] | 7.3.3.17.5 (Remote Grid) Updates to grid topology to minimize risk of ignition in HFTDs Remote GridWLDFRVegetation ContactAggregated | WLDFR | HFTD - Distribution - Tier 2 - 1QU CoRE ¦ 5QU LoRE | Red Flag Warning - Large Fires | Vegetation Contact | Aggregated | 2060 | 2.8799e-05 | 1601.5759 | 0.046125 | 2060 | Mitigation | 0.95 | 45 | 0 | esc | 0.00097009 | 2.7938e-08 | 0.00097009 | 2.7938e-08
[79 empty] | WLDFR | HFTD - Distribution - Tier 2 - 4QU CoRE ¦ 4QU LoRE | Red Flag Warning - Destructive Fires | 2061 | 1.2145e-09 | 1.2145e-09 | 12670.1796 | 362.3049 | 12307.8747 | 0 | 0 | 0 | 1.252e-06 | 1.5388e-05 | 0 | 1.5388e-05 | 1.5388e-05 | 0 | 1.5388e-05 | 0 | 7.6925e-08 | 1.6862e-07 | 0 | 1.6862e-07 | 0 | 0.00010117 | 0.00020234 | 0 | 0.00020234 | [12 empty] | 7.3.3.17.5 (Remote Grid) Updates to grid topology to minimize risk of ignition in HFTDs Remote GridWLDFRVegetation ContactAggregated | WLDFR | HFTD - Distribution - Tier 2 - 1QU CoRE ¦ 5QU LoRE | Red Flag Warning - Large Fires | Vegetation Contact | Aggregated | 2061 | 2.8799e-05 | 1601.5759 | 0.046125 | 2061 | Mitigation | 0.95 | 45 | 0 | esc | 0.00097009 | 2.7938e-08 | 0.00097009 | 2.7938e-08
[79 empty] | WLDFR | HFTD - Distribution - Tier 2 - 4QU CoRE ¦ 4QU LoRE | Red Flag Warning - Destructive Fires | 2062 | 1.2145e-09 | 1.2145e-09 | 12670.1796 | 362.3049 | 12307.8747 | 0 | 0 | 0 | 1.252e-06 | 1.5388e-05 | 0 | 1.5388e-05 | 1.5388e-05 | 0 | 1.5388e-05 | 0 | 7.6925e-08 | 1.6862e-07 | 0 | 1.6862e-07 | 0 | 0.00010117 | 0.00020234 | 0 | 0.00020234 | [12 empty] | 7.3.3.17.5 (Remote Grid) Updates to grid topology to minimize risk of ignition in HFTDs Remote GridWLDFRVegetation ContactAggregated | WLDFR | HFTD - Distribution - Tier 2 - 1QU CoRE ¦ 5QU LoRE | Red Flag Warning - Large Fires | Vegetation Contact | Aggregated | 2062 | 2.8799e-05 | 1601.5759 | 0.046125 | 2062 | Mitigation | 0.95 | 45 | 0 | esc | 0.00097009 | 2.7938e-08 | 0.00097009 | 2.7938e-08
[79 empty] | WLDFR | HFTD - Distribution - Tier 2 - 4QU CoRE ¦ 4QU LoRE | Red Flag Warning - Destructive Fires | 2063 | 1.2145e-09 | 1.2145e-09 | 13246.6313 | 384.5316 | 12862.0997 | 0 | 0 | 0 | 1.252e-06 | 1.6088e-05 | 0 | 1.6088e-05 | 1.6088e-05 | 0 | 1.6088e-05 | 0 | 7.6925e-08 | 1.6862e-07 | 0 | 1.6862e-07 | 0 | 0.00010117 | 0.00020234 | 0 | 0.00020234 | [12 empty] | 7.3.3.17.5 (Remote Grid) Updates to grid topology to minimize risk of ignition in HFTDs Remote GridWLDFRVegetation ContactAggregated | WLDFR | HFTD - Distribution - Tier 2 - 1QU CoRE ¦ 5QU LoRE | Red Flag Warning - Large Fires | Vegetation Contact | Aggregated | 2063 | 2.8799e-05 | 1601.5759 | 0.046125 | 2063 | Mitigation | 0.95 | 45 | 0 | esc | 0.00097009 | 2.7938e-08 | 0.00097009 | 2.7938e-08
[79 empty] | WLDFR | HFTD - Distribution - Tier 2 - 4QU CoRE ¦ 4QU LoRE | Red Flag Warning - Destructive Fires | 2064 | 1.2145e-09 | 1.2145e-09 | 13246.6313 | 384.5316 | 12862.0997 | 0 | 0 | 0 | 1.252e-06 | 1.6088e-05 | 0 | 1.6088e-05 | 1.6088e-05 | 0 | 1.6088e-05 | 0 | 7.6925e-08 | 1.6862e-07 | 0 | 1.6862e-07 | 0 | 0 | 0.00020234 | 0 | 0.00020234 | [12 empty] | 7.3.3.17.5 (Remote Grid) Updates to grid topology to minimize risk of ignition in HFTDs Remote GridWLDFRVegetation ContactAggregated | WLDFR | HFTD - Distribution - Tier 2 - 1QU CoRE ¦ 5QU LoRE | Red Flag Warning - Large Fires | Vegetation Contact | Aggregated | 2064 | 2.8799e-05 | 1601.5759 | 0.046125 | 2064 | Mitigation | 0.95 | 45 | 0 | esc | 0.00097009 | 2.7938e-08 | 0.00097009 | 2.7938e-08
[79 empty] | WLDFR | HFTD - Distribution - Tier 2 - 4QU CoRE ¦ 4QU LoRE | Red Flag Warning - Destructive Fires | 2065 | 1.2145e-09 | 1.2145e-09 | 13246.6313 | 384.5316 | 12862.0997 | 0 | 0 | 0 | 1.252e-06 | 1.6088e-05 | 0 | 1.6088e-05 | 1.6088e-05 | 0 | 1.6088e-05 | 0 | 8.0241e-08 | 1.7589e-07 | 0 | 1.7589e-07 | 0 | 0 | 0 | 0 | 0 | [12 empty] | 7.3.3.17.5 (Remote Grid) Updates to grid topology to minimize risk of ignition in HFTDs Remote GridWLDFRVegetation ContactAggregated | WLDFR | HFTD - Distribution - Tier 2 - 1QU CoRE ¦ 5QU LoRE | Red Flag Warning - Large Fires | Vegetation Contact | Aggregated | 2065 | 2.8799e-05 | 1601.5759 | 0.046125 | 2065 | Mitigation | 0.95 | 45 | 0 | esc | 0.00097009 | 2.7938e-08 | 0.00097009 | 2.7938e-08
[79 empty] | WLDFR | HFTD - Distribution - Tier 2 - 4QU CoRE ¦ 4QU LoRE | Red Flag Warning - Destructive Fires | 2066 | 1.2145e-09 | 1.2145e-09 | 13246.6313 | 384.5316 | 12862.0997 | 0 | 0 | 0 | 1.252e-06 | 1.6088e-05 | 0 | 1.6088e-05 | 1.6088e-05 | 0 | 1.6088e-05 | 0 | 8.0241e-08 | 1.7589e-07 | 0 | 1.7589e-07 | 0 | 0 | 0 | 0 | 0 | [12 empty] | 7.3.3.17.5 (Remote Grid) Updates to grid topology to minimize risk of ignition in HFTDs Remote GridWLDFRVegetation ContactAggregated | WLDFR | HFTD - Distribution - Tier 2 - 1QU CoRE ¦ 5QU LoRE | Red Flag Warning - Large Fires | Vegetation Contact | Aggregated | 2066 | 2.8799e-05 | 1601.5759 | 0.046125 | 2066 | Mitigation | 0.95 | 45 | 0 | esc | 0.00097009 | 2.7938e-08 | 0.00097009 | 2.7938e-08
[79 empty] | WLDFR | HFTD - Distribution - Tier 2 - 4QU CoRE ¦ 4QU LoRE | Red Flag Warning - Destructive Fires | 2067 | 0 | 1.2145e-09 | 13246.6313 | 384.5316 | 12862.0997 | 0 | 0 | 0 | 1.252e-06 | 0 | 0 | 0 | 1.6088e-05 | 0 | 1.6088e-05 | 0 | 8.0241e-08 | 1.7589e-07 | 0 | 1.7589e-07 | 0 | 0.00015527 | 0 | 0 | 0 | [12 empty] | 7.3.3.17.5 (Remote Grid) Updates to grid topology to minimize risk of ignition in HFTDs Remote GridWLDFRVegetation ContactAggregated | WLDFR | HFTD - Distribution - Tier 2 - 1QU CoRE ¦ 5QU LoRE | Red Flag Warning - Large Fires | Vegetation Contact | Aggregated | 2067 | 2.8799e-05 | 1601.5759 | 0.046125 | 2067 | Mitigation | 0.95 | 45 | 0 | esc | 0 | 0 | 0.00097009 | 2.7938e-08
[79 empty] | WLDFR | HFTD - Distribution - Tier 2 - 4QU CoRE ¦ 4QU LoRE | Red Flag Warning - Large Fires | 2022 | 2.4752e-08 | 0 | 5.2406 | 0.69642 | 2.942 | 1.6022 | 0 | 0 | 2.5516e-05 | 1.2972e-07 | 0 | 1.2972e-07 | 0 | 0 | 0 | 0 | 8.0241e-08 | 1.7589e-07 | 0 | 1.7589e-07 | 0 | 0.00016094 | 0.00032188 | 0 | 0.00032188 | [12 empty] | 7.3.3.17.5 (Remote Grid) Updates to grid topology to minimize risk of ignition in HFTDs Remote GridWLDFRContact from objectAggregated | WLDFR | HFTD - Distribution - Tier 2 - 1QU CoRE ¦ 5QU LoRE | Red Flag Warning - Small Fires | Contact from object | Aggregated | 2022 | 1.1868e-05 | 1601.5759 | 0.019008 | 2022 | Mitigation | 0.95 | 45 | 0 | esc | 0.00097009 | 1.1513e-08 | 0 | 0
[79 empty] | WLDFR | HFTD - Distribution - Tier 2 - 4QU CoRE ¦ 4QU LoRE | Red Flag Warning - Large Fires | 2023 | 2.4752e-08 | 2.4752e-08 | 5.475 | 0.71896 | 3.0715 | 1.6846 | 0 | 0 | 2.5516e-05 | 1.3552e-07 | 0 | 1.3552e-07 | 1.3552e-07 | 0 | 1.3552e-07 | 0 | 8.0241e-08 | 1.7589e-07 | 0 | 1.7589e-07 | 0 | 0.00016094 | 0.00032188 | 0 | 0.00032188 | [12 empty] | 7.3.3.17.5 (Remote Grid) Updates to grid topology to minimize risk of ignition in HFTDs Remote GridWLDFRContact from objectAggregated | WLDFR | HFTD - Distribution - Tier 2 - 1QU CoRE ¦ 5QU LoRE | Red Flag Warning - Small Fires | Contact from object | Aggregated | 2023 | 1.1868e-05 | 1601.5759 | 0.019008 | 2023 | Mitigation | 0.95 | 45 | 0 | esc | 0.00097009 | 1.1513e-08 | 0.00097009 | 1.1513e-08
[79 empty] | WLDFR | HFTD - Distribution - Tier 2 - 4QU CoRE ¦ 4QU LoRE | Red Flag Warning - Large Fires | 2024 | 2.4752e-08 | 2.4752e-08 | 5.475 | 0.71896 | 3.0715 | 1.6846 | 0 | 0 | 2.5516e-05 | 1.3552e-07 | 0 | 1.3552e-07 | 1.3552e-07 | 0 | 1.3552e-07 | 0 | 8.3897e-08 | 1.839e-07 | 0 | 1.839e-07 | 0 | 0.00016094 | 0.00032188 | 0 | 0.00032188 | [12 empty] | 7.3.3.17.5 (Remote Grid) Updates to grid topology to minimize risk of ignition in HFTDs Remote GridWLDFRContact from objectAggregated | WLDFR | HFTD - Distribution - Tier 2 - 1QU CoRE ¦ 5QU LoRE | Red Flag Warning - Small Fires | Contact from object | Aggregated | 2024 | 1.1868e-05 | 1601.5759 | 0.019008 | 2024 | Mitigation | 0.95 | 45 | 0 | esc | 0.00097009 | 1.1513e-08 | 0.00097009 | 1.1513e-08
[79 empty] | WLDFR | HFTD - Distribution - Tier 2 - 4QU CoRE ¦ 4QU LoRE | Red Flag Warning - Large Fires | 2025 | 2.4752e-08 | 2.4752e-08 | 5.475 | 0.71896 | 3.0715 | 1.6846 | 0 | 0 | 2.5516e-05 | 1.3552e-07 | 0 | 1.3552e-07 | 1.3552e-07 | 0 | 1.3552e-07 | 0 | 8.3897e-08 | 1.839e-07 | 0 | 1.839e-07 | 0 | 0.00016094 | 0.00032188 | 0 | 0.00032188 | [12 empty] | 7.3.3.17.5 (Remote Grid) Updates to grid topology to minimize risk of ignition in HFTDs Remote GridWLDFRContact from objectAggregated | WLDFR | HFTD - Distribution - Tier 2 - 1QU CoRE ¦ 5QU LoRE | Red Flag Warning - Small Fires | Contact from object | Aggregated | 2025 | 1.1868e-05 | 1601.5759 | 0.019008 | 2025 | Mitigation | 0.95 | 45 | 0 | esc | 0.00097009 | 1.1513e-08 | 0.00097009 | 1.1513e-08
[79 empty] | WLDFR | HFTD - Distribution - Tier 2 - 4QU CoRE ¦ 4QU LoRE | Red Flag Warning - Large Fires | 2026 | 2.4752e-08 | 2.4752e-08 | 5.475 | 0.71896 | 3.0715 | 1.6846 | 0 | 0 | 2.5516e-05 | 1.3552e-07 | 0 | 1.3552e-07 | 1.3552e-07 | 0 | 1.3552e-07 | 0 | 8.3897e-08 | 1.839e-07 | 0 | 1.839e-07 | 0 | 0.00016094 | 0.00032188 | 0 | 0.00032188 | [12 empty] | 7.3.3.17.5 (Remote Grid) Updates to grid topology to minimize risk of ignition in HFTDs Remote GridWLDFRContact from objectAggregated | WLDFR | HFTD - Distribution - Tier 2 - 1QU CoRE ¦ 5QU LoRE | Red Flag Warning - Small Fires | Contact from object | Aggregated | 2026 | 1.1868e-05 | 1601.5759 | 0.019008 | 2026 | Mitigation | 0.95 | 45 | 0 | esc | 0.00097009 | 1.1513e-08 | 0.00097009 | 1.1513e-08
[79 empty] | WLDFR | HFTD - Distribution - Tier 2 - 4QU CoRE ¦ 4QU LoRE | Red Flag Warning - Large Fires | 2027 | 2.4752e-08 | 2.4752e-08 | 5.475 | 0.71896 | 3.0715 | 1.6846 | 0 | 0 | 2.5516e-05 | 1.3552e-07 | 0 | 1.3552e-07 | 1.3552e-07 | 0 | 1.3552e-07 | 0 | 8.3897e-08 | 1.839e-07 | 0 | 1.839e-07 | 0 | 0.00016808 | 0.00033616 | 0 | 0.00033616 | [12 empty] | 7.3.3.17.5 (Remote Grid) Updates to grid topology to minimize risk of ignition in HFTDs Remote GridWLDFRContact from objectAggregated | WLDFR | HFTD - Distribution - Tier 2 - 1QU CoRE ¦ 5QU LoRE | Red Flag Warning - Small Fires | Contact from object | Aggregated | 2027 | 1.1868e-05 | 1601.5759 | 0.019008 | 2027 | Mitigation | 0.95 | 45 | 0 | esc | 0.00097009 | 1.1513e-08 | 0.00097009 | 1.1513e-08
[79 empty] | WLDFR | HFTD - Distribution - Tier 2 - 4QU CoRE ¦ 4QU LoRE | Red Flag Warning - Large Fires | 2028 | 2.4752e-08 | 2.4752e-08 | 5.777 | 0.74734 | 3.238 | 1.7917 | 0 | 0 | 2.5516e-05 | 1.4299e-07 | 0 | 1.4299e-07 | 1.4299e-07 | 0 | 1.4299e-07 | 0 | 8.3897e-08 | 1.839e-07 | 0 | 1.839e-07 | 0 | 0.00016808 | 0.00033616 | 0 | 0.00033616 | [12 empty] | 7.3.3.17.5 (Remote Grid) Updates to grid topology to minimize risk of ignition in HFTDs Remote GridWLDFRContact from objectAggregated | WLDFR | HFTD - Distribution - Tier 2 - 1QU CoRE ¦ 5QU LoRE | Red Flag Warning - Small Fires | Contact from object | Aggregated | 2028 | 1.1868e-05 | 1601.5759 | 0.019008 | 2028 | Mitigation | 0.95 | 45 | 0 | esc | 0.00097009 | 1.1513e-08 | 0.00097009 | 1.1513e-08
[79 empty] | WLDFR | HFTD - Distribution - Tier 2 - 4QU CoRE ¦ 4QU LoRE | Red Flag Warning - Large Fires | 2029 | 2.4752e-08 | 2.4752e-08 | 5.777 | 0.74734 | 3.238 | 1.7917 | 0 | 0 | 2.5516e-05 | 1.4299e-07 | 0 | 1.4299e-07 | 1.4299e-07 | 0 | 1.4299e-07 | 0 | 8.7855e-08 | 1.9258e-07 | 0 | 1.9258e-07 | 0 | 0.00016808 | 0.00033616 | 0 | 0.00033616 | [12 empty] | 7.3.3.17.5 (Remote Grid) Updates to grid topology to minimize risk of ignition in HFTDs Remote GridWLDFRContact from objectAggregated | WLDFR | HFTD - Distribution - Tier 2 - 1QU CoRE ¦ 5QU LoRE | Red Flag Warning - Small Fires | Contact from object | Aggregated | 2029 | 1.1868e-05 | 1601.5759 | 0.019008 | 2029 | Mitigation | 0.95 | 45 | 0 | esc | 0.00097009 | 1.1513e-08 | 0.00097009 | 1.1513e-08
[79 empty] | WLDFR | HFTD - Distribution - Tier 2 - 4QU CoRE ¦ 4QU LoRE | Red Flag Warning - Large Fires | 2030 | 2.4752e-08 | 2.4752e-08 | 5.777 | 0.74734 | 3.238 | 1.7917 | 0 | 0 | 2.5516e-05 | 1.4299e-07 | 0 | 1.4299e-07 | 1.4299e-07 | 0 | 1.4299e-07 | 0 | 8.7855e-08 | 1.9258e-07 | 0 | 1.9258e-07 | 0 | 0.00016808 | 0.00033616 | 0 | 0.00033616 | [12 empty] | 7.3.3.17.5 (Remote Grid) Updates to grid topology to minimize risk of ignition in HFTDs Remote GridWLDFRContact from objectAggregated | WLDFR | HFTD - Distribution - Tier 2 - 1QU CoRE ¦ 5QU LoRE | Red Flag Warning - Small Fires | Contact from object | Aggregated | 2030 | 1.1868e-05 | 1601.5759 | 0.019008 | 2030 | Mitigation | 0.95 | 45 | 0 | esc | 0.00097009 | 1.1513e-08 | 0.00097009 | 1.1513e-08
[79 empty] | WLDFR | HFTD - Distribution - Tier 2 - 4QU CoRE ¦ 4QU LoRE | Red Flag Warning - Large Fires | 2031 | 2.4752e-08 | 2.4752e-08 | 5.777 | 0.74734 | 3.238 | 1.7917 | 0 | 0 | 2.5516e-05 | 1.4299e-07 | 0 | 1.4299e-07 | 1.4299e-07 | 0 | 1.4299e-07 | 0 | 8.7855e-08 | 1.9258e-07 | 0 | 1.9258e-07 | 0 | 0.00016808 | 0.00033616 | 0 | 0.00033616 | [12 empty] | 7.3.3.17.5 (Remote Grid) Updates to grid topology to minimize risk of ignition in HFTDs Remote GridWLDFRContact from objectAggregated | WLDFR | HFTD - Distribution - Tier 2 - 1QU CoRE ¦ 5QU LoRE | Red Flag Warning - Small Fires | Contact from object | Aggregated | 2031 | 1.1868e-05 | 1601.5759 | 0.019008 | 2031 | Mitigation | 0.95 | 45 | 0 | esc | 0.00097009 | 1.1513e-08 | 0.00097009 | 1.1513e-08
[79 empty] | WLDFR | HFTD - Distribution - Tier 2 - 4QU CoRE ¦ 4QU LoRE | Red Flag Warning - Large Fires | 2032 | 2.4752e-08 | 2.4752e-08 | 5.777 | 0.74734 | 3.238 | 1.7917 | 0 | 0 | 2.5516e-05 | 1.4299e-07 | 0 | 1.4299e-07 | 1.4299e-07 | 0 | 1.4299e-07 | 0 | 8.7855e-08 | 1.9258e-07 | 0 | 1.9258e-07 | 0 | 0.00017601 | 0.00035203 | 0 | 0.00035203 | [12 empty] | 7.3.3.17.5 (Remote Grid) Updates to grid topology to minimize risk of ignition in HFTDs Remote GridWLDFRContact from objectAggregated | WLDFR | HFTD - Distribution - Tier 2 - 1QU CoRE ¦ 5QU LoRE | Red Flag Warning - Small Fires | Contact from object | Aggregated | 2032 | 1.1868e-05 | 1601.5759 | 0.019008 | 2032 | Mitigation | 0.95 | 45 | 0 | esc | 0.00097009 | 1.1513e-08 | 0.00097009 | 1.1513e-08
[79 empty] | WLDFR | HFTD - Distribution - Tier 2 - 4QU CoRE ¦ 4QU LoRE | Red Flag Warning - Large Fires | 2033 | 2.4752e-08 | 2.4752e-08 | 6.1205 | 0.77885 | 3.4265 | 1.9151 | 0 | 0 | 2.5516e-05 | 1.515e-07 | 0 | 1.515e-07 | 1.515e-07 | 0 | 1.515e-07 | 0 | 8.7855e-08 | 1.9258e-07 | 0 | 1.9258e-07 | 0 | 0.00017601 | 0.00035203 | 0 | 0.00035203 | [12 empty] | 7.3.3.17.5 (Remote Grid) Updates to grid topology to minimize risk of ignition in HFTDs Remote GridWLDFRContact from objectAggregated | WLDFR | HFTD - Distribution - Tier 2 - 1QU CoRE ¦ 5QU LoRE | Red Flag Warning - Small Fires | Contact from object | Aggregated | 2033 | 1.1868e-05 | 1601.5759 | 0.019008 | 2033 | Mitigation | 0.95 | 45 | 0 | esc | 0.00097009 | 1.1513e-08 | 0.00097009 | 1.1513e-08
[79 empty] | WLDFR | HFTD - Distribution - Tier 2 - 4QU CoRE ¦ 4QU LoRE | Red Flag Warning - Large Fires | 2034 | 2.4752e-08 | 2.4752e-08 | 6.1205 | 0.77885 | 3.4265 | 1.9151 | 0 | 0 | 2.5516e-05 | 1.515e-07 | 0 | 1.515e-07 | 1.515e-07 | 0 | 1.515e-07 | 0 | 9.2074e-08 | 2.0183e-07 | 0 | 2.0183e-07 | 0 | 0.00017601 | 0.00035203 | 0 | 0.00035203 | [12 empty] | 7.3.3.17.5 (Remote Grid) Updates to grid topology to minimize risk of ignition in HFTDs Remote GridWLDFRContact from objectAggregated | WLDFR | HFTD - Distribution - Tier 2 - 1QU CoRE ¦ 5QU LoRE | Red Flag Warning - Small Fires | Contact from object | Aggregated | 2034 | 1.1868e-05 | 1601.5759 | 0.019008 | 2034 | Mitigation | 0.95 | 45 | 0 | esc | 0.00097009 | 1.1513e-08 | 0.00097009 | 1.1513e-08
[79 empty] | WLDFR | HFTD - Distribution - Tier 2 - 4QU CoRE ¦ 4QU LoRE | Red Flag Warning - Large Fires | 2035 | 2.4752e-08 | 2.4752e-08 | 6.1205 | 0.77885 | 3.4265 | 1.9151 | 0 | 0 | 2.5516e-05 | 1.515e-07 | 0 | 1.515e-07 | 1.515e-07 | 0 | 1.515e-07 | 0 | 9.2074e-08 | 2.0183e-07 | 0 | 2.0183e-07 | 0 | 0.00017601 | 0.00035203 | 0 | 0.00035203 | [12 empty] | 7.3.3.17.5 (Remote Grid) Updates to grid topology to minimize risk of ignition in HFTDs Remote GridWLDFRContact from objectAggregated | WLDFR | HFTD - Distribution - Tier 2 - 1QU CoRE ¦ 5QU LoRE | Red Flag Warning - Small Fires | Contact from object | Aggregated | 2035 | 1.1868e-05 | 1601.5759 | 0.019008 | 2035 | Mitigation | 0.95 | 45 | 0 | esc | 0.00097009 | 1.1513e-08 | 0.00097009 | 1.1513e-08
[79 empty] | WLDFR | HFTD - Distribution - Tier 2 - 4QU CoRE ¦ 4QU LoRE | Red Flag Warning - Large Fires | 2036 | 2.4752e-08 | 2.4752e-08 | 6.1205 | 0.77885 | 3.4265 | 1.9151 | 0 | 0 | 2.5516e-05 | 1.515e-07 | 0 | 1.515e-07 | 1.515e-07 | 0 | 1.515e-07 | 0 | 9.2074e-08 | 2.0183e-07 | 0 | 2.0183e-07 | 0 | 0.00017601 | 0.00035203 | 0 | 0.00035203 | [12 empty] | 7.3.3.17.5 (Remote Grid) Updates to grid topology to minimize risk of ignition in HFTDs Remote GridWLDFRContact from objectAggregated | WLDFR | HFTD - Distribution - Tier 2 - 1QU CoRE ¦ 5QU LoRE | Red Flag Warning - Small Fires | Contact from object | Aggregated | 2036 | 1.1868e-05 | 1601.5759 | 0.019008 | 2036 | Mitigation | 0.95 | 45 | 0 | esc | 0.00097009 | 1.1513e-08 | 0.00097009 | 1.1513e-08
[79 empty] | WLDFR | HFTD - Distribution - Tier 2 - 4QU CoRE ¦ 4QU LoRE | Red Flag Warning - Large Fires | 2037 | 2.4752e-08 | 2.4752e-08 | 6.1205 | 0.77885 | 3.4265 | 1.9151 | 0 | 0 | 2.5516e-05 | 1.515e-07 | 0 | 1.515e-07 | 1.515e-07 | 0 | 1.515e-07 | 0 | 9.2074e-08 | 2.0183e-07 | 0 | 2.0183e-07 | 0 | 0.00018462 | 0.00036923 | 0 | 0.00036923 | [12 empty] | 7.3.3.17.5 (Remote Grid) Updates to grid topology to minimize risk of ignition in HFTDs Remote GridWLDFRContact from objectAggregated | WLDFR | HFTD - Distribution - Tier 2 - 1QU CoRE ¦ 5QU LoRE | Red Flag Warning - Small Fires | Contact from object | Aggregated | 2037 | 1.1868e-05 | 1601.5759 | 0.019008 | 2037 | Mitigation | 0.95 | 45 | 0 | esc | 0.00097009 | 1.1513e-08 | 0.00097009 | 1.1513e-08
[79 empty] | WLDFR | HFTD - Distribution - Tier 2 - 4QU CoRE ¦ 4QU LoRE | Red Flag Warning - Large Fires | 2038 | 2.4752e-08 | 2.4752e-08 | 6.5028 | 0.81304 | 3.6355 | 2.0543 | 0 | 0 | 2.5516e-05 | 1.6096e-07 | 0 | 1.6096e-07 | 1.6096e-07 | 0 | 1.6096e-07 | 0 | 9.2074e-08 | 2.0183e-07 | 0 | 2.0183e-07 | 0 | 0.00018462 | 0.00036923 | 0 | 0.00036923 | [12 empty] | 7.3.3.17.5 (Remote Grid) Updates to grid topology to minimize risk of ignition in HFTDs Remote GridWLDFRContact from objectAggregated | WLDFR | HFTD - Distribution - Tier 2 - 1QU CoRE ¦ 5QU LoRE | Red Flag Warning - Small Fires | Contact from object | Aggregated | 2038 | 1.1868e-05 | 1601.5759 | 0.019008 | 2038 | Mitigation | 0.95 | 45 | 0 | esc | 0.00097009 | 1.1513e-08 | 0.00097009 | 1.1513e-08
[79 empty] | WLDFR | HFTD - Distribution - Tier 2 - 4QU CoRE ¦ 4QU LoRE | Red Flag Warning - Large Fires | 2039 | 2.4752e-08 | 2.4752e-08 | 6.5028 | 0.81304 | 3.6355 | 2.0543 | 0 | 0 | 2.5516e-05 | 1.6096e-07 | 0 | 1.6096e-07 | 1.6096e-07 | 0 | 1.6096e-07 | 0 | 9.6512e-08 | 2.1156e-07 | 0 | 2.1156e-07 | 0 | 0.00018462 | 0.00036923 | 0 | 0.00036923 | [12 empty] | 7.3.3.17.5 (Remote Grid) Updates to grid topology to minimize risk of ignition in HFTDs Remote GridWLDFRContact from objectAggregated | WLDFR | HFTD - Distribution - Tier 2 - 1QU CoRE ¦ 5QU LoRE | Red Flag Warning - Small Fires | Contact from object | Aggregated | 2039 | 1.1868e-05 | 1601.5759 | 0.019008 | 2039 | Mitigation | 0.95 | 45 | 0 | esc | 0.00097009 | 1.1513e-08 | 0.00097009 | 1.1513e-08
[79 empty] | WLDFR | HFTD - Distribution - Tier 2 - 4QU CoRE ¦ 4QU LoRE | Red Flag Warning - Large Fires | 2040 | 2.4752e-08 | 2.4752e-08 | 6.5028 | 0.81304 | 3.6355 | 2.0543 | 0 | 0 | 2.5516e-05 | 1.6096e-07 | 0 | 1.6096e-07 | 1.6096e-07 | 0 | 1.6096e-07 | 0 | 9.6512e-08 | 2.1156e-07 | 0 | 2.1156e-07 | 0 | 0.00018462 | 0.00036923 | 0 | 0.00036923 | [12 empty] | 7.3.3.17.5 (Remote Grid) Updates to grid topology to minimize risk of ignition in HFTDs Remote GridWLDFRContact from objectAggregated | WLDFR | HFTD - Distribution - Tier 2 - 1QU CoRE ¦ 5QU LoRE | Red Flag Warning - Small Fires | Contact from object | Aggregated | 2040 | 1.1868e-05 | 1601.5759 | 0.019008 | 2040 | Mitigation | 0.95 | 45 | 0 | esc | 0.00097009 | 1.1513e-08 | 0.00097009 | 1.1513e-08
[79 empty] | WLDFR | HFTD - Distribution - Tier 2 - 4QU CoRE ¦ 4QU LoRE | Red Flag Warning - Large Fires | 2041 | 2.4752e-08 | 2.4752e-08 | 6.5028 | 0.81304 | 3.6355 | 2.0543 | 0 | 0 | 2.5516e-05 | 1.6096e-07 | 0 | 1.6096e-07 | 1.6096e-07 | 0 | 1.6096e-07 | 0 | 9.6512e-08 | 2.1156e-07 | 0 | 2.1156e-07 | 0 | 0.00018462 | 0.00036923 | 0 | 0.00036923 | [12 empty] | 7.3.3.17.5 (Remote Grid) Updates to grid topology to minimize risk of ignition in HFTDs Remote GridWLDFRContact from objectAggregated | WLDFR | HFTD - Distribution - Tier 2 - 1QU CoRE ¦ 5QU LoRE | Red Flag Warning - Small Fires | Contact from object | Aggregated | 2041 | 1.1868e-05 | 1601.5759 | 0.019008 | 2041 | Mitigation | 0.95 | 45 | 0 | esc | 0.00097009 | 1.1513e-08 | 0.00097009 | 1.1513e-08
[79 empty] | WLDFR | HFTD - Distribution - Tier 2 - 4QU CoRE ¦ 4QU LoRE | Red Flag Warning - Large Fires | 2042 | 2.4752e-08 | 2.4752e-08 | 6.5028 | 0.81304 | 3.6355 | 2.0543 | 0 | 0 | 2.5516e-05 | 1.6096e-07 | 0 | 1.6096e-07 | 1.6096e-07 | 0 | 1.6096e-07 | 0 | 9.6512e-08 | 2.1156e-07 | 0 | 2.1156e-07 | 0 | 0.00019377 | 0.00038754 | 0 | 0.00038754 | [12 empty] | 7.3.3.17.5 (Remote Grid) Updates to grid topology to minimize risk of ignition in HFTDs Remote GridWLDFRContact from objectAggregated | WLDFR | HFTD - Distribution - Tier 2 - 1QU CoRE ¦ 5QU LoRE | Red Flag Warning - Small Fires | Contact from object | Aggregated | 2042 | 1.1868e-05 | 1601.5759 | 0.019008 | 2042 | Mitigation | 0.95 | 45 | 0 | esc | 0.00097009 | 1.1513e-08 | 0.00097009 | 1.1513e-08
[79 empty] | WLDFR | HFTD - Distribution - Tier 2 - 4QU CoRE ¦ 4QU LoRE | Red Flag Warning - Large Fires | 2043 | 2.4752e-08 | 2.4752e-08 | 6.9209 | 0.84944 | 3.8632 | 2.2083 | 0 | 0 | 2.5516e-05 | 1.7131e-07 | 0 | 1.7131e-07 | 1.7131e-07 | 0 | 1.7131e-07 | 0 | 9.6512e-08 | 2.1156e-07 | 0 | 2.1156e-07 | 0 | 0.00019377 | 0.00038754 | 0 | 0.00038754 | [12 empty] | 7.3.3.17.5 (Remote Grid) Updates to grid topology to minimize risk of ignition in HFTDs Remote GridWLDFRContact from objectAggregated | WLDFR | HFTD - Distribution - Tier 2 - 1QU CoRE ¦ 5QU LoRE | Red Flag Warning - Small Fires | Contact from object | Aggregated | 2043 | 1.1868e-05 | 1601.5759 | 0.019008 | 2043 | Mitigation | 0.95 | 45 | 0 | esc | 0.00097009 | 1.1513e-08 | 0.00097009 | 1.1513e-08
[79 empty] | WLDFR | HFTD - Distribution - Tier 2 - 4QU CoRE ¦ 4QU LoRE | Red Flag Warning - Large Fires | 2044 | 2.4752e-08 | 2.4752e-08 | 6.9209 | 0.84944 | 3.8632 | 2.2083 | 0 | 0 | 2.5516e-05 | 1.7131e-07 | 0 | 1.7131e-07 | 1.7131e-07 | 0 | 1.7131e-07 | 0 | 1.0112e-07 | 2.2166e-07 | 0 | 2.2166e-07 | 0 | 0.00019377 | 0.00038754 | 0 | 0.00038754 | [12 empty] | 7.3.3.17.5 (Remote Grid) Updates to grid topology to minimize risk of ignition in HFTDs Remote GridWLDFRContact from objectAggregated | WLDFR | HFTD - Distribution - Tier 2 - 1QU CoRE ¦ 5QU LoRE | Red Flag Warning - Small Fires | Contact from object | Aggregated | 2044 | 1.1868e-05 | 1601.5759 | 0.019008 | 2044 | Mitigation | 0.95 | 45 | 0 | esc | 0.00097009 | 1.1513e-08 | 0.00097009 | 1.1513e-08
[79 empty] | WLDFR | HFTD - Distribution - Tier 2 - 4QU CoRE ¦ 4QU LoRE | Red Flag Warning - Large Fires | 2045 | 2.4752e-08 | 2.4752e-08 | 6.9209 | 0.84944 | 3.8632 | 2.2083 | 0 | 0 | 2.5516e-05 | 1.7131e-07 | 0 | 1.7131e-07 | 1.7131e-07 | 0 | 1.7131e-07 | 0 | 1.0112e-07 | 2.2166e-07 | 0 | 2.2166e-07 | 0 | 0.00019377 | 0.00038754 | 0 | 0.00038754 | [12 empty] | 7.3.3.17.5 (Remote Grid) Updates to grid topology to minimize risk of ignition in HFTDs Remote GridWLDFRContact from objectAggregated | WLDFR | HFTD - Distribution - Tier 2 - 1QU CoRE ¦ 5QU LoRE | Red Flag Warning - Small Fires | Contact from object | Aggregated | 2045 | 1.1868e-05 | 1601.5759 | 0.019008 | 2045 | Mitigation | 0.95 | 45 | 0 | esc | 0.00097009 | 1.1513e-08 | 0.00097009 | 1.1513e-08
[79 empty] | WLDFR | HFTD - Distribution - Tier 2 - 4QU CoRE ¦ 4QU LoRE | Red Flag Warning - Large Fires | 2046 | 2.4752e-08 | 2.4752e-08 | 6.9209 | 0.84944 | 3.8632 | 2.2083 | 0 | 0 | 2.5516e-05 | 1.7131e-07 | 0 | 1.7131e-07 | 1.7131e-07 | 0 | 1.7131e-07 | 0 | 1.0112e-07 | 2.2166e-07 | 0 | 2.2166e-07 | 0 | 0.00019377 | 0.00038754 | 0 | 0.00038754 | [12 empty] | 7.3.3.17.5 (Remote Grid) Updates to grid topology to minimize risk of ignition in HFTDs Remote GridWLDFRContact from objectAggregated | WLDFR | HFTD - Distribution - Tier 2 - 1QU CoRE ¦ 5QU LoRE | Red Flag Warning - Small Fires | Contact from object | Aggregated | 2046 | 1.1868e-05 | 1601.5759 | 0.019008 | 2046 | Mitigation | 0.95 | 45 | 0 | esc | 0.00097009 | 1.1513e-08 | 0.00097009 | 1.1513e-08
[79 empty] | WLDFR | HFTD - Distribution - Tier 2 - 4QU CoRE ¦ 4QU LoRE | Red Flag Warning - Large Fires | 2047 | 2.4752e-08 | 2.4752e-08 | 6.9209 | 0.84944 | 3.8632 | 2.2083 | 0 | 0 | 2.5516e-05 | 1.7131e-07 | 0 | 1.7131e-07 | 1.7131e-07 | 0 | 1.7131e-07 | 0 | 1.0112e-07 | 2.2166e-07 | 0 | 2.2166e-07 | 0 | 0.00020336 | 0.00040672 | 0 | 0.00040672 | [12 empty] | 7.3.3.17.5 (Remote Grid) Updates to grid topology to minimize risk of ignition in HFTDs Remote GridWLDFRContact from objectAggregated | WLDFR | HFTD - Distribution - Tier 2 - 1QU CoRE ¦ 5QU LoRE | Red Flag Warning - Small Fires | Contact from object | Aggregated | 2047 | 1.1868e-05 | 1601.5759 | 0.019008 | 2047 | Mitigation | 0.95 | 45 | 0 | esc | 0.00097009 | 1.1513e-08 | 0.00097009 | 1.1513e-08
[79 empty] | WLDFR | HFTD - Distribution - Tier 2 - 4QU CoRE ¦ 4QU LoRE | Red Flag Warning - Large Fires | 2048 | 2.4752e-08 | 2.4752e-08 | 7.3713 | 0.88759 | 4.1075 | 2.3763 | 0 | 0 | 2.5516e-05 | 1.8246e-07 | 0 | 1.8246e-07 | 1.8246e-07 | 0 | 1.8246e-07 | 0 | 1.0112e-07 | 2.2166e-07 | 0 | 2.2166e-07 | 0 | 0.00020336 | 0.00040672 | 0 | 0.00040672 | [12 empty] | 7.3.3.17.5 (Remote Grid) Updates to grid topology to minimize risk of ignition in HFTDs Remote GridWLDFRContact from objectAggregated | WLDFR | HFTD - Distribution - Tier 2 - 1QU CoRE ¦ 5QU LoRE | Red Flag Warning - Small Fires | Contact from object | Aggregated | 2048 | 1.1868e-05 | 1601.5759 | 0.019008 | 2048 | Mitigation | 0.95 | 45 | 0 | esc | 0.00097009 | 1.1513e-08 | 0.00097009 | 1.1513e-08
[79 empty] | WLDFR | HFTD - Distribution - Tier 2 - 4QU CoRE ¦ 4QU LoRE | Red Flag Warning - Large Fires | 2049 | 2.4752e-08 | 2.4752e-08 | 7.3713 | 0.88759 | 4.1075 | 2.3763 | 0 | 0 | 2.5516e-05 | 1.8246e-07 | 0 | 1.8246e-07 | 1.8246e-07 | 0 | 1.8246e-07 | 0 | 1.0584e-07 | 2.3201e-07 | 0 | 2.3201e-07 | 0 | 0.00020336 | 0.00040672 | 0 | 0.00040672 | [12 empty] | 7.3.3.17.5 (Remote Grid) Updates to grid topology to minimize risk of ignition in HFTDs Remote GridWLDFRContact from objectAggregated | WLDFR | HFTD - Distribution - Tier 2 - 1QU CoRE ¦ 5QU LoRE | Red Flag Warning - Small Fires | Contact from object | Aggregated | 2049 | 1.1868e-05 | 1601.5759 | 0.019008 | 2049 | Mitigation | 0.95 | 45 | 0 | esc | 0.00097009 | 1.1513e-08 | 0.00097009 | 1.1513e-08
[79 empty] | WLDFR | HFTD - Distribution - Tier 2 - 4QU CoRE ¦ 4QU LoRE | Red Flag Warning - Large Fires | 2050 | 2.4752e-08 | 2.4752e-08 | 7.3713 | 0.88759 | 4.1075 | 2.3763 | 0 | 0 | 2.5516e-05 | 1.8246e-07 | 0 | 1.8246e-07 | 1.8246e-07 | 0 | 1.8246e-07 | 0 | 1.0584e-07 | 2.3201e-07 | 0 | 2.3201e-07 | 0 | 0.00020336 | 0.00040672 | 0 | 0.00040672 | [12 empty] | 7.3.3.17.5 (Remote Grid) Updates to grid topology to minimize risk of ignition in HFTDs Remote GridWLDFRContact from objectAggregated | WLDFR | HFTD - Distribution - Tier 2 - 1QU CoRE ¦ 5QU LoRE | Red Flag Warning - Small Fires | Contact from object | Aggregated | 2050 | 1.1868e-05 | 1601.5759 | 0.019008 | 2050 | Mitigation | 0.95 | 45 | 0 | esc | 0.00097009 | 1.1513e-08 | 0.00097009 | 1.1513e-08
[79 empty] | WLDFR | HFTD - Distribution - Tier 2 - 4QU CoRE ¦ 4QU LoRE | Red Flag Warning - Large Fires | 2051 | 2.4752e-08 | 2.4752e-08 | 7.3713 | 0.88759 | 4.1075 | 2.3763 | 0 | 0 | 2.5516e-05 | 1.8246e-07 | 0 | 1.8246e-07 | 1.8246e-07 | 0 | 1.8246e-07 | 0 | 1.0584e-07 | 2.3201e-07 | 0 | 2.3201e-07 | 0 | 0 | 0.00040672 | 0 | 0.00040672 | [12 empty] | 7.3.3.17.5 (Remote Grid) Updates to grid topology to minimize risk of ignition in HFTDs Remote GridWLDFRContact from objectAggregated | WLDFR | HFTD - Distribution - Tier 2 - 1QU CoRE ¦ 5QU LoRE | Red Flag Warning - Small Fires | Contact from object | Aggregated | 2051 | 1.1868e-05 | 1601.5759 | 0.019008 | 2051 | Mitigation | 0.95 | 45 | 0 | esc | 0.00097009 | 1.1513e-08 | 0.00097009 | 1.1513e-08
[79 empty] | WLDFR | HFTD - Distribution - Tier 2 - 4QU CoRE ¦ 4QU LoRE | Red Flag Warning - Large Fires | 2052 | 2.4752e-08 | 2.4752e-08 | 7.3713 | 0.88759 | 4.1075 | 2.3763 | 0 | 0 | 2.5516e-05 | 1.8246e-07 | 0 | 1.8246e-07 | 1.8246e-07 | 0 | 1.8246e-07 | 0 | 1.0584e-07 | 2.3201e-07 | 0 | 2.3201e-07 | 0 | 0 | 0 | 0 | 0 | [12 empty] | 7.3.3.17.5 (Remote Grid) Updates to grid topology to minimize risk of ignition in HFTDs Remote GridWLDFRContact from objectAggregated | WLDFR | HFTD - Distribution - Tier 2 - 1QU CoRE ¦ 5QU LoRE | Red Flag Warning - Small Fires | Contact from object | Aggregated | 2052 | 1.1868e-05 | 1601.5759 | 0.019008 | 2052 | Mitigation | 0.95 | 45 | 0 | esc | 0.00097009 | 1.1513e-08 | 0.00097009 | 1.1513e-08
[79 empty] | WLDFR | HFTD - Distribution - Tier 2 - 4QU CoRE ¦ 4QU LoRE | Red Flag Warning - Large Fires | 2053 | 2.4752e-08 | 2.4752e-08 | 7.8503 | 0.92702 | 4.3664 | 2.5569 | 0 | 0 | 2.5516e-05 | 1.9431e-07 | 0 | 1.9431e-07 | 1.9431e-07 | 0 | 1.9431e-07 | 0 | 1.0584e-07 | 2.3201e-07 | 0 | 2.3201e-07 | 0 | 0 | 0 | 0 | 0 | [12 empty] | 7.3.3.17.5 (Remote Grid) Updates to grid topology to minimize risk of ignition in HFTDs Remote GridWLDFRContact from objectAggregated | WLDFR | HFTD - Distribution - Tier 2 - 1QU CoRE ¦ 5QU LoRE | Red Flag Warning - Small Fires | Contact from object | Aggregated | 2053 | 1.1868e-05 | 1601.5759 | 0.019008 | 2053 | Mitigation | 0.95 | 45 | 0 | esc | 0.00097009 | 1.1513e-08 | 0.00097009 | 1.1513e-08
[79 empty] | WLDFR | HFTD - Distribution - Tier 2 - 4QU CoRE ¦ 4QU LoRE | Red Flag Warning - Large Fires | 2054 | 2.4752e-08 | 2.4752e-08 | 7.8503 | 0.92702 | 4.3664 | 2.5569 | 0 | 0 | 2.5516e-05 | 1.9431e-07 | 0 | 1.9431e-07 | 1.9431e-07 | 0 | 1.9431e-07 | 0 | 1.1063e-07 | 2.4251e-07 | 0 | 2.4251e-07 | 0 | 7.6919e-07 | 0 | 0 | 0 | [12 empty] | 7.3.3.17.5 (Remote Grid) Updates to grid topology to minimize risk of ignition in HFTDs Remote GridWLDFRContact from objectAggregated | WLDFR | HFTD - Distribution - Tier 2 - 1QU CoRE ¦ 5QU LoRE | Red Flag Warning - Small Fires | Contact from object | Aggregated | 2054 | 1.1868e-05 | 1601.5759 | 0.019008 | 2054 | Mitigation | 0.95 | 45 | 0 | esc | 0.00097009 | 1.1513e-08 | 0.00097009 | 1.1513e-08
[79 empty] | WLDFR | HFTD - Distribution - Tier 2 - 4QU CoRE ¦ 4QU LoRE | Red Flag Warning - Large Fires | 2055 | 2.4752e-08 | 2.4752e-08 | 7.8503 | 0.92702 | 4.3664 | 2.5569 | 0 | 0 | 2.5516e-05 | 1.9431e-07 | 0 | 1.9431e-07 | 1.9431e-07 | 0 | 1.9431e-07 | 0 | 1.1063e-07 | 2.4251e-07 | 0 | 2.4251e-07 | 0 | 8.036e-07 | 1.6072e-06 | 0 | 1.6072e-06 | [12 empty] | 7.3.3.17.5 (Remote Grid) Updates to grid topology to minimize risk of ignition in HFTDs Remote GridWLDFRContact from objectAggregated | WLDFR | HFTD - Distribution - Tier 2 - 1QU CoRE ¦ 5QU LoRE | Red Flag Warning - Small Fires | Contact from object | Aggregated | 2055 | 1.1868e-05 | 1601.5759 | 0.019008 | 2055 | Mitigation | 0.95 | 45 | 0 | esc | 0.00097009 | 1.1513e-08 | 0.00097009 | 1.1513e-08
[79 empty] | WLDFR | HFTD - Distribution - Tier 2 - 4QU CoRE ¦ 4QU LoRE | Red Flag Warning - Large Fires | 2056 | 2.4752e-08 | 2.4752e-08 | 7.8503 | 0.92702 | 4.3664 | 2.5569 | 0 | 0 | 2.5516e-05 | 1.9431e-07 | 0 | 1.9431e-07 | 1.9431e-07 | 0 | 1.9431e-07 | 0 | 1.1063e-07 | 2.4251e-07 | 0 | 2.4251e-07 | 0 | 8.036e-07 | 1.6072e-06 | 0 | 1.6072e-06 | [12 empty] | 7.3.3.17.5 (Remote Grid) Updates to grid topology to minimize risk of ignition in HFTDs Remote GridWLDFRContact from objectAggregated | WLDFR | HFTD - Distribution - Tier 2 - 1QU CoRE ¦ 5QU LoRE | Red Flag Warning - Small Fires | Contact from object | Aggregated | 2056 | 1.1868e-05 | 1601.5759 | 0.019008 | 2056 | Mitigation | 0.95 | 45 | 0 | esc | 0.00097009 | 1.1513e-08 | 0.00097009 | 1.1513e-08
[79 empty] | WLDFR | HFTD - Distribution - Tier 2 - 4QU CoRE ¦ 4QU LoRE | Red Flag Warning - Large Fires | 2057 | 2.4752e-08 | 2.4752e-08 | 7.8503 | 0.92702 | 4.3664 | 2.5569 | 0 | 0 | 2.5516e-05 | 1.9431e-07 | 0 | 1.9431e-07 | 1.9431e-07 | 0 | 1.9431e-07 | 0 | 0 | 2.4251e-07 | 0 | 2.4251e-07 | 0 | 8.036e-07 | 1.6072e-06 | 0 | 1.6072e-06 | [12 empty] | 7.3.3.17.5 (Remote Grid) Updates to grid topology to minimize risk of ignition in HFTDs Remote GridWLDFRContact from objectAggregated | WLDFR | HFTD - Distribution - Tier 2 - 1QU CoRE ¦ 5QU LoRE | Red Flag Warning - Small Fires | Contact from object | Aggregated | 2057 | 1.1868e-05 | 1601.5759 | 0.019008 | 2057 | Mitigation | 0.95 | 45 | 0 | esc | 0.00097009 | 1.1513e-08 | 0.00097009 | 1.1513e-08
[79 empty] | WLDFR | HFTD - Distribution - Tier 2 - 4QU CoRE ¦ 4QU LoRE | Red Flag Warning - Large Fires | 2058 | 2.4752e-08 | 2.4752e-08 | 8.3524 | 0.96727 | 4.6367 | 2.7484 | 0 | 0 | 2.5516e-05 | 2.0674e-07 | 0 | 2.0674e-07 | 2.0674e-07 | 0 | 2.0674e-07 | 0 | 0 | 0 | 0 | 0 | 0 | 8.036e-07 | 1.6072e-06 | 0 | 1.6072e-06 | [12 empty] | 7.3.3.17.5 (Remote Grid) Updates to grid topology to minimize risk of ignition in HFTDs Remote GridWLDFRContact from objectAggregated | WLDFR | HFTD - Distribution - Tier 2 - 1QU CoRE ¦ 5QU LoRE | Red Flag Warning - Small Fires | Contact from object | Aggregated | 2058 | 1.1868e-05 | 1601.5759 | 0.019008 | 2058 | Mitigation | 0.95 | 45 | 0 | esc | 0.00097009 | 1.1513e-08 | 0.00097009 | 1.1513e-08
[79 empty] | WLDFR | HFTD - Distribution - Tier 2 - 4QU CoRE ¦ 4QU LoRE | Red Flag Warning - Large Fires | 2059 | 2.4752e-08 | 2.4752e-08 | 8.3524 | 0.96727 | 4.6367 | 2.7484 | 0 | 0 | 2.5516e-05 | 2.0674e-07 | 0 | 2.0674e-07 | 2.0674e-07 | 0 | 2.0674e-07 | 0 | 9.2694e-06 | 0 | 0 | 0 | 0 | 8.036e-07 | 1.6072e-06 | 0 | 1.6072e-06 | [12 empty] | 7.3.3.17.5 (Remote Grid) Updates to grid topology to minimize risk of ignition in HFTDs Remote GridWLDFRContact from objectAggregated | WLDFR | HFTD - Distribution - Tier 2 - 1QU CoRE ¦ 5QU LoRE | Red Flag Warning - Small Fires | Contact from object | Aggregated | 2059 | 1.1868e-05 | 1601.5759 | 0.019008 | 2059 | Mitigation | 0.95 | 45 | 0 | esc | 0.00097009 | 1.1513e-08 | 0.00097009 | 1.1513e-08
[79 empty] | WLDFR | HFTD - Distribution - Tier 2 - 4QU CoRE ¦ 4QU LoRE | Red Flag Warning - Large Fires | 2060 | 2.4752e-08 | 2.4752e-08 | 8.3524 | 0.96727 | 4.6367 | 2.7484 | 0 | 0 | 2.5516e-05 | 2.0674e-07 | 0 | 2.0674e-07 | 2.0674e-07 | 0 | 2.0674e-07 | 0 | 9.6092e-06 | 2.1064e-05 | 0 | 2.1064e-05 | 0 | 8.4793e-07 | 1.6959e-06 | 0 | 1.6959e-06 | [12 empty] | 7.3.3.17.5 (Remote Grid) Updates to grid topology to minimize risk of ignition in HFTDs Remote GridWLDFRContact from objectAggregated | WLDFR | HFTD - Distribution - Tier 2 - 1QU CoRE ¦ 5QU LoRE | Red Flag Warning - Small Fires | Contact from object | Aggregated | 2060 | 1.1868e-05 | 1601.5759 | 0.019008 | 2060 | Mitigation | 0.95 | 45 | 0 | esc | 0.00097009 | 1.1513e-08 | 0.00097009 | 1.1513e-08
[79 empty] | WLDFR | HFTD - Distribution - Tier 2 - 4QU CoRE ¦ 4QU LoRE | Red Flag Warning - Large Fires | 2061 | 2.4752e-08 | 2.4752e-08 | 8.3524 | 0.96727 | 4.6367 | 2.7484 | 0 | 0 | 2.5516e-05 | 2.0674e-07 | 0 | 2.0674e-07 | 2.0674e-07 | 0 | 2.0674e-07 | 0 | 9.6092e-06 | 2.1064e-05 | 0 | 2.1064e-05 | 0 | 8.4793e-07 | 1.6959e-06 | 0 | 1.6959e-06 | [12 empty] | 7.3.3.17.5 (Remote Grid) Updates to grid topology to minimize risk of ignition in HFTDs Remote GridWLDFRContact from objectAggregated | WLDFR | HFTD - Distribution - Tier 2 - 1QU CoRE ¦ 5QU LoRE | Red Flag Warning - Small Fires | Contact from object | Aggregated | 2061 | 1.1868e-05 | 1601.5759 | 0.019008 | 2061 | Mitigation | 0.95 | 45 | 0 | esc | 0.00097009 | 1.1513e-08 | 0.00097009 | 1.1513e-08
[79 empty] | WLDFR | HFTD - Distribution - Tier 2 - 4QU CoRE ¦ 4QU LoRE | Red Flag Warning - Large Fires | 2062 | 2.4752e-08 | 2.4752e-08 | 8.3524 | 0.96727 | 4.6367 | 2.7484 | 0 | 0 | 2.5516e-05 | 2.0674e-07 | 0 | 2.0674e-07 | 2.0674e-07 | 0 | 2.0674e-07 | 0 | 9.6092e-06 | 2.1064e-05 | 0 | 2.1064e-05 | 0 | 8.4793e-07 | 1.6959e-06 | 0 | 1.6959e-06 | [12 empty] | 7.3.3.17.5 (Remote Grid) Updates to grid topology to minimize risk of ignition in HFTDs Remote GridWLDFRContact from objectAggregated | WLDFR | HFTD - Distribution - Tier 2 - 1QU CoRE ¦ 5QU LoRE | Red Flag Warning - Small Fires | Contact from object | Aggregated | 2062 | 1.1868e-05 | 1601.5759 | 0.019008 | 2062 | Mitigation | 0.95 | 45 | 0 | esc | 0.00097009 | 1.1513e-08 | 0.00097009 | 1.1513e-08
[79 empty] | WLDFR | HFTD - Distribution - Tier 2 - 4QU CoRE ¦ 4QU LoRE | Red Flag Warning - Large Fires | 2063 | 2.4752e-08 | 2.4752e-08 | 8.872 | 1.0079 | 4.9153 | 2.9488 | 0 | 0 | 2.5516e-05 | 2.196e-07 | 0 | 2.196e-07 | 2.196e-07 | 0 | 2.196e-07 | 0 | 9.6092e-06 | 2.1064e-05 | 0 | 2.1064e-05 | 0 | 8.4793e-07 | 1.6959e-06 | 0 | 1.6959e-06 | [12 empty] | 7.3.3.17.5 (Remote Grid) Updates to grid topology to minimize risk of ignition in HFTDs Remote GridWLDFRContact from objectAggregated | WLDFR | HFTD - Distribution - Tier 2 - 1QU CoRE ¦ 5QU LoRE | Red Flag Warning - Small Fires | Contact from object | Aggregated | 2063 | 1.1868e-05 | 1601.5759 | 0.019008 | 2063 | Mitigation | 0.95 | 45 | 0 | esc | 0.00097009 | 1.1513e-08 | 0.00097009 | 1.1513e-08
[79 empty] | WLDFR | HFTD - Distribution - Tier 2 - 4QU CoRE ¦ 4QU LoRE | Red Flag Warning - Large Fires | 2064 | 2.4752e-08 | 2.4752e-08 | 8.872 | 1.0079 | 4.9153 | 2.9488 | 0 | 0 | 2.5516e-05 | 2.196e-07 | 0 | 2.196e-07 | 2.196e-07 | 0 | 2.196e-07 | 0 | 9.6092e-06 | 2.1064e-05 | 0 | 2.1064e-05 | 0 | 8.4793e-07 | 1.6959e-06 | 0 | 1.6959e-06 | [12 empty] | 7.3.3.17.5 (Remote Grid) Updates to grid topology to minimize risk of ignition in HFTDs Remote GridWLDFRContact from objectAggregated | WLDFR | HFTD - Distribution - Tier 2 - 1QU CoRE ¦ 5QU LoRE | Red Flag Warning - Small Fires | Contact from object | Aggregated | 2064 | 1.1868e-05 | 1601.5759 | 0.019008 | 2064 | Mitigation | 0.95 | 45 | 0 | esc | 0.00097009 | 1.1513e-08 | 0.00097009 | 1.1513e-08
[79 empty] | WLDFR | HFTD - Distribution - Tier 2 - 4QU CoRE ¦ 4QU LoRE | Red Flag Warning - Large Fires | 2065 | 2.4752e-08 | 2.4752e-08 | 8.872 | 1.0079 | 4.9153 | 2.9488 | 0 | 0 | 2.5516e-05 | 2.196e-07 | 0 | 2.196e-07 | 2.196e-07 | 0 | 2.196e-07 | 0 | 1.0037e-05 | 2.2002e-05 | 0 | 2.2002e-05 | 0 | 8.9834e-07 | 1.7967e-06 | 0 | 1.7967e-06 | [12 empty] | 7.3.3.17.5 (Remote Grid) Updates to grid topology to minimize risk of ignition in HFTDs Remote GridWLDFRContact from objectAggregated | WLDFR | HFTD - Distribution - Tier 2 - 1QU CoRE ¦ 5QU LoRE | Red Flag Warning - Small Fires | Contact from object | Aggregated | 2065 | 1.1868e-05 | 1601.5759 | 0.019008 | 2065 | Mitigation | 0.95 | 45 | 0 | esc | 0.00097009 | 1.1513e-08 | 0.00097009 | 1.1513e-08
[79 empty] | WLDFR | HFTD - Distribution - Tier 2 - 4QU CoRE ¦ 4QU LoRE | Red Flag Warning - Large Fires | 2066 | 2.4752e-08 | 2.4752e-08 | 8.872 | 1.0079 | 4.9153 | 2.9488 | 0 | 0 | 2.5516e-05 | 2.196e-07 | 0 | 2.196e-07 | 2.196e-07 | 0 | 2.196e-07 | 0 | 1.0037e-05 | 2.2002e-05 | 0 | 2.2002e-05 | 0 | 8.9834e-07 | 1.7967e-06 | 0 | 1.7967e-06 | [12 empty] | 7.3.3.17.5 (Remote Grid) Updates to grid topology to minimize risk of ignition in HFTDs Remote GridWLDFRContact from objectAggregated | WLDFR | HFTD - Distribution - Tier 2 - 1QU CoRE ¦ 5QU LoRE | Red Flag Warning - Small Fires | Contact from object | Aggregated | 2066 | 1.1868e-05 | 1601.5759 | 0.019008 | 2066 | Mitigation | 0.95 | 45 | 0 | esc | 0.00097009 | 1.1513e-08 | 0.00097009 | 1.1513e-08
[79 empty] | WLDFR | HFTD - Distribution - Tier 2 - 4QU CoRE ¦ 4QU LoRE | Red Flag Warning - Large Fires | 2067 | 0 | 2.4752e-08 | 8.872 | 1.0079 | 4.9153 | 2.9488 | 0 | 0 | 2.5516e-05 | 0 | 0 | 0 | 2.196e-07 | 0 | 2.196e-07 | 0 | 1.0037e-05 | 2.2002e-05 | 0 | 2.2002e-05 | 0 | 8.9834e-07 | 1.7967e-06 | 0 | 1.7967e-06 | [12 empty] | 7.3.3.17.5 (Remote Grid) Updates to grid topology to minimize risk of ignition in HFTDs Remote GridWLDFRContact from objectAggregated | WLDFR | HFTD - Distribution - Tier 2 - 1QU CoRE ¦ 5QU LoRE | Red Flag Warning - Small Fires | Contact from object | Aggregated | 2067 | 1.1868e-05 | 1601.5759 | 0.019008 | 2067 | Mitigation | 0.95 | 45 | 0 | esc | 0 | 0 | 0.00097009 | 1.1513e-08
[79 empty] | WLDFR | HFTD - Distribution - Tier 2 - 4QU CoRE ¦ 4QU LoRE | Red Flag Warning - Small Fires | 2022 | 4.1059e-07 | 0 | 0.077901 | 0.036425 | 0.0015809 | 0.039895 | 0 | 0 | 0.00043337 | 3.1985e-08 | 0 | 3.1985e-08 | 0 | 0 | 0 | 0 | 1.0037e-05 | 2.2002e-05 | 0 | 2.2002e-05 | 0 | 8.9834e-07 | 1.7967e-06 | 0 | 1.7967e-06 | [12 empty] | 7.3.3.17.5 (Remote Grid) Updates to grid topology to minimize risk of ignition in HFTDs Remote GridWLDFRContaminationAggregated | WLDFR | HFTD - Distribution - Tier 2 - 1QU CoRE ¦ 5QU LoRE | Red Flag Warning - Small Fires | Contamination | Aggregated | 2022 | 1.1576e-07 | 1601.5759 | 0.00018541 | 2022 | Mitigation | 0.95 | 45 | 0 | esc | 0.00097009 | 1.123e-10 | 0 | 0
[79 empty] | WLDFR | HFTD - Distribution - Tier 2 - 4QU CoRE ¦ 4QU LoRE | Red Flag Warning - Small Fires | 2023 | 4.1059e-07 | 4.1059e-07 | 0.080408 | 0.03759 | 0.0016314 | 0.041187 | 0 | 0 | 0.00043337 | 3.3015e-08 | 0 | 3.3015e-08 | 3.3015e-08 | 0 | 3.3015e-08 | 0 | 1.0037e-05 | 2.2002e-05 | 0 | 2.2002e-05 | 0 | 8.9834e-07 | 1.7967e-06 | 0 | 1.7967e-06 | [12 empty] | 7.3.3.17.5 (Remote Grid) Updates to grid topology to minimize risk of ignition in HFTDs Remote GridWLDFRContaminationAggregated | WLDFR | HFTD - Distribution - Tier 2 - 1QU CoRE ¦ 5QU LoRE | Red Flag Warning - Small Fires | Contamination | Aggregated | 2023 | 1.1576e-07 | 1601.5759 | 0.00018541 | 2023 | Mitigation | 0.95 | 45 | 0 | esc | 0.00097009 | 1.123e-10 | 0.00097009 | 1.123e-10
[79 empty] | WLDFR | HFTD - Distribution - Tier 2 - 4QU CoRE ¦ 4QU LoRE | Red Flag Warning - Small Fires | 2024 | 4.1059e-07 | 4.1059e-07 | 0.080408 | 0.03759 | 0.0016314 | 0.041187 | 0 | 0 | 0.00043337 | 3.3015e-08 | 0 | 3.3015e-08 | 3.3015e-08 | 0 | 3.3015e-08 | 0 | 1.0513e-05 | 2.3045e-05 | 0 | 2.3045e-05 | 0 | 9.5445e-07 | 1.9089e-06 | 0 | 1.9089e-06 | [12 empty] | 7.3.3.17.5 (Remote Grid) Updates to grid topology to minimize risk of ignition in HFTDs Remote GridWLDFRContaminationAggregated | WLDFR | HFTD - Distribution - Tier 2 - 1QU CoRE ¦ 5QU LoRE | Red Flag Warning - Small Fires | Contamination | Aggregated | 2024 | 1.1576e-07 | 1601.5759 | 0.00018541 | 2024 | Mitigation | 0.95 | 45 | 0 | esc | 0.00097009 | 1.123e-10 | 0.00097009 | 1.123e-10
[79 empty] | WLDFR | HFTD - Distribution - Tier 2 - 4QU CoRE ¦ 4QU LoRE | Red Flag Warning - Small Fires | 2025 | 4.1059e-07 | 4.1059e-07 | 0.080408 | 0.03759 | 0.0016314 | 0.041187 | 0 | 0 | 0.00043337 | 3.3015e-08 | 0 | 3.3015e-08 | 3.3015e-08 | 0 | 3.3015e-08 | 0 | 1.0513e-05 | 2.3045e-05 | 0 | 2.3045e-05 | 0 | 9.5445e-07 | 1.9089e-06 | 0 | 1.9089e-06 | [12 empty] | 7.3.3.17.5 (Remote Grid) Updates to grid topology to minimize risk of ignition in HFTDs Remote GridWLDFRContaminationAggregated | WLDFR | HFTD - Distribution - Tier 2 - 1QU CoRE ¦ 5QU LoRE | Red Flag Warning - Small Fires | Contamination | Aggregated | 2025 | 1.1576e-07 | 1601.5759 | 0.00018541 | 2025 | Mitigation | 0.95 | 45 | 0 | esc | 0.00097009 | 1.123e-10 | 0.00097009 | 1.123e-10
[79 empty] | WLDFR | HFTD - Distribution - Tier 2 - 4QU CoRE ¦ 4QU LoRE | Red Flag Warning - Small Fires | 2026 | 4.1059e-07 | 4.1059e-07 | 0.080408 | 0.03759 | 0.0016314 | 0.041187 | 0 | 0 | 0.00043337 | 3.3015e-08 | 0 | 3.3015e-08 | 3.3015e-08 | 0 | 3.3015e-08 | 0 | 1.0513e-05 | 2.3045e-05 | 0 | 2.3045e-05 | 0 | 9.5445e-07 | 1.9089e-06 | 0 | 1.9089e-06 | [12 empty] | 7.3.3.17.5 (Remote Grid) Updates to grid topology to minimize risk of ignition in HFTDs Remote GridWLDFRContaminationAggregated | WLDFR | HFTD - Distribution - Tier 2 - 1QU CoRE ¦ 5QU LoRE | Red Flag Warning - Small Fires | Contamination | Aggregated | 2026 | 1.1576e-07 | 1601.5759 | 0.00018541 | 2026 | Mitigation | 0.95 | 45 | 0 | esc | 0.00097009 | 1.123e-10 | 0.00097009 | 1.123e-10
[79 empty] | WLDFR | HFTD - Distribution - Tier 2 - 4QU CoRE ¦ 4QU LoRE | Red Flag Warning - Small Fires | 2027 | 4.1059e-07 | 4.1059e-07 | 0.080408 | 0.03759 | 0.0016314 | 0.041187 | 0 | 0 | 0.00043337 | 3.3015e-08 | 0 | 3.3015e-08 | 3.3015e-08 | 0 | 3.3015e-08 | 0 | 1.0513e-05 | 2.3045e-05 | 0 | 2.3045e-05 | 0 | 9.5445e-07 | 1.9089e-06 | 0 | 1.9089e-06 | [12 empty] | 7.3.3.17.5 (Remote Grid) Updates to grid topology to minimize risk of ignition in HFTDs Remote GridWLDFRContaminationAggregated | WLDFR | HFTD - Distribution - Tier 2 - 1QU CoRE ¦ 5QU LoRE | Red Flag Warning - Small Fires | Contamination | Aggregated | 2027 | 1.1576e-07 | 1601.5759 | 0.00018541 | 2027 | Mitigation | 0.95 | 45 | 0 | esc | 0.00097009 | 1.123e-10 | 0.00097009 | 1.123e-10
[79 empty] | WLDFR | HFTD - Distribution - Tier 2 - 4QU CoRE ¦ 4QU LoRE | Red Flag Warning - Small Fires | 2028 | 4.1059e-07 | 4.1059e-07 | 0.083606 | 0.039055 | 0.001695 | 0.042856 | 0 | 0 | 0.00043337 | 3.4328e-08 | 0 | 3.4328e-08 | 3.4328e-08 | 0 | 3.4328e-08 | 0 | 1.0513e-05 | 2.3045e-05 | 0 | 2.3045e-05 | 0 | 9.5445e-07 | 1.9089e-06 | 0 | 1.9089e-06 | [12 empty] | 7.3.3.17.5 (Remote Grid) Updates to grid topology to minimize risk of ignition in HFTDs Remote GridWLDFRContaminationAggregated | WLDFR | HFTD - Distribution - Tier 2 - 1QU CoRE ¦ 5QU LoRE | Red Flag Warning - Small Fires | Contamination | Aggregated | 2028 | 1.1576e-07 | 1601.5759 | 0.00018541 | 2028 | Mitigation | 0.95 | 45 | 0 | esc | 0.00097009 | 1.123e-10 | 0.00097009 | 1.123e-10
[79 empty] | WLDFR | HFTD - Distribution - Tier 2 - 4QU CoRE ¦ 4QU LoRE | Red Flag Warning - Small Fires | 2029 | 4.1059e-07 | 4.1059e-07 | 0.083606 | 0.039055 | 0.001695 | 0.042856 | 0 | 0 | 0.00043337 | 3.4328e-08 | 0 | 3.4328e-08 | 3.4328e-08 | 0 | 3.4328e-08 | 0 | 1.103e-05 | 2.4177e-05 | 0 | 2.4177e-05 | 0 | 1.0158e-06 | 2.0316e-06 | 0 | 2.0316e-06 | [12 empty] | 7.3.3.17.5 (Remote Grid) Updates to grid topology to minimize risk of ignition in HFTDs Remote GridWLDFRContaminationAggregated | WLDFR | HFTD - Distribution - Tier 2 - 1QU CoRE ¦ 5QU LoRE | Red Flag Warning - Small Fires | Contamination | Aggregated | 2029 | 1.1576e-07 | 1601.5759 | 0.00018541 | 2029 | Mitigation | 0.95 | 45 | 0 | esc | 0.00097009 | 1.123e-10 | 0.00097009 | 1.123e-10
[79 empty] | WLDFR | HFTD - Distribution - Tier 2 - 4QU CoRE ¦ 4QU LoRE | Red Flag Warning - Small Fires | 2030 | 4.1059e-07 | 4.1059e-07 | 0.083606 | 0.039055 | 0.001695 | 0.042856 | 0 | 0 | 0.00043337 | 3.4328e-08 | 0 | 3.4328e-08 | 3.4328e-08 | 0 | 3.4328e-08 | 0 | 1.103e-05 | 2.4177e-05 | 0 | 2.4177e-05 | 0 | 1.0158e-06 | 2.0316e-06 | 0 | 2.0316e-06 | [12 empty] | 7.3.3.17.5 (Remote Grid) Updates to grid topology to minimize risk of ignition in HFTDs Remote GridWLDFRContaminationAggregated | WLDFR | HFTD - Distribution - Tier 2 - 1QU CoRE ¦ 5QU LoRE | Red Flag Warning - Small Fires | Contamination | Aggregated | 2030 | 1.1576e-07 | 1601.5759 | 0.00018541 | 2030 | Mitigation | 0.95 | 45 | 0 | esc | 0.00097009 | 1.123e-10 | 0.00097009 | 1.123e-10
[79 empty] | WLDFR | HFTD - Distribution - Tier 2 - 4QU CoRE ¦ 4QU LoRE | Red Flag Warning - Small Fires | 2031 | 4.1059e-07 | 4.1059e-07 | 0.083606 | 0.039055 | 0.001695 | 0.042856 | 0 | 0 | 0.00043337 | 3.4328e-08 | 0 | 3.4328e-08 | 3.4328e-08 | 0 | 3.4328e-08 | 0 | 1.103e-05 | 2.4177e-05 | 0 | 2.4177e-05 | 0 | 1.0158e-06 | 2.0316e-06 | 0 | 2.0316e-06 | [12 empty] | 7.3.3.17.5 (Remote Grid) Updates to grid topology to minimize risk of ignition in HFTDs Remote GridWLDFRContaminationAggregated | WLDFR | HFTD - Distribution - Tier 2 - 1QU CoRE ¦ 5QU LoRE | Red Flag Warning - Small Fires | Contamination | Aggregated | 2031 | 1.1576e-07 | 1601.5759 | 0.00018541 | 2031 | Mitigation | 0.95 | 45 | 0 | esc | 0.00097009 | 1.123e-10 | 0.00097009 | 1.123e-10
[79 empty] | WLDFR | HFTD - Distribution - Tier 2 - 4QU CoRE ¦ 4QU LoRE | Red Flag Warning - Small Fires | 2032 | 4.1059e-07 | 4.1059e-07 | 0.083606 | 0.039055 | 0.001695 | 0.042856 | 0 | 0 | 0.00043337 | 3.4328e-08 | 0 | 3.4328e-08 | 3.4328e-08 | 0 | 3.4328e-08 | 0 | 1.103e-05 | 2.4177e-05 | 0 | 2.4177e-05 | 0 | 1.0158e-06 | 2.0316e-06 | 0 | 2.0316e-06 | [12 empty] | 7.3.3.17.5 (Remote Grid) Updates to grid topology to minimize risk of ignition in HFTDs Remote GridWLDFRContaminationAggregated | WLDFR | HFTD - Distribution - Tier 2 - 1QU CoRE ¦ 5QU LoRE | Red Flag Warning - Small Fires | Contamination | Aggregated | 2032 | 1.1576e-07 | 1601.5759 | 0.00018541 | 2032 | Mitigation | 0.95 | 45 | 0 | esc | 0.00097009 | 1.123e-10 | 0.00097009 | 1.123e-10
[79 empty] | WLDFR | HFTD - Distribution - Tier 2 - 4QU CoRE ¦ 4QU LoRE | Red Flag Warning - Small Fires | 2033 | 4.1059e-07 | 4.1059e-07 | 0.087211 | 0.040679 | 0.0017655 | 0.044766 | 0 | 0 | 0.00043337 | 3.5808e-08 | 0 | 3.5808e-08 | 3.5808e-08 | 0 | 3.5808e-08 | 0 | 1.103e-05 | 2.4177e-05 | 0 | 2.4177e-05 | 0 | 1.0158e-06 | 2.0316e-06 | 0 | 2.0316e-06 | [12 empty] | 7.3.3.17.5 (Remote Grid) Updates to grid topology to minimize risk of ignition in HFTDs Remote GridWLDFRContaminationAggregated | WLDFR | HFTD - Distribution - Tier 2 - 1QU CoRE ¦ 5QU LoRE | Red Flag Warning - Small Fires | Contamination | Aggregated | 2033 | 1.1576e-07 | 1601.5759 | 0.00018541 | 2033 | Mitigation | 0.95 | 45 | 0 | esc | 0.00097009 | 1.123e-10 | 0.00097009 | 1.123e-10
[79 empty] | WLDFR | HFTD - Distribution - Tier 2 - 4QU CoRE ¦ 4QU LoRE | Red Flag Warning - Small Fires | 2034 | 4.1059e-07 | 4.1059e-07 | 0.087211 | 0.040679 | 0.0017655 | 0.044766 | 0 | 0 | 0.00043337 | 3.5808e-08 | 0 | 3.5808e-08 | 3.5808e-08 | 0 | 3.5808e-08 | 0 | 1.158e-05 | 2.5383e-05 | 0 | 2.5383e-05 | 0 | 1.0819e-06 | 2.1639e-06 | 0 | 2.1639e-06 | [12 empty] | 7.3.3.17.5 (Remote Grid) Updates to grid topology to minimize risk of ignition in HFTDs Remote GridWLDFRContaminationAggregated | WLDFR | HFTD - Distribution - Tier 2 - 1QU CoRE ¦ 5QU LoRE | Red Flag Warning - Small Fires | Contamination | Aggregated | 2034 | 1.1576e-07 | 1601.5759 | 0.00018541 | 2034 | Mitigation | 0.95 | 45 | 0 | esc | 0.00097009 | 1.123e-10 | 0.00097009 | 1.123e-10
[79 empty] | WLDFR | HFTD - Distribution - Tier 2 - 4QU CoRE ¦ 4QU LoRE | Red Flag Warning - Small Fires | 2035 | 4.1059e-07 | 4.1059e-07 | 0.087211 | 0.040679 | 0.0017655 | 0.044766 | 0 | 0 | 0.00043337 | 3.5808e-08 | 0 | 3.5808e-08 | 3.5808e-08 | 0 | 3.5808e-08 | 0 | 1.158e-05 | 2.5383e-05 | 0 | 2.5383e-05 | 0 | 1.0819e-06 | 2.1639e-06 | 0 | 2.1639e-06 | [12 empty] | 7.3.3.17.5 (Remote Grid) Updates to grid topology to minimize risk of ignition in HFTDs Remote GridWLDFRContaminationAggregated | WLDFR | HFTD - Distribution - Tier 2 - 1QU CoRE ¦ 5QU LoRE | Red Flag Warning - Small Fires | Contamination | Aggregated | 2035 | 1.1576e-07 | 1601.5759 | 0.00018541 | 2035 | Mitigation | 0.95 | 45 | 0 | esc | 0.00097009 | 1.123e-10 | 0.00097009 | 1.123e-10
[79 empty] | WLDFR | HFTD - Distribution - Tier 2 - 4QU CoRE ¦ 4QU LoRE | Red Flag Warning - Small Fires | 2036 | 4.1059e-07 | 4.1059e-07 | 0.087211 | 0.040679 | 0.0017655 | 0.044766 | 0 | 0 | 0.00043337 | 3.5808e-08 | 0 | 3.5808e-08 | 3.5808e-08 | 0 | 3.5808e-08 | 0 | 1.158e-05 | 2.5383e-05 | 0 | 2.5383e-05 | 0 | 1.0819e-06 | 2.1639e-06 | 0 | 2.1639e-06 | [12 empty] | 7.3.3.17.5 (Remote Grid) Updates to grid topology to minimize risk of ignition in HFTDs Remote GridWLDFRContaminationAggregated | WLDFR | HFTD - Distribution - Tier 2 - 1QU CoRE ¦ 5QU LoRE | Red Flag Warning - Small Fires | Contamination | Aggregated | 2036 | 1.1576e-07 | 1601.5759 | 0.00018541 | 2036 | Mitigation | 0.95 | 45 | 0 | esc | 0.00097009 | 1.123e-10 | 0.00097009 | 1.123e-10
[79 empty] | WLDFR | HFTD - Distribution - Tier 2 - 4QU CoRE ¦ 4QU LoRE | Red Flag Warning - Small Fires | 2037 | 4.1059e-07 | 4.1059e-07 | 0.087211 | 0.040679 | 0.0017655 | 0.044766 | 0 | 0 | 0.00043337 | 3.5808e-08 | 0 | 3.5808e-08 | 3.5808e-08 | 0 | 3.5808e-08 | 0 | 1.158e-05 | 2.5383e-05 | 0 | 2.5383e-05 | 0 | 1.0819e-06 | 2.1639e-06 | 0 | 2.1639e-06 | [12 empty] | 7.3.3.17.5 (Remote Grid) Updates to grid topology to minimize risk of ignition in HFTDs Remote GridWLDFRContaminationAggregated | WLDFR | HFTD - Distribution - Tier 2 - 1QU CoRE ¦ 5QU LoRE | Red Flag Warning - Small Fires | Contamination | Aggregated | 2037 | 1.1576e-07 | 1601.5759 | 0.00018541 | 2037 | Mitigation | 0.95 | 45 | 0 | esc | 0.00097009 | 1.123e-10 | 0.00097009 | 1.123e-10
[79 empty] | WLDFR | HFTD - Distribution - Tier 2 - 4QU CoRE ¦ 4QU LoRE | Red Flag Warning - Small Fires | 2038 | 4.1059e-07 | 4.1059e-07 | 0.091184 | 0.042438 | 0.0018418 | 0.046905 | 0 | 0 | 0.00043337 | 3.7439e-08 | 0 | 3.7439e-08 | 3.7439e-08 | 0 | 3.7439e-08 | 0 | 1.158e-05 | 2.5383e-05 | 0 | 2.5383e-05 | 0 | 0 | 2.1639e-06 | 0 | 2.1639e-06 | [12 empty] | 7.3.3.17.5 (Remote Grid) Updates to grid topology to minimize risk of ignition in HFTDs Remote GridWLDFRContaminationAggregated | WLDFR | HFTD - Distribution - Tier 2 - 1QU CoRE ¦ 5QU LoRE | Red Flag Warning - Small Fires | Contamination | Aggregated | 2038 | 1.1576e-07 | 1601.5759 | 0.00018541 | 2038 | Mitigation | 0.95 | 45 | 0 | esc | 0.00097009 | 1.123e-10 | 0.00097009 | 1.123e-10
[79 empty] | WLDFR | HFTD - Distribution - Tier 2 - 4QU CoRE ¦ 4QU LoRE | Red Flag Warning - Small Fires | 2039 | 4.1059e-07 | 4.1059e-07 | 0.091184 | 0.042438 | 0.0018418 | 0.046905 | 0 | 0 | 0.00043337 | 3.7439e-08 | 0 | 3.7439e-08 | 3.7439e-08 | 0 | 3.7439e-08 | 0 | 1.2157e-05 | 2.6648e-05 | 0 | 2.6648e-05 | 0 | 0 | 0 | 0 | 0 | [12 empty] | 7.3.3.17.5 (Remote Grid) Updates to grid topology to minimize risk of ignition in HFTDs Remote GridWLDFRContaminationAggregated | WLDFR | HFTD - Distribution - Tier 2 - 1QU CoRE ¦ 5QU LoRE | Red Flag Warning - Small Fires | Contamination | Aggregated | 2039 | 1.1576e-07 | 1601.5759 | 0.00018541 | 2039 | Mitigation | 0.95 | 45 | 0 | esc | 0.00097009 | 1.123e-10 | 0.00097009 | 1.123e-10
[79 empty] | WLDFR | HFTD - Distribution - Tier 2 - 4QU CoRE ¦ 4QU LoRE | Red Flag Warning - Small Fires | 2040 | 4.1059e-07 | 4.1059e-07 | 0.091184 | 0.042438 | 0.0018418 | 0.046905 | 0 | 0 | 0.00043337 | 3.7439e-08 | 0 | 3.7439e-08 | 3.7439e-08 | 0 | 3.7439e-08 | 0 | 1.2157e-05 | 2.6648e-05 | 0 | 2.6648e-05 | 0 | 0 | 0 | 0 | 0 | [12 empty] | 7.3.3.17.5 (Remote Grid) Updates to grid topology to minimize risk of ignition in HFTDs Remote GridWLDFRContaminationAggregated | WLDFR | HFTD - Distribution - Tier 2 - 1QU CoRE ¦ 5QU LoRE | Red Flag Warning - Small Fires | Contamination | Aggregated | 2040 | 1.1576e-07 | 1601.5759 | 0.00018541 | 2040 | Mitigation | 0.95 | 45 | 0 | esc | 0.00097009 | 1.123e-10 | 0.00097009 | 1.123e-10
[79 empty] | WLDFR | HFTD - Distribution - Tier 2 - 4QU CoRE ¦ 4QU LoRE | Red Flag Warning - Small Fires | 2041 | 4.1059e-07 | 4.1059e-07 | 0.091184 | 0.042438 | 0.0018418 | 0.046905 | 0 | 0 | 0.00043337 | 3.7439e-08 | 0 | 3.7439e-08 | 3.7439e-08 | 0 | 3.7439e-08 | 0 | 1.2157e-05 | 2.6648e-05 | 0 | 2.6648e-05 | 0 | 2.2688e-06 | 0 | 0 | 0 | [12 empty] | 7.3.3.17.5 (Remote Grid) Updates to grid topology to minimize risk of ignition in HFTDs Remote GridWLDFRContaminationAggregated | WLDFR | HFTD - Distribution - Tier 2 - 1QU CoRE ¦ 5QU LoRE | Red Flag Warning - Small Fires | Contamination | Aggregated | 2041 | 1.1576e-07 | 1601.5759 | 0.00018541 | 2041 | Mitigation | 0.95 | 45 | 0 | esc | 0.00097009 | 1.123e-10 | 0.00097009 | 1.123e-10
[79 empty] | WLDFR | HFTD - Distribution - Tier 2 - 4QU CoRE ¦ 4QU LoRE | Red Flag Warning - Small Fires | 2042 | 4.1059e-07 | 4.1059e-07 | 0.091184 | 0.042438 | 0.0018418 | 0.046905 | 0 | 0 | 0.00043337 | 3.7439e-08 | 0 | 3.7439e-08 | 3.7439e-08 | 0 | 3.7439e-08 | 0 | 1.2157e-05 | 2.6648e-05 | 0 | 2.6648e-05 | 0 | 2.3418e-06 | 4.6836e-06 | 0 | 4.6836e-06 | [12 empty] | 7.3.3.17.5 (Remote Grid) Updates to grid topology to minimize risk of ignition in HFTDs Remote GridWLDFRContaminationAggregated | WLDFR | HFTD - Distribution - Tier 2 - 1QU CoRE ¦ 5QU LoRE | Red Flag Warning - Small Fires | Contamination | Aggregated | 2042 | 1.1576e-07 | 1601.5759 | 0.00018541 | 2042 | Mitigation | 0.95 | 45 | 0 | esc | 0.00097009 | 1.123e-10 | 0.00097009 | 1.123e-10
[79 empty] | WLDFR | HFTD - Distribution - Tier 2 - 4QU CoRE ¦ 4QU LoRE | Red Flag Warning - Small Fires | 2043 | 4.1059e-07 | 4.1059e-07 | 0.095486 | 0.044306 | 0.0019228 | 0.049257 | 0 | 0 | 0.00043337 | 3.9206e-08 | 0 | 3.9206e-08 | 3.9206e-08 | 0 | 3.9206e-08 | 0 | 1.2157e-05 | 2.6648e-05 | 0 | 2.6648e-05 | 0 | 2.3418e-06 | 4.6836e-06 | 0 | 4.6836e-06 | [12 empty] | 7.3.3.17.5 (Remote Grid) Updates to grid topology to minimize risk of ignition in HFTDs Remote GridWLDFRContaminationAggregated | WLDFR | HFTD - Distribution - Tier 2 - 1QU CoRE ¦ 5QU LoRE | Red Flag Warning - Small Fires | Contamination | Aggregated | 2043 | 1.1576e-07 | 1601.5759 | 0.00018541 | 2043 | Mitigation | 0.95 | 45 | 0 | esc | 0.00097009 | 1.123e-10 | 0.00097009 | 1.123e-10
[79 empty] | WLDFR | HFTD - Distribution - Tier 2 - 4QU CoRE ¦ 4QU LoRE | Red Flag Warning - Small Fires | 2044 | 4.1059e-07 | 4.1059e-07 | 0.095486 | 0.044306 | 0.0019228 | 0.049257 | 0 | 0 | 0.00043337 | 3.9206e-08 | 0 | 3.9206e-08 | 3.9206e-08 | 0 | 3.9206e-08 | 0 | 1.2753e-05 | 2.7954e-05 | 0 | 2.7954e-05 | 0 | 2.3418e-06 | 4.6836e-06 | 0 | 4.6836e-06 | [12 empty] | 7.3.3.17.5 (Remote Grid) Updates to grid topology to minimize risk of ignition in HFTDs Remote GridWLDFRContaminationAggregated | WLDFR | HFTD - Distribution - Tier 2 - 1QU CoRE ¦ 5QU LoRE | Red Flag Warning - Small Fires | Contamination | Aggregated | 2044 | 1.1576e-07 | 1601.5759 | 0.00018541 | 2044 | Mitigation | 0.95 | 45 | 0 | esc | 0.00097009 | 1.123e-10 | 0.00097009 | 1.123e-10
[79 empty] | WLDFR | HFTD - Distribution - Tier 2 - 4QU CoRE ¦ 4QU LoRE | Red Flag Warning - Small Fires | 2045 | 4.1059e-07 | 4.1059e-07 | 0.095486 | 0.044306 | 0.0019228 | 0.049257 | 0 | 0 | 0.00043337 | 3.9206e-08 | 0 | 3.9206e-08 | 3.9206e-08 | 0 | 3.9206e-08 | 0 | 1.2753e-05 | 2.7954e-05 | 0 | 2.7954e-05 | 0 | 2.3418e-06 | 4.6836e-06 | 0 | 4.6836e-06 | [12 empty] | 7.3.3.17.5 (Remote Grid) Updates to grid topology to minimize risk of ignition in HFTDs Remote GridWLDFRContaminationAggregated | WLDFR | HFTD - Distribution - Tier 2 - 1QU CoRE ¦ 5QU LoRE | Red Flag Warning - Small Fires | Contamination | Aggregated | 2045 | 1.1576e-07 | 1601.5759 | 0.00018541 | 2045 | Mitigation | 0.95 | 45 | 0 | esc | 0.00097009 | 1.123e-10 | 0.00097009 | 1.123e-10
[79 empty] | WLDFR | HFTD - Distribution - Tier 2 - 4QU CoRE ¦ 4QU LoRE | Red Flag Warning - Small Fires | 2046 | 4.1059e-07 | 4.1059e-07 | 0.095486 | 0.044306 | 0.0019228 | 0.049257 | 0 | 0 | 0.00043337 | 3.9206e-08 | 0 | 3.9206e-08 | 3.9206e-08 | 0 | 3.9206e-08 | 0 | 1.2753e-05 | 2.7954e-05 | 0 | 2.7954e-05 | 0 | 2.3418e-06 | 4.6836e-06 | 0 | 4.6836e-06 | [12 empty] | 7.3.3.17.5 (Remote Grid) Updates to grid topology to minimize risk of ignition in HFTDs Remote GridWLDFRContaminationAggregated | WLDFR | HFTD - Distribution - Tier 2 - 1QU CoRE ¦ 5QU LoRE | Red Flag Warning - Small Fires | Contamination | Aggregated | 2046 | 1.1576e-07 | 1601.5759 | 0.00018541 | 2046 | Mitigation | 0.95 | 45 | 0 | esc | 0.00097009 | 1.123e-10 | 0.00097009 | 1.123e-10
[79 empty] | WLDFR | HFTD - Distribution - Tier 2 - 4QU CoRE ¦ 4QU LoRE | Red Flag Warning - Small Fires | 2047 | 4.1059e-07 | 4.1059e-07 | 0.095486 | 0.044306 | 0.0019228 | 0.049257 | 0 | 0 | 0.00043337 | 3.9206e-08 | 0 | 3.9206e-08 | 3.9206e-08 | 0 | 3.9206e-08 | 0 | 1.2753e-05 | 2.7954e-05 | 0 | 2.7954e-05 | 0 | 2.4349e-06 | 4.8699e-06 | 0 | 4.8699e-06 | [12 empty] | 7.3.3.17.5 (Remote Grid) Updates to grid topology to minimize risk of ignition in HFTDs Remote GridWLDFRContaminationAggregated | WLDFR | HFTD - Distribution - Tier 2 - 1QU CoRE ¦ 5QU LoRE | Red Flag Warning - Small Fires | Contamination | Aggregated | 2047 | 1.1576e-07 | 1601.5759 | 0.00018541 | 2047 | Mitigation | 0.95 | 45 | 0 | esc | 0.00097009 | 1.123e-10 | 0.00097009 | 1.123e-10
[79 empty] | WLDFR | HFTD - Distribution - Tier 2 - 4QU CoRE ¦ 4QU LoRE | Red Flag Warning - Small Fires | 2048 | 4.1059e-07 | 4.1059e-07 | 0.10007 | 0.04626 | 0.0020076 | 0.051804 | 0 | 0 | 0.00043337 | 4.1089e-08 | 0 | 4.1089e-08 | 4.1089e-08 | 0 | 4.1089e-08 | 0 | 1.2753e-05 | 2.7954e-05 | 0 | 2.7954e-05 | 0 | 2.4349e-06 | 4.8699e-06 | 0 | 4.8699e-06 | [12 empty] | 7.3.3.17.5 (Remote Grid) Updates to grid topology to minimize risk of ignition in HFTDs Remote GridWLDFRContaminationAggregated | WLDFR | HFTD - Distribution - Tier 2 - 1QU CoRE ¦ 5QU LoRE | Red Flag Warning - Small Fires | Contamination | Aggregated | 2048 | 1.1576e-07 | 1601.5759 | 0.00018541 | 2048 | Mitigation | 0.95 | 45 | 0 | esc | 0.00097009 | 1.123e-10 | 0.00097009 | 1.123e-10
[79 empty] | WLDFR | HFTD - Distribution - Tier 2 - 4QU CoRE ¦ 4QU LoRE | Red Flag Warning - Small Fires | 2049 | 4.1059e-07 | 4.1059e-07 | 0.10007 | 0.04626 | 0.0020076 | 0.051804 | 0 | 0 | 0.00043337 | 4.1089e-08 | 0 | 4.1089e-08 | 4.1089e-08 | 0 | 4.1089e-08 | 0 | 1.3361e-05 | 2.9288e-05 | 0 | 2.9288e-05 | 0 | 2.4349e-06 | 4.8699e-06 | 0 | 4.8699e-06 | [12 empty] | 7.3.3.17.5 (Remote Grid) Updates to grid topology to minimize risk of ignition in HFTDs Remote GridWLDFRContaminationAggregated | WLDFR | HFTD - Distribution - Tier 2 - 1QU CoRE ¦ 5QU LoRE | Red Flag Warning - Small Fires | Contamination | Aggregated | 2049 | 1.1576e-07 | 1601.5759 | 0.00018541 | 2049 | Mitigation | 0.95 | 45 | 0 | esc | 0.00097009 | 1.123e-10 | 0.00097009 | 1.123e-10
[79 empty] | WLDFR | HFTD - Distribution - Tier 2 - 4QU CoRE ¦ 4QU LoRE | Red Flag Warning - Small Fires | 2050 | 4.1059e-07 | 4.1059e-07 | 0.10007 | 0.04626 | 0.0020076 | 0.051804 | 0 | 0 | 0.00043337 | 4.1089e-08 | 0 | 4.1089e-08 | 4.1089e-08 | 0 | 4.1089e-08 | 0 | 1.3361e-05 | 2.9288e-05 | 0 | 2.9288e-05 | 0 | 2.4349e-06 | 4.8699e-06 | 0 | 4.8699e-06 | [12 empty] | 7.3.3.17.5 (Remote Grid) Updates to grid topology to minimize risk of ignition in HFTDs Remote GridWLDFRContaminationAggregated | WLDFR | HFTD - Distribution - Tier 2 - 1QU CoRE ¦ 5QU LoRE | Red Flag Warning - Small Fires | Contamination | Aggregated | 2050 | 1.1576e-07 | 1601.5759 | 0.00018541 | 2050 | Mitigation | 0.95 | 45 | 0 | esc | 0.00097009 | 1.123e-10 | 0.00097009 | 1.123e-10
[79 empty] | WLDFR | HFTD - Distribution - Tier 2 - 4QU CoRE ¦ 4QU LoRE | Red Flag Warning - Small Fires | 2051 | 4.1059e-07 | 4.1059e-07 | 0.10007 | 0.04626 | 0.0020076 | 0.051804 | 0 | 0 | 0.00043337 | 4.1089e-08 | 0 | 4.1089e-08 | 4.1089e-08 | 0 | 4.1089e-08 | 0 | 1.3361e-05 | 2.9288e-05 | 0 | 2.9288e-05 | 0 | 2.4349e-06 | 4.8699e-06 | 0 | 4.8699e-06 | [12 empty] | 7.3.3.17.5 (Remote Grid) Updates to grid topology to minimize risk of ignition in HFTDs Remote GridWLDFRContaminationAggregated | WLDFR | HFTD - Distribution - Tier 2 - 1QU CoRE ¦ 5QU LoRE | Red Flag Warning - Small Fires | Contamination | Aggregated | 2051 | 1.1576e-07 | 1601.5759 | 0.00018541 | 2051 | Mitigation | 0.95 | 45 | 0 | esc | 0.00097009 | 1.123e-10 | 0.00097009 | 1.123e-10
[79 empty] | WLDFR | HFTD - Distribution - Tier 2 - 4QU CoRE ¦ 4QU LoRE | Red Flag Warning - Small Fires | 2052 | 4.1059e-07 | 4.1059e-07 | 0.10007 | 0.04626 | 0.0020076 | 0.051804 | 0 | 0 | 0.00043337 | 4.1089e-08 | 0 | 4.1089e-08 | 4.1089e-08 | 0 | 4.1089e-08 | 0 | 1.3361e-05 | 2.9288e-05 | 0 | 2.9288e-05 | 0 | 2.5399e-06 | 5.0798e-06 | 0 | 5.0798e-06 | [12 empty] | 7.3.3.17.5 (Remote Grid) Updates to grid topology to minimize risk of ignition in HFTDs Remote GridWLDFRContaminationAggregated | WLDFR | HFTD - Distribution - Tier 2 - 1QU CoRE ¦ 5QU LoRE | Red Flag Warning - Small Fires | Contamination | Aggregated | 2052 | 1.1576e-07 | 1601.5759 | 0.00018541 | 2052 | Mitigation | 0.95 | 45 | 0 | esc | 0.00097009 | 1.123e-10 | 0.00097009 | 1.123e-10
[79 empty] | WLDFR | HFTD - Distribution - Tier 2 - 4QU CoRE ¦ 4QU LoRE | Red Flag Warning - Small Fires | 2053 | 4.1059e-07 | 4.1059e-07 | 0.10489 | 0.048274 | 0.002095 | 0.054525 | 0 | 0 | 0.00043337 | 4.3069e-08 | 0 | 4.3069e-08 | 4.3069e-08 | 0 | 4.3069e-08 | 0 | 1.3361e-05 | 2.9288e-05 | 0 | 2.9288e-05 | 0 | 2.5399e-06 | 5.0798e-06 | 0 | 5.0798e-06 | [12 empty] | 7.3.3.17.5 (Remote Grid) Updates to grid topology to minimize risk of ignition in HFTDs Remote GridWLDFRContaminationAggregated | WLDFR | HFTD - Distribution - Tier 2 - 1QU CoRE ¦ 5QU LoRE | Red Flag Warning - Small Fires | Contamination | Aggregated | 2053 | 1.1576e-07 | 1601.5759 | 0.00018541 | 2053 | Mitigation | 0.95 | 45 | 0 | esc | 0.00097009 | 1.123e-10 | 0.00097009 | 1.123e-10
[79 empty] | WLDFR | HFTD - Distribution - Tier 2 - 4QU CoRE ¦ 4QU LoRE | Red Flag Warning - Small Fires | 2054 | 4.1059e-07 | 4.1059e-07 | 0.10489 | 0.048274 | 0.002095 | 0.054525 | 0 | 0 | 0.00043337 | 4.3069e-08 | 0 | 4.3069e-08 | 4.3069e-08 | 0 | 4.3069e-08 | 0 | 1.3974e-05 | 3.0631e-05 | 0 | 3.0631e-05 | 0 | 2.5399e-06 | 5.0798e-06 | 0 | 5.0798e-06 | [12 empty] | 7.3.3.17.5 (Remote Grid) Updates to grid topology to minimize risk of ignition in HFTDs Remote GridWLDFRContaminationAggregated | WLDFR | HFTD - Distribution - Tier 2 - 1QU CoRE ¦ 5QU LoRE | Red Flag Warning - Small Fires | Contamination | Aggregated | 2054 | 1.1576e-07 | 1601.5759 | 0.00018541 | 2054 | Mitigation | 0.95 | 45 | 0 | esc | 0.00097009 | 1.123e-10 | 0.00097009 | 1.123e-10
[79 empty] | WLDFR | HFTD - Distribution - Tier 2 - 4QU CoRE ¦ 4QU LoRE | Red Flag Warning - Small Fires | 2055 | 4.1059e-07 | 4.1059e-07 | 0.10489 | 0.048274 | 0.002095 | 0.054525 | 0 | 0 | 0.00043337 | 4.3069e-08 | 0 | 4.3069e-08 | 4.3069e-08 | 0 | 4.3069e-08 | 0 | 1.3974e-05 | 3.0631e-05 | 0 | 3.0631e-05 | 0 | 2.5399e-06 | 5.0798e-06 | 0 | 5.0798e-06 | [12 empty] | 7.3.3.17.5 (Remote Grid) Updates to grid topology to minimize risk of ignition in HFTDs Remote GridWLDFRContaminationAggregated | WLDFR | HFTD - Distribution - Tier 2 - 1QU CoRE ¦ 5QU LoRE | Red Flag Warning - Small Fires | Contamination | Aggregated | 2055 | 1.1576e-07 | 1601.5759 | 0.00018541 | 2055 | Mitigation | 0.95 | 45 | 0 | esc | 0.00097009 | 1.123e-10 | 0.00097009 | 1.123e-10
[79 empty] | WLDFR | HFTD - Distribution - Tier 2 - 4QU CoRE ¦ 4QU LoRE | Red Flag Warning - Small Fires | 2056 | 4.1059e-07 | 4.1059e-07 | 0.10489 | 0.048274 | 0.002095 | 0.054525 | 0 | 0 | 0.00043337 | 4.3069e-08 | 0 | 4.3069e-08 | 4.3069e-08 | 0 | 4.3069e-08 | 0 | 1.3974e-05 | 3.0631e-05 | 0 | 3.0631e-05 | 0 | 2.5399e-06 | 5.0798e-06 | 0 | 5.0798e-06 | [12 empty] | 7.3.3.17.5 (Remote Grid) Updates to grid topology to minimize risk of ignition in HFTDs Remote GridWLDFRContaminationAggregated | WLDFR | HFTD - Distribution - Tier 2 - 1QU CoRE ¦ 5QU LoRE | Red Flag Warning - Small Fires | Contamination | Aggregated | 2056 | 1.1576e-07 | 1601.5759 | 0.00018541 | 2056 | Mitigation | 0.95 | 45 | 0 | esc | 0.00097009 | 1.123e-10 | 0.00097009 | 1.123e-10
[79 empty] | WLDFR | HFTD - Distribution - Tier 2 - 4QU CoRE ¦ 4QU LoRE | Red Flag Warning - Small Fires | 2057 | 4.1059e-07 | 4.1059e-07 | 0.10489 | 0.048274 | 0.002095 | 0.054525 | 0 | 0 | 0.00043337 | 4.3069e-08 | 0 | 4.3069e-08 | 4.3069e-08 | 0 | 4.3069e-08 | 0 | 1.3974e-05 | 3.0631e-05 | 0 | 3.0631e-05 | 0 | 2.6556e-06 | 5.3112e-06 | 0 | 5.3112e-06 | [12 empty] | 7.3.3.17.5 (Remote Grid) Updates to grid topology to minimize risk of ignition in HFTDs Remote GridWLDFRContaminationAggregated | WLDFR | HFTD - Distribution - Tier 2 - 1QU CoRE ¦ 5QU LoRE | Red Flag Warning - Small Fires | Contamination | Aggregated | 2057 | 1.1576e-07 | 1601.5759 | 0.00018541 | 2057 | Mitigation | 0.95 | 45 | 0 | esc | 0.00097009 | 1.123e-10 | 0.00097009 | 1.123e-10
[79 empty] | WLDFR | HFTD - Distribution - Tier 2 - 4QU CoRE ¦ 4QU LoRE | Red Flag Warning - Small Fires | 2058 | 4.1059e-07 | 4.1059e-07 | 0.1099 | 0.050325 | 0.0021839 | 0.057393 | 0 | 0 | 0.00043337 | 4.5125e-08 | 0 | 4.5125e-08 | 4.5125e-08 | 0 | 4.5125e-08 | 0 | 1.3974e-05 | 3.0631e-05 | 0 | 3.0631e-05 | 0 | 2.6556e-06 | 5.3112e-06 | 0 | 5.3112e-06 | [12 empty] | 7.3.3.17.5 (Remote Grid) Updates to grid topology to minimize risk of ignition in HFTDs Remote GridWLDFRContaminationAggregated | WLDFR | HFTD - Distribution - Tier 2 - 1QU CoRE ¦ 5QU LoRE | Red Flag Warning - Small Fires | Contamination | Aggregated | 2058 | 1.1576e-07 | 1601.5759 | 0.00018541 | 2058 | Mitigation | 0.95 | 45 | 0 | esc | 0.00097009 | 1.123e-10 | 0.00097009 | 1.123e-10
[79 empty] | WLDFR | HFTD - Distribution - Tier 2 - 4QU CoRE ¦ 4QU LoRE | Red Flag Warning - Small Fires | 2059 | 4.1059e-07 | 4.1059e-07 | 0.1099 | 0.050325 | 0.0021839 | 0.057393 | 0 | 0 | 0.00043337 | 4.5125e-08 | 0 | 4.5125e-08 | 4.5125e-08 | 0 | 4.5125e-08 | 0 | 1.4584e-05 | 3.1969e-05 | 0 | 3.1969e-05 | 0 | 2.6556e-06 | 5.3112e-06 | 0 | 5.3112e-06 | [12 empty] | 7.3.3.17.5 (Remote Grid) Updates to grid topology to minimize risk of ignition in HFTDs Remote GridWLDFRContaminationAggregated | WLDFR | HFTD - Distribution - Tier 2 - 1QU CoRE ¦ 5QU LoRE | Red Flag Warning - Small Fires | Contamination | Aggregated | 2059 | 1.1576e-07 | 1601.5759 | 0.00018541 | 2059 | Mitigation | 0.95 | 45 | 0 | esc | 0.00097009 | 1.123e-10 | 0.00097009 | 1.123e-10
[79 empty] | WLDFR | HFTD - Distribution - Tier 2 - 4QU CoRE ¦ 4QU LoRE | Red Flag Warning - Small Fires | 2060 | 4.1059e-07 | 4.1059e-07 | 0.1099 | 0.050325 | 0.0021839 | 0.057393 | 0 | 0 | 0.00043337 | 4.5125e-08 | 0 | 4.5125e-08 | 4.5125e-08 | 0 | 4.5125e-08 | 0 | 1.4584e-05 | 3.1969e-05 | 0 | 3.1969e-05 | 0 | 2.6556e-06 | 5.3112e-06 | 0 | 5.3112e-06 | [12 empty] | 7.3.3.17.5 (Remote Grid) Updates to grid topology to minimize risk of ignition in HFTDs Remote GridWLDFRContaminationAggregated | WLDFR | HFTD - Distribution - Tier 2 - 1QU CoRE ¦ 5QU LoRE | Red Flag Warning - Small Fires | Contamination | Aggregated | 2060 | 1.1576e-07 | 1601.5759 | 0.00018541 | 2060 | Mitigation | 0.95 | 45 | 0 | esc | 0.00097009 | 1.123e-10 | 0.00097009 | 1.123e-10
[79 empty] | WLDFR | HFTD - Distribution - Tier 2 - 4QU CoRE ¦ 4QU LoRE | Red Flag Warning - Small Fires | 2061 | 4.1059e-07 | 4.1059e-07 | 0.1099 | 0.050325 | 0.0021839 | 0.057393 | 0 | 0 | 0.00043337 | 4.5125e-08 | 0 | 4.5125e-08 | 4.5125e-08 | 0 | 4.5125e-08 | 0 | 1.4584e-05 | 3.1969e-05 | 0 | 3.1969e-05 | 0 | 2.6556e-06 | 5.3112e-06 | 0 | 5.3112e-06 | [12 empty] | 7.3.3.17.5 (Remote Grid) Updates to grid topology to minimize risk of ignition in HFTDs Remote GridWLDFRContaminationAggregated | WLDFR | HFTD - Distribution - Tier 2 - 1QU CoRE ¦ 5QU LoRE | Red Flag Warning - Small Fires | Contamination | Aggregated | 2061 | 1.1576e-07 | 1601.5759 | 0.00018541 | 2061 | Mitigation | 0.95 | 45 | 0 | esc | 0.00097009 | 1.123e-10 | 0.00097009 | 1.123e-10
[79 empty] | WLDFR | HFTD - Distribution - Tier 2 - 4QU CoRE ¦ 4QU LoRE | Red Flag Warning - Small Fires | 2062 | 4.1059e-07 | 4.1059e-07 | 0.1099 | 0.050325 | 0.0021839 | 0.057393 | 0 | 0 | 0.00043337 | 4.5125e-08 | 0 | 4.5125e-08 | 4.5125e-08 | 0 | 4.5125e-08 | 0 | 0 | 3.1969e-05 | 0 | 3.1969e-05 | 0 | 2.7809e-06 | 5.5618e-06 | 0 | 5.5618e-06 | [12 empty] | 7.3.3.17.5 (Remote Grid) Updates to grid topology to minimize risk of ignition in HFTDs Remote GridWLDFRContaminationAggregated | WLDFR | HFTD - Distribution - Tier 2 - 1QU CoRE ¦ 5QU LoRE | Red Flag Warning - Small Fires | Contamination | Aggregated | 2062 | 1.1576e-07 | 1601.5759 | 0.00018541 | 2062 | Mitigation | 0.95 | 45 | 0 | esc | 0.00097009 | 1.123e-10 | 0.00097009 | 1.123e-10
[79 empty] | WLDFR | HFTD - Distribution - Tier 2 - 4QU CoRE ¦ 4QU LoRE | Red Flag Warning - Small Fires | 2063 | 4.1059e-07 | 4.1059e-07 | 0.11504 | 0.052388 | 0.0022734 | 0.060377 | 0 | 0 | 0.00043337 | 4.7234e-08 | 0 | 4.7234e-08 | 4.7234e-08 | 0 | 4.7234e-08 | 0 | 0 | 0 | 0 | 0 | 0 | 2.7809e-06 | 5.5618e-06 | 0 | 5.5618e-06 | [12 empty] | 7.3.3.17.5 (Remote Grid) Updates to grid topology to minimize risk of ignition in HFTDs Remote GridWLDFRContaminationAggregated | WLDFR | HFTD - Distribution - Tier 2 - 1QU CoRE ¦ 5QU LoRE | Red Flag Warning - Small Fires | Contamination | Aggregated | 2063 | 1.1576e-07 | 1601.5759 | 0.00018541 | 2063 | Mitigation | 0.95 | 45 | 0 | esc | 0.00097009 | 1.123e-10 | 0.00097009 | 1.123e-10
[79 empty] | WLDFR | HFTD - Distribution - Tier 2 - 4QU CoRE ¦ 4QU LoRE | Red Flag Warning - Small Fires | 2064 | 4.1059e-07 | 4.1059e-07 | 0.11504 | 0.052388 | 0.0022734 | 0.060377 | 0 | 0 | 0.00043337 | 4.7234e-08 | 0 | 4.7234e-08 | 4.7234e-08 | 0 | 4.7234e-08 | 0 | 6.4629e-06 | 0 | 0 | 0 | 0 | 2.7809e-06 | 5.5618e-06 | 0 | 5.5618e-06 | [12 empty] | 7.3.3.17.5 (Remote Grid) Updates to grid topology to minimize risk of ignition in HFTDs Remote GridWLDFRContaminationAggregated | WLDFR | HFTD - Distribution - Tier 2 - 1QU CoRE ¦ 5QU LoRE | Red Flag Warning - Small Fires | Contamination | Aggregated | 2064 | 1.1576e-07 | 1601.5759 | 0.00018541 | 2064 | Mitigation | 0.95 | 45 | 0 | esc | 0.00097009 | 1.123e-10 | 0.00097009 | 1.123e-10
[79 empty] | WLDFR | HFTD - Distribution - Tier 2 - 4QU CoRE ¦ 4QU LoRE | Red Flag Warning - Small Fires | 2065 | 4.1059e-07 | 4.1059e-07 | 0.11504 | 0.052388 | 0.0022734 | 0.060377 | 0 | 0 | 0.00043337 | 4.7234e-08 | 0 | 4.7234e-08 | 4.7234e-08 | 0 | 4.7234e-08 | 0 | 6.699e-06 | 1.4684e-05 | 0 | 1.4684e-05 | 0 | 2.7809e-06 | 5.5618e-06 | 0 | 5.5618e-06 | [12 empty] | 7.3.3.17.5 (Remote Grid) Updates to grid topology to minimize risk of ignition in HFTDs Remote GridWLDFRContaminationAggregated | WLDFR | HFTD - Distribution - Tier 2 - 1QU CoRE ¦ 5QU LoRE | Red Flag Warning - Small Fires | Contamination | Aggregated | 2065 | 1.1576e-07 | 1601.5759 | 0.00018541 | 2065 | Mitigation | 0.95 | 45 | 0 | esc | 0.00097009 | 1.123e-10 | 0.00097009 | 1.123e-10
[79 empty] | WLDFR | HFTD - Distribution - Tier 2 - 4QU CoRE ¦ 4QU LoRE | Red Flag Warning - Small Fires | 2066 | 4.1059e-07 | 4.1059e-07 | 0.11504 | 0.052388 | 0.0022734 | 0.060377 | 0 | 0 | 0.00043337 | 4.7234e-08 | 0 | 4.7234e-08 | 4.7234e-08 | 0 | 4.7234e-08 | 0 | 6.699e-06 | 1.4684e-05 | 0 | 1.4684e-05 | 0 | 2.7809e-06 | 5.5618e-06 | 0 | 5.5618e-06 | [12 empty] | 7.3.3.17.5 (Remote Grid) Updates to grid topology to minimize risk of ignition in HFTDs Remote GridWLDFRContaminationAggregated | WLDFR | HFTD - Distribution - Tier 2 - 1QU CoRE ¦ 5QU LoRE | Red Flag Warning - Small Fires | Contamination | Aggregated | 2066 | 1.1576e-07 | 1601.5759 | 0.00018541 | 2066 | Mitigation | 0.95 | 45 | 0 | esc | 0.00097009 | 1.123e-10 | 0.00097009 | 1.123e-10
[79 empty] | WLDFR | HFTD - Distribution - Tier 2 - 4QU CoRE ¦ 4QU LoRE | Red Flag Warning - Small Fires | 2067 | 0 | 4.1059e-07 | 0.11504 | 0.052388 | 0.0022734 | 0.060377 | 0 | 0 | 0.00043337 | 0 | 0 | 0 | 4.7234e-08 | 0 | 4.7234e-08 | 0 | 6.699e-06 | 1.4684e-05 | 0 | 1.4684e-05 | 0 | 2.9145e-06 | 5.8289e-06 | 0 | 5.8289e-06 | [12 empty] | 7.3.3.17.5 (Remote Grid) Updates to grid topology to minimize risk of ignition in HFTDs Remote GridWLDFRContaminationAggregated | WLDFR | HFTD - Distribution - Tier 2 - 1QU CoRE ¦ 5QU LoRE | Red Flag Warning - Small Fires | Contamination | Aggregated | 2067 | 1.1576e-07 | 1601.5759 | 0.00018541 | 2067 | Mitigation | 0.95 | 45 | 0 | esc | 0 | 0 | 0.00097009 | 1.123e-10
[79 empty] | WLDFR | HFTD - Distribution - Tier 2 - 4QU CoRE ¦ 5QU LoRE | Non-Red Flag Warning - Catastrophic Fires | 2022 | 2.486e-10 | 0 | 14146.1306 | 222.2294 | 8585.7228 | 5338.1784 | 0 | 0 | 3.2571e-07 | 3.5168e-06 | 0 | 3.5168e-06 | 0 | 0 | 0 | 0 | 6.699e-06 | 1.4684e-05 | 0 | 1.4684e-05 | 0 | 2.9145e-06 | 5.8289e-06 | 0 | 5.8289e-06 | [12 empty] | 7.3.3.17.5 (Remote Grid) Updates to grid topology to minimize risk of ignition in HFTDs Remote GridWLDFREquipment / facility failureAggregated | WLDFR | HFTD - Distribution - Tier 2 - 1QU CoRE ¦ 5QU LoRE | Red Flag Warning - Small Fires | Equipment / facility failure | Aggregated | 2022 | 6.0366e-05 | 1601.5759 | 0.09668 | 2022 | Mitigation | 0.95 | 45 | 0 | esc | 0.00097009 | 5.856e-08 | 0 | 0
[79 empty] | WLDFR | HFTD - Distribution - Tier 2 - 4QU CoRE ¦ 5QU LoRE | Non-Red Flag Warning - Catastrophic Fires | 2023 | 2.486e-10 | 2.486e-10 | 14664.6376 | 233.2301 | 8896.516 | 5534.8915 | 0 | 0 | 3.2571e-07 | 3.6457e-06 | 0 | 3.6457e-06 | 3.6457e-06 | 0 | 3.6457e-06 | 0 | 6.699e-06 | 1.4684e-05 | 0 | 1.4684e-05 | 0 | 2.9145e-06 | 5.8289e-06 | 0 | 5.8289e-06 | [12 empty] | 7.3.3.17.5 (Remote Grid) Updates to grid topology to minimize risk of ignition in HFTDs Remote GridWLDFREquipment / facility failureAggregated | WLDFR | HFTD - Distribution - Tier 2 - 1QU CoRE ¦ 5QU LoRE | Red Flag Warning - Small Fires | Equipment / facility failure | Aggregated | 2023 | 6.0366e-05 | 1601.5759 | 0.09668 | 2023 | Mitigation | 0.95 | 45 | 0 | esc | 0.00097009 | 5.856e-08 | 0.00097009 | 5.856e-08
[79 empty] | WLDFR | HFTD - Distribution - Tier 2 - 4QU CoRE ¦ 5QU LoRE | Non-Red Flag Warning - Catastrophic Fires | 2024 | 2.486e-10 | 2.486e-10 | 14664.6376 | 233.2301 | 8896.516 | 5534.8915 | 0 | 0 | 3.2571e-07 | 3.6457e-06 | 0 | 3.6457e-06 | 3.6457e-06 | 0 | 3.6457e-06 | 0 | 6.9963e-06 | 1.5336e-05 | 0 | 1.5336e-05 | 0 | 2.9145e-06 | 5.8289e-06 | 0 | 5.8289e-06 | [12 empty] | 7.3.3.17.5 (Remote Grid) Updates to grid topology to minimize risk of ignition in HFTDs Remote GridWLDFREquipment / facility failureAggregated | WLDFR | HFTD - Distribution - Tier 2 - 1QU CoRE ¦ 5QU LoRE | Red Flag Warning - Small Fires | Equipment / facility failure | Aggregated | 2024 | 6.0366e-05 | 1601.5759 | 0.09668 | 2024 | Mitigation | 0.95 | 45 | 0 | esc | 0.00097009 | 5.856e-08 | 0.00097009 | 5.856e-08
[79 empty] | WLDFR | HFTD - Distribution - Tier 2 - 4QU CoRE ¦ 5QU LoRE | Non-Red Flag Warning - Catastrophic Fires | 2025 | 2.486e-10 | 2.486e-10 | 14664.6376 | 233.2301 | 8896.516 | 5534.8915 | 0 | 0 | 3.2571e-07 | 3.6457e-06 | 0 | 3.6457e-06 | 3.6457e-06 | 0 | 3.6457e-06 | 0 | 6.9963e-06 | 1.5336e-05 | 0 | 1.5336e-05 | 0 | 0 | 5.8289e-06 | 0 | 5.8289e-06 | [12 empty] | 7.3.3.17.5 (Remote Grid) Updates to grid topology to minimize risk of ignition in HFTDs Remote GridWLDFREquipment / facility failureAggregated | WLDFR | HFTD - Distribution - Tier 2 - 1QU CoRE ¦ 5QU LoRE | Red Flag Warning - Small Fires | Equipment / facility failure | Aggregated | 2025 | 6.0366e-05 | 1601.5759 | 0.09668 | 2025 | Mitigation | 0.95 | 45 | 0 | esc | 0.00097009 | 5.856e-08 | 0.00097009 | 5.856e-08
[79 empty] | WLDFR | HFTD - Distribution - Tier 2 - 4QU CoRE ¦ 5QU LoRE | Non-Red Flag Warning - Catastrophic Fires | 2026 | 2.486e-10 | 2.486e-10 | 14664.6376 | 233.2301 | 8896.516 | 5534.8915 | 0 | 0 | 3.2571e-07 | 3.6457e-06 | 0 | 3.6457e-06 | 3.6457e-06 | 0 | 3.6457e-06 | 0 | 6.9963e-06 | 1.5336e-05 | 0 | 1.5336e-05 | 0 | 0 | 0 | 0 | 0 | [12 empty] | 7.3.3.17.5 (Remote Grid) Updates to grid topology to minimize risk of ignition in HFTDs Remote GridWLDFREquipment / facility failureAggregated | WLDFR | HFTD - Distribution - Tier 2 - 1QU CoRE ¦ 5QU LoRE | Red Flag Warning - Small Fires | Equipment / facility failure | Aggregated | 2026 | 6.0366e-05 | 1601.5759 | 0.09668 | 2026 | Mitigation | 0.95 | 45 | 0 | esc | 0.00097009 | 5.856e-08 | 0.00097009 | 5.856e-08
[79 empty] | WLDFR | HFTD - Distribution - Tier 2 - 4QU CoRE ¦ 5QU LoRE | Non-Red Flag Warning - Catastrophic Fires | 2027 | 2.486e-10 | 2.486e-10 | 14664.6376 | 233.2301 | 8896.516 | 5534.8915 | 0 | 0 | 3.2571e-07 | 3.6457e-06 | 0 | 3.6457e-06 | 3.6457e-06 | 0 | 3.6457e-06 | 0 | 6.9963e-06 | 1.5336e-05 | 0 | 1.5336e-05 | 0 | 0 | 0 | 0 | 0 | [12 empty] | 7.3.3.17.5 (Remote Grid) Updates to grid topology to minimize risk of ignition in HFTDs Remote GridWLDFREquipment / facility failureAggregated | WLDFR | HFTD - Distribution - Tier 2 - 1QU CoRE ¦ 5QU LoRE | Red Flag Warning - Small Fires | Equipment / facility failure | Aggregated | 2027 | 6.0366e-05 | 1601.5759 | 0.09668 | 2027 | Mitigation | 0.95 | 45 | 0 | esc | 0.00097009 | 5.856e-08 | 0.00097009 | 5.856e-08
[79 empty] | WLDFR | HFTD - Distribution - Tier 2 - 4QU CoRE ¦ 5QU LoRE | Non-Red Flag Warning - Catastrophic Fires | 2028 | 2.486e-10 | 2.486e-10 | 15317.9909 | 247.273 | 9287.6491 | 5783.0689 | 0 | 0 | 3.2571e-07 | 3.8081e-06 | 0 | 3.8081e-06 | 3.8081e-06 | 0 | 3.8081e-06 | 0 | 6.9963e-06 | 1.5336e-05 | 0 | 1.5336e-05 | 0 | 0.0069775 | 0 | 0 | 0 | [12 empty] | 7.3.3.17.5 (Remote Grid) Updates to grid topology to minimize risk of ignition in HFTDs Remote GridWLDFREquipment / facility failureAggregated | WLDFR | HFTD - Distribution - Tier 2 - 1QU CoRE ¦ 5QU LoRE | Red Flag Warning - Small Fires | Equipment / facility failure | Aggregated | 2028 | 6.0366e-05 | 1601.5759 | 0.09668 | 2028 | Mitigation | 0.95 | 45 | 0 | esc | 0.00097009 | 5.856e-08 | 0.00097009 | 5.856e-08
[79 empty] | WLDFR | HFTD - Distribution - Tier 2 - 4QU CoRE ¦ 5QU LoRE | Non-Red Flag Warning - Catastrophic Fires | 2029 | 2.486e-10 | 2.486e-10 | 15317.9909 | 247.273 | 9287.6491 | 5783.0689 | 0 | 0 | 3.2571e-07 | 3.8081e-06 | 0 | 3.8081e-06 | 3.8081e-06 | 0 | 3.8081e-06 | 0 | 7.3264e-06 | 1.606e-05 | 0 | 1.606e-05 | 0 | 0.0072333 | 0.014467 | 0 | 0.014467 | [12 empty] | 7.3.3.17.5 (Remote Grid) Updates to grid topology to minimize risk of ignition in HFTDs Remote GridWLDFREquipment / facility failureAggregated | WLDFR | HFTD - Distribution - Tier 2 - 1QU CoRE ¦ 5QU LoRE | Red Flag Warning - Small Fires | Equipment / facility failure | Aggregated | 2029 | 6.0366e-05 | 1601.5759 | 0.09668 | 2029 | Mitigation | 0.95 | 45 | 0 | esc | 0.00097009 | 5.856e-08 | 0.00097009 | 5.856e-08
[79 empty] | WLDFR | HFTD - Distribution - Tier 2 - 4QU CoRE ¦ 5QU LoRE | Non-Red Flag Warning - Catastrophic Fires | 2030 | 2.486e-10 | 2.486e-10 | 15317.9909 | 247.273 | 9287.6491 | 5783.0689 | 0 | 0 | 3.2571e-07 | 3.8081e-06 | 0 | 3.8081e-06 | 3.8081e-06 | 0 | 3.8081e-06 | 0 | 7.3264e-06 | 1.606e-05 | 0 | 1.606e-05 | 0 | 0.0072333 | 0.014467 | 0 | 0.014467 | [12 empty] | 7.3.3.17.5 (Remote Grid) Updates to grid topology to minimize risk of ignition in HFTDs Remote GridWLDFREquipment / facility failureAggregated | WLDFR | HFTD - Distribution - Tier 2 - 1QU CoRE ¦ 5QU LoRE | Red Flag Warning - Small Fires | Equipment / facility failure | Aggregated | 2030 | 6.0366e-05 | 1601.5759 | 0.09668 | 2030 | Mitigation | 0.95 | 45 | 0 | esc | 0.00097009 | 5.856e-08 | 0.00097009 | 5.856e-08
[79 empty] | WLDFR | HFTD - Distribution - Tier 2 - 4QU CoRE ¦ 5QU LoRE | Non-Red Flag Warning - Catastrophic Fires | 2031 | 2.486e-10 | 2.486e-10 | 15317.9909 | 247.273 | 9287.6491 | 5783.0689 | 0 | 0 | 3.2571e-07 | 3.8081e-06 | 0 | 3.8081e-06 | 3.8081e-06 | 0 | 3.8081e-06 | 0 | 7.3264e-06 | 1.606e-05 | 0 | 1.606e-05 | 0 | 0.0072333 | 0.014467 | 0 | 0.014467 | [12 empty] | 7.3.3.17.5 (Remote Grid) Updates to grid topology to minimize risk of ignition in HFTDs Remote GridWLDFREquipment / facility failureAggregated | WLDFR | HFTD - Distribution - Tier 2 - 1QU CoRE ¦ 5QU LoRE | Red Flag Warning - Small Fires | Equipment / facility failure | Aggregated | 2031 | 6.0366e-05 | 1601.5759 | 0.09668 | 2031 | Mitigation | 0.95 | 45 | 0 | esc | 0.00097009 | 5.856e-08 | 0.00097009 | 5.856e-08
[79 empty] | WLDFR | HFTD - Distribution - Tier 2 - 4QU CoRE ¦ 5QU LoRE | Non-Red Flag Warning - Catastrophic Fires | 2032 | 2.486e-10 | 2.486e-10 | 15317.9909 | 247.273 | 9287.6491 | 5783.0689 | 0 | 0 | 3.2571e-07 | 3.8081e-06 | 0 | 3.8081e-06 | 3.8081e-06 | 0 | 3.8081e-06 | 0 | 7.3264e-06 | 1.606e-05 | 0 | 1.606e-05 | 0 | 0.0072333 | 0.014467 | 0 | 0.014467 | [12 empty] | 7.3.3.17.5 (Remote Grid) Updates to grid topology to minimize risk of ignition in HFTDs Remote GridWLDFREquipment / facility failureAggregated | WLDFR | HFTD - Distribution - Tier 2 - 1QU CoRE ¦ 5QU LoRE | Red Flag Warning - Small Fires | Equipment / facility failure | Aggregated | 2032 | 6.0366e-05 | 1601.5759 | 0.09668 | 2032 | Mitigation | 0.95 | 45 | 0 | esc | 0.00097009 | 5.856e-08 | 0.00097009 | 5.856e-08
[79 empty] | WLDFR | HFTD - Distribution - Tier 2 - 4QU CoRE ¦ 5QU LoRE | Non-Red Flag Warning - Catastrophic Fires | 2033 | 2.486e-10 | 2.486e-10 | 16044.1264 | 263.1074 | 9721.74 | 6059.2791 | 0 | 0 | 3.2571e-07 | 3.9886e-06 | 0 | 3.9886e-06 | 3.9886e-06 | 0 | 3.9886e-06 | 0 | 7.3264e-06 | 1.606e-05 | 0 | 1.606e-05 | 0 | 0.0072333 | 0.014467 | 0 | 0.014467 | [12 empty] | 7.3.3.17.5 (Remote Grid) Updates to grid topology to minimize risk of ignition in HFTDs Remote GridWLDFREquipment / facility failureAggregated | WLDFR | HFTD - Distribution - Tier 2 - 1QU CoRE ¦ 5QU LoRE | Red Flag Warning - Small Fires | Equipment / facility failure | Aggregated | 2033 | 6.0366e-05 | 1601.5759 | 0.09668 | 2033 | Mitigation | 0.95 | 45 | 0 | esc | 0.00097009 | 5.856e-08 | 0.00097009 | 5.856e-08
[79 empty] | WLDFR | HFTD - Distribution - Tier 2 - 4QU CoRE ¦ 5QU LoRE | Non-Red Flag Warning - Catastrophic Fires | 2034 | 2.486e-10 | 2.486e-10 | 16044.1264 | 263.1074 | 9721.74 | 6059.2791 | 0 | 0 | 3.2571e-07 | 3.9886e-06 | 0 | 3.9886e-06 | 3.9886e-06 | 0 | 3.9886e-06 | 0 | 7.6845e-06 | 1.6845e-05 | 0 | 1.6845e-05 | 0 | 0.0075556 | 0.015111 | 0 | 0.015111 | [12 empty] | 7.3.3.17.5 (Remote Grid) Updates to grid topology to minimize risk of ignition in HFTDs Remote GridWLDFREquipment / facility failureAggregated | WLDFR | HFTD - Distribution - Tier 2 - 1QU CoRE ¦ 5QU LoRE | Red Flag Warning - Small Fires | Equipment / facility failure | Aggregated | 2034 | 6.0366e-05 | 1601.5759 | 0.09668 | 2034 | Mitigation | 0.95 | 45 | 0 | esc | 0.00097009 | 5.856e-08 | 0.00097009 | 5.856e-08
[79 empty] | WLDFR | HFTD - Distribution - Tier 2 - 4QU CoRE ¦ 5QU LoRE | Non-Red Flag Warning - Catastrophic Fires | 2035 | 2.486e-10 | 2.486e-10 | 16044.1264 | 263.1074 | 9721.74 | 6059.2791 | 0 | 0 | 3.2571e-07 | 3.9886e-06 | 0 | 3.9886e-06 | 3.9886e-06 | 0 | 3.9886e-06 | 0 | 7.6845e-06 | 1.6845e-05 | 0 | 1.6845e-05 | 0 | 0.0075556 | 0.015111 | 0 | 0.015111 | [12 empty] | 7.3.3.17.5 (Remote Grid) Updates to grid topology to minimize risk of ignition in HFTDs Remote GridWLDFREquipment / facility failureAggregated | WLDFR | HFTD - Distribution - Tier 2 - 1QU CoRE ¦ 5QU LoRE | Red Flag Warning - Small Fires | Equipment / facility failure | Aggregated | 2035 | 6.0366e-05 | 1601.5759 | 0.09668 | 2035 | Mitigation | 0.95 | 45 | 0 | esc | 0.00097009 | 5.856e-08 | 0.00097009 | 5.856e-08
[79 empty] | WLDFR | HFTD - Distribution - Tier 2 - 4QU CoRE ¦ 5QU LoRE | Non-Red Flag Warning - Catastrophic Fires | 2036 | 2.486e-10 | 2.486e-10 | 16044.1264 | 263.1074 | 9721.74 | 6059.2791 | 0 | 0 | 3.2571e-07 | 3.9886e-06 | 0 | 3.9886e-06 | 3.9886e-06 | 0 | 3.9886e-06 | 0 | 7.6845e-06 | 1.6845e-05 | 0 | 1.6845e-05 | 0 | 0.0075556 | 0.015111 | 0 | 0.015111 | [12 empty] | 7.3.3.17.5 (Remote Grid) Updates to grid topology to minimize risk of ignition in HFTDs Remote GridWLDFREquipment / facility failureAggregated | WLDFR | HFTD - Distribution - Tier 2 - 1QU CoRE ¦ 5QU LoRE | Red Flag Warning - Small Fires | Equipment / facility failure | Aggregated | 2036 | 6.0366e-05 | 1601.5759 | 0.09668 | 2036 | Mitigation | 0.95 | 45 | 0 | esc | 0.00097009 | 5.856e-08 | 0.00097009 | 5.856e-08
[79 empty] | WLDFR | HFTD - Distribution - Tier 2 - 4QU CoRE ¦ 5QU LoRE | Non-Red Flag Warning - Catastrophic Fires | 2037 | 2.486e-10 | 2.486e-10 | 16044.1264 | 263.1074 | 9721.74 | 6059.2791 | 0 | 0 | 3.2571e-07 | 3.9886e-06 | 0 | 3.9886e-06 | 3.9886e-06 | 0 | 3.9886e-06 | 0 | 7.6845e-06 | 1.6845e-05 | 0 | 1.6845e-05 | 0 | 0.0075556 | 0.015111 | 0 | 0.015111 | [12 empty] | 7.3.3.17.5 (Remote Grid) Updates to grid topology to minimize risk of ignition in HFTDs Remote GridWLDFREquipment / facility failureAggregated | WLDFR | HFTD - Distribution - Tier 2 - 1QU CoRE ¦ 5QU LoRE | Red Flag Warning - Small Fires | Equipment / facility failure | Aggregated | 2037 | 6.0366e-05 | 1601.5759 | 0.09668 | 2037 | Mitigation | 0.95 | 45 | 0 | esc | 0.00097009 | 5.856e-08 | 0.00097009 | 5.856e-08
[79 empty] | WLDFR | HFTD - Distribution - Tier 2 - 4QU CoRE ¦ 5QU LoRE | Non-Red Flag Warning - Catastrophic Fires | 2038 | 2.486e-10 | 2.486e-10 | 16832.3912 | 280.5544 | 10192.2718 | 6359.5651 | 0 | 0 | 3.2571e-07 | 4.1846e-06 | 0 | 4.1846e-06 | 4.1846e-06 | 0 | 4.1846e-06 | 0 | 7.6845e-06 | 1.6845e-05 | 0 | 1.6845e-05 | 0 | 0.0075556 | 0.015111 | 0 | 0.015111 | [12 empty] | 7.3.3.17.5 (Remote Grid) Updates to grid topology to minimize risk of ignition in HFTDs Remote GridWLDFREquipment / facility failureAggregated | WLDFR | HFTD - Distribution - Tier 2 - 1QU CoRE ¦ 5QU LoRE | Red Flag Warning - Small Fires | Equipment / facility failure | Aggregated | 2038 | 6.0366e-05 | 1601.5759 | 0.09668 | 2038 | Mitigation | 0.95 | 45 | 0 | esc | 0.00097009 | 5.856e-08 | 0.00097009 | 5.856e-08
[79 empty] | WLDFR | HFTD - Distribution - Tier 2 - 4QU CoRE ¦ 5QU LoRE | Non-Red Flag Warning - Catastrophic Fires | 2039 | 2.486e-10 | 2.486e-10 | 16832.3912 | 280.5544 | 10192.2718 | 6359.5651 | 0 | 0 | 3.2571e-07 | 4.1846e-06 | 0 | 4.1846e-06 | 4.1846e-06 | 0 | 4.1846e-06 | 0 | 8.0656e-06 | 1.768e-05 | 0 | 1.768e-05 | 0 | 0.0079137 | 0.015827 | 0 | 0.015827 | [12 empty] | 7.3.3.17.5 (Remote Grid) Updates to grid topology to minimize risk of ignition in HFTDs Remote GridWLDFREquipment / facility failureAggregated | WLDFR | HFTD - Distribution - Tier 2 - 1QU CoRE ¦ 5QU LoRE | Red Flag Warning - Small Fires | Equipment / facility failure | Aggregated | 2039 | 6.0366e-05 | 1601.5759 | 0.09668 | 2039 | Mitigation | 0.95 | 45 | 0 | esc | 0.00097009 | 5.856e-08 | 0.00097009 | 5.856e-08
[79 empty] | WLDFR | HFTD - Distribution - Tier 2 - 4QU CoRE ¦ 5QU LoRE | Non-Red Flag Warning - Catastrophic Fires | 2040 | 2.486e-10 | 2.486e-10 | 16832.3912 | 280.5544 | 10192.2718 | 6359.5651 | 0 | 0 | 3.2571e-07 | 4.1846e-06 | 0 | 4.1846e-06 | 4.1846e-06 | 0 | 4.1846e-06 | 0 | 8.0656e-06 | 1.768e-05 | 0 | 1.768e-05 | 0 | 0.0079137 | 0.015827 | 0 | 0.015827 | [12 empty] | 7.3.3.17.5 (Remote Grid) Updates to grid topology to minimize risk of ignition in HFTDs Remote GridWLDFREquipment / facility failureAggregated | WLDFR | HFTD - Distribution - Tier 2 - 1QU CoRE ¦ 5QU LoRE | Red Flag Warning - Small Fires | Equipment / facility failure | Aggregated | 2040 | 6.0366e-05 | 1601.5759 | 0.09668 | 2040 | Mitigation | 0.95 | 45 | 0 | esc | 0.00097009 | 5.856e-08 | 0.00097009 | 5.856e-08
[79 empty] | WLDFR | HFTD - Distribution - Tier 2 - 4QU CoRE ¦ 5QU LoRE | Non-Red Flag Warning - Catastrophic Fires | 2041 | 2.486e-10 | 2.486e-10 | 16832.3912 | 280.5544 | 10192.2718 | 6359.5651 | 0 | 0 | 3.2571e-07 | 4.1846e-06 | 0 | 4.1846e-06 | 4.1846e-06 | 0 | 4.1846e-06 | 0 | 8.0656e-06 | 1.768e-05 | 0 | 1.768e-05 | 0 | 0.0079137 | 0.015827 | 0 | 0.015827 | [12 empty] | 7.3.3.17.5 (Remote Grid) Updates to grid topology to minimize risk of ignition in HFTDs Remote GridWLDFREquipment / facility failureAggregated | WLDFR | HFTD - Distribution - Tier 2 - 1QU CoRE ¦ 5QU LoRE | Red Flag Warning - Small Fires | Equipment / facility failure | Aggregated | 2041 | 6.0366e-05 | 1601.5759 | 0.09668 | 2041 | Mitigation | 0.95 | 45 | 0 | esc | 0.00097009 | 5.856e-08 | 0.00097009 | 5.856e-08
[79 empty] | WLDFR | HFTD - Distribution - Tier 2 - 4QU CoRE ¦ 5QU LoRE | Non-Red Flag Warning - Catastrophic Fires | 2042 | 2.486e-10 | 2.486e-10 | 16832.3912 | 280.5544 | 10192.2718 | 6359.5651 | 0 | 0 | 3.2571e-07 | 4.1846e-06 | 0 | 4.1846e-06 | 4.1846e-06 | 0 | 4.1846e-06 | 0 | 8.0656e-06 | 1.768e-05 | 0 | 1.768e-05 | 0 | 0.0079137 | 0.015827 | 0 | 0.015827 | [12 empty] | 7.3.3.17.5 (Remote Grid) Updates to grid topology to minimize risk of ignition in HFTDs Remote GridWLDFREquipment / facility failureAggregated | WLDFR | HFTD - Distribution - Tier 2 - 1QU CoRE ¦ 5QU LoRE | Red Flag Warning - Small Fires | Equipment / facility failure | Aggregated | 2042 | 6.0366e-05 | 1601.5759 | 0.09668 | 2042 | Mitigation | 0.95 | 45 | 0 | esc | 0.00097009 | 5.856e-08 | 0.00097009 | 5.856e-08
[79 empty] | WLDFR | HFTD - Distribution - Tier 2 - 4QU CoRE ¦ 5QU LoRE | Non-Red Flag Warning - Catastrophic Fires | 2043 | 2.486e-10 | 2.486e-10 | 17672.0852 | 299.42 | 10692.7362 | 6679.929 | 0 | 0 | 3.2571e-07 | 4.3933e-06 | 0 | 4.3933e-06 | 4.3933e-06 | 0 | 4.3933e-06 | 0 | 8.0656e-06 | 1.768e-05 | 0 | 1.768e-05 | 0 | 0.0079137 | 0.015827 | 0 | 0.015827 | [12 empty] | 7.3.3.17.5 (Remote Grid) Updates to grid topology to minimize risk of ignition in HFTDs Remote GridWLDFREquipment / facility failureAggregated | WLDFR | HFTD - Distribution - Tier 2 - 1QU CoRE ¦ 5QU LoRE | Red Flag Warning - Small Fires | Equipment / facility failure | Aggregated | 2043 | 6.0366e-05 | 1601.5759 | 0.09668 | 2043 | Mitigation | 0.95 | 45 | 0 | esc | 0.00097009 | 5.856e-08 | 0.00097009 | 5.856e-08
[79 empty] | WLDFR | HFTD - Distribution - Tier 2 - 4QU CoRE ¦ 5QU LoRE | Non-Red Flag Warning - Catastrophic Fires | 2044 | 2.486e-10 | 2.486e-10 | 17672.0852 | 299.42 | 10692.7362 | 6679.929 | 0 | 0 | 3.2571e-07 | 4.3933e-06 | 0 | 4.3933e-06 | 4.3933e-06 | 0 | 4.3933e-06 | 0 | 8.4646e-06 | 1.8555e-05 | 0 | 1.8555e-05 | 0 | 0.0083025 | 0.016605 | 0 | 0.016605 | [12 empty] | 7.3.3.17.5 (Remote Grid) Updates to grid topology to minimize risk of ignition in HFTDs Remote GridWLDFREquipment / facility failureAggregated | WLDFR | HFTD - Distribution - Tier 2 - 1QU CoRE ¦ 5QU LoRE | Red Flag Warning - Small Fires | Equipment / facility failure | Aggregated | 2044 | 6.0366e-05 | 1601.5759 | 0.09668 | 2044 | Mitigation | 0.95 | 45 | 0 | esc | 0.00097009 | 5.856e-08 | 0.00097009 | 5.856e-08
[79 empty] | WLDFR | HFTD - Distribution - Tier 2 - 4QU CoRE ¦ 5QU LoRE | Non-Red Flag Warning - Catastrophic Fires | 2045 | 2.486e-10 | 2.486e-10 | 17672.0852 | 299.42 | 10692.7362 | 6679.929 | 0 | 0 | 3.2571e-07 | 4.3933e-06 | 0 | 4.3933e-06 | 4.3933e-06 | 0 | 4.3933e-06 | 0 | 8.4646e-06 | 1.8555e-05 | 0 | 1.8555e-05 | 0 | 0.0083025 | 0.016605 | 0 | 0.016605 | [12 empty] | 7.3.3.17.5 (Remote Grid) Updates to grid topology to minimize risk of ignition in HFTDs Remote GridWLDFREquipment / facility failureAggregated | WLDFR | HFTD - Distribution - Tier 2 - 1QU CoRE ¦ 5QU LoRE | Red Flag Warning - Small Fires | Equipment / facility failure | Aggregated | 2045 | 6.0366e-05 | 1601.5759 | 0.09668 | 2045 | Mitigation | 0.95 | 45 | 0 | esc | 0.00097009 | 5.856e-08 | 0.00097009 | 5.856e-08
[79 empty] | WLDFR | HFTD - Distribution - Tier 2 - 4QU CoRE ¦ 5QU LoRE | Non-Red Flag Warning - Catastrophic Fires | 2046 | 2.486e-10 | 2.486e-10 | 17672.0852 | 299.42 | 10692.7362 | 6679.929 | 0 | 0 | 3.2571e-07 | 4.3933e-06 | 0 | 4.3933e-06 | 4.3933e-06 | 0 | 4.3933e-06 | 0 | 8.4646e-06 | 1.8555e-05 | 0 | 1.8555e-05 | 0 | 0.0083025 | 0.016605 | 0 | 0.016605 | [12 empty] | 7.3.3.17.5 (Remote Grid) Updates to grid topology to minimize risk of ignition in HFTDs Remote GridWLDFREquipment / facility failureAggregated | WLDFR | HFTD - Distribution - Tier 2 - 1QU CoRE ¦ 5QU LoRE | Red Flag Warning - Small Fires | Equipment / facility failure | Aggregated | 2046 | 6.0366e-05 | 1601.5759 | 0.09668 | 2046 | Mitigation | 0.95 | 45 | 0 | esc | 0.00097009 | 5.856e-08 | 0.00097009 | 5.856e-08
[79 empty] | WLDFR | HFTD - Distribution - Tier 2 - 4QU CoRE ¦ 5QU LoRE | Non-Red Flag Warning - Catastrophic Fires | 2047 | 2.486e-10 | 2.486e-10 | 17672.0852 | 299.42 | 10692.7362 | 6679.929 | 0 | 0 | 3.2571e-07 | 4.3933e-06 | 0 | 4.3933e-06 | 4.3933e-06 | 0 | 4.3933e-06 | 0 | 8.4646e-06 | 1.8555e-05 | 0 | 1.8555e-05 | 0 | 0.0083025 | 0.016605 | 0 | 0.016605 | [12 empty] | 7.3.3.17.5 (Remote Grid) Updates to grid topology to minimize risk of ignition in HFTDs Remote GridWLDFREquipment / facility failureAggregated | WLDFR | HFTD - Distribution - Tier 2 - 1QU CoRE ¦ 5QU LoRE | Red Flag Warning - Small Fires | Equipment / facility failure | Aggregated | 2047 | 6.0366e-05 | 1601.5759 | 0.09668 | 2047 | Mitigation | 0.95 | 45 | 0 | esc | 0.00097009 | 5.856e-08 | 0.00097009 | 5.856e-08
[79 empty] | WLDFR | HFTD - Distribution - Tier 2 - 4QU CoRE ¦ 5QU LoRE | Non-Red Flag Warning - Catastrophic Fires | 2048 | 2.486e-10 | 2.486e-10 | 18552.3348 | 319.4911 | 11216.5626 | 7016.281 | 0 | 0 | 3.2571e-07 | 4.6122e-06 | 0 | 4.6122e-06 | 4.6122e-06 | 0 | 4.6122e-06 | 0 | 8.4646e-06 | 1.8555e-05 | 0 | 1.8555e-05 | 0 | 0.0083025 | 0.016605 | 0 | 0.016605 | [12 empty] | 7.3.3.17.5 (Remote Grid) Updates to grid topology to minimize risk of ignition in HFTDs Remote GridWLDFREquipment / facility failureAggregated | WLDFR | HFTD - Distribution - Tier 2 - 1QU CoRE ¦ 5QU LoRE | Red Flag Warning - Small Fires | Equipment / facility failure | Aggregated | 2048 | 6.0366e-05 | 1601.5759 | 0.09668 | 2048 | Mitigation | 0.95 | 45 | 0 | esc | 0.00097009 | 5.856e-08 | 0.00097009 | 5.856e-08
[79 empty] | WLDFR | HFTD - Distribution - Tier 2 - 4QU CoRE ¦ 5QU LoRE | Non-Red Flag Warning - Catastrophic Fires | 2049 | 2.486e-10 | 2.486e-10 | 18552.3348 | 319.4911 | 11216.5626 | 7016.281 | 0 | 0 | 3.2571e-07 | 4.6122e-06 | 0 | 4.6122e-06 | 4.6122e-06 | 0 | 4.6122e-06 | 0 | 8.8767e-06 | 1.9458e-05 | 0 | 1.9458e-05 | 0 | 0.0087167 | 0.017433 | 0 | 0.017433 | [12 empty] | 7.3.3.17.5 (Remote Grid) Updates to grid topology to minimize risk of ignition in HFTDs Remote GridWLDFREquipment / facility failureAggregated | WLDFR | HFTD - Distribution - Tier 2 - 1QU CoRE ¦ 5QU LoRE | Red Flag Warning - Small Fires | Equipment / facility failure | Aggregated | 2049 | 6.0366e-05 | 1601.5759 | 0.09668 | 2049 | Mitigation | 0.95 | 45 | 0 | esc | 0.00097009 | 5.856e-08 | 0.00097009 | 5.856e-08
[79 empty] | WLDFR | HFTD - Distribution - Tier 2 - 4QU CoRE ¦ 5QU LoRE | Non-Red Flag Warning - Catastrophic Fires | 2050 | 2.486e-10 | 2.486e-10 | 18552.3348 | 319.4911 | 11216.5626 | 7016.281 | 0 | 0 | 3.2571e-07 | 4.6122e-06 | 0 | 4.6122e-06 | 4.6122e-06 | 0 | 4.6122e-06 | 0 | 8.8767e-06 | 1.9458e-05 | 0 | 1.9458e-05 | 0 | 0.0087167 | 0.017433 | 0 | 0.017433 | [12 empty] | 7.3.3.17.5 (Remote Grid) Updates to grid topology to minimize risk of ignition in HFTDs Remote GridWLDFREquipment / facility failureAggregated | WLDFR | HFTD - Distribution - Tier 2 - 1QU CoRE ¦ 5QU LoRE | Red Flag Warning - Small Fires | Equipment / facility failure | Aggregated | 2050 | 6.0366e-05 | 1601.5759 | 0.09668 | 2050 | Mitigation | 0.95 | 45 | 0 | esc | 0.00097009 | 5.856e-08 | 0.00097009 | 5.856e-08
[79 empty] | WLDFR | HFTD - Distribution - Tier 2 - 4QU CoRE ¦ 5QU LoRE | Non-Red Flag Warning - Catastrophic Fires | 2051 | 2.486e-10 | 2.486e-10 | 18552.3348 | 319.4911 | 11216.5626 | 7016.281 | 0 | 0 | 3.2571e-07 | 4.6122e-06 | 0 | 4.6122e-06 | 4.6122e-06 | 0 | 4.6122e-06 | 0 | 8.8767e-06 | 1.9458e-05 | 0 | 1.9458e-05 | 0 | 0.0087167 | 0.017433 | 0 | 0.017433 | [12 empty] | 7.3.3.17.5 (Remote Grid) Updates to grid topology to minimize risk of ignition in HFTDs Remote GridWLDFREquipment / facility failureAggregated | WLDFR | HFTD - Distribution - Tier 2 - 1QU CoRE ¦ 5QU LoRE | Red Flag Warning - Small Fires | Equipment / facility failure | Aggregated | 2051 | 6.0366e-05 | 1601.5759 | 0.09668 | 2051 | Mitigation | 0.95 | 45 | 0 | esc | 0.00097009 | 5.856e-08 | 0.00097009 | 5.856e-08
[79 empty] | WLDFR | HFTD - Distribution - Tier 2 - 4QU CoRE ¦ 5QU LoRE | Non-Red Flag Warning - Catastrophic Fires | 2052 | 2.486e-10 | 2.486e-10 | 18552.3348 | 319.4911 | 11216.5626 | 7016.281 | 0 | 0 | 3.2571e-07 | 4.6122e-06 | 0 | 4.6122e-06 | 4.6122e-06 | 0 | 4.6122e-06 | 0 | 8.8767e-06 | 1.9458e-05 | 0 | 1.9458e-05 | 0 | 0.0087167 | 0.017433 | 0 | 0.017433 | [12 empty] | 7.3.3.17.5 (Remote Grid) Updates to grid topology to minimize risk of ignition in HFTDs Remote GridWLDFREquipment / facility failureAggregated | WLDFR | HFTD - Distribution - Tier 2 - 1QU CoRE ¦ 5QU LoRE | Red Flag Warning - Small Fires | Equipment / facility failure | Aggregated | 2052 | 6.0366e-05 | 1601.5759 | 0.09668 | 2052 | Mitigation | 0.95 | 45 | 0 | esc | 0.00097009 | 5.856e-08 | 0.00097009 | 5.856e-08
[79 empty] | WLDFR | HFTD - Distribution - Tier 2 - 4QU CoRE ¦ 5QU LoRE | Non-Red Flag Warning - Catastrophic Fires | 2053 | 2.486e-10 | 2.486e-10 | 19462.1283 | 340.5356 | 11757.1413 | 7364.4514 | 0 | 0 | 3.2571e-07 | 4.8383e-06 | 0 | 4.8383e-06 | 4.8383e-06 | 0 | 4.8383e-06 | 0 | 8.8767e-06 | 1.9458e-05 | 0 | 1.9458e-05 | 0 | 0.0087167 | 0.017433 | 0 | 0.017433 | [12 empty] | 7.3.3.17.5 (Remote Grid) Updates to grid topology to minimize risk of ignition in HFTDs Remote GridWLDFREquipment / facility failureAggregated | WLDFR | HFTD - Distribution - Tier 2 - 1QU CoRE ¦ 5QU LoRE | Red Flag Warning - Small Fires | Equipment / facility failure | Aggregated | 2053 | 6.0366e-05 | 1601.5759 | 0.09668 | 2053 | Mitigation | 0.95 | 45 | 0 | esc | 0.00097009 | 5.856e-08 | 0.00097009 | 5.856e-08
[79 empty] | WLDFR | HFTD - Distribution - Tier 2 - 4QU CoRE ¦ 5QU LoRE | Non-Red Flag Warning - Catastrophic Fires | 2054 | 2.486e-10 | 2.486e-10 | 19462.1283 | 340.5356 | 11757.1413 | 7364.4514 | 0 | 0 | 3.2571e-07 | 4.8383e-06 | 0 | 4.8383e-06 | 4.8383e-06 | 0 | 4.8383e-06 | 0 | 9.2968e-06 | 2.0379e-05 | 0 | 2.0379e-05 | 0 | 0.0091509 | 0.018302 | 0 | 0.018302 | [12 empty] | 7.3.3.17.5 (Remote Grid) Updates to grid topology to minimize risk of ignition in HFTDs Remote GridWLDFREquipment / facility failureAggregated | WLDFR | HFTD - Distribution - Tier 2 - 1QU CoRE ¦ 5QU LoRE | Red Flag Warning - Small Fires | Equipment / facility failure | Aggregated | 2054 | 6.0366e-05 | 1601.5759 | 0.09668 | 2054 | Mitigation | 0.95 | 45 | 0 | esc | 0.00097009 | 5.856e-08 | 0.00097009 | 5.856e-08
[79 empty] | WLDFR | HFTD - Distribution - Tier 2 - 4QU CoRE ¦ 5QU LoRE | Non-Red Flag Warning - Catastrophic Fires | 2055 | 2.486e-10 | 2.486e-10 | 19462.1283 | 340.5356 | 11757.1413 | 7364.4514 | 0 | 0 | 3.2571e-07 | 4.8383e-06 | 0 | 4.8383e-06 | 4.8383e-06 | 0 | 4.8383e-06 | 0 | 9.2968e-06 | 2.0379e-05 | 0 | 2.0379e-05 | 0 | 0.0091509 | 0.018302 | 0 | 0.018302 | [12 empty] | 7.3.3.17.5 (Remote Grid) Updates to grid topology to minimize risk of ignition in HFTDs Remote GridWLDFREquipment / facility failureAggregated | WLDFR | HFTD - Distribution - Tier 2 - 1QU CoRE ¦ 5QU LoRE | Red Flag Warning - Small Fires | Equipment / facility failure | Aggregated | 2055 | 6.0366e-05 | 1601.5759 | 0.09668 | 2055 | Mitigation | 0.95 | 45 | 0 | esc | 0.00097009 | 5.856e-08 | 0.00097009 | 5.856e-08
[79 empty] | WLDFR | HFTD - Distribution - Tier 2 - 4QU CoRE ¦ 5QU LoRE | Non-Red Flag Warning - Catastrophic Fires | 2056 | 2.486e-10 | 2.486e-10 | 19462.1283 | 340.5356 | 11757.1413 | 7364.4514 | 0 | 0 | 3.2571e-07 | 4.8383e-06 | 0 | 4.8383e-06 | 4.8383e-06 | 0 | 4.8383e-06 | 0 | 9.2968e-06 | 2.0379e-05 | 0 | 2.0379e-05 | 0 | 0.0091509 | 0.018302 | 0 | 0.018302 | [12 empty] | 7.3.3.17.5 (Remote Grid) Updates to grid topology to minimize risk of ignition in HFTDs Remote GridWLDFREquipment / facility failureAggregated | WLDFR | HFTD - Distribution - Tier 2 - 1QU CoRE ¦ 5QU LoRE | Red Flag Warning - Small Fires | Equipment / facility failure | Aggregated | 2056 | 6.0366e-05 | 1601.5759 | 0.09668 | 2056 | Mitigation | 0.95 | 45 | 0 | esc | 0.00097009 | 5.856e-08 | 0.00097009 | 5.856e-08
[79 empty] | WLDFR | HFTD - Distribution - Tier 2 - 4QU CoRE ¦ 5QU LoRE | Non-Red Flag Warning - Catastrophic Fires | 2057 | 2.486e-10 | 2.486e-10 | 19462.1283 | 340.5356 | 11757.1413 | 7364.4514 | 0 | 0 | 3.2571e-07 | 4.8383e-06 | 0 | 4.8383e-06 | 4.8383e-06 | 0 | 4.8383e-06 | 0 | 9.2968e-06 | 2.0379e-05 | 0 | 2.0379e-05 | 0 | 0.0091509 | 0.018302 | 0 | 0.018302 | [12 empty] | 7.3.3.17.5 (Remote Grid) Updates to grid topology to minimize risk of ignition in HFTDs Remote GridWLDFREquipment / facility failureAggregated | WLDFR | HFTD - Distribution - Tier 2 - 1QU CoRE ¦ 5QU LoRE | Red Flag Warning - Small Fires | Equipment / facility failure | Aggregated | 2057 | 6.0366e-05 | 1601.5759 | 0.09668 | 2057 | Mitigation | 0.95 | 45 | 0 | esc | 0.00097009 | 5.856e-08 | 0.00097009 | 5.856e-08
[79 empty] | WLDFR | HFTD - Distribution - Tier 2 - 4QU CoRE ¦ 5QU LoRE | Non-Red Flag Warning - Catastrophic Fires | 2058 | 2.486e-10 | 2.486e-10 | 20390.4035 | 362.3049 | 12307.8747 | 7720.2238 | 0 | 0 | 3.2571e-07 | 5.0691e-06 | 0 | 5.0691e-06 | 5.0691e-06 | 0 | 5.0691e-06 | 0 | 9.2968e-06 | 2.0379e-05 | 0 | 2.0379e-05 | 0 | 0 | 0.018302 | 0 | 0.018302 | [12 empty] | 7.3.3.17.5 (Remote Grid) Updates to grid topology to minimize risk of ignition in HFTDs Remote GridWLDFREquipment / facility failureAggregated | WLDFR | HFTD - Distribution - Tier 2 - 1QU CoRE ¦ 5QU LoRE | Red Flag Warning - Small Fires | Equipment / facility failure | Aggregated | 2058 | 6.0366e-05 | 1601.5759 | 0.09668 | 2058 | Mitigation | 0.95 | 45 | 0 | esc | 0.00097009 | 5.856e-08 | 0.00097009 | 5.856e-08
[79 empty] | WLDFR | HFTD - Distribution - Tier 2 - 4QU CoRE ¦ 5QU LoRE | Non-Red Flag Warning - Catastrophic Fires | 2059 | 2.486e-10 | 2.486e-10 | 20390.4035 | 362.3049 | 12307.8747 | 7720.2238 | 0 | 0 | 3.2571e-07 | 5.0691e-06 | 0 | 5.0691e-06 | 5.0691e-06 | 0 | 5.0691e-06 | 0 | 9.7198e-06 | 2.1306e-05 | 0 | 2.1306e-05 | 0 | 0 | 0 | 0 | 0 | [12 empty] | 7.3.3.17.5 (Remote Grid) Updates to grid topology to minimize risk of ignition in HFTDs Remote GridWLDFREquipment / facility failureAggregated | WLDFR | HFTD - Distribution - Tier 2 - 1QU CoRE ¦ 5QU LoRE | Red Flag Warning - Small Fires | Equipment / facility failure | Aggregated | 2059 | 6.0366e-05 | 1601.5759 | 0.09668 | 2059 | Mitigation | 0.95 | 45 | 0 | esc | 0.00097009 | 5.856e-08 | 0.00097009 | 5.856e-08
[79 empty] | WLDFR | HFTD - Distribution - Tier 2 - 4QU CoRE ¦ 5QU LoRE | Non-Red Flag Warning - Catastrophic Fires | 2060 | 2.486e-10 | 2.486e-10 | 20390.4035 | 362.3049 | 12307.8747 | 7720.2238 | 0 | 0 | 3.2571e-07 | 5.0691e-06 | 0 | 5.0691e-06 | 5.0691e-06 | 0 | 5.0691e-06 | 0 | 9.7198e-06 | 2.1306e-05 | 0 | 2.1306e-05 | 0 | 0 | 0 | 0 | 0 | [12 empty] | 7.3.3.17.5 (Remote Grid) Updates to grid topology to minimize risk of ignition in HFTDs Remote GridWLDFREquipment / facility failureAggregated | WLDFR | HFTD - Distribution - Tier 2 - 1QU CoRE ¦ 5QU LoRE | Red Flag Warning - Small Fires | Equipment / facility failure | Aggregated | 2060 | 6.0366e-05 | 1601.5759 | 0.09668 | 2060 | Mitigation | 0.95 | 45 | 0 | esc | 0.00097009 | 5.856e-08 | 0.00097009 | 5.856e-08
[79 empty] | WLDFR | HFTD - Distribution - Tier 2 - 4QU CoRE ¦ 5QU LoRE | Non-Red Flag Warning - Catastrophic Fires | 2061 | 2.486e-10 | 2.486e-10 | 20390.4035 | 362.3049 | 12307.8747 | 7720.2238 | 0 | 0 | 3.2571e-07 | 5.0691e-06 | 0 | 5.0691e-06 | 5.0691e-06 | 0 | 5.0691e-06 | 0 | 9.7198e-06 | 2.1306e-05 | 0 | 2.1306e-05 | 0 | 0.00070679 | 0 | 0 | 0 | [12 empty] | 7.3.3.17.5 (Remote Grid) Updates to grid topology to minimize risk of ignition in HFTDs Remote GridWLDFREquipment / facility failureAggregated | WLDFR | HFTD - Distribution - Tier 2 - 1QU CoRE ¦ 5QU LoRE | Red Flag Warning - Small Fires | Equipment / facility failure | Aggregated | 2061 | 6.0366e-05 | 1601.5759 | 0.09668 | 2061 | Mitigation | 0.95 | 45 | 0 | esc | 0.00097009 | 5.856e-08 | 0.00097009 | 5.856e-08
[79 empty] | WLDFR | HFTD - Distribution - Tier 2 - 4QU CoRE ¦ 5QU LoRE | Non-Red Flag Warning - Catastrophic Fires | 2062 | 2.486e-10 | 2.486e-10 | 20390.4035 | 362.3049 | 12307.8747 | 7720.2238 | 0 | 0 | 3.2571e-07 | 5.0691e-06 | 0 | 5.0691e-06 | 5.0691e-06 | 0 | 5.0691e-06 | 0 | 9.7198e-06 | 2.1306e-05 | 0 | 2.1306e-05 | 0 | 0.00073261 | 0.0014652 | 0 | 0.0014652 | [12 empty] | 7.3.3.17.5 (Remote Grid) Updates to grid topology to minimize risk of ignition in HFTDs Remote GridWLDFREquipment / facility failureAggregated | WLDFR | HFTD - Distribution - Tier 2 - 1QU CoRE ¦ 5QU LoRE | Red Flag Warning - Small Fires | Equipment / facility failure | Aggregated | 2062 | 6.0366e-05 | 1601.5759 | 0.09668 | 2062 | Mitigation | 0.95 | 45 | 0 | esc | 0.00097009 | 5.856e-08 | 0.00097009 | 5.856e-08
[79 empty] | WLDFR | HFTD - Distribution - Tier 2 - 4QU CoRE ¦ 5QU LoRE | Non-Red Flag Warning - Catastrophic Fires | 2063 | 2.486e-10 | 2.486e-10 | 21325.9188 | 384.5316 | 12862.0997 | 8079.2876 | 0 | 0 | 3.2571e-07 | 5.3017e-06 | 0 | 5.3017e-06 | 5.3017e-06 | 0 | 5.3017e-06 | 0 | 9.7198e-06 | 2.1306e-05 | 0 | 2.1306e-05 | 0 | 0.00073261 | 0.0014652 | 0 | 0.0014652 | [12 empty] | 7.3.3.17.5 (Remote Grid) Updates to grid topology to minimize risk of ignition in HFTDs Remote GridWLDFREquipment / facility failureAggregated | WLDFR | HFTD - Distribution - Tier 2 - 1QU CoRE ¦ 5QU LoRE | Red Flag Warning - Small Fires | Equipment / facility failure | Aggregated | 2063 | 6.0366e-05 | 1601.5759 | 0.09668 | 2063 | Mitigation | 0.95 | 45 | 0 | esc | 0.00097009 | 5.856e-08 | 0.00097009 | 5.856e-08
[79 empty] | WLDFR | HFTD - Distribution - Tier 2 - 4QU CoRE ¦ 5QU LoRE | Non-Red Flag Warning - Catastrophic Fires | 2064 | 2.486e-10 | 2.486e-10 | 21325.9188 | 384.5316 | 12862.0997 | 8079.2876 | 0 | 0 | 3.2571e-07 | 5.3017e-06 | 0 | 5.3017e-06 | 5.3017e-06 | 0 | 5.3017e-06 | 0 | 1.0141e-05 | 2.2228e-05 | 0 | 2.2228e-05 | 0 | 0.00073261 | 0.0014652 | 0 | 0.0014652 | [12 empty] | 7.3.3.17.5 (Remote Grid) Updates to grid topology to minimize risk of ignition in HFTDs Remote GridWLDFREquipment / facility failureAggregated | WLDFR | HFTD - Distribution - Tier 2 - 1QU CoRE ¦ 5QU LoRE | Red Flag Warning - Small Fires | Equipment / facility failure | Aggregated | 2064 | 6.0366e-05 | 1601.5759 | 0.09668 | 2064 | Mitigation | 0.95 | 45 | 0 | esc | 0.00097009 | 5.856e-08 | 0.00097009 | 5.856e-08
[79 empty] | WLDFR | HFTD - Distribution - Tier 2 - 4QU CoRE ¦ 5QU LoRE | Non-Red Flag Warning - Catastrophic Fires | 2065 | 2.486e-10 | 2.486e-10 | 21325.9188 | 384.5316 | 12862.0997 | 8079.2876 | 0 | 0 | 3.2571e-07 | 5.3017e-06 | 0 | 5.3017e-06 | 5.3017e-06 | 0 | 5.3017e-06 | 0 | 1.0141e-05 | 2.2228e-05 | 0 | 2.2228e-05 | 0 | 0.00073261 | 0.0014652 | 0 | 0.0014652 | [12 empty] | 7.3.3.17.5 (Remote Grid) Updates to grid topology to minimize risk of ignition in HFTDs Remote GridWLDFREquipment / facility failureAggregated | WLDFR | HFTD - Distribution - Tier 2 - 1QU CoRE ¦ 5QU LoRE | Red Flag Warning - Small Fires | Equipment / facility failure | Aggregated | 2065 | 6.0366e-05 | 1601.5759 | 0.09668 | 2065 | Mitigation | 0.95 | 45 | 0 | esc | 0.00097009 | 5.856e-08 | 0.00097009 | 5.856e-08
[79 empty] | WLDFR | HFTD - Distribution - Tier 2 - 4QU CoRE ¦ 5QU LoRE | Non-Red Flag Warning - Catastrophic Fires | 2066 | 2.486e-10 | 2.486e-10 | 21325.9188 | 384.5316 | 12862.0997 | 8079.2876 | 0 | 0 | 3.2571e-07 | 5.3017e-06 | 0 | 5.3017e-06 | 5.3017e-06 | 0 | 5.3017e-06 | 0 | 1.0141e-05 | 2.2228e-05 | 0 | 2.2228e-05 | 0 | 0.00073261 | 0.0014652 | 0 | 0.0014652 | [12 empty] | 7.3.3.17.5 (Remote Grid) Updates to grid topology to minimize risk of ignition in HFTDs Remote GridWLDFREquipment / facility failureAggregated | WLDFR | HFTD - Distribution - Tier 2 - 1QU CoRE ¦ 5QU LoRE | Red Flag Warning - Small Fires | Equipment / facility failure | Aggregated | 2066 | 6.0366e-05 | 1601.5759 | 0.09668 | 2066 | Mitigation | 0.95 | 45 | 0 | esc | 0.00097009 | 5.856e-08 | 0.00097009 | 5.856e-08
[79 empty] | WLDFR | HFTD - Distribution - Tier 2 - 4QU CoRE ¦ 5QU LoRE | Non-Red Flag Warning - Catastrophic Fires | 2067 | 0 | 2.486e-10 | 21325.9188 | 384.5316 | 12862.0997 | 8079.2876 | 0 | 0 | 3.2571e-07 | 0 | 0 | 0 | 5.3017e-06 | 0 | 5.3017e-06 | 0 | 0 | 2.2228e-05 | 0 | 2.2228e-05 | 0 | 0.00076513 | 0.0015303 | 0 | 0.0015303 | [12 empty] | 7.3.3.17.5 (Remote Grid) Updates to grid topology to minimize risk of ignition in HFTDs Remote GridWLDFREquipment / facility failureAggregated | WLDFR | HFTD - Distribution - Tier 2 - 1QU CoRE ¦ 5QU LoRE | Red Flag Warning - Small Fires | Equipment / facility failure | Aggregated | 2067 | 6.0366e-05 | 1601.5759 | 0.09668 | 2067 | Mitigation | 0.95 | 45 | 0 | esc | 0 | 0 | 0.00097009 | 5.856e-08
[79 empty] | WLDFR | HFTD - Distribution - Tier 2 - 4QU CoRE ¦ 5QU LoRE | Non-Red Flag Warning - Destructive Fires | 2022 | 2.8327e-10 | 0 | 8807.9522 | 222.2294 | 8585.7228 | 0 | 0 | 0 | 3.446e-07 | 2.4951e-06 | 0 | 2.4951e-06 | 0 | 0 | 0 | 0 | 0 | 0 | 0 | 0 | 0 | 0.00076513 | 0.0015303 | 0 | 0.0015303 | [12 empty] | 7.3.3.17.5 (Remote Grid) Updates to grid topology to minimize risk of ignition in HFTDs Remote GridWLDFRVegetation ContactAggregated | WLDFR | HFTD - Distribution - Tier 2 - 1QU CoRE ¦ 5QU LoRE | Red Flag Warning - Small Fires | Vegetation Contact | Aggregated | 2022 | 0.00015909 | 1601.5759 | 0.25479 | 2022 | Mitigation | 0.95 | 45 | 0 | esc | 0.00097009 | 1.5433e-07 | 0 | 0
[79 empty] | WLDFR | HFTD - Distribution - Tier 2 - 4QU CoRE ¦ 5QU LoRE | Non-Red Flag Warning - Destructive Fires | 2023 | 2.8327e-10 | 2.8327e-10 | 9129.7461 | 233.2301 | 8896.516 | 0 | 0 | 0 | 3.446e-07 | 2.5862e-06 | 0 | 2.5862e-06 | 2.5862e-06 | 0 | 2.5862e-06 | 0 | 9.0673e-08 | 0 | 0 | 0 | 0 | 0.00076513 | 0.0015303 | 0 | 0.0015303 | [12 empty] | 7.3.3.17.5 (Remote Grid) Updates to grid topology to minimize risk of ignition in HFTDs Remote GridWLDFRVegetation ContactAggregated | WLDFR | HFTD - Distribution - Tier 2 - 1QU CoRE ¦ 5QU LoRE | Red Flag Warning - Small Fires | Vegetation Contact | Aggregated | 2023 | 0.00015909 | 1601.5759 | 0.25479 | 2023 | Mitigation | 0.95 | 45 | 0 | esc | 0.00097009 | 1.5433e-07 | 0.00097009 | 1.5433e-07
[79 empty] | WLDFR | HFTD - Distribution - Tier 2 - 4QU CoRE ¦ 5QU LoRE | Non-Red Flag Warning - Destructive Fires | 2024 | 2.8327e-10 | 2.8327e-10 | 9129.7461 | 233.2301 | 8896.516 | 0 | 0 | 0 | 3.446e-07 | 2.5862e-06 | 0 | 2.5862e-06 | 2.5862e-06 | 0 | 2.5862e-06 | 0 | 9.473e-08 | 2.0765e-07 | 0 | 2.0765e-07 | 0 | 0.00076513 | 0.0015303 | 0 | 0.0015303 | [12 empty] | 7.3.3.17.5 (Remote Grid) Updates to grid topology to minimize risk of ignition in HFTDs Remote GridWLDFRVegetation ContactAggregated | WLDFR | HFTD - Distribution - Tier 2 - 1QU CoRE ¦ 5QU LoRE | Red Flag Warning - Small Fires | Vegetation Contact | Aggregated | 2024 | 0.00015909 | 1601.5759 | 0.25479 | 2024 | Mitigation | 0.95 | 45 | 0 | esc | 0.00097009 | 1.5433e-07 | 0.00097009 | 1.5433e-07
[79 empty] | WLDFR | HFTD - Distribution - Tier 2 - 4QU CoRE ¦ 5QU LoRE | Non-Red Flag Warning - Destructive Fires | 2025 | 2.8327e-10 | 2.8327e-10 | 9129.7461 | 233.2301 | 8896.516 | 0 | 0 | 0 | 3.446e-07 | 2.5862e-06 | 0 | 2.5862e-06 | 2.5862e-06 | 0 | 2.5862e-06 | 0 | 9.473e-08 | 2.0765e-07 | 0 | 2.0765e-07 | 0 | 0.00076513 | 0.0015303 | 0 | 0.0015303 | [12 empty] | 7.3.3.17.5 (Remote Grid) Updates to grid topology to minimize risk of ignition in HFTDs Remote GridWLDFRVegetation ContactAggregated | WLDFR | HFTD - Distribution - Tier 2 - 1QU CoRE ¦ 5QU LoRE | Red Flag Warning - Small Fires | Vegetation Contact | Aggregated | 2025 | 0.00015909 | 1601.5759 | 0.25479 | 2025 | Mitigation | 0.95 | 45 | 0 | esc | 0.00097009 | 1.5433e-07 | 0.00097009 | 1.5433e-07
[79 empty] | WLDFR | HFTD - Distribution - Tier 2 - 4QU CoRE ¦ 5QU LoRE | Non-Red Flag Warning - Destructive Fires | 2026 | 2.8327e-10 | 2.8327e-10 | 9129.7461 | 233.2301 | 8896.516 | 0 | 0 | 0 | 3.446e-07 | 2.5862e-06 | 0 | 2.5862e-06 | 2.5862e-06 | 0 | 2.5862e-06 | 0 | 9.473e-08 | 2.0765e-07 | 0 | 2.0765e-07 | 0 | 0.00080123 | 0.0016025 | 0 | 0.0016025 | [12 empty] | 7.3.3.17.5 (Remote Grid) Updates to grid topology to minimize risk of ignition in HFTDs Remote GridWLDFRVegetation ContactAggregated | WLDFR | HFTD - Distribution - Tier 2 - 1QU CoRE ¦ 5QU LoRE | Red Flag Warning - Small Fires | Vegetation Contact | Aggregated | 2026 | 0.00015909 | 1601.5759 | 0.25479 | 2026 | Mitigation | 0.95 | 45 | 0 | esc | 0.00097009 | 1.5433e-07 | 0.00097009 | 1.5433e-07
[79 empty] | WLDFR | HFTD - Distribution - Tier 2 - 4QU CoRE ¦ 5QU LoRE | Non-Red Flag Warning - Destructive Fires | 2027 | 2.8327e-10 | 2.8327e-10 | 9129.7461 | 233.2301 | 8896.516 | 0 | 0 | 0 | 3.446e-07 | 2.5862e-06 | 0 | 2.5862e-06 | 2.5862e-06 | 0 | 2.5862e-06 | 0 | 9.473e-08 | 2.0765e-07 | 0 | 2.0765e-07 | 0 | 0.00080123 | 0.0016025 | 0 | 0.0016025 | [12 empty] | 7.3.3.17.5 (Remote Grid) Updates to grid topology to minimize risk of ignition in HFTDs Remote GridWLDFRVegetation ContactAggregated | WLDFR | HFTD - Distribution - Tier 2 - 1QU CoRE ¦ 5QU LoRE | Red Flag Warning - Small Fires | Vegetation Contact | Aggregated | 2027 | 0.00015909 | 1601.5759 | 0.25479 | 2027 | Mitigation | 0.95 | 45 | 0 | esc | 0.00097009 | 1.5433e-07 | 0.00097009 | 1.5433e-07
[79 empty] | WLDFR | HFTD - Distribution - Tier 2 - 4QU CoRE ¦ 5QU LoRE | Non-Red Flag Warning - Destructive Fires | 2028 | 2.8327e-10 | 2.8327e-10 | 9534.9221 | 247.273 | 9287.6491 | 0 | 0 | 0 | 3.446e-07 | 2.701e-06 | 0 | 2.701e-06 | 2.701e-06 | 0 | 2.701e-06 | 0 | 9.473e-08 | 2.0765e-07 | 0 | 2.0765e-07 | 0 | 0.00080123 | 0.0016025 | 0 | 0.0016025 | [12 empty] | 7.3.3.17.5 (Remote Grid) Updates to grid topology to minimize risk of ignition in HFTDs Remote GridWLDFRVegetation ContactAggregated | WLDFR | HFTD - Distribution - Tier 2 - 1QU CoRE ¦ 5QU LoRE | Red Flag Warning - Small Fires | Vegetation Contact | Aggregated | 2028 | 0.00015909 | 1601.5759 | 0.25479 | 2028 | Mitigation | 0.95 | 45 | 0 | esc | 0.00097009 | 1.5433e-07 | 0.00097009 | 1.5433e-07
[79 empty] | WLDFR | HFTD - Distribution - Tier 2 - 4QU CoRE ¦ 5QU LoRE | Non-Red Flag Warning - Destructive Fires | 2029 | 2.8327e-10 | 2.8327e-10 | 9534.9221 | 247.273 | 9287.6491 | 0 | 0 | 0 | 3.446e-07 | 2.701e-06 | 0 | 2.701e-06 | 2.701e-06 | 0 | 2.701e-06 | 0 | 9.9955e-08 | 2.191e-07 | 0 | 2.191e-07 | 0 | 0.00080123 | 0.0016025 | 0 | 0.0016025 | [12 empty] | 7.3.3.17.5 (Remote Grid) Updates to grid topology to minimize risk of ignition in HFTDs Remote GridWLDFRVegetation ContactAggregated | WLDFR | HFTD - Distribution - Tier 2 - 1QU CoRE ¦ 5QU LoRE | Red Flag Warning - Small Fires | Vegetation Contact | Aggregated | 2029 | 0.00015909 | 1601.5759 | 0.25479 | 2029 | Mitigation | 0.95 | 45 | 0 | esc | 0.00097009 | 1.5433e-07 | 0.00097009 | 1.5433e-07
[79 empty] | WLDFR | HFTD - Distribution - Tier 2 - 4QU CoRE ¦ 5QU LoRE | Non-Red Flag Warning - Destructive Fires | 2030 | 2.8327e-10 | 2.8327e-10 | 9534.9221 | 247.273 | 9287.6491 | 0 | 0 | 0 | 3.446e-07 | 2.701e-06 | 0 | 2.701e-06 | 2.701e-06 | 0 | 2.701e-06 | 0 | 9.9955e-08 | 2.191e-07 | 0 | 2.191e-07 | 0 | 0.00080123 | 0.0016025 | 0 | 0.0016025 | [12 empty] | 7.3.3.17.5 (Remote Grid) Updates to grid topology to minimize risk of ignition in HFTDs Remote GridWLDFRVegetation ContactAggregated | WLDFR | HFTD - Distribution - Tier 2 - 1QU CoRE ¦ 5QU LoRE | Red Flag Warning - Small Fires | Vegetation Contact | Aggregated | 2030 | 0.00015909 | 1601.5759 | 0.25479 | 2030 | Mitigation | 0.95 | 45 | 0 | esc | 0.00097009 | 1.5433e-07 | 0.00097009 | 1.5433e-07
[79 empty] | WLDFR | HFTD - Distribution - Tier 2 - 4QU CoRE ¦ 5QU LoRE | Non-Red Flag Warning - Destructive Fires | 2031 | 2.8327e-10 | 2.8327e-10 | 9534.9221 | 247.273 | 9287.6491 | 0 | 0 | 0 | 3.446e-07 | 2.701e-06 | 0 | 2.701e-06 | 2.701e-06 | 0 | 2.701e-06 | 0 | 9.9955e-08 | 2.191e-07 | 0 | 2.191e-07 | 0 | 0.00084039 | 0.0016808 | 0 | 0.0016808 | [12 empty] | 7.3.3.17.5 (Remote Grid) Updates to grid topology to minimize risk of ignition in HFTDs Remote GridWLDFRVegetation ContactAggregated | WLDFR | HFTD - Distribution - Tier 2 - 1QU CoRE ¦ 5QU LoRE | Red Flag Warning - Small Fires | Vegetation Contact | Aggregated | 2031 | 0.00015909 | 1601.5759 | 0.25479 | 2031 | Mitigation | 0.95 | 45 | 0 | esc | 0.00097009 | 1.5433e-07 | 0.00097009 | 1.5433e-07
[79 empty] | WLDFR | HFTD - Distribution - Tier 2 - 4QU CoRE ¦ 5QU LoRE | Non-Red Flag Warning - Destructive Fires | 2032 | 2.8327e-10 | 2.8327e-10 | 9534.9221 | 247.273 | 9287.6491 | 0 | 0 | 0 | 3.446e-07 | 2.701e-06 | 0 | 2.701e-06 | 2.701e-06 | 0 | 2.701e-06 | 0 | 9.9955e-08 | 2.191e-07 | 0 | 2.191e-07 | 0 | 0.00084039 | 0.0016808 | 0 | 0.0016808 | [12 empty] | 7.3.3.17.5 (Remote Grid) Updates to grid topology to minimize risk of ignition in HFTDs Remote GridWLDFRVegetation ContactAggregated | WLDFR | HFTD - Distribution - Tier 2 - 1QU CoRE ¦ 5QU LoRE | Red Flag Warning - Small Fires | Vegetation Contact | Aggregated | 2032 | 0.00015909 | 1601.5759 | 0.25479 | 2032 | Mitigation | 0.95 | 45 | 0 | esc | 0.00097009 | 1.5433e-07 | 0.00097009 | 1.5433e-07
[79 empty] | WLDFR | HFTD - Distribution - Tier 2 - 4QU CoRE ¦ 5QU LoRE | Non-Red Flag Warning - Destructive Fires | 2033 | 2.8327e-10 | 2.8327e-10 | 9984.8474 | 263.1074 | 9721.74 | 0 | 0 | 0 | 3.446e-07 | 2.8285e-06 | 0 | 2.8285e-06 | 2.8285e-06 | 0 | 2.8285e-06 | 0 | 9.9955e-08 | 2.191e-07 | 0 | 2.191e-07 | 0 | 0.00084039 | 0.0016808 | 0 | 0.0016808 | [12 empty] | 7.3.3.17.5 (Remote Grid) Updates to grid topology to minimize risk of ignition in HFTDs Remote GridWLDFRVegetation ContactAggregated | WLDFR | HFTD - Distribution - Tier 2 - 1QU CoRE ¦ 5QU LoRE | Red Flag Warning - Small Fires | Vegetation Contact | Aggregated | 2033 | 0.00015909 | 1601.5759 | 0.25479 | 2033 | Mitigation | 0.95 | 45 | 0 | esc | 0.00097009 | 1.5433e-07 | 0.00097009 | 1.5433e-07
[79 empty] | WLDFR | HFTD - Distribution - Tier 2 - 4QU CoRE ¦ 5QU LoRE | Non-Red Flag Warning - Destructive Fires | 2034 | 2.8327e-10 | 2.8327e-10 | 9984.8474 | 263.1074 | 9721.74 | 0 | 0 | 0 | 3.446e-07 | 2.8285e-06 | 0 | 2.8285e-06 | 2.8285e-06 | 0 | 2.8285e-06 | 0 | 1.059e-07 | 2.3213e-07 | 0 | 2.3213e-07 | 0 | 0.00084039 | 0.0016808 | 0 | 0.0016808 | [12 empty] | 7.3.3.17.5 (Remote Grid) Updates to grid topology to minimize risk of ignition in HFTDs Remote GridWLDFRVegetation ContactAggregated | WLDFR | HFTD - Distribution - Tier 2 - 1QU CoRE ¦ 5QU LoRE | Red Flag Warning - Small Fires | Vegetation Contact | Aggregated | 2034 | 0.00015909 | 1601.5759 | 0.25479 | 2034 | Mitigation | 0.95 | 45 | 0 | esc | 0.00097009 | 1.5433e-07 | 0.00097009 | 1.5433e-07
[79 empty] | WLDFR | HFTD - Distribution - Tier 2 - 4QU CoRE ¦ 5QU LoRE | Non-Red Flag Warning - Destructive Fires | 2035 | 2.8327e-10 | 2.8327e-10 | 9984.8474 | 263.1074 | 9721.74 | 0 | 0 | 0 | 3.446e-07 | 2.8285e-06 | 0 | 2.8285e-06 | 2.8285e-06 | 0 | 2.8285e-06 | 0 | 1.059e-07 | 2.3213e-07 | 0 | 2.3213e-07 | 0 | 0.00084039 | 0.0016808 | 0 | 0.0016808 | [12 empty] | 7.3.3.17.5 (Remote Grid) Updates to grid topology to minimize risk of ignition in HFTDs Remote GridWLDFRVegetation ContactAggregated | WLDFR | HFTD - Distribution - Tier 2 - 1QU CoRE ¦ 5QU LoRE | Red Flag Warning - Small Fires | Vegetation Contact | Aggregated | 2035 | 0.00015909 | 1601.5759 | 0.25479 | 2035 | Mitigation | 0.95 | 45 | 0 | esc | 0.00097009 | 1.5433e-07 | 0.00097009 | 1.5433e-07
[79 empty] | WLDFR | HFTD - Distribution - Tier 2 - 4QU CoRE ¦ 5QU LoRE | Non-Red Flag Warning - Destructive Fires | 2036 | 2.8327e-10 | 2.8327e-10 | 9984.8474 | 263.1074 | 9721.74 | 0 | 0 | 0 | 3.446e-07 | 2.8285e-06 | 0 | 2.8285e-06 | 2.8285e-06 | 0 | 2.8285e-06 | 0 | 1.059e-07 | 2.3213e-07 | 0 | 2.3213e-07 | 0 | 0.00088206 | 0.0017641 | 0 | 0.0017641 | [12 empty] | 7.3.3.17.5 (Remote Grid) Updates to grid topology to minimize risk of ignition in HFTDs Remote GridWLDFRVegetation ContactAggregated | WLDFR | HFTD - Distribution - Tier 2 - 1QU CoRE ¦ 5QU LoRE | Red Flag Warning - Small Fires | Vegetation Contact | Aggregated | 2036 | 0.00015909 | 1601.5759 | 0.25479 | 2036 | Mitigation | 0.95 | 45 | 0 | esc | 0.00097009 | 1.5433e-07 | 0.00097009 | 1.5433e-07
[79 empty] | WLDFR | HFTD - Distribution - Tier 2 - 4QU CoRE ¦ 5QU LoRE | Non-Red Flag Warning - Destructive Fires | 2037 | 2.8327e-10 | 2.8327e-10 | 9984.8474 | 263.1074 | 9721.74 | 0 | 0 | 0 | 3.446e-07 | 2.8285e-06 | 0 | 2.8285e-06 | 2.8285e-06 | 0 | 2.8285e-06 | 0 | 1.059e-07 | 2.3213e-07 | 0 | 2.3213e-07 | 0 | 0.00088206 | 0.0017641 | 0 | 0.0017641 | [12 empty] | 7.3.3.17.5 (Remote Grid) Updates to grid topology to minimize risk of ignition in HFTDs Remote GridWLDFRVegetation ContactAggregated | WLDFR | HFTD - Distribution - Tier 2 - 1QU CoRE ¦ 5QU LoRE | Red Flag Warning - Small Fires | Vegetation Contact | Aggregated | 2037 | 0.00015909 | 1601.5759 | 0.25479 | 2037 | Mitigation | 0.95 | 45 | 0 | esc | 0.00097009 | 1.5433e-07 | 0.00097009 | 1.5433e-07
[79 empty] | WLDFR | HFTD - Distribution - Tier 2 - 4QU CoRE ¦ 5QU LoRE | Non-Red Flag Warning - Destructive Fires | 2038 | 2.8327e-10 | 2.8327e-10 | 10472.8261 | 280.5544 | 10192.2718 | 0 | 0 | 0 | 3.446e-07 | 2.9667e-06 | 0 | 2.9667e-06 | 2.9667e-06 | 0 | 2.9667e-06 | 0 | 1.059e-07 | 2.3213e-07 | 0 | 2.3213e-07 | 0 | 0.00088206 | 0.0017641 | 0 | 0.0017641 | [12 empty] | 7.3.3.17.5 (Remote Grid) Updates to grid topology to minimize risk of ignition in HFTDs Remote GridWLDFRVegetation ContactAggregated | WLDFR | HFTD - Distribution - Tier 2 - 1QU CoRE ¦ 5QU LoRE | Red Flag Warning - Small Fires | Vegetation Contact | Aggregated | 2038 | 0.00015909 | 1601.5759 | 0.25479 | 2038 | Mitigation | 0.95 | 45 | 0 | esc | 0.00097009 | 1.5433e-07 | 0.00097009 | 1.5433e-07
[79 empty] | WLDFR | HFTD - Distribution - Tier 2 - 4QU CoRE ¦ 5QU LoRE | Non-Red Flag Warning - Destructive Fires | 2039 | 2.8327e-10 | 2.8327e-10 | 10472.8261 | 280.5544 | 10192.2718 | 0 | 0 | 0 | 3.446e-07 | 2.9667e-06 | 0 | 2.9667e-06 | 2.9667e-06 | 0 | 2.9667e-06 | 0 | 1.1251e-07 | 2.4663e-07 | 0 | 2.4663e-07 | 0 | 0.00088206 | 0.0017641 | 0 | 0.0017641 | [12 empty] | 7.3.3.17.5 (Remote Grid) Updates to grid topology to minimize risk of ignition in HFTDs Remote GridWLDFRVegetation ContactAggregated | WLDFR | HFTD - Distribution - Tier 2 - 1QU CoRE ¦ 5QU LoRE | Red Flag Warning - Small Fires | Vegetation Contact | Aggregated | 2039 | 0.00015909 | 1601.5759 | 0.25479 | 2039 | Mitigation | 0.95 | 45 | 0 | esc | 0.00097009 | 1.5433e-07 | 0.00097009 | 1.5433e-07
[79 empty] | WLDFR | HFTD - Distribution - Tier 2 - 4QU CoRE ¦ 5QU LoRE | Non-Red Flag Warning - Destructive Fires | 2040 | 2.8327e-10 | 2.8327e-10 | 10472.8261 | 280.5544 | 10192.2718 | 0 | 0 | 0 | 3.446e-07 | 2.9667e-06 | 0 | 2.9667e-06 | 2.9667e-06 | 0 | 2.9667e-06 | 0 | 1.1251e-07 | 2.4663e-07 | 0 | 2.4663e-07 | 0 | 0.00088206 | 0.0017641 | 0 | 0.0017641 | [12 empty] | 7.3.3.17.5 (Remote Grid) Updates to grid topology to minimize risk of ignition in HFTDs Remote GridWLDFRVegetation ContactAggregated | WLDFR | HFTD - Distribution - Tier 2 - 1QU CoRE ¦ 5QU LoRE | Red Flag Warning - Small Fires | Vegetation Contact | Aggregated | 2040 | 0.00015909 | 1601.5759 | 0.25479 | 2040 | Mitigation | 0.95 | 45 | 0 | esc | 0.00097009 | 1.5433e-07 | 0.00097009 | 1.5433e-07
[79 empty] | WLDFR | HFTD - Distribution - Tier 2 - 4QU CoRE ¦ 5QU LoRE | Non-Red Flag Warning - Destructive Fires | 2041 | 2.8327e-10 | 2.8327e-10 | 10472.8261 | 280.5544 | 10192.2718 | 0 | 0 | 0 | 3.446e-07 | 2.9667e-06 | 0 | 2.9667e-06 | 2.9667e-06 | 0 | 2.9667e-06 | 0 | 1.1251e-07 | 2.4663e-07 | 0 | 2.4663e-07 | 0 | 0.00092571 | 0.0018514 | 0 | 0.0018514 | [12 empty] | 7.3.3.17.5 (Remote Grid) Updates to grid topology to minimize risk of ignition in HFTDs Remote GridWLDFRVegetation ContactAggregated | WLDFR | HFTD - Distribution - Tier 2 - 1QU CoRE ¦ 5QU LoRE | Red Flag Warning - Small Fires | Vegetation Contact | Aggregated | 2041 | 0.00015909 | 1601.5759 | 0.25479 | 2041 | Mitigation | 0.95 | 45 | 0 | esc | 0.00097009 | 1.5433e-07 | 0.00097009 | 1.5433e-07
[79 empty] | WLDFR | HFTD - Distribution - Tier 2 - 4QU CoRE ¦ 5QU LoRE | Non-Red Flag Warning - Destructive Fires | 2042 | 2.8327e-10 | 2.8327e-10 | 10472.8261 | 280.5544 | 10192.2718 | 0 | 0 | 0 | 3.446e-07 | 2.9667e-06 | 0 | 2.9667e-06 | 2.9667e-06 | 0 | 2.9667e-06 | 0 | 1.1251e-07 | 2.4663e-07 | 0 | 2.4663e-07 | 0 | 0.00092571 | 0.0018514 | 0 | 0.0018514 | [12 empty] | 7.3.3.17.5 (Remote Grid) Updates to grid topology to minimize risk of ignition in HFTDs Remote GridWLDFRVegetation ContactAggregated | WLDFR | HFTD - Distribution - Tier 2 - 1QU CoRE ¦ 5QU LoRE | Red Flag Warning - Small Fires | Vegetation Contact | Aggregated | 2042 | 0.00015909 | 1601.5759 | 0.25479 | 2042 | Mitigation | 0.95 | 45 | 0 | esc | 0.00097009 | 1.5433e-07 | 0.00097009 | 1.5433e-07
[79 empty] | WLDFR | HFTD - Distribution - Tier 2 - 4QU CoRE ¦ 5QU LoRE | Non-Red Flag Warning - Destructive Fires | 2043 | 2.8327e-10 | 2.8327e-10 | 10992.1562 | 299.42 | 10692.7362 | 0 | 0 | 0 | 3.446e-07 | 3.1138e-06 | 0 | 3.1138e-06 | 3.1138e-06 | 0 | 3.1138e-06 | 0 | 1.1251e-07 | 2.4663e-07 | 0 | 2.4663e-07 | 0 | 0.00092571 | 0.0018514 | 0 | 0.0018514 | [12 empty] | 7.3.3.17.5 (Remote Grid) Updates to grid topology to minimize risk of ignition in HFTDs Remote GridWLDFRVegetation ContactAggregated | WLDFR | HFTD - Distribution - Tier 2 - 1QU CoRE ¦ 5QU LoRE | Red Flag Warning - Small Fires | Vegetation Contact | Aggregated | 2043 | 0.00015909 | 1601.5759 | 0.25479 | 2043 | Mitigation | 0.95 | 45 | 0 | esc | 0.00097009 | 1.5433e-07 | 0.00097009 | 1.5433e-07
[79 empty] | WLDFR | HFTD - Distribution - Tier 2 - 4QU CoRE ¦ 5QU LoRE | Non-Red Flag Warning - Destructive Fires | 2044 | 2.8327e-10 | 2.8327e-10 | 10992.1562 | 299.42 | 10692.7362 | 0 | 0 | 0 | 3.446e-07 | 3.1138e-06 | 0 | 3.1138e-06 | 3.1138e-06 | 0 | 3.1138e-06 | 0 | 1.1975e-07 | 2.6249e-07 | 0 | 2.6249e-07 | 0 | 0.00092571 | 0.0018514 | 0 | 0.0018514 | [12 empty] | 7.3.3.17.5 (Remote Grid) Updates to grid topology to minimize risk of ignition in HFTDs Remote GridWLDFRVegetation ContactAggregated | WLDFR | HFTD - Distribution - Tier 2 - 1QU CoRE ¦ 5QU LoRE | Red Flag Warning - Small Fires | Vegetation Contact | Aggregated | 2044 | 0.00015909 | 1601.5759 | 0.25479 | 2044 | Mitigation | 0.95 | 45 | 0 | esc | 0.00097009 | 1.5433e-07 | 0.00097009 | 1.5433e-07
[79 empty] | WLDFR | HFTD - Distribution - Tier 2 - 4QU CoRE ¦ 5QU LoRE | Non-Red Flag Warning - Destructive Fires | 2045 | 2.8327e-10 | 2.8327e-10 | 10992.1562 | 299.42 | 10692.7362 | 0 | 0 | 0 | 3.446e-07 | 3.1138e-06 | 0 | 3.1138e-06 | 3.1138e-06 | 0 | 3.1138e-06 | 0 | 1.1975e-07 | 2.6249e-07 | 0 | 2.6249e-07 | 0 | 0 | 0.0018514 | 0 | 0.0018514 | [12 empty] | 7.3.3.17.5 (Remote Grid) Updates to grid topology to minimize risk of ignition in HFTDs Remote GridWLDFRVegetation ContactAggregated | WLDFR | HFTD - Distribution - Tier 2 - 1QU CoRE ¦ 5QU LoRE | Red Flag Warning - Small Fires | Vegetation Contact | Aggregated | 2045 | 0.00015909 | 1601.5759 | 0.25479 | 2045 | Mitigation | 0.95 | 45 | 0 | esc | 0.00097009 | 1.5433e-07 | 0.00097009 | 1.5433e-07
[79 empty] | WLDFR | HFTD - Distribution - Tier 2 - 4QU CoRE ¦ 5QU LoRE | Non-Red Flag Warning - Destructive Fires | 2046 | 2.8327e-10 | 2.8327e-10 | 10992.1562 | 299.42 | 10692.7362 | 0 | 0 | 0 | 3.446e-07 | 3.1138e-06 | 0 | 3.1138e-06 | 3.1138e-06 | 0 | 3.1138e-06 | 0 | 1.1975e-07 | 2.6249e-07 | 0 | 2.6249e-07 | 0 | 0 | 0 | 0 | 0 | [12 empty] | 7.3.3.17.5 (Remote Grid) Updates to grid topology to minimize risk of ignition in HFTDs Remote GridWLDFRVegetation ContactAggregated | WLDFR | HFTD - Distribution - Tier 2 - 1QU CoRE ¦ 5QU LoRE | Red Flag Warning - Small Fires | Vegetation Contact | Aggregated | 2046 | 0.00015909 | 1601.5759 | 0.25479 | 2046 | Mitigation | 0.95 | 45 | 0 | esc | 0.00097009 | 1.5433e-07 | 0.00097009 | 1.5433e-07
[79 empty] | WLDFR | HFTD - Distribution - Tier 2 - 4QU CoRE ¦ 5QU LoRE | Non-Red Flag Warning - Destructive Fires | 2047 | 2.8327e-10 | 2.8327e-10 | 10992.1562 | 299.42 | 10692.7362 | 0 | 0 | 0 | 3.446e-07 | 3.1138e-06 | 0 | 3.1138e-06 | 3.1138e-06 | 0 | 3.1138e-06 | 0 | 1.1975e-07 | 2.6249e-07 | 0 | 2.6249e-07 | 0 | 0 | 0 | 0 | 0 | [12 empty] | 7.3.3.17.5 (Remote Grid) Updates to grid topology to minimize risk of ignition in HFTDs Remote GridWLDFRVegetation ContactAggregated | WLDFR | HFTD - Distribution - Tier 2 - 1QU CoRE ¦ 5QU LoRE | Red Flag Warning - Small Fires | Vegetation Contact | Aggregated | 2047 | 0.00015909 | 1601.5759 | 0.25479 | 2047 | Mitigation | 0.95 | 45 | 0 | esc | 0.00097009 | 1.5433e-07 | 0.00097009 | 1.5433e-07
[79 empty] | WLDFR | HFTD - Distribution - Tier 2 - 4QU CoRE ¦ 5QU LoRE | Non-Red Flag Warning - Destructive Fires | 2048 | 2.8327e-10 | 2.8327e-10 | 11536.0538 | 319.4911 | 11216.5626 | 0 | 0 | 0 | 3.446e-07 | 3.2679e-06 | 0 | 3.2679e-06 | 3.2679e-06 | 0 | 3.2679e-06 | 0 | 1.1975e-07 | 2.6249e-07 | 0 | 2.6249e-07 | 0 | 1.9171e-06 | 0 | 0 | 0 | [12 empty] | 7.3.3.17.5 (Remote Grid) Updates to grid topology to minimize risk of ignition in HFTDs Remote GridWLDFRVegetation ContactAggregated | WLDFR | HFTD - Distribution - Tier 2 - 1QU CoRE ¦ 5QU LoRE | Red Flag Warning - Small Fires | Vegetation Contact | Aggregated | 2048 | 0.00015909 | 1601.5759 | 0.25479 | 2048 | Mitigation | 0.95 | 45 | 0 | esc | 0.00097009 | 1.5433e-07 | 0.00097009 | 1.5433e-07
[79 empty] | WLDFR | HFTD - Distribution - Tier 2 - 4QU CoRE ¦ 5QU LoRE | Non-Red Flag Warning - Destructive Fires | 2049 | 2.8327e-10 | 2.8327e-10 | 11536.0538 | 319.4911 | 11216.5626 | 0 | 0 | 0 | 3.446e-07 | 3.2679e-06 | 0 | 3.2679e-06 | 3.2679e-06 | 0 | 3.2679e-06 | 0 | 1.2754e-07 | 2.7957e-07 | 0 | 2.7957e-07 | 0 | 2.0029e-06 | 4.0058e-06 | 0 | 4.0058e-06 | [12 empty] | 7.3.3.17.5 (Remote Grid) Updates to grid topology to minimize risk of ignition in HFTDs Remote GridWLDFRVegetation ContactAggregated | WLDFR | HFTD - Distribution - Tier 2 - 1QU CoRE ¦ 5QU LoRE | Red Flag Warning - Small Fires | Vegetation Contact | Aggregated | 2049 | 0.00015909 | 1601.5759 | 0.25479 | 2049 | Mitigation | 0.95 | 45 | 0 | esc | 0.00097009 | 1.5433e-07 | 0.00097009 | 1.5433e-07
[79 empty] | WLDFR | HFTD - Distribution - Tier 2 - 4QU CoRE ¦ 5QU LoRE | Non-Red Flag Warning - Destructive Fires | 2050 | 2.8327e-10 | 2.8327e-10 | 11536.0538 | 319.4911 | 11216.5626 | 0 | 0 | 0 | 3.446e-07 | 3.2679e-06 | 0 | 3.2679e-06 | 3.2679e-06 | 0 | 3.2679e-06 | 0 | 1.2754e-07 | 2.7957e-07 | 0 | 2.7957e-07 | 0 | 2.0029e-06 | 4.0058e-06 | 0 | 4.0058e-06 | [12 empty] | 7.3.3.17.5 (Remote Grid) Updates to grid topology to minimize risk of ignition in HFTDs Remote GridWLDFRVegetation ContactAggregated | WLDFR | HFTD - Distribution - Tier 2 - 1QU CoRE ¦ 5QU LoRE | Red Flag Warning - Small Fires | Vegetation Contact | Aggregated | 2050 | 0.00015909 | 1601.5759 | 0.25479 | 2050 | Mitigation | 0.95 | 45 | 0 | esc | 0.00097009 | 1.5433e-07 | 0.00097009 | 1.5433e-07
[79 empty] | WLDFR | HFTD - Distribution - Tier 2 - 4QU CoRE ¦ 5QU LoRE | Non-Red Flag Warning - Destructive Fires | 2051 | 2.8327e-10 | 2.8327e-10 | 11536.0538 | 319.4911 | 11216.5626 | 0 | 0 | 0 | 3.446e-07 | 3.2679e-06 | 0 | 3.2679e-06 | 3.2679e-06 | 0 | 3.2679e-06 | 0 | 1.2754e-07 | 2.7957e-07 | 0 | 2.7957e-07 | 0 | 2.0029e-06 | 4.0058e-06 | 0 | 4.0058e-06 | [12 empty] | 7.3.3.17.5 (Remote Grid) Updates to grid topology to minimize risk of ignition in HFTDs Remote GridWLDFRVegetation ContactAggregated | WLDFR | HFTD - Distribution - Tier 2 - 1QU CoRE ¦ 5QU LoRE | Red Flag Warning - Small Fires | Vegetation Contact | Aggregated | 2051 | 0.00015909 | 1601.5759 | 0.25479 | 2051 | Mitigation | 0.95 | 45 | 0 | esc | 0.00097009 | 1.5433e-07 | 0.00097009 | 1.5433e-07
[79 empty] | WLDFR | HFTD - Distribution - Tier 2 - 4QU CoRE ¦ 5QU LoRE | Non-Red Flag Warning - Destructive Fires | 2052 | 2.8327e-10 | 2.8327e-10 | 11536.0538 | 319.4911 | 11216.5626 | 0 | 0 | 0 | 3.446e-07 | 3.2679e-06 | 0 | 3.2679e-06 | 3.2679e-06 | 0 | 3.2679e-06 | 0 | 1.2754e-07 | 2.7957e-07 | 0 | 2.7957e-07 | 0 | 2.0029e-06 | 4.0058e-06 | 0 | 4.0058e-06 | [12 empty] | 7.3.3.17.5 (Remote Grid) Updates to grid topology to minimize risk of ignition in HFTDs Remote GridWLDFRVegetation ContactAggregated | WLDFR | HFTD - Distribution - Tier 2 - 1QU CoRE ¦ 5QU LoRE | Red Flag Warning - Small Fires | Vegetation Contact | Aggregated | 2052 | 0.00015909 | 1601.5759 | 0.25479 | 2052 | Mitigation | 0.95 | 45 | 0 | esc | 0.00097009 | 1.5433e-07 | 0.00097009 | 1.5433e-07
[79 empty] | WLDFR | HFTD - Distribution - Tier 2 - 4QU CoRE ¦ 5QU LoRE | Non-Red Flag Warning - Destructive Fires | 2053 | 2.8327e-10 | 2.8327e-10 | 12097.6769 | 340.5356 | 11757.1413 | 0 | 0 | 0 | 3.446e-07 | 3.427e-06 | 0 | 3.427e-06 | 3.427e-06 | 0 | 3.427e-06 | 0 | 1.2754e-07 | 2.7957e-07 | 0 | 2.7957e-07 | 0 | 2.0029e-06 | 4.0058e-06 | 0 | 4.0058e-06 | [12 empty] | 7.3.3.17.5 (Remote Grid) Updates to grid topology to minimize risk of ignition in HFTDs Remote GridWLDFRVegetation ContactAggregated | WLDFR | HFTD - Distribution - Tier 2 - 1QU CoRE ¦ 5QU LoRE | Red Flag Warning - Small Fires | Vegetation Contact | Aggregated | 2053 | 0.00015909 | 1601.5759 | 0.25479 | 2053 | Mitigation | 0.95 | 45 | 0 | esc | 0.00097009 | 1.5433e-07 | 0.00097009 | 1.5433e-07
[79 empty] | WLDFR | HFTD - Distribution - Tier 2 - 4QU CoRE ¦ 5QU LoRE | Non-Red Flag Warning - Destructive Fires | 2054 | 2.8327e-10 | 2.8327e-10 | 12097.6769 | 340.5356 | 11757.1413 | 0 | 0 | 0 | 3.446e-07 | 3.427e-06 | 0 | 3.427e-06 | 3.427e-06 | 0 | 3.427e-06 | 0 | 1.3583e-07 | 2.9774e-07 | 0 | 2.9774e-07 | 0 | 2.1134e-06 | 4.2268e-06 | 0 | 4.2268e-06 | [12 empty] | 7.3.3.17.5 (Remote Grid) Updates to grid topology to minimize risk of ignition in HFTDs Remote GridWLDFRVegetation ContactAggregated | WLDFR | HFTD - Distribution - Tier 2 - 1QU CoRE ¦ 5QU LoRE | Red Flag Warning - Small Fires | Vegetation Contact | Aggregated | 2054 | 0.00015909 | 1601.5759 | 0.25479 | 2054 | Mitigation | 0.95 | 45 | 0 | esc | 0.00097009 | 1.5433e-07 | 0.00097009 | 1.5433e-07
[79 empty] | WLDFR | HFTD - Distribution - Tier 2 - 4QU CoRE ¦ 5QU LoRE | Non-Red Flag Warning - Destructive Fires | 2055 | 2.8327e-10 | 2.8327e-10 | 12097.6769 | 340.5356 | 11757.1413 | 0 | 0 | 0 | 3.446e-07 | 3.427e-06 | 0 | 3.427e-06 | 3.427e-06 | 0 | 3.427e-06 | 0 | 1.3583e-07 | 2.9774e-07 | 0 | 2.9774e-07 | 0 | 2.1134e-06 | 4.2268e-06 | 0 | 4.2268e-06 | [12 empty] | 7.3.3.17.5 (Remote Grid) Updates to grid topology to minimize risk of ignition in HFTDs Remote GridWLDFRVegetation ContactAggregated | WLDFR | HFTD - Distribution - Tier 2 - 1QU CoRE ¦ 5QU LoRE | Red Flag Warning - Small Fires | Vegetation Contact | Aggregated | 2055 | 0.00015909 | 1601.5759 | 0.25479 | 2055 | Mitigation | 0.95 | 45 | 0 | esc | 0.00097009 | 1.5433e-07 | 0.00097009 | 1.5433e-07
[79 empty] | WLDFR | HFTD - Distribution - Tier 2 - 4QU CoRE ¦ 5QU LoRE | Non-Red Flag Warning - Destructive Fires | 2056 | 2.8327e-10 | 2.8327e-10 | 12097.6769 | 340.5356 | 11757.1413 | 0 | 0 | 0 | 3.446e-07 | 3.427e-06 | 0 | 3.427e-06 | 3.427e-06 | 0 | 3.427e-06 | 0 | 1.3583e-07 | 2.9774e-07 | 0 | 2.9774e-07 | 0 | 2.1134e-06 | 4.2268e-06 | 0 | 4.2268e-06 | [12 empty] | 7.3.3.17.5 (Remote Grid) Updates to grid topology to minimize risk of ignition in HFTDs Remote GridWLDFRVegetation ContactAggregated | WLDFR | HFTD - Distribution - Tier 2 - 1QU CoRE ¦ 5QU LoRE | Red Flag Warning - Small Fires | Vegetation Contact | Aggregated | 2056 | 0.00015909 | 1601.5759 | 0.25479 | 2056 | Mitigation | 0.95 | 45 | 0 | esc | 0.00097009 | 1.5433e-07 | 0.00097009 | 1.5433e-07
[79 empty] | WLDFR | HFTD - Distribution - Tier 2 - 4QU CoRE ¦ 5QU LoRE | Non-Red Flag Warning - Destructive Fires | 2057 | 2.8327e-10 | 2.8327e-10 | 12097.6769 | 340.5356 | 11757.1413 | 0 | 0 | 0 | 3.446e-07 | 3.427e-06 | 0 | 3.427e-06 | 3.427e-06 | 0 | 3.427e-06 | 0 | 1.3583e-07 | 2.9774e-07 | 0 | 2.9774e-07 | 0 | 2.1134e-06 | 4.2268e-06 | 0 | 4.2268e-06 | [12 empty] | 7.3.3.17.5 (Remote Grid) Updates to grid topology to minimize risk of ignition in HFTDs Remote GridWLDFRVegetation ContactAggregated | WLDFR | HFTD - Distribution - Tier 2 - 1QU CoRE ¦ 5QU LoRE | Red Flag Warning - Small Fires | Vegetation Contact | Aggregated | 2057 | 0.00015909 | 1601.5759 | 0.25479 | 2057 | Mitigation | 0.95 | 45 | 0 | esc | 0.00097009 | 1.5433e-07 | 0.00097009 | 1.5433e-07
[79 empty] | WLDFR | HFTD - Distribution - Tier 2 - 4QU CoRE ¦ 5QU LoRE | Non-Red Flag Warning - Destructive Fires | 2058 | 2.8327e-10 | 2.8327e-10 | 12670.1796 | 362.3049 | 12307.8747 | 0 | 0 | 0 | 3.446e-07 | 3.5891e-06 | 0 | 3.5891e-06 | 3.5891e-06 | 0 | 3.5891e-06 | 0 | 1.3583e-07 | 2.9774e-07 | 0 | 2.9774e-07 | 0 | 2.1134e-06 | 4.2268e-06 | 0 | 4.2268e-06 | [12 empty] | 7.3.3.17.5 (Remote Grid) Updates to grid topology to minimize risk of ignition in HFTDs Remote GridWLDFRVegetation ContactAggregated | WLDFR | HFTD - Distribution - Tier 2 - 1QU CoRE ¦ 5QU LoRE | Red Flag Warning - Small Fires | Vegetation Contact | Aggregated | 2058 | 0.00015909 | 1601.5759 | 0.25479 | 2058 | Mitigation | 0.95 | 45 | 0 | esc | 0.00097009 | 1.5433e-07 | 0.00097009 | 1.5433e-07
[79 empty] | WLDFR | HFTD - Distribution - Tier 2 - 4QU CoRE ¦ 5QU LoRE | Non-Red Flag Warning - Destructive Fires | 2059 | 2.8327e-10 | 2.8327e-10 | 12670.1796 | 362.3049 | 12307.8747 | 0 | 0 | 0 | 3.446e-07 | 3.5891e-06 | 0 | 3.5891e-06 | 3.5891e-06 | 0 | 3.5891e-06 | 0 | 1.4451e-07 | 3.1678e-07 | 0 | 3.1678e-07 | 0 | 2.239e-06 | 4.4781e-06 | 0 | 4.4781e-06 | [12 empty] | 7.3.3.17.5 (Remote Grid) Updates to grid topology to minimize risk of ignition in HFTDs Remote GridWLDFRVegetation ContactAggregated | WLDFR | HFTD - Distribution - Tier 2 - 1QU CoRE ¦ 5QU LoRE | Red Flag Warning - Small Fires | Vegetation Contact | Aggregated | 2059 | 0.00015909 | 1601.5759 | 0.25479 | 2059 | Mitigation | 0.95 | 45 | 0 | esc | 0.00097009 | 1.5433e-07 | 0.00097009 | 1.5433e-07
[79 empty] | WLDFR | HFTD - Distribution - Tier 2 - 4QU CoRE ¦ 5QU LoRE | Non-Red Flag Warning - Destructive Fires | 2060 | 2.8327e-10 | 2.8327e-10 | 12670.1796 | 362.3049 | 12307.8747 | 0 | 0 | 0 | 3.446e-07 | 3.5891e-06 | 0 | 3.5891e-06 | 3.5891e-06 | 0 | 3.5891e-06 | 0 | 1.4451e-07 | 3.1678e-07 | 0 | 3.1678e-07 | 0 | 2.239e-06 | 4.4781e-06 | 0 | 4.4781e-06 | [12 empty] | 7.3.3.17.5 (Remote Grid) Updates to grid topology to minimize risk of ignition in HFTDs Remote GridWLDFRVegetation ContactAggregated | WLDFR | HFTD - Distribution - Tier 2 - 1QU CoRE ¦ 5QU LoRE | Red Flag Warning - Small Fires | Vegetation Contact | Aggregated | 2060 | 0.00015909 | 1601.5759 | 0.25479 | 2060 | Mitigation | 0.95 | 45 | 0 | esc | 0.00097009 | 1.5433e-07 | 0.00097009 | 1.5433e-07
[79 empty] | WLDFR | HFTD - Distribution - Tier 2 - 4QU CoRE ¦ 5QU LoRE | Non-Red Flag Warning - Destructive Fires | 2061 | 2.8327e-10 | 2.8327e-10 | 12670.1796 | 362.3049 | 12307.8747 | 0 | 0 | 0 | 3.446e-07 | 3.5891e-06 | 0 | 3.5891e-06 | 3.5891e-06 | 0 | 3.5891e-06 | 0 | 1.4451e-07 | 3.1678e-07 | 0 | 3.1678e-07 | 0 | 2.239e-06 | 4.4781e-06 | 0 | 4.4781e-06 | [12 empty] | 7.3.3.17.5 (Remote Grid) Updates to grid topology to minimize risk of ignition in HFTDs Remote GridWLDFRVegetation ContactAggregated | WLDFR | HFTD - Distribution - Tier 2 - 1QU CoRE ¦ 5QU LoRE | Red Flag Warning - Small Fires | Vegetation Contact | Aggregated | 2061 | 0.00015909 | 1601.5759 | 0.25479 | 2061 | Mitigation | 0.95 | 45 | 0 | esc | 0.00097009 | 1.5433e-07 | 0.00097009 | 1.5433e-07
[79 empty] | WLDFR | HFTD - Distribution - Tier 2 - 4QU CoRE ¦ 5QU LoRE | Non-Red Flag Warning - Destructive Fires | 2062 | 2.8327e-10 | 2.8327e-10 | 12670.1796 | 362.3049 | 12307.8747 | 0 | 0 | 0 | 3.446e-07 | 3.5891e-06 | 0 | 3.5891e-06 | 3.5891e-06 | 0 | 3.5891e-06 | 0 | 1.4451e-07 | 3.1678e-07 | 0 | 3.1678e-07 | 0 | 2.239e-06 | 4.4781e-06 | 0 | 4.4781e-06 | [12 empty] | 7.3.3.17.5 (Remote Grid) Updates to grid topology to minimize risk of ignition in HFTDs Remote GridWLDFRVegetation ContactAggregated | WLDFR | HFTD - Distribution - Tier 2 - 1QU CoRE ¦ 5QU LoRE | Red Flag Warning - Small Fires | Vegetation Contact | Aggregated | 2062 | 0.00015909 | 1601.5759 | 0.25479 | 2062 | Mitigation | 0.95 | 45 | 0 | esc | 0.00097009 | 1.5433e-07 | 0.00097009 | 1.5433e-07
[79 empty] | WLDFR | HFTD - Distribution - Tier 2 - 4QU CoRE ¦ 5QU LoRE | Non-Red Flag Warning - Destructive Fires | 2063 | 2.8327e-10 | 2.8327e-10 | 13246.6313 | 384.5316 | 12862.0997 | 0 | 0 | 0 | 3.446e-07 | 3.7524e-06 | 0 | 3.7524e-06 | 3.7524e-06 | 0 | 3.7524e-06 | 0 | 1.4451e-07 | 3.1678e-07 | 0 | 3.1678e-07 | 0 | 2.239e-06 | 4.4781e-06 | 0 | 4.4781e-06 | [12 empty] | 7.3.3.17.5 (Remote Grid) Updates to grid topology to minimize risk of ignition in HFTDs Remote GridWLDFRVegetation ContactAggregated | WLDFR | HFTD - Distribution - Tier 2 - 1QU CoRE ¦ 5QU LoRE | Red Flag Warning - Small Fires | Vegetation Contact | Aggregated | 2063 | 0.00015909 | 1601.5759 | 0.25479 | 2063 | Mitigation | 0.95 | 45 | 0 | esc | 0.00097009 | 1.5433e-07 | 0.00097009 | 1.5433e-07
[79 empty] | WLDFR | HFTD - Distribution - Tier 2 - 4QU CoRE ¦ 5QU LoRE | Non-Red Flag Warning - Destructive Fires | 2064 | 2.8327e-10 | 2.8327e-10 | 13246.6313 | 384.5316 | 12862.0997 | 0 | 0 | 0 | 3.446e-07 | 3.7524e-06 | 0 | 3.7524e-06 | 3.7524e-06 | 0 | 3.7524e-06 | 0 | 1.5351e-07 | 3.3649e-07 | 0 | 3.3649e-07 | 0 | 2.3789e-06 | 4.7578e-06 | 0 | 4.7578e-06 | [12 empty] | 7.3.3.17.5 (Remote Grid) Updates to grid topology to minimize risk of ignition in HFTDs Remote GridWLDFRVegetation ContactAggregated | WLDFR | HFTD - Distribution - Tier 2 - 1QU CoRE ¦ 5QU LoRE | Red Flag Warning - Small Fires | Vegetation Contact | Aggregated | 2064 | 0.00015909 | 1601.5759 | 0.25479 | 2064 | Mitigation | 0.95 | 45 | 0 | esc | 0.00097009 | 1.5433e-07 | 0.00097009 | 1.5433e-07
[79 empty] | WLDFR | HFTD - Distribution - Tier 2 - 4QU CoRE ¦ 5QU LoRE | Non-Red Flag Warning - Destructive Fires | 2065 | 2.8327e-10 | 2.8327e-10 | 13246.6313 | 384.5316 | 12862.0997 | 0 | 0 | 0 | 3.446e-07 | 3.7524e-06 | 0 | 3.7524e-06 | 3.7524e-06 | 0 | 3.7524e-06 | 0 | 1.5351e-07 | 3.3649e-07 | 0 | 3.3649e-07 | 0 | 2.3789e-06 | 4.7578e-06 | 0 | 4.7578e-06 | [12 empty] | 7.3.3.17.5 (Remote Grid) Updates to grid topology to minimize risk of ignition in HFTDs Remote GridWLDFRVegetation ContactAggregated | WLDFR | HFTD - Distribution - Tier 2 - 1QU CoRE ¦ 5QU LoRE | Red Flag Warning - Small Fires | Vegetation Contact | Aggregated | 2065 | 0.00015909 | 1601.5759 | 0.25479 | 2065 | Mitigation | 0.95 | 45 | 0 | esc | 0.00097009 | 1.5433e-07 | 0.00097009 | 1.5433e-07
[79 empty] | WLDFR | HFTD - Distribution - Tier 2 - 4QU CoRE ¦ 5QU LoRE | Non-Red Flag Warning - Destructive Fires | 2066 | 2.8327e-10 | 2.8327e-10 | 13246.6313 | 384.5316 | 12862.0997 | 0 | 0 | 0 | 3.446e-07 | 3.7524e-06 | 0 | 3.7524e-06 | 3.7524e-06 | 0 | 3.7524e-06 | 0 | 1.5351e-07 | 3.3649e-07 | 0 | 3.3649e-07 | 0 | 2.3789e-06 | 4.7578e-06 | 0 | 4.7578e-06 | [12 empty] | 7.3.3.17.5 (Remote Grid) Updates to grid topology to minimize risk of ignition in HFTDs Remote GridWLDFRVegetation ContactAggregated | WLDFR | HFTD - Distribution - Tier 2 - 1QU CoRE ¦ 5QU LoRE | Red Flag Warning - Small Fires | Vegetation Contact | Aggregated | 2066 | 0.00015909 | 1601.5759 | 0.25479 | 2066 | Mitigation | 0.95 | 45 | 0 | esc | 0.00097009 | 1.5433e-07 | 0.00097009 | 1.5433e-07
[79 empty] | WLDFR | HFTD - Distribution - Tier 2 - 4QU CoRE ¦ 5QU LoRE | Non-Red Flag Warning - Destructive Fires | 2067 | 0 | 2.8327e-10 | 13246.6313 | 384.5316 | 12862.0997 | 0 | 0 | 0 | 3.446e-07 | 0 | 0 | 0 | 3.7524e-06 | 0 | 3.7524e-06 | 0 | 1.5351e-07 | 3.3649e-07 | 0 | 3.3649e-07 | 0 | 2.3789e-06 | 4.7578e-06 | 0 | 4.7578e-06 | [12 empty] | 7.3.3.17.5 (Remote Grid) Updates to grid topology to minimize risk of ignition in HFTDs Remote GridWLDFRVegetation ContactAggregated | WLDFR | HFTD - Distribution - Tier 2 - 1QU CoRE ¦ 5QU LoRE | Red Flag Warning - Small Fires | Vegetation Contact | Aggregated | 2067 | 0.00015909 | 1601.5759 | 0.25479 | 2067 | Mitigation | 0.95 | 45 | 0 | esc | 0 | 0 | 0.00097009 | 1.5433e-07
[79 empty] | WLDFR | HFTD - Distribution - Tier 2 - 4QU CoRE ¦ 5QU LoRE | Non-Red Flag Warning - Large Fires | 2022 | 8.5917e-09 | 0 | 5.2406 | 0.69642 | 2.942 | 1.6022 | 0 | 0 | 1.0475e-05 | 4.5025e-08 | 0 | 4.5025e-08 | 0 | 0 | 0 | 0 | 1.5351e-07 | 3.3649e-07 | 0 | 3.3649e-07 | 0 | 2.3789e-06 | 4.7578e-06 | 0 | 4.7578e-06 | [12 empty] | 7.3.3.17.5 (Remote Grid) Updates to grid topology to minimize risk of ignition in HFTDs Remote GridWLDFRWire-to-wire contactAggregated | WLDFR | HFTD - Distribution - Tier 2 - 1QU CoRE ¦ 5QU LoRE | Red Flag Warning - Small Fires | Wire-to-wire contact | Aggregated | 2022 | 4.6857e-06 | 1601.5759 | 0.0075045 | 2022 | Mitigation | 0.95 | 45 | 0 | esc | 0.00097009 | 4.5455e-09 | 0 | 0
[79 empty] | WLDFR | HFTD - Distribution - Tier 2 - 4QU CoRE ¦ 5QU LoRE | Non-Red Flag Warning - Large Fires | 2023 | 8.5917e-09 | 8.5917e-09 | 5.475 | 0.71896 | 3.0715 | 1.6846 | 0 | 0 | 1.0475e-05 | 4.704e-08 | 0 | 4.704e-08 | 4.704e-08 | 0 | 4.704e-08 | 0 | 1.627e-07 | 3.5664e-07 | 0 | 3.5664e-07 | 0 | 2.5319e-06 | 5.0637e-06 | 0 | 5.0637e-06 | [12 empty] | 7.3.3.17.5 (Remote Grid) Updates to grid topology to minimize risk of ignition in HFTDs Remote GridWLDFRWire-to-wire contactAggregated | WLDFR | HFTD - Distribution - Tier 2 - 1QU CoRE ¦ 5QU LoRE | Red Flag Warning - Small Fires | Wire-to-wire contact | Aggregated | 2023 | 4.6857e-06 | 1601.5759 | 0.0075045 | 2023 | Mitigation | 0.95 | 45 | 0 | esc | 0.00097009 | 4.5455e-09 | 0.00097009 | 4.5455e-09
[79 empty] | WLDFR | HFTD - Distribution - Tier 2 - 4QU CoRE ¦ 5QU LoRE | Non-Red Flag Warning - Large Fires | 2024 | 8.5917e-09 | 8.5917e-09 | 5.475 | 0.71896 | 3.0715 | 1.6846 | 0 | 0 | 1.0475e-05 | 4.704e-08 | 0 | 4.704e-08 | 4.704e-08 | 0 | 4.704e-08 | 0 | 1.627e-07 | 3.5664e-07 | 0 | 3.5664e-07 | 0 | 2.5319e-06 | 5.0637e-06 | 0 | 5.0637e-06 | [12 empty] | 7.3.3.17.5 (Remote Grid) Updates to grid topology to minimize risk of ignition in HFTDs Remote GridWLDFRWire-to-wire contactAggregated | WLDFR | HFTD - Distribution - Tier 2 - 1QU CoRE ¦ 5QU LoRE | Red Flag Warning - Small Fires | Wire-to-wire contact | Aggregated | 2024 | 4.6857e-06 | 1601.5759 | 0.0075045 | 2024 | Mitigation | 0.95 | 45 | 0 | esc | 0.00097009 | 4.5455e-09 | 0.00097009 | 4.5455e-09
[79 empty] | WLDFR | HFTD - Distribution - Tier 2 - 4QU CoRE ¦ 5QU LoRE | Non-Red Flag Warning - Large Fires | 2025 | 8.5917e-09 | 8.5917e-09 | 5.475 | 0.71896 | 3.0715 | 1.6846 | 0 | 0 | 1.0475e-05 | 4.704e-08 | 0 | 4.704e-08 | 4.704e-08 | 0 | 4.704e-08 | 0 | 1.627e-07 | 3.5664e-07 | 0 | 3.5664e-07 | 0 | 2.5319e-06 | 5.0637e-06 | 0 | 5.0637e-06 | [12 empty] | 7.3.3.17.5 (Remote Grid) Updates to grid topology to minimize risk of ignition in HFTDs Remote GridWLDFRWire-to-wire contactAggregated | WLDFR | HFTD - Distribution - Tier 2 - 1QU CoRE ¦ 5QU LoRE | Red Flag Warning - Small Fires | Wire-to-wire contact | Aggregated | 2025 | 4.6857e-06 | 1601.5759 | 0.0075045 | 2025 | Mitigation | 0.95 | 45 | 0 | esc | 0.00097009 | 4.5455e-09 | 0.00097009 | 4.5455e-09
[79 empty] | WLDFR | HFTD - Distribution - Tier 2 - 4QU CoRE ¦ 5QU LoRE | Non-Red Flag Warning - Large Fires | 2026 | 8.5917e-09 | 8.5917e-09 | 5.475 | 0.71896 | 3.0715 | 1.6846 | 0 | 0 | 1.0475e-05 | 4.704e-08 | 0 | 4.704e-08 | 4.704e-08 | 0 | 4.704e-08 | 0 | 0 | 3.5664e-07 | 0 | 3.5664e-07 | 0 | 2.5319e-06 | 5.0637e-06 | 0 | 5.0637e-06 | [12 empty] | 7.3.3.17.5 (Remote Grid) Updates to grid topology to minimize risk of ignition in HFTDs Remote GridWLDFRWire-to-wire contactAggregated | WLDFR | HFTD - Distribution - Tier 2 - 1QU CoRE ¦ 5QU LoRE | Red Flag Warning - Small Fires | Wire-to-wire contact | Aggregated | 2026 | 4.6857e-06 | 1601.5759 | 0.0075045 | 2026 | Mitigation | 0.95 | 45 | 0 | esc | 0.00097009 | 4.5455e-09 | 0.00097009 | 4.5455e-09
[79 empty] | WLDFR | HFTD - Distribution - Tier 2 - 4QU CoRE ¦ 5QU LoRE | Non-Red Flag Warning - Large Fires | 2027 | 8.5917e-09 | 8.5917e-09 | 5.475 | 0.71896 | 3.0715 | 1.6846 | 0 | 0 | 1.0475e-05 | 4.704e-08 | 0 | 4.704e-08 | 4.704e-08 | 0 | 4.704e-08 | 0 | 0 | 0 | 0 | 0 | 0 | 2.5319e-06 | 5.0637e-06 | 0 | 5.0637e-06 | [12 empty] | 7.3.3.17.5 (Remote Grid) Updates to grid topology to minimize risk of ignition in HFTDs Remote GridWLDFRWire-to-wire contactAggregated | WLDFR | HFTD - Distribution - Tier 2 - 1QU CoRE ¦ 5QU LoRE | Red Flag Warning - Small Fires | Wire-to-wire contact | Aggregated | 2027 | 4.6857e-06 | 1601.5759 | 0.0075045 | 2027 | Mitigation | 0.95 | 45 | 0 | esc | 0.00097009 | 4.5455e-09 | 0.00097009 | 4.5455e-09
[79 empty] | WLDFR | HFTD - Distribution - Tier 2 - 4QU CoRE ¦ 5QU LoRE | Non-Red Flag Warning - Large Fires | 2028 | 8.5917e-09 | 8.5917e-09 | 5.777 | 0.74734 | 3.238 | 1.7917 | 0 | 0 | 1.0475e-05 | 4.9634e-08 | 0 | 4.9634e-08 | 4.9634e-08 | 0 | 4.9634e-08 | 0 | 4.2858e-07 | 0 | 0 | 0 | 0 | 2.6966e-06 | 5.3933e-06 | 0 | 5.3933e-06 | [12 empty] | 7.3.3.17.5 (Remote Grid) Updates to grid topology to minimize risk of ignition in HFTDs Remote GridWLDFRWire-to-wire contactAggregated | WLDFR | HFTD - Distribution - Tier 2 - 1QU CoRE ¦ 5QU LoRE | Red Flag Warning - Small Fires | Wire-to-wire contact | Aggregated | 2028 | 4.6857e-06 | 1601.5759 | 0.0075045 | 2028 | Mitigation | 0.95 | 45 | 0 | esc | 0.00097009 | 4.5455e-09 | 0.00097009 | 4.5455e-09
[79 empty] | WLDFR | HFTD - Distribution - Tier 2 - 4QU CoRE ¦ 5QU LoRE | Non-Red Flag Warning - Large Fires | 2029 | 8.5917e-09 | 8.5917e-09 | 5.777 | 0.74734 | 3.238 | 1.7917 | 0 | 0 | 1.0475e-05 | 4.9634e-08 | 0 | 4.9634e-08 | 4.9634e-08 | 0 | 4.9634e-08 | 0 | 4.4237e-07 | 9.697e-07 | 0 | 9.697e-07 | 0 | 2.6966e-06 | 5.3933e-06 | 0 | 5.3933e-06 | [12 empty] | 7.3.3.17.5 (Remote Grid) Updates to grid topology to minimize risk of ignition in HFTDs Remote GridWLDFRWire-to-wire contactAggregated | WLDFR | HFTD - Distribution - Tier 2 - 1QU CoRE ¦ 5QU LoRE | Red Flag Warning - Small Fires | Wire-to-wire contact | Aggregated | 2029 | 4.6857e-06 | 1601.5759 | 0.0075045 | 2029 | Mitigation | 0.95 | 45 | 0 | esc | 0.00097009 | 4.5455e-09 | 0.00097009 | 4.5455e-09
[79 empty] | WLDFR | HFTD - Distribution - Tier 2 - 4QU CoRE ¦ 5QU LoRE | Non-Red Flag Warning - Large Fires | 2030 | 8.5917e-09 | 8.5917e-09 | 5.777 | 0.74734 | 3.238 | 1.7917 | 0 | 0 | 1.0475e-05 | 4.9634e-08 | 0 | 4.9634e-08 | 4.9634e-08 | 0 | 4.9634e-08 | 0 | 4.4237e-07 | 9.697e-07 | 0 | 9.697e-07 | 0 | 2.6966e-06 | 5.3933e-06 | 0 | 5.3933e-06 | [12 empty] | 7.3.3.17.5 (Remote Grid) Updates to grid topology to minimize risk of ignition in HFTDs Remote GridWLDFRWire-to-wire contactAggregated | WLDFR | HFTD - Distribution - Tier 2 - 1QU CoRE ¦ 5QU LoRE | Red Flag Warning - Small Fires | Wire-to-wire contact | Aggregated | 2030 | 4.6857e-06 | 1601.5759 | 0.0075045 | 2030 | Mitigation | 0.95 | 45 | 0 | esc | 0.00097009 | 4.5455e-09 | 0.00097009 | 4.5455e-09
[79 empty] | WLDFR | HFTD - Distribution - Tier 2 - 4QU CoRE ¦ 5QU LoRE | Non-Red Flag Warning - Large Fires | 2031 | 8.5917e-09 | 8.5917e-09 | 5.777 | 0.74734 | 3.238 | 1.7917 | 0 | 0 | 1.0475e-05 | 4.9634e-08 | 0 | 4.9634e-08 | 4.9634e-08 | 0 | 4.9634e-08 | 0 | 4.4237e-07 | 9.697e-07 | 0 | 9.697e-07 | 0 | 2.6966e-06 | 5.3933e-06 | 0 | 5.3933e-06 | [12 empty] | 7.3.3.17.5 (Remote Grid) Updates to grid topology to minimize risk of ignition in HFTDs Remote GridWLDFRWire-to-wire contactAggregated | WLDFR | HFTD - Distribution - Tier 2 - 1QU CoRE ¦ 5QU LoRE | Red Flag Warning - Small Fires | Wire-to-wire contact | Aggregated | 2031 | 4.6857e-06 | 1601.5759 | 0.0075045 | 2031 | Mitigation | 0.95 | 45 | 0 | esc | 0.00097009 | 4.5455e-09 | 0.00097009 | 4.5455e-09
[79 empty] | WLDFR | HFTD - Distribution - Tier 2 - 4QU CoRE ¦ 5QU LoRE | Non-Red Flag Warning - Large Fires | 2032 | 8.5917e-09 | 8.5917e-09 | 5.777 | 0.74734 | 3.238 | 1.7917 | 0 | 0 | 1.0475e-05 | 4.9634e-08 | 0 | 4.9634e-08 | 4.9634e-08 | 0 | 4.9634e-08 | 0 | 4.4237e-07 | 9.697e-07 | 0 | 9.697e-07 | 0 | 0 | 5.3933e-06 | 0 | 5.3933e-06 | [12 empty] | 7.3.3.17.5 (Remote Grid) Updates to grid topology to minimize risk of ignition in HFTDs Remote GridWLDFRWire-to-wire contactAggregated | WLDFR | HFTD - Distribution - Tier 2 - 1QU CoRE ¦ 5QU LoRE | Red Flag Warning - Small Fires | Wire-to-wire contact | Aggregated | 2032 | 4.6857e-06 | 1601.5759 | 0.0075045 | 2032 | Mitigation | 0.95 | 45 | 0 | esc | 0.00097009 | 4.5455e-09 | 0.00097009 | 4.5455e-09
[79 empty] | WLDFR | HFTD - Distribution - Tier 2 - 4QU CoRE ¦ 5QU LoRE | Non-Red Flag Warning - Large Fires | 2033 | 8.5917e-09 | 8.5917e-09 | 6.1205 | 0.77885 | 3.4265 | 1.9151 | 0 | 0 | 1.0475e-05 | 5.2586e-08 | 0 | 5.2586e-08 | 5.2586e-08 | 0 | 5.2586e-08 | 0 | 4.4237e-07 | 9.697e-07 | 0 | 9.697e-07 | 0 | 0 | 0 | 0 | 0 | [12 empty] | 7.3.3.17.5 (Remote Grid) Updates to grid topology to minimize risk of ignition in HFTDs Remote GridWLDFRWire-to-wire contactAggregated | WLDFR | HFTD - Distribution - Tier 2 - 1QU CoRE ¦ 5QU LoRE | Red Flag Warning - Small Fires | Wire-to-wire contact | Aggregated | 2033 | 4.6857e-06 | 1601.5759 | 0.0075045 | 2033 | Mitigation | 0.95 | 45 | 0 | esc | 0.00097009 | 4.5455e-09 | 0.00097009 | 4.5455e-09
[79 empty] | WLDFR | HFTD - Distribution - Tier 2 - 4QU CoRE ¦ 5QU LoRE | Non-Red Flag Warning - Large Fires | 2034 | 8.5917e-09 | 8.5917e-09 | 6.1205 | 0.77885 | 3.4265 | 1.9151 | 0 | 0 | 1.0475e-05 | 5.2586e-08 | 0 | 5.2586e-08 | 5.2586e-08 | 0 | 5.2586e-08 | 0 | 4.5997e-07 | 1.0083e-06 | 0 | 1.0083e-06 | 0 | 0 | 0 | 0 | 0 | [12 empty] | 7.3.3.17.5 (Remote Grid) Updates to grid topology to minimize risk of ignition in HFTDs Remote GridWLDFRWire-to-wire contactAggregated | WLDFR | HFTD - Distribution - Tier 2 - 1QU CoRE ¦ 5QU LoRE | Red Flag Warning - Small Fires | Wire-to-wire contact | Aggregated | 2034 | 4.6857e-06 | 1601.5759 | 0.0075045 | 2034 | Mitigation | 0.95 | 45 | 0 | esc | 0.00097009 | 4.5455e-09 | 0.00097009 | 4.5455e-09
[79 empty] | WLDFR | HFTD - Distribution - Tier 2 - 4QU CoRE ¦ 5QU LoRE | Non-Red Flag Warning - Large Fires | 2035 | 8.5917e-09 | 8.5917e-09 | 6.1205 | 0.77885 | 3.4265 | 1.9151 | 0 | 0 | 1.0475e-05 | 5.2586e-08 | 0 | 5.2586e-08 | 5.2586e-08 | 0 | 5.2586e-08 | 0 | 4.5997e-07 | 1.0083e-06 | 0 | 1.0083e-06 | 0 | 8.848e-08 | 0 | 0 | 0 | [12 empty] | 7.3.3.17.5 (Remote Grid) Updates to grid topology to minimize risk of ignition in HFTDs Remote GridWLDFRWire-to-wire contactAggregated | WLDFR | HFTD - Distribution - Tier 2 - 1QU CoRE ¦ 5QU LoRE | Red Flag Warning - Small Fires | Wire-to-wire contact | Aggregated | 2035 | 4.6857e-06 | 1601.5759 | 0.0075045 | 2035 | Mitigation | 0.95 | 45 | 0 | esc | 0.00097009 | 4.5455e-09 | 0.00097009 | 4.5455e-09
[79 empty] | WLDFR | HFTD - Distribution - Tier 2 - 4QU CoRE ¦ 5QU LoRE | Non-Red Flag Warning - Large Fires | 2036 | 8.5917e-09 | 8.5917e-09 | 6.1205 | 0.77885 | 3.4265 | 1.9151 | 0 | 0 | 1.0475e-05 | 5.2586e-08 | 0 | 5.2586e-08 | 5.2586e-08 | 0 | 5.2586e-08 | 0 | 4.5997e-07 | 1.0083e-06 | 0 | 1.0083e-06 | 0 | 9.1328e-08 | 1.8266e-07 | 0 | 1.8266e-07 | [12 empty] | 7.3.3.17.5 (Remote Grid) Updates to grid topology to minimize risk of ignition in HFTDs Remote GridWLDFRWire-to-wire contactAggregated | WLDFR | HFTD - Distribution - Tier 2 - 1QU CoRE ¦ 5QU LoRE | Red Flag Warning - Small Fires | Wire-to-wire contact | Aggregated | 2036 | 4.6857e-06 | 1601.5759 | 0.0075045 | 2036 | Mitigation | 0.95 | 45 | 0 | esc | 0.00097009 | 4.5455e-09 | 0.00097009 | 4.5455e-09
[79 empty] | WLDFR | HFTD - Distribution - Tier 2 - 4QU CoRE ¦ 5QU LoRE | Non-Red Flag Warning - Large Fires | 2037 | 8.5917e-09 | 8.5917e-09 | 6.1205 | 0.77885 | 3.4265 | 1.9151 | 0 | 0 | 1.0475e-05 | 5.2586e-08 | 0 | 5.2586e-08 | 5.2586e-08 | 0 | 5.2586e-08 | 0 | 4.5997e-07 | 1.0083e-06 | 0 | 1.0083e-06 | 0 | 9.1328e-08 | 1.8266e-07 | 0 | 1.8266e-07 | [12 empty] | 7.3.3.17.5 (Remote Grid) Updates to grid topology to minimize risk of ignition in HFTDs Remote GridWLDFRWire-to-wire contactAggregated | WLDFR | HFTD - Distribution - Tier 2 - 1QU CoRE ¦ 5QU LoRE | Red Flag Warning - Small Fires | Wire-to-wire contact | Aggregated | 2037 | 4.6857e-06 | 1601.5759 | 0.0075045 | 2037 | Mitigation | 0.95 | 45 | 0 | esc | 0.00097009 | 4.5455e-09 | 0.00097009 | 4.5455e-09
[79 empty] | WLDFR | HFTD - Distribution - Tier 2 - 4QU CoRE ¦ 5QU LoRE | Non-Red Flag Warning - Large Fires | 2038 | 8.5917e-09 | 8.5917e-09 | 6.5028 | 0.81304 | 3.6355 | 2.0543 | 0 | 0 | 1.0475e-05 | 5.587e-08 | 0 | 5.587e-08 | 5.587e-08 | 0 | 5.587e-08 | 0 | 4.5997e-07 | 1.0083e-06 | 0 | 1.0083e-06 | 0 | 9.1328e-08 | 1.8266e-07 | 0 | 1.8266e-07 | [12 empty] | 7.3.3.17.5 (Remote Grid) Updates to grid topology to minimize risk of ignition in HFTDs Remote GridWLDFRWire-to-wire contactAggregated | WLDFR | HFTD - Distribution - Tier 2 - 1QU CoRE ¦ 5QU LoRE | Red Flag Warning - Small Fires | Wire-to-wire contact | Aggregated | 2038 | 4.6857e-06 | 1601.5759 | 0.0075045 | 2038 | Mitigation | 0.95 | 45 | 0 | esc | 0.00097009 | 4.5455e-09 | 0.00097009 | 4.5455e-09
[79 empty] | WLDFR | HFTD - Distribution - Tier 2 - 4QU CoRE ¦ 5QU LoRE | Non-Red Flag Warning - Large Fires | 2039 | 8.5917e-09 | 8.5917e-09 | 6.5028 | 0.81304 | 3.6355 | 2.0543 | 0 | 0 | 1.0475e-05 | 5.587e-08 | 0 | 5.587e-08 | 5.587e-08 | 0 | 5.587e-08 | 0 | 4.798e-07 | 1.0517e-06 | 0 | 1.0517e-06 | 0 | 9.1328e-08 | 1.8266e-07 | 0 | 1.8266e-07 | [12 empty] | 7.3.3.17.5 (Remote Grid) Updates to grid topology to minimize risk of ignition in HFTDs Remote GridWLDFRWire-to-wire contactAggregated | WLDFR | HFTD - Distribution - Tier 2 - 1QU CoRE ¦ 5QU LoRE | Red Flag Warning - Small Fires | Wire-to-wire contact | Aggregated | 2039 | 4.6857e-06 | 1601.5759 | 0.0075045 | 2039 | Mitigation | 0.95 | 45 | 0 | esc | 0.00097009 | 4.5455e-09 | 0.00097009 | 4.5455e-09
[79 empty] | WLDFR | HFTD - Distribution - Tier 2 - 4QU CoRE ¦ 5QU LoRE | Non-Red Flag Warning - Large Fires | 2040 | 8.5917e-09 | 8.5917e-09 | 6.5028 | 0.81304 | 3.6355 | 2.0543 | 0 | 0 | 1.0475e-05 | 5.587e-08 | 0 | 5.587e-08 | 5.587e-08 | 0 | 5.587e-08 | 0 | 4.798e-07 | 1.0517e-06 | 0 | 1.0517e-06 | 0 | 9.1328e-08 | 1.8266e-07 | 0 | 1.8266e-07 | [12 empty] | 7.3.3.17.5 (Remote Grid) Updates to grid topology to minimize risk of ignition in HFTDs Remote GridWLDFRWire-to-wire contactAggregated | WLDFR | HFTD - Distribution - Tier 2 - 1QU CoRE ¦ 5QU LoRE | Red Flag Warning - Small Fires | Wire-to-wire contact | Aggregated | 2040 | 4.6857e-06 | 1601.5759 | 0.0075045 | 2040 | Mitigation | 0.95 | 45 | 0 | esc | 0.00097009 | 4.5455e-09 | 0.00097009 | 4.5455e-09
[79 empty] | WLDFR | HFTD - Distribution - Tier 2 - 4QU CoRE ¦ 5QU LoRE | Non-Red Flag Warning - Large Fires | 2041 | 8.5917e-09 | 8.5917e-09 | 6.5028 | 0.81304 | 3.6355 | 2.0543 | 0 | 0 | 1.0475e-05 | 5.587e-08 | 0 | 5.587e-08 | 5.587e-08 | 0 | 5.587e-08 | 0 | 4.798e-07 | 1.0517e-06 | 0 | 1.0517e-06 | 0 | 9.496e-08 | 1.8992e-07 | 0 | 1.8992e-07 | [12 empty] | 7.3.3.17.5 (Remote Grid) Updates to grid topology to minimize risk of ignition in HFTDs Remote GridWLDFRWire-to-wire contactAggregated | WLDFR | HFTD - Distribution - Tier 2 - 1QU CoRE ¦ 5QU LoRE | Red Flag Warning - Small Fires | Wire-to-wire contact | Aggregated | 2041 | 4.6857e-06 | 1601.5759 | 0.0075045 | 2041 | Mitigation | 0.95 | 45 | 0 | esc | 0.00097009 | 4.5455e-09 | 0.00097009 | 4.5455e-09
[79 empty] | WLDFR | HFTD - Distribution - Tier 2 - 4QU CoRE ¦ 5QU LoRE | Non-Red Flag Warning - Large Fires | 2042 | 8.5917e-09 | 8.5917e-09 | 6.5028 | 0.81304 | 3.6355 | 2.0543 | 0 | 0 | 1.0475e-05 | 5.587e-08 | 0 | 5.587e-08 | 5.587e-08 | 0 | 5.587e-08 | 0 | 4.798e-07 | 1.0517e-06 | 0 | 1.0517e-06 | 0 | 9.496e-08 | 1.8992e-07 | 0 | 1.8992e-07 | [12 empty] | 7.3.3.17.5 (Remote Grid) Updates to grid topology to minimize risk of ignition in HFTDs Remote GridWLDFRWire-to-wire contactAggregated | WLDFR | HFTD - Distribution - Tier 2 - 1QU CoRE ¦ 5QU LoRE | Red Flag Warning - Small Fires | Wire-to-wire contact | Aggregated | 2042 | 4.6857e-06 | 1601.5759 | 0.0075045 | 2042 | Mitigation | 0.95 | 45 | 0 | esc | 0.00097009 | 4.5455e-09 | 0.00097009 | 4.5455e-09
[79 empty] | WLDFR | HFTD - Distribution - Tier 2 - 4QU CoRE ¦ 5QU LoRE | Non-Red Flag Warning - Large Fires | 2043 | 8.5917e-09 | 8.5917e-09 | 6.9209 | 0.84944 | 3.8632 | 2.2083 | 0 | 0 | 1.0475e-05 | 5.9463e-08 | 0 | 5.9463e-08 | 5.9463e-08 | 0 | 5.9463e-08 | 0 | 4.798e-07 | 1.0517e-06 | 0 | 1.0517e-06 | 0 | 9.496e-08 | 1.8992e-07 | 0 | 1.8992e-07 | [12 empty] | 7.3.3.17.5 (Remote Grid) Updates to grid topology to minimize risk of ignition in HFTDs Remote GridWLDFRWire-to-wire contactAggregated | WLDFR | HFTD - Distribution - Tier 2 - 1QU CoRE ¦ 5QU LoRE | Red Flag Warning - Small Fires | Wire-to-wire contact | Aggregated | 2043 | 4.6857e-06 | 1601.5759 | 0.0075045 | 2043 | Mitigation | 0.95 | 45 | 0 | esc | 0.00097009 | 4.5455e-09 | 0.00097009 | 4.5455e-09
[79 empty] | WLDFR | HFTD - Distribution - Tier 2 - 4QU CoRE ¦ 5QU LoRE | Non-Red Flag Warning - Large Fires | 2044 | 8.5917e-09 | 8.5917e-09 | 6.9209 | 0.84944 | 3.8632 | 2.2083 | 0 | 0 | 1.0475e-05 | 5.9463e-08 | 0 | 5.9463e-08 | 5.9463e-08 | 0 | 5.9463e-08 | 0 | 5.0166e-07 | 1.0997e-06 | 0 | 1.0997e-06 | 0 | 9.496e-08 | 1.8992e-07 | 0 | 1.8992e-07 | [12 empty] | 7.3.3.17.5 (Remote Grid) Updates to grid topology to minimize risk of ignition in HFTDs Remote GridWLDFRWire-to-wire contactAggregated | WLDFR | HFTD - Distribution - Tier 2 - 1QU CoRE ¦ 5QU LoRE | Red Flag Warning - Small Fires | Wire-to-wire contact | Aggregated | 2044 | 4.6857e-06 | 1601.5759 | 0.0075045 | 2044 | Mitigation | 0.95 | 45 | 0 | esc | 0.00097009 | 4.5455e-09 | 0.00097009 | 4.5455e-09
[79 empty] | WLDFR | HFTD - Distribution - Tier 2 - 4QU CoRE ¦ 5QU LoRE | Non-Red Flag Warning - Large Fires | 2045 | 8.5917e-09 | 8.5917e-09 | 6.9209 | 0.84944 | 3.8632 | 2.2083 | 0 | 0 | 1.0475e-05 | 5.9463e-08 | 0 | 5.9463e-08 | 5.9463e-08 | 0 | 5.9463e-08 | 0 | 5.0166e-07 | 1.0997e-06 | 0 | 1.0997e-06 | 0 | 9.496e-08 | 1.8992e-07 | 0 | 1.8992e-07 | [12 empty] | 7.3.3.17.5 (Remote Grid) Updates to grid topology to minimize risk of ignition in HFTDs Remote GridWLDFRWire-to-wire contactAggregated | WLDFR | HFTD - Distribution - Tier 2 - 1QU CoRE ¦ 5QU LoRE | Red Flag Warning - Small Fires | Wire-to-wire contact | Aggregated | 2045 | 4.6857e-06 | 1601.5759 | 0.0075045 | 2045 | Mitigation | 0.95 | 45 | 0 | esc | 0.00097009 | 4.5455e-09 | 0.00097009 | 4.5455e-09
[79 empty] | WLDFR | HFTD - Distribution - Tier 2 - 4QU CoRE ¦ 5QU LoRE | Non-Red Flag Warning - Large Fires | 2046 | 8.5917e-09 | 8.5917e-09 | 6.9209 | 0.84944 | 3.8632 | 2.2083 | 0 | 0 | 1.0475e-05 | 5.9463e-08 | 0 | 5.9463e-08 | 5.9463e-08 | 0 | 5.9463e-08 | 0 | 5.0166e-07 | 1.0997e-06 | 0 | 1.0997e-06 | 0 | 9.9054e-08 | 1.9811e-07 | 0 | 1.9811e-07 | [12 empty] | 7.3.3.17.5 (Remote Grid) Updates to grid topology to minimize risk of ignition in HFTDs Remote GridWLDFRWire-to-wire contactAggregated | WLDFR | HFTD - Distribution - Tier 2 - 1QU CoRE ¦ 5QU LoRE | Red Flag Warning - Small Fires | Wire-to-wire contact | Aggregated | 2046 | 4.6857e-06 | 1601.5759 | 0.0075045 | 2046 | Mitigation | 0.95 | 45 | 0 | esc | 0.00097009 | 4.5455e-09 | 0.00097009 | 4.5455e-09
[79 empty] | WLDFR | HFTD - Distribution - Tier 2 - 4QU CoRE ¦ 5QU LoRE | Non-Red Flag Warning - Large Fires | 2047 | 8.5917e-09 | 8.5917e-09 | 6.9209 | 0.84944 | 3.8632 | 2.2083 | 0 | 0 | 1.0475e-05 | 5.9463e-08 | 0 | 5.9463e-08 | 5.9463e-08 | 0 | 5.9463e-08 | 0 | 5.0166e-07 | 1.0997e-06 | 0 | 1.0997e-06 | 0 | 9.9054e-08 | 1.9811e-07 | 0 | 1.9811e-07 | [12 empty] | 7.3.3.17.5 (Remote Grid) Updates to grid topology to minimize risk of ignition in HFTDs Remote GridWLDFRWire-to-wire contactAggregated | WLDFR | HFTD - Distribution - Tier 2 - 1QU CoRE ¦ 5QU LoRE | Red Flag Warning - Small Fires | Wire-to-wire contact | Aggregated | 2047 | 4.6857e-06 | 1601.5759 | 0.0075045 | 2047 | Mitigation | 0.95 | 45 | 0 | esc | 0.00097009 | 4.5455e-09 | 0.00097009 | 4.5455e-09
[79 empty] | WLDFR | HFTD - Distribution - Tier 2 - 4QU CoRE ¦ 5QU LoRE | Non-Red Flag Warning - Large Fires | 2048 | 8.5917e-09 | 8.5917e-09 | 7.3713 | 0.88759 | 4.1075 | 2.3763 | 0 | 0 | 1.0475e-05 | 6.3332e-08 | 0 | 6.3332e-08 | 6.3332e-08 | 0 | 6.3332e-08 | 0 | 5.0166e-07 | 1.0997e-06 | 0 | 1.0997e-06 | 0 | 9.9054e-08 | 1.9811e-07 | 0 | 1.9811e-07 | [12 empty] | 7.3.3.17.5 (Remote Grid) Updates to grid topology to minimize risk of ignition in HFTDs Remote GridWLDFRWire-to-wire contactAggregated | WLDFR | HFTD - Distribution - Tier 2 - 1QU CoRE ¦ 5QU LoRE | Red Flag Warning - Small Fires | Wire-to-wire contact | Aggregated | 2048 | 4.6857e-06 | 1601.5759 | 0.0075045 | 2048 | Mitigation | 0.95 | 45 | 0 | esc | 0.00097009 | 4.5455e-09 | 0.00097009 | 4.5455e-09
[79 empty] | WLDFR | HFTD - Distribution - Tier 2 - 4QU CoRE ¦ 5QU LoRE | Non-Red Flag Warning - Large Fires | 2049 | 8.5917e-09 | 8.5917e-09 | 7.3713 | 0.88759 | 4.1075 | 2.3763 | 0 | 0 | 1.0475e-05 | 6.3332e-08 | 0 | 6.3332e-08 | 6.3332e-08 | 0 | 6.3332e-08 | 0 | 5.2532e-07 | 1.1515e-06 | 0 | 1.1515e-06 | 0 | 9.9054e-08 | 1.9811e-07 | 0 | 1.9811e-07 | [12 empty] | 7.3.3.17.5 (Remote Grid) Updates to grid topology to minimize risk of ignition in HFTDs Remote GridWLDFRWire-to-wire contactAggregated | WLDFR | HFTD - Distribution - Tier 2 - 1QU CoRE ¦ 5QU LoRE | Red Flag Warning - Small Fires | Wire-to-wire contact | Aggregated | 2049 | 4.6857e-06 | 1601.5759 | 0.0075045 | 2049 | Mitigation | 0.95 | 45 | 0 | esc | 0.00097009 | 4.5455e-09 | 0.00097009 | 4.5455e-09
[79 empty] | WLDFR | HFTD - Distribution - Tier 2 - 4QU CoRE ¦ 5QU LoRE | Non-Red Flag Warning - Large Fires | 2050 | 8.5917e-09 | 8.5917e-09 | 7.3713 | 0.88759 | 4.1075 | 2.3763 | 0 | 0 | 1.0475e-05 | 6.3332e-08 | 0 | 6.3332e-08 | 6.3332e-08 | 0 | 6.3332e-08 | 0 | 5.2532e-07 | 1.1515e-06 | 0 | 1.1515e-06 | 0 | 9.9054e-08 | 1.9811e-07 | 0 | 1.9811e-07 | [12 empty] | 7.3.3.17.5 (Remote Grid) Updates to grid topology to minimize risk of ignition in HFTDs Remote GridWLDFRWire-to-wire contactAggregated | WLDFR | HFTD - Distribution - Tier 2 - 1QU CoRE ¦ 5QU LoRE | Red Flag Warning - Small Fires | Wire-to-wire contact | Aggregated | 2050 | 4.6857e-06 | 1601.5759 | 0.0075045 | 2050 | Mitigation | 0.95 | 45 | 0 | esc | 0.00097009 | 4.5455e-09 | 0.00097009 | 4.5455e-09
[79 empty] | WLDFR | HFTD - Distribution - Tier 2 - 4QU CoRE ¦ 5QU LoRE | Non-Red Flag Warning - Large Fires | 2051 | 8.5917e-09 | 8.5917e-09 | 7.3713 | 0.88759 | 4.1075 | 2.3763 | 0 | 0 | 1.0475e-05 | 6.3332e-08 | 0 | 6.3332e-08 | 6.3332e-08 | 0 | 6.3332e-08 | 0 | 5.2532e-07 | 1.1515e-06 | 0 | 1.1515e-06 | 0 | 1.0357e-07 | 2.0713e-07 | 0 | 2.0713e-07 | [12 empty] | 7.3.3.17.5 (Remote Grid) Updates to grid topology to minimize risk of ignition in HFTDs Remote GridWLDFRWire-to-wire contactAggregated | WLDFR | HFTD - Distribution - Tier 2 - 1QU CoRE ¦ 5QU LoRE | Red Flag Warning - Small Fires | Wire-to-wire contact | Aggregated | 2051 | 4.6857e-06 | 1601.5759 | 0.0075045 | 2051 | Mitigation | 0.95 | 45 | 0 | esc | 0.00097009 | 4.5455e-09 | 0.00097009 | 4.5455e-09
[79 empty] | WLDFR | HFTD - Distribution - Tier 2 - 4QU CoRE ¦ 5QU LoRE | Non-Red Flag Warning - Large Fires | 2052 | 8.5917e-09 | 8.5917e-09 | 7.3713 | 0.88759 | 4.1075 | 2.3763 | 0 | 0 | 1.0475e-05 | 6.3332e-08 | 0 | 6.3332e-08 | 6.3332e-08 | 0 | 6.3332e-08 | 0 | 5.2532e-07 | 1.1515e-06 | 0 | 1.1515e-06 | 0 | 1.0357e-07 | 2.0713e-07 | 0 | 2.0713e-07 | [12 empty] | 7.3.3.17.5 (Remote Grid) Updates to grid topology to minimize risk of ignition in HFTDs Remote GridWLDFRWire-to-wire contactAggregated | WLDFR | HFTD - Distribution - Tier 2 - 1QU CoRE ¦ 5QU LoRE | Red Flag Warning - Small Fires | Wire-to-wire contact | Aggregated | 2052 | 4.6857e-06 | 1601.5759 | 0.0075045 | 2052 | Mitigation | 0.95 | 45 | 0 | esc | 0.00097009 | 4.5455e-09 | 0.00097009 | 4.5455e-09
[79 empty] | WLDFR | HFTD - Distribution - Tier 2 - 4QU CoRE ¦ 5QU LoRE | Non-Red Flag Warning - Large Fires | 2053 | 8.5917e-09 | 8.5917e-09 | 7.8503 | 0.92702 | 4.3664 | 2.5569 | 0 | 0 | 1.0475e-05 | 6.7448e-08 | 0 | 6.7448e-08 | 6.7448e-08 | 0 | 6.7448e-08 | 0 | 5.2532e-07 | 1.1515e-06 | 0 | 1.1515e-06 | 0 | 1.0357e-07 | 2.0713e-07 | 0 | 2.0713e-07 | [12 empty] | 7.3.3.17.5 (Remote Grid) Updates to grid topology to minimize risk of ignition in HFTDs Remote GridWLDFRWire-to-wire contactAggregated | WLDFR | HFTD - Distribution - Tier 2 - 1QU CoRE ¦ 5QU LoRE | Red Flag Warning - Small Fires | Wire-to-wire contact | Aggregated | 2053 | 4.6857e-06 | 1601.5759 | 0.0075045 | 2053 | Mitigation | 0.95 | 45 | 0 | esc | 0.00097009 | 4.5455e-09 | 0.00097009 | 4.5455e-09
[79 empty] | WLDFR | HFTD - Distribution - Tier 2 - 4QU CoRE ¦ 5QU LoRE | Non-Red Flag Warning - Large Fires | 2054 | 8.5917e-09 | 8.5917e-09 | 7.8503 | 0.92702 | 4.3664 | 2.5569 | 0 | 0 | 1.0475e-05 | 6.7448e-08 | 0 | 6.7448e-08 | 6.7448e-08 | 0 | 6.7448e-08 | 0 | 5.5056e-07 | 1.2068e-06 | 0 | 1.2068e-06 | 0 | 1.0357e-07 | 2.0713e-07 | 0 | 2.0713e-07 | [12 empty] | 7.3.3.17.5 (Remote Grid) Updates to grid topology to minimize risk of ignition in HFTDs Remote GridWLDFRWire-to-wire contactAggregated | WLDFR | HFTD - Distribution - Tier 2 - 1QU CoRE ¦ 5QU LoRE | Red Flag Warning - Small Fires | Wire-to-wire contact | Aggregated | 2054 | 4.6857e-06 | 1601.5759 | 0.0075045 | 2054 | Mitigation | 0.95 | 45 | 0 | esc | 0.00097009 | 4.5455e-09 | 0.00097009 | 4.5455e-09
[79 empty] | WLDFR | HFTD - Distribution - Tier 2 - 4QU CoRE ¦ 5QU LoRE | Non-Red Flag Warning - Large Fires | 2055 | 8.5917e-09 | 8.5917e-09 | 7.8503 | 0.92702 | 4.3664 | 2.5569 | 0 | 0 | 1.0475e-05 | 6.7448e-08 | 0 | 6.7448e-08 | 6.7448e-08 | 0 | 6.7448e-08 | 0 | 5.5056e-07 | 1.2068e-06 | 0 | 1.2068e-06 | 0 | 1.0357e-07 | 2.0713e-07 | 0 | 2.0713e-07 | [12 empty] | 7.3.3.17.5 (Remote Grid) Updates to grid topology to minimize risk of ignition in HFTDs Remote GridWLDFRWire-to-wire contactAggregated | WLDFR | HFTD - Distribution - Tier 2 - 1QU CoRE ¦ 5QU LoRE | Red Flag Warning - Small Fires | Wire-to-wire contact | Aggregated | 2055 | 4.6857e-06 | 1601.5759 | 0.0075045 | 2055 | Mitigation | 0.95 | 45 | 0 | esc | 0.00097009 | 4.5455e-09 | 0.00097009 | 4.5455e-09
[79 empty] | WLDFR | HFTD - Distribution - Tier 2 - 4QU CoRE ¦ 5QU LoRE | Non-Red Flag Warning - Large Fires | 2056 | 8.5917e-09 | 8.5917e-09 | 7.8503 | 0.92702 | 4.3664 | 2.5569 | 0 | 0 | 1.0475e-05 | 6.7448e-08 | 0 | 6.7448e-08 | 6.7448e-08 | 0 | 6.7448e-08 | 0 | 5.5056e-07 | 1.2068e-06 | 0 | 1.2068e-06 | 0 | 1.0845e-07 | 2.1691e-07 | 0 | 2.1691e-07 | [12 empty] | 7.3.3.17.5 (Remote Grid) Updates to grid topology to minimize risk of ignition in HFTDs Remote GridWLDFRWire-to-wire contactAggregated | WLDFR | HFTD - Distribution - Tier 2 - 1QU CoRE ¦ 5QU LoRE | Red Flag Warning - Small Fires | Wire-to-wire contact | Aggregated | 2056 | 4.6857e-06 | 1601.5759 | 0.0075045 | 2056 | Mitigation | 0.95 | 45 | 0 | esc | 0.00097009 | 4.5455e-09 | 0.00097009 | 4.5455e-09
[79 empty] | WLDFR | HFTD - Distribution - Tier 2 - 4QU CoRE ¦ 5QU LoRE | Non-Red Flag Warning - Large Fires | 2057 | 8.5917e-09 | 8.5917e-09 | 7.8503 | 0.92702 | 4.3664 | 2.5569 | 0 | 0 | 1.0475e-05 | 6.7448e-08 | 0 | 6.7448e-08 | 6.7448e-08 | 0 | 6.7448e-08 | 0 | 5.5056e-07 | 1.2068e-06 | 0 | 1.2068e-06 | 0 | 1.0845e-07 | 2.1691e-07 | 0 | 2.1691e-07 | [12 empty] | 7.3.3.17.5 (Remote Grid) Updates to grid topology to minimize risk of ignition in HFTDs Remote GridWLDFRWire-to-wire contactAggregated | WLDFR | HFTD - Distribution - Tier 2 - 1QU CoRE ¦ 5QU LoRE | Red Flag Warning - Small Fires | Wire-to-wire contact | Aggregated | 2057 | 4.6857e-06 | 1601.5759 | 0.0075045 | 2057 | Mitigation | 0.95 | 45 | 0 | esc | 0.00097009 | 4.5455e-09 | 0.00097009 | 4.5455e-09
[79 empty] | WLDFR | HFTD - Distribution - Tier 2 - 4QU CoRE ¦ 5QU LoRE | Non-Red Flag Warning - Large Fires | 2058 | 8.5917e-09 | 8.5917e-09 | 8.3524 | 0.96727 | 4.6367 | 2.7484 | 0 | 0 | 1.0475e-05 | 7.1761e-08 | 0 | 7.1761e-08 | 7.1761e-08 | 0 | 7.1761e-08 | 0 | 5.5056e-07 | 1.2068e-06 | 0 | 1.2068e-06 | 0 | 1.0845e-07 | 2.1691e-07 | 0 | 2.1691e-07 | [12 empty] | 7.3.3.17.5 (Remote Grid) Updates to grid topology to minimize risk of ignition in HFTDs Remote GridWLDFRWire-to-wire contactAggregated | WLDFR | HFTD - Distribution - Tier 2 - 1QU CoRE ¦ 5QU LoRE | Red Flag Warning - Small Fires | Wire-to-wire contact | Aggregated | 2058 | 4.6857e-06 | 1601.5759 | 0.0075045 | 2058 | Mitigation | 0.95 | 45 | 0 | esc | 0.00097009 | 4.5455e-09 | 0.00097009 | 4.5455e-09
[79 empty] | WLDFR | HFTD - Distribution - Tier 2 - 4QU CoRE ¦ 5QU LoRE | Non-Red Flag Warning - Large Fires | 2059 | 8.5917e-09 | 8.5917e-09 | 8.3524 | 0.96727 | 4.6367 | 2.7484 | 0 | 0 | 1.0475e-05 | 7.1761e-08 | 0 | 7.1761e-08 | 7.1761e-08 | 0 | 7.1761e-08 | 0 | 5.7709e-07 | 1.265e-06 | 0 | 1.265e-06 | 0 | 1.0845e-07 | 2.1691e-07 | 0 | 2.1691e-07 | [12 empty] | 7.3.3.17.5 (Remote Grid) Updates to grid topology to minimize risk of ignition in HFTDs Remote GridWLDFRWire-to-wire contactAggregated | WLDFR | HFTD - Distribution - Tier 2 - 1QU CoRE ¦ 5QU LoRE | Red Flag Warning - Small Fires | Wire-to-wire contact | Aggregated | 2059 | 4.6857e-06 | 1601.5759 | 0.0075045 | 2059 | Mitigation | 0.95 | 45 | 0 | esc | 0.00097009 | 4.5455e-09 | 0.00097009 | 4.5455e-09
[79 empty] | WLDFR | HFTD - Distribution - Tier 2 - 4QU CoRE ¦ 5QU LoRE | Non-Red Flag Warning - Large Fires | 2060 | 8.5917e-09 | 8.5917e-09 | 8.3524 | 0.96727 | 4.6367 | 2.7484 | 0 | 0 | 1.0475e-05 | 7.1761e-08 | 0 | 7.1761e-08 | 7.1761e-08 | 0 | 7.1761e-08 | 0 | 5.7709e-07 | 1.265e-06 | 0 | 1.265e-06 | 0 | 1.0845e-07 | 2.1691e-07 | 0 | 2.1691e-07 | [12 empty] | 7.3.3.17.5 (Remote Grid) Updates to grid topology to minimize risk of ignition in HFTDs Remote GridWLDFRWire-to-wire contactAggregated | WLDFR | HFTD - Distribution - Tier 2 - 1QU CoRE ¦ 5QU LoRE | Red Flag Warning - Small Fires | Wire-to-wire contact | Aggregated | 2060 | 4.6857e-06 | 1601.5759 | 0.0075045 | 2060 | Mitigation | 0.95 | 45 | 0 | esc | 0.00097009 | 4.5455e-09 | 0.00097009 | 4.5455e-09
[79 empty] | WLDFR | HFTD - Distribution - Tier 2 - 4QU CoRE ¦ 5QU LoRE | Non-Red Flag Warning - Large Fires | 2061 | 8.5917e-09 | 8.5917e-09 | 8.3524 | 0.96727 | 4.6367 | 2.7484 | 0 | 0 | 1.0475e-05 | 7.1761e-08 | 0 | 7.1761e-08 | 7.1761e-08 | 0 | 7.1761e-08 | 0 | 5.7709e-07 | 1.265e-06 | 0 | 1.265e-06 | 0 | 1.1366e-07 | 2.2732e-07 | 0 | 2.2732e-07 | [12 empty] | 7.3.3.17.5 (Remote Grid) Updates to grid topology to minimize risk of ignition in HFTDs Remote GridWLDFRWire-to-wire contactAggregated | WLDFR | HFTD - Distribution - Tier 2 - 1QU CoRE ¦ 5QU LoRE | Red Flag Warning - Small Fires | Wire-to-wire contact | Aggregated | 2061 | 4.6857e-06 | 1601.5759 | 0.0075045 | 2061 | Mitigation | 0.95 | 45 | 0 | esc | 0.00097009 | 4.5455e-09 | 0.00097009 | 4.5455e-09
[79 empty] | WLDFR | HFTD - Distribution - Tier 2 - 4QU CoRE ¦ 5QU LoRE | Non-Red Flag Warning - Large Fires | 2062 | 8.5917e-09 | 8.5917e-09 | 8.3524 | 0.96727 | 4.6367 | 2.7484 | 0 | 0 | 1.0475e-05 | 7.1761e-08 | 0 | 7.1761e-08 | 7.1761e-08 | 0 | 7.1761e-08 | 0 | 5.7709e-07 | 1.265e-06 | 0 | 1.265e-06 | 0 | 1.1366e-07 | 2.2732e-07 | 0 | 2.2732e-07 | [12 empty] | 7.3.3.17.5 (Remote Grid) Updates to grid topology to minimize risk of ignition in HFTDs Remote GridWLDFRWire-to-wire contactAggregated | WLDFR | HFTD - Distribution - Tier 2 - 1QU CoRE ¦ 5QU LoRE | Red Flag Warning - Small Fires | Wire-to-wire contact | Aggregated | 2062 | 4.6857e-06 | 1601.5759 | 0.0075045 | 2062 | Mitigation | 0.95 | 45 | 0 | esc | 0.00097009 | 4.5455e-09 | 0.00097009 | 4.5455e-09
[79 empty] | WLDFR | HFTD - Distribution - Tier 2 - 4QU CoRE ¦ 5QU LoRE | Non-Red Flag Warning - Large Fires | 2063 | 8.5917e-09 | 8.5917e-09 | 8.872 | 1.0079 | 4.9153 | 2.9488 | 0 | 0 | 1.0475e-05 | 7.6226e-08 | 0 | 7.6226e-08 | 7.6226e-08 | 0 | 7.6226e-08 | 0 | 5.7709e-07 | 1.265e-06 | 0 | 1.265e-06 | 0 | 1.1366e-07 | 2.2732e-07 | 0 | 2.2732e-07 | [12 empty] | 7.3.3.17.5 (Remote Grid) Updates to grid topology to minimize risk of ignition in HFTDs Remote GridWLDFRWire-to-wire contactAggregated | WLDFR | HFTD - Distribution - Tier 2 - 1QU CoRE ¦ 5QU LoRE | Red Flag Warning - Small Fires | Wire-to-wire contact | Aggregated | 2063 | 4.6857e-06 | 1601.5759 | 0.0075045 | 2063 | Mitigation | 0.95 | 45 | 0 | esc | 0.00097009 | 4.5455e-09 | 0.00097009 | 4.5455e-09
[79 empty] | WLDFR | HFTD - Distribution - Tier 2 - 4QU CoRE ¦ 5QU LoRE | Non-Red Flag Warning - Large Fires | 2064 | 8.5917e-09 | 8.5917e-09 | 8.872 | 1.0079 | 4.9153 | 2.9488 | 0 | 0 | 1.0475e-05 | 7.6226e-08 | 0 | 7.6226e-08 | 7.6226e-08 | 0 | 7.6226e-08 | 0 | 6.0464e-07 | 1.3254e-06 | 0 | 1.3254e-06 | 0 | 1.1366e-07 | 2.2732e-07 | 0 | 2.2732e-07 | [12 empty] | 7.3.3.17.5 (Remote Grid) Updates to grid topology to minimize risk of ignition in HFTDs Remote GridWLDFRWire-to-wire contactAggregated | WLDFR | HFTD - Distribution - Tier 2 - 1QU CoRE ¦ 5QU LoRE | Red Flag Warning - Small Fires | Wire-to-wire contact | Aggregated | 2064 | 4.6857e-06 | 1601.5759 | 0.0075045 | 2064 | Mitigation | 0.95 | 45 | 0 | esc | 0.00097009 | 4.5455e-09 | 0.00097009 | 4.5455e-09
[79 empty] | WLDFR | HFTD - Distribution - Tier 2 - 4QU CoRE ¦ 5QU LoRE | Non-Red Flag Warning - Large Fires | 2065 | 8.5917e-09 | 8.5917e-09 | 8.872 | 1.0079 | 4.9153 | 2.9488 | 0 | 0 | 1.0475e-05 | 7.6226e-08 | 0 | 7.6226e-08 | 7.6226e-08 | 0 | 7.6226e-08 | 0 | 6.0464e-07 | 1.3254e-06 | 0 | 1.3254e-06 | 0 | 0 | 2.2732e-07 | 0 | 2.2732e-07 | [12 empty] | 7.3.3.17.5 (Remote Grid) Updates to grid topology to minimize risk of ignition in HFTDs Remote GridWLDFRWire-to-wire contactAggregated | WLDFR | HFTD - Distribution - Tier 2 - 1QU CoRE ¦ 5QU LoRE | Red Flag Warning - Small Fires | Wire-to-wire contact | Aggregated | 2065 | 4.6857e-06 | 1601.5759 | 0.0075045 | 2065 | Mitigation | 0.95 | 45 | 0 | esc | 0.00097009 | 4.5455e-09 | 0.00097009 | 4.5455e-09
[79 empty] | WLDFR | HFTD - Distribution - Tier 2 - 4QU CoRE ¦ 5QU LoRE | Non-Red Flag Warning - Large Fires | 2066 | 8.5917e-09 | 8.5917e-09 | 8.872 | 1.0079 | 4.9153 | 2.9488 | 0 | 0 | 1.0475e-05 | 7.6226e-08 | 0 | 7.6226e-08 | 7.6226e-08 | 0 | 7.6226e-08 | 0 | 6.0464e-07 | 1.3254e-06 | 0 | 1.3254e-06 | 0 | 0 | 0 | 0 | 0 | [12 empty] | 7.3.3.17.5 (Remote Grid) Updates to grid topology to minimize risk of ignition in HFTDs Remote GridWLDFRWire-to-wire contactAggregated | WLDFR | HFTD - Distribution - Tier 2 - 1QU CoRE ¦ 5QU LoRE | Red Flag Warning - Small Fires | Wire-to-wire contact | Aggregated | 2066 | 4.6857e-06 | 1601.5759 | 0.0075045 | 2066 | Mitigation | 0.95 | 45 | 0 | esc | 0.00097009 | 4.5455e-09 | 0.00097009 | 4.5455e-09
[79 empty] | WLDFR | HFTD - Distribution - Tier 2 - 4QU CoRE ¦ 5QU LoRE | Non-Red Flag Warning - Large Fires | 2067 | 0 | 8.5917e-09 | 8.872 | 1.0079 | 4.9153 | 2.9488 | 0 | 0 | 1.0475e-05 | 0 | 0 | 0 | 7.6226e-08 | 0 | 7.6226e-08 | 0 | 6.0464e-07 | 1.3254e-06 | 0 | 1.3254e-06 | 0 | 0 | 0 | 0 | 0 | [12 empty] | 7.3.3.17.5 (Remote Grid) Updates to grid topology to minimize risk of ignition in HFTDs Remote GridWLDFRWire-to-wire contactAggregated | WLDFR | HFTD - Distribution - Tier 2 - 1QU CoRE ¦ 5QU LoRE | Red Flag Warning - Small Fires | Wire-to-wire contact | Aggregated | 2067 | 4.6857e-06 | 1601.5759 | 0.0075045 | 2067 | Mitigation | 0.95 | 45 | 0 | esc | 0 | 0 | 0.00097009 | 4.5455e-09
[79 empty] | WLDFR | HFTD - Distribution - Tier 2 - 4QU CoRE ¦ 5QU LoRE | Non-Red Flag Warning - Small Fires | 2022 | 1.9175e-06 | 0 | 0.077901 | 0.036425 | 0.0015809 | 0.039895 | 0 | 0 | 0.0021776 | 1.4938e-07 | 0 | 1.4938e-07 | 0 | 0 | 0 | 0 | 6.0464e-07 | 1.3254e-06 | 0 | 1.3254e-06 | 0 | 6.6362e-05 | 0 | 0 | 0 | [12 empty] | 7.3.3.17.5 (Remote Grid) Updates to grid topology to minimize risk of ignition in HFTDs Remote GridWLDFRContact from objectAggregated | WLDFR | HFTD - Distribution - Tier 2 - 2QU CoRE ¦ 1QU LoRE | Non-Red Flag Warning - Catastrophic Fires | Contact from object | Aggregated | 2022 | 3.5168e-06 | 193.7699 | 0.00068145 | 2022 | Mitigation | 0.95 | 45 | 0 | esc | 0.00097009 | 3.4116e-09 | 0 | 0
[79 empty] | WLDFR | HFTD - Distribution - Tier 2 - 4QU CoRE ¦ 5QU LoRE | Non-Red Flag Warning - Small Fires | 2023 | 1.9175e-06 | 1.9175e-06 | 0.080408 | 0.03759 | 0.0016314 | 0.041187 | 0 | 0 | 0.0021776 | 1.5418e-07 | 0 | 1.5418e-07 | 1.5418e-07 | 0 | 1.5418e-07 | 0 | 6.329e-07 | 1.3873e-06 | 0 | 1.3873e-06 | 0 | 6.8794e-05 | 0.00013759 | 0 | 0.00013759 | [12 empty] | 7.3.3.17.5 (Remote Grid) Updates to grid topology to minimize risk of ignition in HFTDs Remote GridWLDFRContact from objectAggregated | WLDFR | HFTD - Distribution - Tier 2 - 2QU CoRE ¦ 1QU LoRE | Non-Red Flag Warning - Catastrophic Fires | Contact from object | Aggregated | 2023 | 3.5168e-06 | 193.7699 | 0.00068145 | 2023 | Mitigation | 0.95 | 45 | 0 | esc | 0.00097009 | 3.4116e-09 | 0.00097009 | 3.4116e-09
[79 empty] | WLDFR | HFTD - Distribution - Tier 2 - 4QU CoRE ¦ 5QU LoRE | Non-Red Flag Warning - Small Fires | 2024 | 1.9175e-06 | 1.9175e-06 | 0.080408 | 0.03759 | 0.0016314 | 0.041187 | 0 | 0 | 0.0021776 | 1.5418e-07 | 0 | 1.5418e-07 | 1.5418e-07 | 0 | 1.5418e-07 | 0 | 6.329e-07 | 1.3873e-06 | 0 | 1.3873e-06 | 0 | 6.8794e-05 | 0.00013759 | 0 | 0.00013759 | [12 empty] | 7.3.3.17.5 (Remote Grid) Updates to grid topology to minimize risk of ignition in HFTDs Remote GridWLDFRContact from objectAggregated | WLDFR | HFTD - Distribution - Tier 2 - 2QU CoRE ¦ 1QU LoRE | Non-Red Flag Warning - Catastrophic Fires | Contact from object | Aggregated | 2024 | 3.5168e-06 | 193.7699 | 0.00068145 | 2024 | Mitigation | 0.95 | 45 | 0 | esc | 0.00097009 | 3.4116e-09 | 0.00097009 | 3.4116e-09
[79 empty] | WLDFR | HFTD - Distribution - Tier 2 - 4QU CoRE ¦ 5QU LoRE | Non-Red Flag Warning - Small Fires | 2025 | 1.9175e-06 | 1.9175e-06 | 0.080408 | 0.03759 | 0.0016314 | 0.041187 | 0 | 0 | 0.0021776 | 1.5418e-07 | 0 | 1.5418e-07 | 1.5418e-07 | 0 | 1.5418e-07 | 0 | 6.329e-07 | 1.3873e-06 | 0 | 1.3873e-06 | 0 | 6.8794e-05 | 0.00013759 | 0 | 0.00013759 | [12 empty] | 7.3.3.17.5 (Remote Grid) Updates to grid topology to minimize risk of ignition in HFTDs Remote GridWLDFRContact from objectAggregated | WLDFR | HFTD - Distribution - Tier 2 - 2QU CoRE ¦ 1QU LoRE | Non-Red Flag Warning - Catastrophic Fires | Contact from object | Aggregated | 2025 | 3.5168e-06 | 193.7699 | 0.00068145 | 2025 | Mitigation | 0.95 | 45 | 0 | esc | 0.00097009 | 3.4116e-09 | 0.00097009 | 3.4116e-09
[79 empty] | WLDFR | HFTD - Distribution - Tier 2 - 4QU CoRE ¦ 5QU LoRE | Non-Red Flag Warning - Small Fires | 2026 | 1.9175e-06 | 1.9175e-06 | 0.080408 | 0.03759 | 0.0016314 | 0.041187 | 0 | 0 | 0.0021776 | 1.5418e-07 | 0 | 1.5418e-07 | 1.5418e-07 | 0 | 1.5418e-07 | 0 | 6.329e-07 | 1.3873e-06 | 0 | 1.3873e-06 | 0 | 6.8794e-05 | 0.00013759 | 0 | 0.00013759 | [12 empty] | 7.3.3.17.5 (Remote Grid) Updates to grid topology to minimize risk of ignition in HFTDs Remote GridWLDFRContact from objectAggregated | WLDFR | HFTD - Distribution - Tier 2 - 2QU CoRE ¦ 1QU LoRE | Non-Red Flag Warning - Catastrophic Fires | Contact from object | Aggregated | 2026 | 3.5168e-06 | 193.7699 | 0.00068145 | 2026 | Mitigation | 0.95 | 45 | 0 | esc | 0.00097009 | 3.4116e-09 | 0.00097009 | 3.4116e-09
[79 empty] | WLDFR | HFTD - Distribution - Tier 2 - 4QU CoRE ¦ 5QU LoRE | Non-Red Flag Warning - Small Fires | 2027 | 1.9175e-06 | 1.9175e-06 | 0.080408 | 0.03759 | 0.0016314 | 0.041187 | 0 | 0 | 0.0021776 | 1.5418e-07 | 0 | 1.5418e-07 | 1.5418e-07 | 0 | 1.5418e-07 | 0 | 6.329e-07 | 1.3873e-06 | 0 | 1.3873e-06 | 0 | 6.8794e-05 | 0.00013759 | 0 | 0.00013759 | [12 empty] | 7.3.3.17.5 (Remote Grid) Updates to grid topology to minimize risk of ignition in HFTDs Remote GridWLDFRContact from objectAggregated | WLDFR | HFTD - Distribution - Tier 2 - 2QU CoRE ¦ 1QU LoRE | Non-Red Flag Warning - Catastrophic Fires | Contact from object | Aggregated | 2027 | 3.5168e-06 | 193.7699 | 0.00068145 | 2027 | Mitigation | 0.95 | 45 | 0 | esc | 0.00097009 | 3.4116e-09 | 0.00097009 | 3.4116e-09
[79 empty] | WLDFR | HFTD - Distribution - Tier 2 - 4QU CoRE ¦ 5QU LoRE | Non-Red Flag Warning - Small Fires | 2028 | 1.9175e-06 | 1.9175e-06 | 0.083606 | 0.039055 | 0.001695 | 0.042856 | 0 | 0 | 0.0021776 | 1.6032e-07 | 0 | 1.6032e-07 | 1.6032e-07 | 0 | 1.6032e-07 | 0 | 6.6152e-07 | 1.4501e-06 | 0 | 1.4501e-06 | 0 | 7.1859e-05 | 0.00014372 | 0 | 0.00014372 | [12 empty] | 7.3.3.17.5 (Remote Grid) Updates to grid topology to minimize risk of ignition in HFTDs Remote GridWLDFRContact from objectAggregated | WLDFR | HFTD - Distribution - Tier 2 - 2QU CoRE ¦ 1QU LoRE | Non-Red Flag Warning - Catastrophic Fires | Contact from object | Aggregated | 2028 | 3.5168e-06 | 193.7699 | 0.00068145 | 2028 | Mitigation | 0.95 | 45 | 0 | esc | 0.00097009 | 3.4116e-09 | 0.00097009 | 3.4116e-09
[79 empty] | WLDFR | HFTD - Distribution - Tier 2 - 4QU CoRE ¦ 5QU LoRE | Non-Red Flag Warning - Small Fires | 2029 | 1.9175e-06 | 1.9175e-06 | 0.083606 | 0.039055 | 0.001695 | 0.042856 | 0 | 0 | 0.0021776 | 1.6032e-07 | 0 | 1.6032e-07 | 1.6032e-07 | 0 | 1.6032e-07 | 0 | 6.6152e-07 | 1.4501e-06 | 0 | 1.4501e-06 | 0 | 7.1859e-05 | 0.00014372 | 0 | 0.00014372 | [12 empty] | 7.3.3.17.5 (Remote Grid) Updates to grid topology to minimize risk of ignition in HFTDs Remote GridWLDFRContact from objectAggregated | WLDFR | HFTD - Distribution - Tier 2 - 2QU CoRE ¦ 1QU LoRE | Non-Red Flag Warning - Catastrophic Fires | Contact from object | Aggregated | 2029 | 3.5168e-06 | 193.7699 | 0.00068145 | 2029 | Mitigation | 0.95 | 45 | 0 | esc | 0.00097009 | 3.4116e-09 | 0.00097009 | 3.4116e-09
[79 empty] | WLDFR | HFTD - Distribution - Tier 2 - 4QU CoRE ¦ 5QU LoRE | Non-Red Flag Warning - Small Fires | 2030 | 1.9175e-06 | 1.9175e-06 | 0.083606 | 0.039055 | 0.001695 | 0.042856 | 0 | 0 | 0.0021776 | 1.6032e-07 | 0 | 1.6032e-07 | 1.6032e-07 | 0 | 1.6032e-07 | 0 | 6.6152e-07 | 1.4501e-06 | 0 | 1.4501e-06 | 0 | 7.1859e-05 | 0.00014372 | 0 | 0.00014372 | [12 empty] | 7.3.3.17.5 (Remote Grid) Updates to grid topology to minimize risk of ignition in HFTDs Remote GridWLDFRContact from objectAggregated | WLDFR | HFTD - Distribution - Tier 2 - 2QU CoRE ¦ 1QU LoRE | Non-Red Flag Warning - Catastrophic Fires | Contact from object | Aggregated | 2030 | 3.5168e-06 | 193.7699 | 0.00068145 | 2030 | Mitigation | 0.95 | 45 | 0 | esc | 0.00097009 | 3.4116e-09 | 0.00097009 | 3.4116e-09
[79 empty] | WLDFR | HFTD - Distribution - Tier 2 - 4QU CoRE ¦ 5QU LoRE | Non-Red Flag Warning - Small Fires | 2031 | 1.9175e-06 | 1.9175e-06 | 0.083606 | 0.039055 | 0.001695 | 0.042856 | 0 | 0 | 0.0021776 | 1.6032e-07 | 0 | 1.6032e-07 | 1.6032e-07 | 0 | 1.6032e-07 | 0 | 0 | 1.4501e-06 | 0 | 1.4501e-06 | 0 | 7.1859e-05 | 0.00014372 | 0 | 0.00014372 | [12 empty] | 7.3.3.17.5 (Remote Grid) Updates to grid topology to minimize risk of ignition in HFTDs Remote GridWLDFRContact from objectAggregated | WLDFR | HFTD - Distribution - Tier 2 - 2QU CoRE ¦ 1QU LoRE | Non-Red Flag Warning - Catastrophic Fires | Contact from object | Aggregated | 2031 | 3.5168e-06 | 193.7699 | 0.00068145 | 2031 | Mitigation | 0.95 | 45 | 0 | esc | 0.00097009 | 3.4116e-09 | 0.00097009 | 3.4116e-09
[79 empty] | WLDFR | HFTD - Distribution - Tier 2 - 4QU CoRE ¦ 5QU LoRE | Non-Red Flag Warning - Small Fires | 2032 | 1.9175e-06 | 1.9175e-06 | 0.083606 | 0.039055 | 0.001695 | 0.042856 | 0 | 0 | 0.0021776 | 1.6032e-07 | 0 | 1.6032e-07 | 1.6032e-07 | 0 | 1.6032e-07 | 0 | 0 | 0 | 0 | 0 | 0 | 7.1859e-05 | 0.00014372 | 0 | 0.00014372 | [12 empty] | 7.3.3.17.5 (Remote Grid) Updates to grid topology to minimize risk of ignition in HFTDs Remote GridWLDFRContact from objectAggregated | WLDFR | HFTD - Distribution - Tier 2 - 2QU CoRE ¦ 1QU LoRE | Non-Red Flag Warning - Catastrophic Fires | Contact from object | Aggregated | 2032 | 3.5168e-06 | 193.7699 | 0.00068145 | 2032 | Mitigation | 0.95 | 45 | 0 | esc | 0.00097009 | 3.4116e-09 | 0.00097009 | 3.4116e-09
[79 empty] | WLDFR | HFTD - Distribution - Tier 2 - 4QU CoRE ¦ 5QU LoRE | Non-Red Flag Warning - Small Fires | 2033 | 1.9175e-06 | 1.9175e-06 | 0.087211 | 0.040679 | 0.0017655 | 0.044766 | 0 | 0 | 0.0021776 | 1.6723e-07 | 0 | 1.6723e-07 | 1.6723e-07 | 0 | 1.6723e-07 | 0 | 0.00018155 | 0 | 0 | 0 | 0 | 7.5266e-05 | 0.00015053 | 0 | 0.00015053 | [12 empty] | 7.3.3.17.5 (Remote Grid) Updates to grid topology to minimize risk of ignition in HFTDs Remote GridWLDFRContact from objectAggregated | WLDFR | HFTD - Distribution - Tier 2 - 2QU CoRE ¦ 1QU LoRE | Non-Red Flag Warning - Catastrophic Fires | Contact from object | Aggregated | 2033 | 3.5168e-06 | 193.7699 | 0.00068145 | 2033 | Mitigation | 0.95 | 45 | 0 | esc | 0.00097009 | 3.4116e-09 | 0.00097009 | 3.4116e-09
[79 empty] | WLDFR | HFTD - Distribution - Tier 2 - 4QU CoRE ¦ 5QU LoRE | Non-Red Flag Warning - Small Fires | 2034 | 1.9175e-06 | 1.9175e-06 | 0.087211 | 0.040679 | 0.0017655 | 0.044766 | 0 | 0 | 0.0021776 | 1.6723e-07 | 0 | 1.6723e-07 | 1.6723e-07 | 0 | 1.6723e-07 | 0 | 0.00018821 | 0.00041255 | 0 | 0.00041255 | 0 | 7.5266e-05 | 0.00015053 | 0 | 0.00015053 | [12 empty] | 7.3.3.17.5 (Remote Grid) Updates to grid topology to minimize risk of ignition in HFTDs Remote GridWLDFRContact from objectAggregated | WLDFR | HFTD - Distribution - Tier 2 - 2QU CoRE ¦ 1QU LoRE | Non-Red Flag Warning - Catastrophic Fires | Contact from object | Aggregated | 2034 | 3.5168e-06 | 193.7699 | 0.00068145 | 2034 | Mitigation | 0.95 | 45 | 0 | esc | 0.00097009 | 3.4116e-09 | 0.00097009 | 3.4116e-09
[79 empty] | WLDFR | HFTD - Distribution - Tier 2 - 4QU CoRE ¦ 5QU LoRE | Non-Red Flag Warning - Small Fires | 2035 | 1.9175e-06 | 1.9175e-06 | 0.087211 | 0.040679 | 0.0017655 | 0.044766 | 0 | 0 | 0.0021776 | 1.6723e-07 | 0 | 1.6723e-07 | 1.6723e-07 | 0 | 1.6723e-07 | 0 | 0.00018821 | 0.00041255 | 0 | 0.00041255 | 0 | 7.5266e-05 | 0.00015053 | 0 | 0.00015053 | [12 empty] | 7.3.3.17.5 (Remote Grid) Updates to grid topology to minimize risk of ignition in HFTDs Remote GridWLDFRContact from objectAggregated | WLDFR | HFTD - Distribution - Tier 2 - 2QU CoRE ¦ 1QU LoRE | Non-Red Flag Warning - Catastrophic Fires | Contact from object | Aggregated | 2035 | 3.5168e-06 | 193.7699 | 0.00068145 | 2035 | Mitigation | 0.95 | 45 | 0 | esc | 0.00097009 | 3.4116e-09 | 0.00097009 | 3.4116e-09
[79 empty] | WLDFR | HFTD - Distribution - Tier 2 - 4QU CoRE ¦ 5QU LoRE | Non-Red Flag Warning - Small Fires | 2036 | 1.9175e-06 | 1.9175e-06 | 0.087211 | 0.040679 | 0.0017655 | 0.044766 | 0 | 0 | 0.0021776 | 1.6723e-07 | 0 | 1.6723e-07 | 1.6723e-07 | 0 | 1.6723e-07 | 0 | 0.00018821 | 0.00041255 | 0 | 0.00041255 | 0 | 7.5266e-05 | 0.00015053 | 0 | 0.00015053 | [12 empty] | 7.3.3.17.5 (Remote Grid) Updates to grid topology to minimize risk of ignition in HFTDs Remote GridWLDFRContact from objectAggregated | WLDFR | HFTD - Distribution - Tier 2 - 2QU CoRE ¦ 1QU LoRE | Non-Red Flag Warning - Catastrophic Fires | Contact from object | Aggregated | 2036 | 3.5168e-06 | 193.7699 | 0.00068145 | 2036 | Mitigation | 0.95 | 45 | 0 | esc | 0.00097009 | 3.4116e-09 | 0.00097009 | 3.4116e-09
[79 empty] | WLDFR | HFTD - Distribution - Tier 2 - 4QU CoRE ¦ 5QU LoRE | Non-Red Flag Warning - Small Fires | 2037 | 1.9175e-06 | 1.9175e-06 | 0.087211 | 0.040679 | 0.0017655 | 0.044766 | 0 | 0 | 0.0021776 | 1.6723e-07 | 0 | 1.6723e-07 | 1.6723e-07 | 0 | 1.6723e-07 | 0 | 0.00018821 | 0.00041255 | 0 | 0.00041255 | 0 | 7.5266e-05 | 0.00015053 | 0 | 0.00015053 | [12 empty] | 7.3.3.17.5 (Remote Grid) Updates to grid topology to minimize risk of ignition in HFTDs Remote GridWLDFRContact from objectAggregated | WLDFR | HFTD - Distribution - Tier 2 - 2QU CoRE ¦ 1QU LoRE | Non-Red Flag Warning - Catastrophic Fires | Contact from object | Aggregated | 2037 | 3.5168e-06 | 193.7699 | 0.00068145 | 2037 | Mitigation | 0.95 | 45 | 0 | esc | 0.00097009 | 3.4116e-09 | 0.00097009 | 3.4116e-09
[79 empty] | WLDFR | HFTD - Distribution - Tier 2 - 4QU CoRE ¦ 5QU LoRE | Non-Red Flag Warning - Small Fires | 2038 | 1.9175e-06 | 1.9175e-06 | 0.091184 | 0.042438 | 0.0018418 | 0.046905 | 0 | 0 | 0.0021776 | 1.7485e-07 | 0 | 1.7485e-07 | 1.7485e-07 | 0 | 1.7485e-07 | 0 | 0.00018821 | 0.00041255 | 0 | 0.00041255 | 0 | 7.8964e-05 | 0.00015793 | 0 | 0.00015793 | [12 empty] | 7.3.3.17.5 (Remote Grid) Updates to grid topology to minimize risk of ignition in HFTDs Remote GridWLDFRContact from objectAggregated | WLDFR | HFTD - Distribution - Tier 2 - 2QU CoRE ¦ 1QU LoRE | Non-Red Flag Warning - Catastrophic Fires | Contact from object | Aggregated | 2038 | 3.5168e-06 | 193.7699 | 0.00068145 | 2038 | Mitigation | 0.95 | 45 | 0 | esc | 0.00097009 | 3.4116e-09 | 0.00097009 | 3.4116e-09
[79 empty] | WLDFR | HFTD - Distribution - Tier 2 - 4QU CoRE ¦ 5QU LoRE | Non-Red Flag Warning - Small Fires | 2039 | 1.9175e-06 | 1.9175e-06 | 0.091184 | 0.042438 | 0.0018418 | 0.046905 | 0 | 0 | 0.0021776 | 1.7485e-07 | 0 | 1.7485e-07 | 1.7485e-07 | 0 | 1.7485e-07 | 0 | 0.00019659 | 0.00043094 | 0 | 0.00043094 | 0 | 7.8964e-05 | 0.00015793 | 0 | 0.00015793 | [12 empty] | 7.3.3.17.5 (Remote Grid) Updates to grid topology to minimize risk of ignition in HFTDs Remote GridWLDFRContact from objectAggregated | WLDFR | HFTD - Distribution - Tier 2 - 2QU CoRE ¦ 1QU LoRE | Non-Red Flag Warning - Catastrophic Fires | Contact from object | Aggregated | 2039 | 3.5168e-06 | 193.7699 | 0.00068145 | 2039 | Mitigation | 0.95 | 45 | 0 | esc | 0.00097009 | 3.4116e-09 | 0.00097009 | 3.4116e-09
[79 empty] | WLDFR | HFTD - Distribution - Tier 2 - 4QU CoRE ¦ 5QU LoRE | Non-Red Flag Warning - Small Fires | 2040 | 1.9175e-06 | 1.9175e-06 | 0.091184 | 0.042438 | 0.0018418 | 0.046905 | 0 | 0 | 0.0021776 | 1.7485e-07 | 0 | 1.7485e-07 | 1.7485e-07 | 0 | 1.7485e-07 | 0 | 0.00019659 | 0.00043094 | 0 | 0.00043094 | 0 | 7.8964e-05 | 0.00015793 | 0 | 0.00015793 | [12 empty] | 7.3.3.17.5 (Remote Grid) Updates to grid topology to minimize risk of ignition in HFTDs Remote GridWLDFRContact from objectAggregated | WLDFR | HFTD - Distribution - Tier 2 - 2QU CoRE ¦ 1QU LoRE | Non-Red Flag Warning - Catastrophic Fires | Contact from object | Aggregated | 2040 | 3.5168e-06 | 193.7699 | 0.00068145 | 2040 | Mitigation | 0.95 | 45 | 0 | esc | 0.00097009 | 3.4116e-09 | 0.00097009 | 3.4116e-09
[79 empty] | WLDFR | HFTD - Distribution - Tier 2 - 4QU CoRE ¦ 5QU LoRE | Non-Red Flag Warning - Small Fires | 2041 | 1.9175e-06 | 1.9175e-06 | 0.091184 | 0.042438 | 0.0018418 | 0.046905 | 0 | 0 | 0.0021776 | 1.7485e-07 | 0 | 1.7485e-07 | 1.7485e-07 | 0 | 1.7485e-07 | 0 | 0.00019659 | 0.00043094 | 0 | 0.00043094 | 0 | 7.8964e-05 | 0.00015793 | 0 | 0.00015793 | [12 empty] | 7.3.3.17.5 (Remote Grid) Updates to grid topology to minimize risk of ignition in HFTDs Remote GridWLDFRContact from objectAggregated | WLDFR | HFTD - Distribution - Tier 2 - 2QU CoRE ¦ 1QU LoRE | Non-Red Flag Warning - Catastrophic Fires | Contact from object | Aggregated | 2041 | 3.5168e-06 | 193.7699 | 0.00068145 | 2041 | Mitigation | 0.95 | 45 | 0 | esc | 0.00097009 | 3.4116e-09 | 0.00097009 | 3.4116e-09
[79 empty] | WLDFR | HFTD - Distribution - Tier 2 - 4QU CoRE ¦ 5QU LoRE | Non-Red Flag Warning - Small Fires | 2042 | 1.9175e-06 | 1.9175e-06 | 0.091184 | 0.042438 | 0.0018418 | 0.046905 | 0 | 0 | 0.0021776 | 1.7485e-07 | 0 | 1.7485e-07 | 1.7485e-07 | 0 | 1.7485e-07 | 0 | 0.00019659 | 0.00043094 | 0 | 0.00043094 | 0 | 7.8964e-05 | 0.00015793 | 0 | 0.00015793 | [12 empty] | 7.3.3.17.5 (Remote Grid) Updates to grid topology to minimize risk of ignition in HFTDs Remote GridWLDFRContact from objectAggregated | WLDFR | HFTD - Distribution - Tier 2 - 2QU CoRE ¦ 1QU LoRE | Non-Red Flag Warning - Catastrophic Fires | Contact from object | Aggregated | 2042 | 3.5168e-06 | 193.7699 | 0.00068145 | 2042 | Mitigation | 0.95 | 45 | 0 | esc | 0.00097009 | 3.4116e-09 | 0.00097009 | 3.4116e-09
[79 empty] | WLDFR | HFTD - Distribution - Tier 2 - 4QU CoRE ¦ 5QU LoRE | Non-Red Flag Warning - Small Fires | 2043 | 1.9175e-06 | 1.9175e-06 | 0.095486 | 0.044306 | 0.0019228 | 0.049257 | 0 | 0 | 0.0021776 | 1.8309e-07 | 0 | 1.8309e-07 | 1.8309e-07 | 0 | 1.8309e-07 | 0 | 0.00019659 | 0.00043094 | 0 | 0.00043094 | 0 | 8.2903e-05 | 0.00016581 | 0 | 0.00016581 | [12 empty] | 7.3.3.17.5 (Remote Grid) Updates to grid topology to minimize risk of ignition in HFTDs Remote GridWLDFRContact from objectAggregated | WLDFR | HFTD - Distribution - Tier 2 - 2QU CoRE ¦ 1QU LoRE | Non-Red Flag Warning - Catastrophic Fires | Contact from object | Aggregated | 2043 | 3.5168e-06 | 193.7699 | 0.00068145 | 2043 | Mitigation | 0.95 | 45 | 0 | esc | 0.00097009 | 3.4116e-09 | 0.00097009 | 3.4116e-09
[79 empty] | WLDFR | HFTD - Distribution - Tier 2 - 4QU CoRE ¦ 5QU LoRE | Non-Red Flag Warning - Small Fires | 2044 | 1.9175e-06 | 1.9175e-06 | 0.095486 | 0.044306 | 0.0019228 | 0.049257 | 0 | 0 | 0.0021776 | 1.8309e-07 | 0 | 1.8309e-07 | 1.8309e-07 | 0 | 1.8309e-07 | 0 | 0.00020591 | 0.00045136 | 0 | 0.00045136 | 0 | 8.2903e-05 | 0.00016581 | 0 | 0.00016581 | [12 empty] | 7.3.3.17.5 (Remote Grid) Updates to grid topology to minimize risk of ignition in HFTDs Remote GridWLDFRContact from objectAggregated | WLDFR | HFTD - Distribution - Tier 2 - 2QU CoRE ¦ 1QU LoRE | Non-Red Flag Warning - Catastrophic Fires | Contact from object | Aggregated | 2044 | 3.5168e-06 | 193.7699 | 0.00068145 | 2044 | Mitigation | 0.95 | 45 | 0 | esc | 0.00097009 | 3.4116e-09 | 0.00097009 | 3.4116e-09
[79 empty] | WLDFR | HFTD - Distribution - Tier 2 - 4QU CoRE ¦ 5QU LoRE | Non-Red Flag Warning - Small Fires | 2045 | 1.9175e-06 | 1.9175e-06 | 0.095486 | 0.044306 | 0.0019228 | 0.049257 | 0 | 0 | 0.0021776 | 1.8309e-07 | 0 | 1.8309e-07 | 1.8309e-07 | 0 | 1.8309e-07 | 0 | 0.00020591 | 0.00045136 | 0 | 0.00045136 | 0 | 8.2903e-05 | 0.00016581 | 0 | 0.00016581 | [12 empty] | 7.3.3.17.5 (Remote Grid) Updates to grid topology to minimize risk of ignition in HFTDs Remote GridWLDFRContact from objectAggregated | WLDFR | HFTD - Distribution - Tier 2 - 2QU CoRE ¦ 1QU LoRE | Non-Red Flag Warning - Catastrophic Fires | Contact from object | Aggregated | 2045 | 3.5168e-06 | 193.7699 | 0.00068145 | 2045 | Mitigation | 0.95 | 45 | 0 | esc | 0.00097009 | 3.4116e-09 | 0.00097009 | 3.4116e-09
[79 empty] | WLDFR | HFTD - Distribution - Tier 2 - 4QU CoRE ¦ 5QU LoRE | Non-Red Flag Warning - Small Fires | 2046 | 1.9175e-06 | 1.9175e-06 | 0.095486 | 0.044306 | 0.0019228 | 0.049257 | 0 | 0 | 0.0021776 | 1.8309e-07 | 0 | 1.8309e-07 | 1.8309e-07 | 0 | 1.8309e-07 | 0 | 0.00020591 | 0.00045136 | 0 | 0.00045136 | 0 | 8.2903e-05 | 0.00016581 | 0 | 0.00016581 | [12 empty] | 7.3.3.17.5 (Remote Grid) Updates to grid topology to minimize risk of ignition in HFTDs Remote GridWLDFRContact from objectAggregated | WLDFR | HFTD - Distribution - Tier 2 - 2QU CoRE ¦ 1QU LoRE | Non-Red Flag Warning - Catastrophic Fires | Contact from object | Aggregated | 2046 | 3.5168e-06 | 193.7699 | 0.00068145 | 2046 | Mitigation | 0.95 | 45 | 0 | esc | 0.00097009 | 3.4116e-09 | 0.00097009 | 3.4116e-09
[79 empty] | WLDFR | HFTD - Distribution - Tier 2 - 4QU CoRE ¦ 5QU LoRE | Non-Red Flag Warning - Small Fires | 2047 | 1.9175e-06 | 1.9175e-06 | 0.095486 | 0.044306 | 0.0019228 | 0.049257 | 0 | 0 | 0.0021776 | 1.8309e-07 | 0 | 1.8309e-07 | 1.8309e-07 | 0 | 1.8309e-07 | 0 | 0.00020591 | 0.00045136 | 0 | 0.00045136 | 0 | 8.2903e-05 | 0.00016581 | 0 | 0.00016581 | [12 empty] | 7.3.3.17.5 (Remote Grid) Updates to grid topology to minimize risk of ignition in HFTDs Remote GridWLDFRContact from objectAggregated | WLDFR | HFTD - Distribution - Tier 2 - 2QU CoRE ¦ 1QU LoRE | Non-Red Flag Warning - Catastrophic Fires | Contact from object | Aggregated | 2047 | 3.5168e-06 | 193.7699 | 0.00068145 | 2047 | Mitigation | 0.95 | 45 | 0 | esc | 0.00097009 | 3.4116e-09 | 0.00097009 | 3.4116e-09
[79 empty] | WLDFR | HFTD - Distribution - Tier 2 - 4QU CoRE ¦ 5QU LoRE | Non-Red Flag Warning - Small Fires | 2048 | 1.9175e-06 | 1.9175e-06 | 0.10007 | 0.04626 | 0.0020076 | 0.051804 | 0 | 0 | 0.0021776 | 1.9189e-07 | 0 | 1.9189e-07 | 1.9189e-07 | 0 | 1.9189e-07 | 0 | 0.00020591 | 0.00045136 | 0 | 0.00045136 | 0 | 8.7032e-05 | 0.00017406 | 0 | 0.00017406 | [12 empty] | 7.3.3.17.5 (Remote Grid) Updates to grid topology to minimize risk of ignition in HFTDs Remote GridWLDFRContact from objectAggregated | WLDFR | HFTD - Distribution - Tier 2 - 2QU CoRE ¦ 1QU LoRE | Non-Red Flag Warning - Catastrophic Fires | Contact from object | Aggregated | 2048 | 3.5168e-06 | 193.7699 | 0.00068145 | 2048 | Mitigation | 0.95 | 45 | 0 | esc | 0.00097009 | 3.4116e-09 | 0.00097009 | 3.4116e-09
[79 empty] | WLDFR | HFTD - Distribution - Tier 2 - 4QU CoRE ¦ 5QU LoRE | Non-Red Flag Warning - Small Fires | 2049 | 1.9175e-06 | 1.9175e-06 | 0.10007 | 0.04626 | 0.0020076 | 0.051804 | 0 | 0 | 0.0021776 | 1.9189e-07 | 0 | 1.9189e-07 | 1.9189e-07 | 0 | 1.9189e-07 | 0 | 0.00021603 | 0.00047354 | 0 | 0.00047354 | 0 | 8.7032e-05 | 0.00017406 | 0 | 0.00017406 | [12 empty] | 7.3.3.17.5 (Remote Grid) Updates to grid topology to minimize risk of ignition in HFTDs Remote GridWLDFRContact from objectAggregated | WLDFR | HFTD - Distribution - Tier 2 - 2QU CoRE ¦ 1QU LoRE | Non-Red Flag Warning - Catastrophic Fires | Contact from object | Aggregated | 2049 | 3.5168e-06 | 193.7699 | 0.00068145 | 2049 | Mitigation | 0.95 | 45 | 0 | esc | 0.00097009 | 3.4116e-09 | 0.00097009 | 3.4116e-09
[79 empty] | WLDFR | HFTD - Distribution - Tier 2 - 4QU CoRE ¦ 5QU LoRE | Non-Red Flag Warning - Small Fires | 2050 | 1.9175e-06 | 1.9175e-06 | 0.10007 | 0.04626 | 0.0020076 | 0.051804 | 0 | 0 | 0.0021776 | 1.9189e-07 | 0 | 1.9189e-07 | 1.9189e-07 | 0 | 1.9189e-07 | 0 | 0.00021603 | 0.00047354 | 0 | 0.00047354 | 0 | 8.7032e-05 | 0.00017406 | 0 | 0.00017406 | [12 empty] | 7.3.3.17.5 (Remote Grid) Updates to grid topology to minimize risk of ignition in HFTDs Remote GridWLDFRContact from objectAggregated | WLDFR | HFTD - Distribution - Tier 2 - 2QU CoRE ¦ 1QU LoRE | Non-Red Flag Warning - Catastrophic Fires | Contact from object | Aggregated | 2050 | 3.5168e-06 | 193.7699 | 0.00068145 | 2050 | Mitigation | 0.95 | 45 | 0 | esc | 0.00097009 | 3.4116e-09 | 0.00097009 | 3.4116e-09
[79 empty] | WLDFR | HFTD - Distribution - Tier 2 - 4QU CoRE ¦ 5QU LoRE | Non-Red Flag Warning - Small Fires | 2051 | 1.9175e-06 | 1.9175e-06 | 0.10007 | 0.04626 | 0.0020076 | 0.051804 | 0 | 0 | 0.0021776 | 1.9189e-07 | 0 | 1.9189e-07 | 1.9189e-07 | 0 | 1.9189e-07 | 0 | 0.00021603 | 0.00047354 | 0 | 0.00047354 | 0 | 8.7032e-05 | 0.00017406 | 0 | 0.00017406 | [12 empty] | 7.3.3.17.5 (Remote Grid) Updates to grid topology to minimize risk of ignition in HFTDs Remote GridWLDFRContact from objectAggregated | WLDFR | HFTD - Distribution - Tier 2 - 2QU CoRE ¦ 1QU LoRE | Non-Red Flag Warning - Catastrophic Fires | Contact from object | Aggregated | 2051 | 3.5168e-06 | 193.7699 | 0.00068145 | 2051 | Mitigation | 0.95 | 45 | 0 | esc | 0.00097009 | 3.4116e-09 | 0.00097009 | 3.4116e-09
[79 empty] | WLDFR | HFTD - Distribution - Tier 2 - 4QU CoRE ¦ 5QU LoRE | Non-Red Flag Warning - Small Fires | 2052 | 1.9175e-06 | 1.9175e-06 | 0.10007 | 0.04626 | 0.0020076 | 0.051804 | 0 | 0 | 0.0021776 | 1.9189e-07 | 0 | 1.9189e-07 | 1.9189e-07 | 0 | 1.9189e-07 | 0 | 0.00021603 | 0.00047354 | 0 | 0.00047354 | 0 | 0 | 0.00017406 | 0 | 0.00017406 | [12 empty] | 7.3.3.17.5 (Remote Grid) Updates to grid topology to minimize risk of ignition in HFTDs Remote GridWLDFRContact from objectAggregated | WLDFR | HFTD - Distribution - Tier 2 - 2QU CoRE ¦ 1QU LoRE | Non-Red Flag Warning - Catastrophic Fires | Contact from object | Aggregated | 2052 | 3.5168e-06 | 193.7699 | 0.00068145 | 2052 | Mitigation | 0.95 | 45 | 0 | esc | 0.00097009 | 3.4116e-09 | 0.00097009 | 3.4116e-09
[79 empty] | WLDFR | HFTD - Distribution - Tier 2 - 4QU CoRE ¦ 5QU LoRE | Non-Red Flag Warning - Small Fires | 2053 | 1.9175e-06 | 1.9175e-06 | 0.10489 | 0.048274 | 0.002095 | 0.054525 | 0 | 0 | 0.0021776 | 2.0114e-07 | 0 | 2.0114e-07 | 2.0114e-07 | 0 | 2.0114e-07 | 0 | 0.00021603 | 0.00047354 | 0 | 0.00047354 | 0 | 0 | 0 | 0 | 0 | [12 empty] | 7.3.3.17.5 (Remote Grid) Updates to grid topology to minimize risk of ignition in HFTDs Remote GridWLDFRContact from objectAggregated | WLDFR | HFTD - Distribution - Tier 2 - 2QU CoRE ¦ 1QU LoRE | Non-Red Flag Warning - Catastrophic Fires | Contact from object | Aggregated | 2053 | 3.5168e-06 | 193.7699 | 0.00068145 | 2053 | Mitigation | 0.95 | 45 | 0 | esc | 0.00097009 | 3.4116e-09 | 0.00097009 | 3.4116e-09
[79 empty] | WLDFR | HFTD - Distribution - Tier 2 - 4QU CoRE ¦ 5QU LoRE | Non-Red Flag Warning - Small Fires | 2054 | 1.9175e-06 | 1.9175e-06 | 0.10489 | 0.048274 | 0.002095 | 0.054525 | 0 | 0 | 0.0021776 | 2.0114e-07 | 0 | 2.0114e-07 | 2.0114e-07 | 0 | 2.0114e-07 | 0 | 0.0002268 | 0.00049716 | 0 | 0.00049716 | 0 | 0 | 0 | 0 | 0 | [12 empty] | 7.3.3.17.5 (Remote Grid) Updates to grid topology to minimize risk of ignition in HFTDs Remote GridWLDFRContact from objectAggregated | WLDFR | HFTD - Distribution - Tier 2 - 2QU CoRE ¦ 1QU LoRE | Non-Red Flag Warning - Catastrophic Fires | Contact from object | Aggregated | 2054 | 3.5168e-06 | 193.7699 | 0.00068145 | 2054 | Mitigation | 0.95 | 45 | 0 | esc | 0.00097009 | 3.4116e-09 | 0.00097009 | 3.4116e-09
[79 empty] | WLDFR | HFTD - Distribution - Tier 2 - 4QU CoRE ¦ 5QU LoRE | Non-Red Flag Warning - Small Fires | 2055 | 1.9175e-06 | 1.9175e-06 | 0.10489 | 0.048274 | 0.002095 | 0.054525 | 0 | 0 | 0.0021776 | 2.0114e-07 | 0 | 2.0114e-07 | 2.0114e-07 | 0 | 2.0114e-07 | 0 | 0.0002268 | 0.00049716 | 0 | 0.00049716 | 0 | 0.00013432 | 0 | 0 | 0 | [12 empty] | 7.3.3.17.5 (Remote Grid) Updates to grid topology to minimize risk of ignition in HFTDs Remote GridWLDFRContact from objectAggregated | WLDFR | HFTD - Distribution - Tier 2 - 2QU CoRE ¦ 1QU LoRE | Non-Red Flag Warning - Catastrophic Fires | Contact from object | Aggregated | 2055 | 3.5168e-06 | 193.7699 | 0.00068145 | 2055 | Mitigation | 0.95 | 45 | 0 | esc | 0.00097009 | 3.4116e-09 | 0.00097009 | 3.4116e-09
[79 empty] | WLDFR | HFTD - Distribution - Tier 2 - 4QU CoRE ¦ 5QU LoRE | Non-Red Flag Warning - Small Fires | 2056 | 1.9175e-06 | 1.9175e-06 | 0.10489 | 0.048274 | 0.002095 | 0.054525 | 0 | 0 | 0.0021776 | 2.0114e-07 | 0 | 2.0114e-07 | 2.0114e-07 | 0 | 2.0114e-07 | 0 | 0.0002268 | 0.00049716 | 0 | 0.00049716 | 0 | 0.00013923 | 0.00027846 | 0 | 0.00027846 | [12 empty] | 7.3.3.17.5 (Remote Grid) Updates to grid topology to minimize risk of ignition in HFTDs Remote GridWLDFRContact from objectAggregated | WLDFR | HFTD - Distribution - Tier 2 - 2QU CoRE ¦ 1QU LoRE | Non-Red Flag Warning - Catastrophic Fires | Contact from object | Aggregated | 2056 | 3.5168e-06 | 193.7699 | 0.00068145 | 2056 | Mitigation | 0.95 | 45 | 0 | esc | 0.00097009 | 3.4116e-09 | 0.00097009 | 3.4116e-09
[79 empty] | WLDFR | HFTD - Distribution - Tier 2 - 4QU CoRE ¦ 5QU LoRE | Non-Red Flag Warning - Small Fires | 2057 | 1.9175e-06 | 1.9175e-06 | 0.10489 | 0.048274 | 0.002095 | 0.054525 | 0 | 0 | 0.0021776 | 2.0114e-07 | 0 | 2.0114e-07 | 2.0114e-07 | 0 | 2.0114e-07 | 0 | 0.0002268 | 0.00049716 | 0 | 0.00049716 | 0 | 0.00013923 | 0.00027846 | 0 | 0.00027846 | [12 empty] | 7.3.3.17.5 (Remote Grid) Updates to grid topology to minimize risk of ignition in HFTDs Remote GridWLDFRContact from objectAggregated | WLDFR | HFTD - Distribution - Tier 2 - 2QU CoRE ¦ 1QU LoRE | Non-Red Flag Warning - Catastrophic Fires | Contact from object | Aggregated | 2057 | 3.5168e-06 | 193.7699 | 0.00068145 | 2057 | Mitigation | 0.95 | 45 | 0 | esc | 0.00097009 | 3.4116e-09 | 0.00097009 | 3.4116e-09
[79 empty] | WLDFR | HFTD - Distribution - Tier 2 - 4QU CoRE ¦ 5QU LoRE | Non-Red Flag Warning - Small Fires | 2058 | 1.9175e-06 | 1.9175e-06 | 0.1099 | 0.050325 | 0.0021839 | 0.057393 | 0 | 0 | 0.0021776 | 2.1074e-07 | 0 | 2.1074e-07 | 2.1074e-07 | 0 | 2.1074e-07 | 0 | 0.0002268 | 0.00049716 | 0 | 0.00049716 | 0 | 0.00013923 | 0.00027846 | 0 | 0.00027846 | [12 empty] | 7.3.3.17.5 (Remote Grid) Updates to grid topology to minimize risk of ignition in HFTDs Remote GridWLDFRContact from objectAggregated | WLDFR | HFTD - Distribution - Tier 2 - 2QU CoRE ¦ 1QU LoRE | Non-Red Flag Warning - Catastrophic Fires | Contact from object | Aggregated | 2058 | 3.5168e-06 | 193.7699 | 0.00068145 | 2058 | Mitigation | 0.95 | 45 | 0 | esc | 0.00097009 | 3.4116e-09 | 0.00097009 | 3.4116e-09
[79 empty] | WLDFR | HFTD - Distribution - Tier 2 - 4QU CoRE ¦ 5QU LoRE | Non-Red Flag Warning - Small Fires | 2059 | 1.9175e-06 | 1.9175e-06 | 0.1099 | 0.050325 | 0.0021839 | 0.057393 | 0 | 0 | 0.0021776 | 2.1074e-07 | 0 | 2.1074e-07 | 2.1074e-07 | 0 | 2.1074e-07 | 0 | 0.0002381 | 0.00052193 | 0 | 0.00052193 | 0 | 0.00013923 | 0.00027846 | 0 | 0.00027846 | [12 empty] | 7.3.3.17.5 (Remote Grid) Updates to grid topology to minimize risk of ignition in HFTDs Remote GridWLDFRContact from objectAggregated | WLDFR | HFTD - Distribution - Tier 2 - 2QU CoRE ¦ 1QU LoRE | Non-Red Flag Warning - Catastrophic Fires | Contact from object | Aggregated | 2059 | 3.5168e-06 | 193.7699 | 0.00068145 | 2059 | Mitigation | 0.95 | 45 | 0 | esc | 0.00097009 | 3.4116e-09 | 0.00097009 | 3.4116e-09
[79 empty] | WLDFR | HFTD - Distribution - Tier 2 - 4QU CoRE ¦ 5QU LoRE | Non-Red Flag Warning - Small Fires | 2060 | 1.9175e-06 | 1.9175e-06 | 0.1099 | 0.050325 | 0.0021839 | 0.057393 | 0 | 0 | 0.0021776 | 2.1074e-07 | 0 | 2.1074e-07 | 2.1074e-07 | 0 | 2.1074e-07 | 0 | 0.0002381 | 0.00052193 | 0 | 0.00052193 | 0 | 0.00013923 | 0.00027846 | 0 | 0.00027846 | [12 empty] | 7.3.3.17.5 (Remote Grid) Updates to grid topology to minimize risk of ignition in HFTDs Remote GridWLDFRContact from objectAggregated | WLDFR | HFTD - Distribution - Tier 2 - 2QU CoRE ¦ 1QU LoRE | Non-Red Flag Warning - Catastrophic Fires | Contact from object | Aggregated | 2060 | 3.5168e-06 | 193.7699 | 0.00068145 | 2060 | Mitigation | 0.95 | 45 | 0 | esc | 0.00097009 | 3.4116e-09 | 0.00097009 | 3.4116e-09
[79 empty] | WLDFR | HFTD - Distribution - Tier 2 - 4QU CoRE ¦ 5QU LoRE | Non-Red Flag Warning - Small Fires | 2061 | 1.9175e-06 | 1.9175e-06 | 0.1099 | 0.050325 | 0.0021839 | 0.057393 | 0 | 0 | 0.0021776 | 2.1074e-07 | 0 | 2.1074e-07 | 2.1074e-07 | 0 | 2.1074e-07 | 0 | 0.0002381 | 0.00052193 | 0 | 0.00052193 | 0 | 0.00014541 | 0.00029082 | 0 | 0.00029082 | [12 empty] | 7.3.3.17.5 (Remote Grid) Updates to grid topology to minimize risk of ignition in HFTDs Remote GridWLDFRContact from objectAggregated | WLDFR | HFTD - Distribution - Tier 2 - 2QU CoRE ¦ 1QU LoRE | Non-Red Flag Warning - Catastrophic Fires | Contact from object | Aggregated | 2061 | 3.5168e-06 | 193.7699 | 0.00068145 | 2061 | Mitigation | 0.95 | 45 | 0 | esc | 0.00097009 | 3.4116e-09 | 0.00097009 | 3.4116e-09
[79 empty] | WLDFR | HFTD - Distribution - Tier 2 - 4QU CoRE ¦ 5QU LoRE | Non-Red Flag Warning - Small Fires | 2062 | 1.9175e-06 | 1.9175e-06 | 0.1099 | 0.050325 | 0.0021839 | 0.057393 | 0 | 0 | 0.0021776 | 2.1074e-07 | 0 | 2.1074e-07 | 2.1074e-07 | 0 | 2.1074e-07 | 0 | 0.0002381 | 0.00052193 | 0 | 0.00052193 | 0 | 0.00014541 | 0.00029082 | 0 | 0.00029082 | [12 empty] | 7.3.3.17.5 (Remote Grid) Updates to grid topology to minimize risk of ignition in HFTDs Remote GridWLDFRContact from objectAggregated | WLDFR | HFTD - Distribution - Tier 2 - 2QU CoRE ¦ 1QU LoRE | Non-Red Flag Warning - Catastrophic Fires | Contact from object | Aggregated | 2062 | 3.5168e-06 | 193.7699 | 0.00068145 | 2062 | Mitigation | 0.95 | 45 | 0 | esc | 0.00097009 | 3.4116e-09 | 0.00097009 | 3.4116e-09
[79 empty] | WLDFR | HFTD - Distribution - Tier 2 - 4QU CoRE ¦ 5QU LoRE | Non-Red Flag Warning - Small Fires | 2063 | 1.9175e-06 | 1.9175e-06 | 0.11504 | 0.052388 | 0.0022734 | 0.060377 | 0 | 0 | 0.0021776 | 2.2059e-07 | 0 | 2.2059e-07 | 2.2059e-07 | 0 | 2.2059e-07 | 0 | 0.0002381 | 0.00052193 | 0 | 0.00052193 | 0 | 0.00014541 | 0.00029082 | 0 | 0.00029082 | [12 empty] | 7.3.3.17.5 (Remote Grid) Updates to grid topology to minimize risk of ignition in HFTDs Remote GridWLDFRContact from objectAggregated | WLDFR | HFTD - Distribution - Tier 2 - 2QU CoRE ¦ 1QU LoRE | Non-Red Flag Warning - Catastrophic Fires | Contact from object | Aggregated | 2063 | 3.5168e-06 | 193.7699 | 0.00068145 | 2063 | Mitigation | 0.95 | 45 | 0 | esc | 0.00097009 | 3.4116e-09 | 0.00097009 | 3.4116e-09
[79 empty] | WLDFR | HFTD - Distribution - Tier 2 - 4QU CoRE ¦ 5QU LoRE | Non-Red Flag Warning - Small Fires | 2064 | 1.9175e-06 | 1.9175e-06 | 0.11504 | 0.052388 | 0.0022734 | 0.060377 | 0 | 0 | 0.0021776 | 2.2059e-07 | 0 | 2.2059e-07 | 2.2059e-07 | 0 | 2.2059e-07 | 0 | 0.00024978 | 0.00054752 | 0 | 0.00054752 | 0 | 0.00014541 | 0.00029082 | 0 | 0.00029082 | [12 empty] | 7.3.3.17.5 (Remote Grid) Updates to grid topology to minimize risk of ignition in HFTDs Remote GridWLDFRContact from objectAggregated | WLDFR | HFTD - Distribution - Tier 2 - 2QU CoRE ¦ 1QU LoRE | Non-Red Flag Warning - Catastrophic Fires | Contact from object | Aggregated | 2064 | 3.5168e-06 | 193.7699 | 0.00068145 | 2064 | Mitigation | 0.95 | 45 | 0 | esc | 0.00097009 | 3.4116e-09 | 0.00097009 | 3.4116e-09
[79 empty] | WLDFR | HFTD - Distribution - Tier 2 - 4QU CoRE ¦ 5QU LoRE | Non-Red Flag Warning - Small Fires | 2065 | 1.9175e-06 | 1.9175e-06 | 0.11504 | 0.052388 | 0.0022734 | 0.060377 | 0 | 0 | 0.0021776 | 2.2059e-07 | 0 | 2.2059e-07 | 2.2059e-07 | 0 | 2.2059e-07 | 0 | 0.00024978 | 0.00054752 | 0 | 0.00054752 | 0 | 0.00014541 | 0.00029082 | 0 | 0.00029082 | [12 empty] | 7.3.3.17.5 (Remote Grid) Updates to grid topology to minimize risk of ignition in HFTDs Remote GridWLDFRContact from objectAggregated | WLDFR | HFTD - Distribution - Tier 2 - 2QU CoRE ¦ 1QU LoRE | Non-Red Flag Warning - Catastrophic Fires | Contact from object | Aggregated | 2065 | 3.5168e-06 | 193.7699 | 0.00068145 | 2065 | Mitigation | 0.95 | 45 | 0 | esc | 0.00097009 | 3.4116e-09 | 0.00097009 | 3.4116e-09
[79 empty] | WLDFR | HFTD - Distribution - Tier 2 - 4QU CoRE ¦ 5QU LoRE | Non-Red Flag Warning - Small Fires | 2066 | 1.9175e-06 | 1.9175e-06 | 0.11504 | 0.052388 | 0.0022734 | 0.060377 | 0 | 0 | 0.0021776 | 2.2059e-07 | 0 | 2.2059e-07 | 2.2059e-07 | 0 | 2.2059e-07 | 0 | 0.00024978 | 0.00054752 | 0 | 0.00054752 | 0 | 0.00015227 | 0.00030454 | 0 | 0.00030454 | [12 empty] | 7.3.3.17.5 (Remote Grid) Updates to grid topology to minimize risk of ignition in HFTDs Remote GridWLDFRContact from objectAggregated | WLDFR | HFTD - Distribution - Tier 2 - 2QU CoRE ¦ 1QU LoRE | Non-Red Flag Warning - Catastrophic Fires | Contact from object | Aggregated | 2066 | 3.5168e-06 | 193.7699 | 0.00068145 | 2066 | Mitigation | 0.95 | 45 | 0 | esc | 0.00097009 | 3.4116e-09 | 0.00097009 | 3.4116e-09
[79 empty] | WLDFR | HFTD - Distribution - Tier 2 - 4QU CoRE ¦ 5QU LoRE | Non-Red Flag Warning - Small Fires | 2067 | 0 | 1.9175e-06 | 0.11504 | 0.052388 | 0.0022734 | 0.060377 | 0 | 0 | 0.0021776 | 0 | 0 | 0 | 2.2059e-07 | 0 | 2.2059e-07 | 0 | 0.00024978 | 0.00054752 | 0 | 0.00054752 | 0 | 0.00015227 | 0.00030454 | 0 | 0.00030454 | [12 empty] | 7.3.3.17.5 (Remote Grid) Updates to grid topology to minimize risk of ignition in HFTDs Remote GridWLDFRContact from objectAggregated | WLDFR | HFTD - Distribution - Tier 2 - 2QU CoRE ¦ 1QU LoRE | Non-Red Flag Warning - Catastrophic Fires | Contact from object | Aggregated | 2067 | 3.5168e-06 | 193.7699 | 0.00068145 | 2067 | Mitigation | 0.95 | 45 | 0 | esc | 0 | 0 | 0.00097009 | 3.4116e-09
[79 empty] | WLDFR | HFTD - Distribution - Tier 2 - 4QU CoRE ¦ 5QU LoRE | Red Flag Warning - Catastrophic Fires | 2022 | 5.2458e-09 | 0 | 14146.1306 | 222.2294 | 8585.7228 | 5338.1784 | 0 | 0 | 5.4075e-06 | 7.4207e-05 | 0 | 7.4207e-05 | 0 | 0 | 0 | 0 | 0.00024978 | 0.00054752 | 0 | 0.00054752 | 0 | 0.00015227 | 0.00030454 | 0 | 0.00030454 | [12 empty] | 7.3.3.17.5 (Remote Grid) Updates to grid topology to minimize risk of ignition in HFTDs Remote GridWLDFRContaminationAggregated | WLDFR | HFTD - Distribution - Tier 2 - 2QU CoRE ¦ 1QU LoRE | Non-Red Flag Warning - Catastrophic Fires | Contamination | Aggregated | 2022 | 7.9486e-08 | 193.7699 | 1.5402e-05 | 2022 | Mitigation | 0.95 | 45 | 0 | esc | 0.00097009 | 7.7108e-11 | 0 | 0
[79 empty] | WLDFR | HFTD - Distribution - Tier 2 - 4QU CoRE ¦ 5QU LoRE | Red Flag Warning - Catastrophic Fires | 2023 | 5.2458e-09 | 5.2458e-09 | 14664.6376 | 233.2301 | 8896.516 | 5534.8915 | 0 | 0 | 5.4075e-06 | 7.6927e-05 | 0 | 7.6927e-05 | 7.6927e-05 | 0 | 7.6927e-05 | 0 | 0.00026169 | 0.00057364 | 0 | 0.00057364 | 0 | 0.00015227 | 0.00030454 | 0 | 0.00030454 | [12 empty] | 7.3.3.17.5 (Remote Grid) Updates to grid topology to minimize risk of ignition in HFTDs Remote GridWLDFRContaminationAggregated | WLDFR | HFTD - Distribution - Tier 2 - 2QU CoRE ¦ 1QU LoRE | Non-Red Flag Warning - Catastrophic Fires | Contamination | Aggregated | 2023 | 7.9486e-08 | 193.7699 | 1.5402e-05 | 2023 | Mitigation | 0.95 | 45 | 0 | esc | 0.00097009 | 7.7108e-11 | 0.00097009 | 7.7108e-11
[79 empty] | WLDFR | HFTD - Distribution - Tier 2 - 4QU CoRE ¦ 5QU LoRE | Red Flag Warning - Catastrophic Fires | 2024 | 5.2458e-09 | 5.2458e-09 | 14664.6376 | 233.2301 | 8896.516 | 5534.8915 | 0 | 0 | 5.4075e-06 | 7.6927e-05 | 0 | 7.6927e-05 | 7.6927e-05 | 0 | 7.6927e-05 | 0 | 0.00026169 | 0.00057364 | 0 | 0.00057364 | 0 | 0.00015227 | 0.00030454 | 0 | 0.00030454 | [12 empty] | 7.3.3.17.5 (Remote Grid) Updates to grid topology to minimize risk of ignition in HFTDs Remote GridWLDFRContaminationAggregated | WLDFR | HFTD - Distribution - Tier 2 - 2QU CoRE ¦ 1QU LoRE | Non-Red Flag Warning - Catastrophic Fires | Contamination | Aggregated | 2024 | 7.9486e-08 | 193.7699 | 1.5402e-05 | 2024 | Mitigation | 0.95 | 45 | 0 | esc | 0.00097009 | 7.7108e-11 | 0.00097009 | 7.7108e-11
[79 empty] | WLDFR | HFTD - Distribution - Tier 2 - 4QU CoRE ¦ 5QU LoRE | Red Flag Warning - Catastrophic Fires | 2025 | 5.2458e-09 | 5.2458e-09 | 14664.6376 | 233.2301 | 8896.516 | 5534.8915 | 0 | 0 | 5.4075e-06 | 7.6927e-05 | 0 | 7.6927e-05 | 7.6927e-05 | 0 | 7.6927e-05 | 0 | 0.00026169 | 0.00057364 | 0 | 0.00057364 | 0 | 0.00015971 | 0.00031943 | 0 | 0.00031943 | [12 empty] | 7.3.3.17.5 (Remote Grid) Updates to grid topology to minimize risk of ignition in HFTDs Remote GridWLDFRContaminationAggregated | WLDFR | HFTD - Distribution - Tier 2 - 2QU CoRE ¦ 1QU LoRE | Non-Red Flag Warning - Catastrophic Fires | Contamination | Aggregated | 2025 | 7.9486e-08 | 193.7699 | 1.5402e-05 | 2025 | Mitigation | 0.95 | 45 | 0 | esc | 0.00097009 | 7.7108e-11 | 0.00097009 | 7.7108e-11
[79 empty] | WLDFR | HFTD - Distribution - Tier 2 - 4QU CoRE ¦ 5QU LoRE | Red Flag Warning - Catastrophic Fires | 2026 | 5.2458e-09 | 5.2458e-09 | 14664.6376 | 233.2301 | 8896.516 | 5534.8915 | 0 | 0 | 5.4075e-06 | 7.6927e-05 | 0 | 7.6927e-05 | 7.6927e-05 | 0 | 7.6927e-05 | 0 | 0.00026169 | 0.00057364 | 0 | 0.00057364 | 0 | 0.00015971 | 0.00031943 | 0 | 0.00031943 | [12 empty] | 7.3.3.17.5 (Remote Grid) Updates to grid topology to minimize risk of ignition in HFTDs Remote GridWLDFRContaminationAggregated | WLDFR | HFTD - Distribution - Tier 2 - 2QU CoRE ¦ 1QU LoRE | Non-Red Flag Warning - Catastrophic Fires | Contamination | Aggregated | 2026 | 7.9486e-08 | 193.7699 | 1.5402e-05 | 2026 | Mitigation | 0.95 | 45 | 0 | esc | 0.00097009 | 7.7108e-11 | 0.00097009 | 7.7108e-11
[79 empty] | WLDFR | HFTD - Distribution - Tier 2 - 4QU CoRE ¦ 5QU LoRE | Red Flag Warning - Catastrophic Fires | 2027 | 5.2458e-09 | 5.2458e-09 | 14664.6376 | 233.2301 | 8896.516 | 5534.8915 | 0 | 0 | 5.4075e-06 | 7.6927e-05 | 0 | 7.6927e-05 | 7.6927e-05 | 0 | 7.6927e-05 | 0 | 0.00026169 | 0.00057364 | 0 | 0.00057364 | 0 | 0.00015971 | 0.00031943 | 0 | 0.00031943 | [12 empty] | 7.3.3.17.5 (Remote Grid) Updates to grid topology to minimize risk of ignition in HFTDs Remote GridWLDFRContaminationAggregated | WLDFR | HFTD - Distribution - Tier 2 - 2QU CoRE ¦ 1QU LoRE | Non-Red Flag Warning - Catastrophic Fires | Contamination | Aggregated | 2027 | 7.9486e-08 | 193.7699 | 1.5402e-05 | 2027 | Mitigation | 0.95 | 45 | 0 | esc | 0.00097009 | 7.7108e-11 | 0.00097009 | 7.7108e-11
[79 empty] | WLDFR | HFTD - Distribution - Tier 2 - 4QU CoRE ¦ 5QU LoRE | Red Flag Warning - Catastrophic Fires | 2028 | 5.2458e-09 | 5.2458e-09 | 15317.9909 | 247.273 | 9287.6491 | 5783.0689 | 0 | 0 | 5.4075e-06 | 8.0355e-05 | 0 | 8.0355e-05 | 8.0355e-05 | 0 | 8.0355e-05 | 0 | 0.0002737 | 0.00059995 | 0 | 0.00059995 | 0 | 0.00015971 | 0.00031943 | 0 | 0.00031943 | [12 empty] | 7.3.3.17.5 (Remote Grid) Updates to grid topology to minimize risk of ignition in HFTDs Remote GridWLDFRContaminationAggregated | WLDFR | HFTD - Distribution - Tier 2 - 2QU CoRE ¦ 1QU LoRE | Non-Red Flag Warning - Catastrophic Fires | Contamination | Aggregated | 2028 | 7.9486e-08 | 193.7699 | 1.5402e-05 | 2028 | Mitigation | 0.95 | 45 | 0 | esc | 0.00097009 | 7.7108e-11 | 0.00097009 | 7.7108e-11
[79 empty] | WLDFR | HFTD - Distribution - Tier 2 - 4QU CoRE ¦ 5QU LoRE | Red Flag Warning - Catastrophic Fires | 2029 | 5.2458e-09 | 5.2458e-09 | 15317.9909 | 247.273 | 9287.6491 | 5783.0689 | 0 | 0 | 5.4075e-06 | 8.0355e-05 | 0 | 8.0355e-05 | 8.0355e-05 | 0 | 8.0355e-05 | 0 | 0.0002737 | 0.00059995 | 0 | 0.00059995 | 0 | 0.00015971 | 0.00031943 | 0 | 0.00031943 | [12 empty] | 7.3.3.17.5 (Remote Grid) Updates to grid topology to minimize risk of ignition in HFTDs Remote GridWLDFRContaminationAggregated | WLDFR | HFTD - Distribution - Tier 2 - 2QU CoRE ¦ 1QU LoRE | Non-Red Flag Warning - Catastrophic Fires | Contamination | Aggregated | 2029 | 7.9486e-08 | 193.7699 | 1.5402e-05 | 2029 | Mitigation | 0.95 | 45 | 0 | esc | 0.00097009 | 7.7108e-11 | 0.00097009 | 7.7108e-11
[79 empty] | WLDFR | HFTD - Distribution - Tier 2 - 4QU CoRE ¦ 5QU LoRE | Red Flag Warning - Catastrophic Fires | 2030 | 5.2458e-09 | 5.2458e-09 | 15317.9909 | 247.273 | 9287.6491 | 5783.0689 | 0 | 0 | 5.4075e-06 | 8.0355e-05 | 0 | 8.0355e-05 | 8.0355e-05 | 0 | 8.0355e-05 | 0 | 0.0002737 | 0.00059995 | 0 | 0.00059995 | 0 | 0.00016763 | 0.00033527 | 0 | 0.00033527 | [12 empty] | 7.3.3.17.5 (Remote Grid) Updates to grid topology to minimize risk of ignition in HFTDs Remote GridWLDFRContaminationAggregated | WLDFR | HFTD - Distribution - Tier 2 - 2QU CoRE ¦ 1QU LoRE | Non-Red Flag Warning - Catastrophic Fires | Contamination | Aggregated | 2030 | 7.9486e-08 | 193.7699 | 1.5402e-05 | 2030 | Mitigation | 0.95 | 45 | 0 | esc | 0.00097009 | 7.7108e-11 | 0.00097009 | 7.7108e-11
[79 empty] | WLDFR | HFTD - Distribution - Tier 2 - 4QU CoRE ¦ 5QU LoRE | Red Flag Warning - Catastrophic Fires | 2031 | 5.2458e-09 | 5.2458e-09 | 15317.9909 | 247.273 | 9287.6491 | 5783.0689 | 0 | 0 | 5.4075e-06 | 8.0355e-05 | 0 | 8.0355e-05 | 8.0355e-05 | 0 | 8.0355e-05 | 0 | 0.0002737 | 0.00059995 | 0 | 0.00059995 | 0 | 0.00016763 | 0.00033527 | 0 | 0.00033527 | [12 empty] | 7.3.3.17.5 (Remote Grid) Updates to grid topology to minimize risk of ignition in HFTDs Remote GridWLDFRContaminationAggregated | WLDFR | HFTD - Distribution - Tier 2 - 2QU CoRE ¦ 1QU LoRE | Non-Red Flag Warning - Catastrophic Fires | Contamination | Aggregated | 2031 | 7.9486e-08 | 193.7699 | 1.5402e-05 | 2031 | Mitigation | 0.95 | 45 | 0 | esc | 0.00097009 | 7.7108e-11 | 0.00097009 | 7.7108e-11
[79 empty] | WLDFR | HFTD - Distribution - Tier 2 - 4QU CoRE ¦ 5QU LoRE | Red Flag Warning - Catastrophic Fires | 2032 | 5.2458e-09 | 5.2458e-09 | 15317.9909 | 247.273 | 9287.6491 | 5783.0689 | 0 | 0 | 5.4075e-06 | 8.0355e-05 | 0 | 8.0355e-05 | 8.0355e-05 | 0 | 8.0355e-05 | 0 | 0.0002737 | 0.00059995 | 0 | 0.00059995 | 0 | 0.00016763 | 0.00033527 | 0 | 0.00033527 | [12 empty] | 7.3.3.17.5 (Remote Grid) Updates to grid topology to minimize risk of ignition in HFTDs Remote GridWLDFRContaminationAggregated | WLDFR | HFTD - Distribution - Tier 2 - 2QU CoRE ¦ 1QU LoRE | Non-Red Flag Warning - Catastrophic Fires | Contamination | Aggregated | 2032 | 7.9486e-08 | 193.7699 | 1.5402e-05 | 2032 | Mitigation | 0.95 | 45 | 0 | esc | 0.00097009 | 7.7108e-11 | 0.00097009 | 7.7108e-11
[79 empty] | WLDFR | HFTD - Distribution - Tier 2 - 4QU CoRE ¦ 5QU LoRE | Red Flag Warning - Catastrophic Fires | 2033 | 5.2458e-09 | 5.2458e-09 | 16044.1264 | 263.1074 | 9721.74 | 6059.2791 | 0 | 0 | 5.4075e-06 | 8.4164e-05 | 0 | 8.4164e-05 | 8.4164e-05 | 0 | 8.4164e-05 | 0 | 0.00028565 | 0.00062616 | 0 | 0.00062616 | 0 | 0.00016763 | 0.00033527 | 0 | 0.00033527 | [12 empty] | 7.3.3.17.5 (Remote Grid) Updates to grid topology to minimize risk of ignition in HFTDs Remote GridWLDFRContaminationAggregated | WLDFR | HFTD - Distribution - Tier 2 - 2QU CoRE ¦ 1QU LoRE | Non-Red Flag Warning - Catastrophic Fires | Contamination | Aggregated | 2033 | 7.9486e-08 | 193.7699 | 1.5402e-05 | 2033 | Mitigation | 0.95 | 45 | 0 | esc | 0.00097009 | 7.7108e-11 | 0.00097009 | 7.7108e-11
[79 empty] | WLDFR | HFTD - Distribution - Tier 2 - 4QU CoRE ¦ 5QU LoRE | Red Flag Warning - Catastrophic Fires | 2034 | 5.2458e-09 | 5.2458e-09 | 16044.1264 | 263.1074 | 9721.74 | 6059.2791 | 0 | 0 | 5.4075e-06 | 8.4164e-05 | 0 | 8.4164e-05 | 8.4164e-05 | 0 | 8.4164e-05 | 0 | 0.00028565 | 0.00062616 | 0 | 0.00062616 | 0 | 0.00016763 | 0.00033527 | 0 | 0.00033527 | [12 empty] | 7.3.3.17.5 (Remote Grid) Updates to grid topology to minimize risk of ignition in HFTDs Remote GridWLDFRContaminationAggregated | WLDFR | HFTD - Distribution - Tier 2 - 2QU CoRE ¦ 1QU LoRE | Non-Red Flag Warning - Catastrophic Fires | Contamination | Aggregated | 2034 | 7.9486e-08 | 193.7699 | 1.5402e-05 | 2034 | Mitigation | 0.95 | 45 | 0 | esc | 0.00097009 | 7.7108e-11 | 0.00097009 | 7.7108e-11
[79 empty] | WLDFR | HFTD - Distribution - Tier 2 - 4QU CoRE ¦ 5QU LoRE | Red Flag Warning - Catastrophic Fires | 2035 | 5.2458e-09 | 5.2458e-09 | 16044.1264 | 263.1074 | 9721.74 | 6059.2791 | 0 | 0 | 5.4075e-06 | 8.4164e-05 | 0 | 8.4164e-05 | 8.4164e-05 | 0 | 8.4164e-05 | 0 | 0.00028565 | 0.00062616 | 0 | 0.00062616 | 0 | 0.00017593 | 0.00035186 | 0 | 0.00035186 | [12 empty] | 7.3.3.17.5 (Remote Grid) Updates to grid topology to minimize risk of ignition in HFTDs Remote GridWLDFRContaminationAggregated | WLDFR | HFTD - Distribution - Tier 2 - 2QU CoRE ¦ 1QU LoRE | Non-Red Flag Warning - Catastrophic Fires | Contamination | Aggregated | 2035 | 7.9486e-08 | 193.7699 | 1.5402e-05 | 2035 | Mitigation | 0.95 | 45 | 0 | esc | 0.00097009 | 7.7108e-11 | 0.00097009 | 7.7108e-11
[79 empty] | WLDFR | HFTD - Distribution - Tier 2 - 4QU CoRE ¦ 5QU LoRE | Red Flag Warning - Catastrophic Fires | 2036 | 5.2458e-09 | 5.2458e-09 | 16044.1264 | 263.1074 | 9721.74 | 6059.2791 | 0 | 0 | 5.4075e-06 | 8.4164e-05 | 0 | 8.4164e-05 | 8.4164e-05 | 0 | 8.4164e-05 | 0 | 0 | 0.00062616 | 0 | 0.00062616 | 0 | 0.00017593 | 0.00035186 | 0 | 0.00035186 | [12 empty] | 7.3.3.17.5 (Remote Grid) Updates to grid topology to minimize risk of ignition in HFTDs Remote GridWLDFRContaminationAggregated | WLDFR | HFTD - Distribution - Tier 2 - 2QU CoRE ¦ 1QU LoRE | Non-Red Flag Warning - Catastrophic Fires | Contamination | Aggregated | 2036 | 7.9486e-08 | 193.7699 | 1.5402e-05 | 2036 | Mitigation | 0.95 | 45 | 0 | esc | 0.00097009 | 7.7108e-11 | 0.00097009 | 7.7108e-11
[79 empty] | WLDFR | HFTD - Distribution - Tier 2 - 4QU CoRE ¦ 5QU LoRE | Red Flag Warning - Catastrophic Fires | 2037 | 5.2458e-09 | 5.2458e-09 | 16044.1264 | 263.1074 | 9721.74 | 6059.2791 | 0 | 0 | 5.4075e-06 | 8.4164e-05 | 0 | 8.4164e-05 | 8.4164e-05 | 0 | 8.4164e-05 | 0 | 0 | 0 | 0 | 0 | 0 | 0.00017593 | 0.00035186 | 0 | 0.00035186 | [12 empty] | 7.3.3.17.5 (Remote Grid) Updates to grid topology to minimize risk of ignition in HFTDs Remote GridWLDFRContaminationAggregated | WLDFR | HFTD - Distribution - Tier 2 - 2QU CoRE ¦ 1QU LoRE | Non-Red Flag Warning - Catastrophic Fires | Contamination | Aggregated | 2037 | 7.9486e-08 | 193.7699 | 1.5402e-05 | 2037 | Mitigation | 0.95 | 45 | 0 | esc | 0.00097009 | 7.7108e-11 | 0.00097009 | 7.7108e-11
[79 empty] | WLDFR | HFTD - Distribution - Tier 2 - 4QU CoRE ¦ 5QU LoRE | Red Flag Warning - Catastrophic Fires | 2038 | 5.2458e-09 | 5.2458e-09 | 16832.3912 | 280.5544 | 10192.2718 | 6359.5651 | 0 | 0 | 5.4075e-06 | 8.8299e-05 | 0 | 8.8299e-05 | 8.8299e-05 | 0 | 8.8299e-05 | 0 | 1.7694e-05 | 0 | 0 | 0 | 0 | 0.00017593 | 0.00035186 | 0 | 0.00035186 | [12 empty] | 7.3.3.17.5 (Remote Grid) Updates to grid topology to minimize risk of ignition in HFTDs Remote GridWLDFRContaminationAggregated | WLDFR | HFTD - Distribution - Tier 2 - 2QU CoRE ¦ 1QU LoRE | Non-Red Flag Warning - Catastrophic Fires | Contamination | Aggregated | 2038 | 7.9486e-08 | 193.7699 | 1.5402e-05 | 2038 | Mitigation | 0.95 | 45 | 0 | esc | 0.00097009 | 7.7108e-11 | 0.00097009 | 7.7108e-11
[79 empty] | WLDFR | HFTD - Distribution - Tier 2 - 4QU CoRE ¦ 5QU LoRE | Red Flag Warning - Catastrophic Fires | 2039 | 5.2458e-09 | 5.2458e-09 | 16832.3912 | 280.5544 | 10192.2718 | 6359.5651 | 0 | 0 | 5.4075e-06 | 8.8299e-05 | 0 | 8.8299e-05 | 8.8299e-05 | 0 | 8.8299e-05 | 0 | 1.834e-05 | 4.0203e-05 | 0 | 4.0203e-05 | 0 | 0 | 0.00035186 | 0 | 0.00035186 | [12 empty] | 7.3.3.17.5 (Remote Grid) Updates to grid topology to minimize risk of ignition in HFTDs Remote GridWLDFRContaminationAggregated | WLDFR | HFTD - Distribution - Tier 2 - 2QU CoRE ¦ 1QU LoRE | Non-Red Flag Warning - Catastrophic Fires | Contamination | Aggregated | 2039 | 7.9486e-08 | 193.7699 | 1.5402e-05 | 2039 | Mitigation | 0.95 | 45 | 0 | esc | 0.00097009 | 7.7108e-11 | 0.00097009 | 7.7108e-11
[79 empty] | WLDFR | HFTD - Distribution - Tier 2 - 4QU CoRE ¦ 5QU LoRE | Red Flag Warning - Catastrophic Fires | 2040 | 5.2458e-09 | 5.2458e-09 | 16832.3912 | 280.5544 | 10192.2718 | 6359.5651 | 0 | 0 | 5.4075e-06 | 8.8299e-05 | 0 | 8.8299e-05 | 8.8299e-05 | 0 | 8.8299e-05 | 0 | 1.834e-05 | 4.0203e-05 | 0 | 4.0203e-05 | 0 | 0 | 0 | 0 | 0 | [12 empty] | 7.3.3.17.5 (Remote Grid) Updates to grid topology to minimize risk of ignition in HFTDs Remote GridWLDFRContaminationAggregated | WLDFR | HFTD - Distribution - Tier 2 - 2QU CoRE ¦ 1QU LoRE | Non-Red Flag Warning - Catastrophic Fires | Contamination | Aggregated | 2040 | 7.9486e-08 | 193.7699 | 1.5402e-05 | 2040 | Mitigation | 0.95 | 45 | 0 | esc | 0.00097009 | 7.7108e-11 | 0.00097009 | 7.7108e-11
[79 empty] | WLDFR | HFTD - Distribution - Tier 2 - 4QU CoRE ¦ 5QU LoRE | Red Flag Warning - Catastrophic Fires | 2041 | 5.2458e-09 | 5.2458e-09 | 16832.3912 | 280.5544 | 10192.2718 | 6359.5651 | 0 | 0 | 5.4075e-06 | 8.8299e-05 | 0 | 8.8299e-05 | 8.8299e-05 | 0 | 8.8299e-05 | 0 | 1.834e-05 | 4.0203e-05 | 0 | 4.0203e-05 | 0 | 0 | 0 | 0 | 0 | [12 empty] | 7.3.3.17.5 (Remote Grid) Updates to grid topology to minimize risk of ignition in HFTDs Remote GridWLDFRContaminationAggregated | WLDFR | HFTD - Distribution - Tier 2 - 2QU CoRE ¦ 1QU LoRE | Non-Red Flag Warning - Catastrophic Fires | Contamination | Aggregated | 2041 | 7.9486e-08 | 193.7699 | 1.5402e-05 | 2041 | Mitigation | 0.95 | 45 | 0 | esc | 0.00097009 | 7.7108e-11 | 0.00097009 | 7.7108e-11
[79 empty] | WLDFR | HFTD - Distribution - Tier 2 - 4QU CoRE ¦ 5QU LoRE | Red Flag Warning - Catastrophic Fires | 2042 | 5.2458e-09 | 5.2458e-09 | 16832.3912 | 280.5544 | 10192.2718 | 6359.5651 | 0 | 0 | 5.4075e-06 | 8.8299e-05 | 0 | 8.8299e-05 | 8.8299e-05 | 0 | 8.8299e-05 | 0 | 1.834e-05 | 4.0203e-05 | 0 | 4.0203e-05 | 0 | 6.8374e-07 | 0 | 0 | 0 | [12 empty] | 7.3.3.17.5 (Remote Grid) Updates to grid topology to minimize risk of ignition in HFTDs Remote GridWLDFRContaminationAggregated | WLDFR | HFTD - Distribution - Tier 2 - 2QU CoRE ¦ 1QU LoRE | Non-Red Flag Warning - Catastrophic Fires | Contamination | Aggregated | 2042 | 7.9486e-08 | 193.7699 | 1.5402e-05 | 2042 | Mitigation | 0.95 | 45 | 0 | esc | 0.00097009 | 7.7108e-11 | 0.00097009 | 7.7108e-11
[79 empty] | WLDFR | HFTD - Distribution - Tier 2 - 4QU CoRE ¦ 5QU LoRE | Red Flag Warning - Catastrophic Fires | 2043 | 5.2458e-09 | 5.2458e-09 | 17672.0852 | 299.42 | 10692.7362 | 6679.929 | 0 | 0 | 5.4075e-06 | 9.2704e-05 | 0 | 9.2704e-05 | 9.2704e-05 | 0 | 9.2704e-05 | 0 | 1.834e-05 | 4.0203e-05 | 0 | 4.0203e-05 | 0 | 7.1433e-07 | 1.4287e-06 | 0 | 1.4287e-06 | [12 empty] | 7.3.3.17.5 (Remote Grid) Updates to grid topology to minimize risk of ignition in HFTDs Remote GridWLDFRContaminationAggregated | WLDFR | HFTD - Distribution - Tier 2 - 2QU CoRE ¦ 1QU LoRE | Non-Red Flag Warning - Catastrophic Fires | Contamination | Aggregated | 2043 | 7.9486e-08 | 193.7699 | 1.5402e-05 | 2043 | Mitigation | 0.95 | 45 | 0 | esc | 0.00097009 | 7.7108e-11 | 0.00097009 | 7.7108e-11
[79 empty] | WLDFR | HFTD - Distribution - Tier 2 - 4QU CoRE ¦ 5QU LoRE | Red Flag Warning - Catastrophic Fires | 2044 | 5.2458e-09 | 5.2458e-09 | 17672.0852 | 299.42 | 10692.7362 | 6679.929 | 0 | 0 | 5.4075e-06 | 9.2704e-05 | 0 | 9.2704e-05 | 9.2704e-05 | 0 | 9.2704e-05 | 0 | 1.9154e-05 | 4.1987e-05 | 0 | 4.1987e-05 | 0 | 7.1433e-07 | 1.4287e-06 | 0 | 1.4287e-06 | [12 empty] | 7.3.3.17.5 (Remote Grid) Updates to grid topology to minimize risk of ignition in HFTDs Remote GridWLDFRContaminationAggregated | WLDFR | HFTD - Distribution - Tier 2 - 2QU CoRE ¦ 1QU LoRE | Non-Red Flag Warning - Catastrophic Fires | Contamination | Aggregated | 2044 | 7.9486e-08 | 193.7699 | 1.5402e-05 | 2044 | Mitigation | 0.95 | 45 | 0 | esc | 0.00097009 | 7.7108e-11 | 0.00097009 | 7.7108e-11
[79 empty] | WLDFR | HFTD - Distribution - Tier 2 - 4QU CoRE ¦ 5QU LoRE | Red Flag Warning - Catastrophic Fires | 2045 | 5.2458e-09 | 5.2458e-09 | 17672.0852 | 299.42 | 10692.7362 | 6679.929 | 0 | 0 | 5.4075e-06 | 9.2704e-05 | 0 | 9.2704e-05 | 9.2704e-05 | 0 | 9.2704e-05 | 0 | 1.9154e-05 | 4.1987e-05 | 0 | 4.1987e-05 | 0 | 7.1433e-07 | 1.4287e-06 | 0 | 1.4287e-06 | [12 empty] | 7.3.3.17.5 (Remote Grid) Updates to grid topology to minimize risk of ignition in HFTDs Remote GridWLDFRContaminationAggregated | WLDFR | HFTD - Distribution - Tier 2 - 2QU CoRE ¦ 1QU LoRE | Non-Red Flag Warning - Catastrophic Fires | Contamination | Aggregated | 2045 | 7.9486e-08 | 193.7699 | 1.5402e-05 | 2045 | Mitigation | 0.95 | 45 | 0 | esc | 0.00097009 | 7.7108e-11 | 0.00097009 | 7.7108e-11
[79 empty] | WLDFR | HFTD - Distribution - Tier 2 - 4QU CoRE ¦ 5QU LoRE | Red Flag Warning - Catastrophic Fires | 2046 | 5.2458e-09 | 5.2458e-09 | 17672.0852 | 299.42 | 10692.7362 | 6679.929 | 0 | 0 | 5.4075e-06 | 9.2704e-05 | 0 | 9.2704e-05 | 9.2704e-05 | 0 | 9.2704e-05 | 0 | 1.9154e-05 | 4.1987e-05 | 0 | 4.1987e-05 | 0 | 7.1433e-07 | 1.4287e-06 | 0 | 1.4287e-06 | [12 empty] | 7.3.3.17.5 (Remote Grid) Updates to grid topology to minimize risk of ignition in HFTDs Remote GridWLDFRContaminationAggregated | WLDFR | HFTD - Distribution - Tier 2 - 2QU CoRE ¦ 1QU LoRE | Non-Red Flag Warning - Catastrophic Fires | Contamination | Aggregated | 2046 | 7.9486e-08 | 193.7699 | 1.5402e-05 | 2046 | Mitigation | 0.95 | 45 | 0 | esc | 0.00097009 | 7.7108e-11 | 0.00097009 | 7.7108e-11
[79 empty] | WLDFR | HFTD - Distribution - Tier 2 - 4QU CoRE ¦ 5QU LoRE | Red Flag Warning - Catastrophic Fires | 2047 | 5.2458e-09 | 5.2458e-09 | 17672.0852 | 299.42 | 10692.7362 | 6679.929 | 0 | 0 | 5.4075e-06 | 9.2704e-05 | 0 | 9.2704e-05 | 9.2704e-05 | 0 | 9.2704e-05 | 0 | 1.9154e-05 | 4.1987e-05 | 0 | 4.1987e-05 | 0 | 7.1433e-07 | 1.4287e-06 | 0 | 1.4287e-06 | [12 empty] | 7.3.3.17.5 (Remote Grid) Updates to grid topology to minimize risk of ignition in HFTDs Remote GridWLDFRContaminationAggregated | WLDFR | HFTD - Distribution - Tier 2 - 2QU CoRE ¦ 1QU LoRE | Non-Red Flag Warning - Catastrophic Fires | Contamination | Aggregated | 2047 | 7.9486e-08 | 193.7699 | 1.5402e-05 | 2047 | Mitigation | 0.95 | 45 | 0 | esc | 0.00097009 | 7.7108e-11 | 0.00097009 | 7.7108e-11
[79 empty] | WLDFR | HFTD - Distribution - Tier 2 - 4QU CoRE ¦ 5QU LoRE | Red Flag Warning - Catastrophic Fires | 2048 | 5.2458e-09 | 5.2458e-09 | 18552.3348 | 319.4911 | 11216.5626 | 7016.281 | 0 | 0 | 5.4075e-06 | 9.7321e-05 | 0 | 9.7321e-05 | 9.7321e-05 | 0 | 9.7321e-05 | 0 | 1.9154e-05 | 4.1987e-05 | 0 | 4.1987e-05 | 0 | 7.5373e-07 | 1.5075e-06 | 0 | 1.5075e-06 | [12 empty] | 7.3.3.17.5 (Remote Grid) Updates to grid topology to minimize risk of ignition in HFTDs Remote GridWLDFRContaminationAggregated | WLDFR | HFTD - Distribution - Tier 2 - 2QU CoRE ¦ 1QU LoRE | Non-Red Flag Warning - Catastrophic Fires | Contamination | Aggregated | 2048 | 7.9486e-08 | 193.7699 | 1.5402e-05 | 2048 | Mitigation | 0.95 | 45 | 0 | esc | 0.00097009 | 7.7108e-11 | 0.00097009 | 7.7108e-11
[79 empty] | WLDFR | HFTD - Distribution - Tier 2 - 4QU CoRE ¦ 5QU LoRE | Red Flag Warning - Catastrophic Fires | 2049 | 5.2458e-09 | 5.2458e-09 | 18552.3348 | 319.4911 | 11216.5626 | 7016.281 | 0 | 0 | 5.4075e-06 | 9.7321e-05 | 0 | 9.7321e-05 | 9.7321e-05 | 0 | 9.7321e-05 | 0 | 2.0058e-05 | 4.3968e-05 | 0 | 4.3968e-05 | 0 | 7.5373e-07 | 1.5075e-06 | 0 | 1.5075e-06 | [12 empty] | 7.3.3.17.5 (Remote Grid) Updates to grid topology to minimize risk of ignition in HFTDs Remote GridWLDFRContaminationAggregated | WLDFR | HFTD - Distribution - Tier 2 - 2QU CoRE ¦ 1QU LoRE | Non-Red Flag Warning - Catastrophic Fires | Contamination | Aggregated | 2049 | 7.9486e-08 | 193.7699 | 1.5402e-05 | 2049 | Mitigation | 0.95 | 45 | 0 | esc | 0.00097009 | 7.7108e-11 | 0.00097009 | 7.7108e-11
[79 empty] | WLDFR | HFTD - Distribution - Tier 2 - 4QU CoRE ¦ 5QU LoRE | Red Flag Warning - Catastrophic Fires | 2050 | 5.2458e-09 | 5.2458e-09 | 18552.3348 | 319.4911 | 11216.5626 | 7016.281 | 0 | 0 | 5.4075e-06 | 9.7321e-05 | 0 | 9.7321e-05 | 9.7321e-05 | 0 | 9.7321e-05 | 0 | 2.0058e-05 | 4.3968e-05 | 0 | 4.3968e-05 | 0 | 7.5373e-07 | 1.5075e-06 | 0 | 1.5075e-06 | [12 empty] | 7.3.3.17.5 (Remote Grid) Updates to grid topology to minimize risk of ignition in HFTDs Remote GridWLDFRContaminationAggregated | WLDFR | HFTD - Distribution - Tier 2 - 2QU CoRE ¦ 1QU LoRE | Non-Red Flag Warning - Catastrophic Fires | Contamination | Aggregated | 2050 | 7.9486e-08 | 193.7699 | 1.5402e-05 | 2050 | Mitigation | 0.95 | 45 | 0 | esc | 0.00097009 | 7.7108e-11 | 0.00097009 | 7.7108e-11
[79 empty] | WLDFR | HFTD - Distribution - Tier 2 - 4QU CoRE ¦ 5QU LoRE | Red Flag Warning - Catastrophic Fires | 2051 | 5.2458e-09 | 5.2458e-09 | 18552.3348 | 319.4911 | 11216.5626 | 7016.281 | 0 | 0 | 5.4075e-06 | 9.7321e-05 | 0 | 9.7321e-05 | 9.7321e-05 | 0 | 9.7321e-05 | 0 | 2.0058e-05 | 4.3968e-05 | 0 | 4.3968e-05 | 0 | 7.5373e-07 | 1.5075e-06 | 0 | 1.5075e-06 | [12 empty] | 7.3.3.17.5 (Remote Grid) Updates to grid topology to minimize risk of ignition in HFTDs Remote GridWLDFRContaminationAggregated | WLDFR | HFTD - Distribution - Tier 2 - 2QU CoRE ¦ 1QU LoRE | Non-Red Flag Warning - Catastrophic Fires | Contamination | Aggregated | 2051 | 7.9486e-08 | 193.7699 | 1.5402e-05 | 2051 | Mitigation | 0.95 | 45 | 0 | esc | 0.00097009 | 7.7108e-11 | 0.00097009 | 7.7108e-11
[79 empty] | WLDFR | HFTD - Distribution - Tier 2 - 4QU CoRE ¦ 5QU LoRE | Red Flag Warning - Catastrophic Fires | 2052 | 5.2458e-09 | 5.2458e-09 | 18552.3348 | 319.4911 | 11216.5626 | 7016.281 | 0 | 0 | 5.4075e-06 | 9.7321e-05 | 0 | 9.7321e-05 | 9.7321e-05 | 0 | 9.7321e-05 | 0 | 2.0058e-05 | 4.3968e-05 | 0 | 4.3968e-05 | 0 | 7.5373e-07 | 1.5075e-06 | 0 | 1.5075e-06 | [12 empty] | 7.3.3.17.5 (Remote Grid) Updates to grid topology to minimize risk of ignition in HFTDs Remote GridWLDFRContaminationAggregated | WLDFR | HFTD - Distribution - Tier 2 - 2QU CoRE ¦ 1QU LoRE | Non-Red Flag Warning - Catastrophic Fires | Contamination | Aggregated | 2052 | 7.9486e-08 | 193.7699 | 1.5402e-05 | 2052 | Mitigation | 0.95 | 45 | 0 | esc | 0.00097009 | 7.7108e-11 | 0.00097009 | 7.7108e-11
[79 empty] | WLDFR | HFTD - Distribution - Tier 2 - 4QU CoRE ¦ 5QU LoRE | Red Flag Warning - Catastrophic Fires | 2053 | 5.2458e-09 | 5.2458e-09 | 19462.1283 | 340.5356 | 11757.1413 | 7364.4514 | 0 | 0 | 5.4075e-06 | 0.00010209 | 0 | 0.00010209 | 0.00010209 | 0 | 0.00010209 | 0 | 2.0058e-05 | 4.3968e-05 | 0 | 4.3968e-05 | 0 | 7.9854e-07 | 1.5971e-06 | 0 | 1.5971e-06 | [12 empty] | 7.3.3.17.5 (Remote Grid) Updates to grid topology to minimize risk of ignition in HFTDs Remote GridWLDFRContaminationAggregated | WLDFR | HFTD - Distribution - Tier 2 - 2QU CoRE ¦ 1QU LoRE | Non-Red Flag Warning - Catastrophic Fires | Contamination | Aggregated | 2053 | 7.9486e-08 | 193.7699 | 1.5402e-05 | 2053 | Mitigation | 0.95 | 45 | 0 | esc | 0.00097009 | 7.7108e-11 | 0.00097009 | 7.7108e-11
[79 empty] | WLDFR | HFTD - Distribution - Tier 2 - 4QU CoRE ¦ 5QU LoRE | Red Flag Warning - Catastrophic Fires | 2054 | 5.2458e-09 | 5.2458e-09 | 19462.1283 | 340.5356 | 11757.1413 | 7364.4514 | 0 | 0 | 5.4075e-06 | 0.00010209 | 0 | 0.00010209 | 0.00010209 | 0 | 0.00010209 | 0 | 2.1038e-05 | 4.6117e-05 | 0 | 4.6117e-05 | 0 | 7.9854e-07 | 1.5971e-06 | 0 | 1.5971e-06 | [12 empty] | 7.3.3.17.5 (Remote Grid) Updates to grid topology to minimize risk of ignition in HFTDs Remote GridWLDFRContaminationAggregated | WLDFR | HFTD - Distribution - Tier 2 - 2QU CoRE ¦ 1QU LoRE | Non-Red Flag Warning - Catastrophic Fires | Contamination | Aggregated | 2054 | 7.9486e-08 | 193.7699 | 1.5402e-05 | 2054 | Mitigation | 0.95 | 45 | 0 | esc | 0.00097009 | 7.7108e-11 | 0.00097009 | 7.7108e-11
[79 empty] | WLDFR | HFTD - Distribution - Tier 2 - 4QU CoRE ¦ 5QU LoRE | Red Flag Warning - Catastrophic Fires | 2055 | 5.2458e-09 | 5.2458e-09 | 19462.1283 | 340.5356 | 11757.1413 | 7364.4514 | 0 | 0 | 5.4075e-06 | 0.00010209 | 0 | 0.00010209 | 0.00010209 | 0 | 0.00010209 | 0 | 2.1038e-05 | 4.6117e-05 | 0 | 4.6117e-05 | 0 | 7.9854e-07 | 1.5971e-06 | 0 | 1.5971e-06 | [12 empty] | 7.3.3.17.5 (Remote Grid) Updates to grid topology to minimize risk of ignition in HFTDs Remote GridWLDFRContaminationAggregated | WLDFR | HFTD - Distribution - Tier 2 - 2QU CoRE ¦ 1QU LoRE | Non-Red Flag Warning - Catastrophic Fires | Contamination | Aggregated | 2055 | 7.9486e-08 | 193.7699 | 1.5402e-05 | 2055 | Mitigation | 0.95 | 45 | 0 | esc | 0.00097009 | 7.7108e-11 | 0.00097009 | 7.7108e-11
[79 empty] | WLDFR | HFTD - Distribution - Tier 2 - 4QU CoRE ¦ 5QU LoRE | Red Flag Warning - Catastrophic Fires | 2056 | 5.2458e-09 | 5.2458e-09 | 19462.1283 | 340.5356 | 11757.1413 | 7364.4514 | 0 | 0 | 5.4075e-06 | 0.00010209 | 0 | 0.00010209 | 0.00010209 | 0 | 0.00010209 | 0 | 2.1038e-05 | 4.6117e-05 | 0 | 4.6117e-05 | 0 | 7.9854e-07 | 1.5971e-06 | 0 | 1.5971e-06 | [12 empty] | 7.3.3.17.5 (Remote Grid) Updates to grid topology to minimize risk of ignition in HFTDs Remote GridWLDFRContaminationAggregated | WLDFR | HFTD - Distribution - Tier 2 - 2QU CoRE ¦ 1QU LoRE | Non-Red Flag Warning - Catastrophic Fires | Contamination | Aggregated | 2056 | 7.9486e-08 | 193.7699 | 1.5402e-05 | 2056 | Mitigation | 0.95 | 45 | 0 | esc | 0.00097009 | 7.7108e-11 | 0.00097009 | 7.7108e-11
[79 empty] | WLDFR | HFTD - Distribution - Tier 2 - 4QU CoRE ¦ 5QU LoRE | Red Flag Warning - Catastrophic Fires | 2057 | 5.2458e-09 | 5.2458e-09 | 19462.1283 | 340.5356 | 11757.1413 | 7364.4514 | 0 | 0 | 5.4075e-06 | 0.00010209 | 0 | 0.00010209 | 0.00010209 | 0 | 0.00010209 | 0 | 2.1038e-05 | 4.6117e-05 | 0 | 4.6117e-05 | 0 | 7.9854e-07 | 1.5971e-06 | 0 | 1.5971e-06 | [12 empty] | 7.3.3.17.5 (Remote Grid) Updates to grid topology to minimize risk of ignition in HFTDs Remote GridWLDFRContaminationAggregated | WLDFR | HFTD - Distribution - Tier 2 - 2QU CoRE ¦ 1QU LoRE | Non-Red Flag Warning - Catastrophic Fires | Contamination | Aggregated | 2057 | 7.9486e-08 | 193.7699 | 1.5402e-05 | 2057 | Mitigation | 0.95 | 45 | 0 | esc | 0.00097009 | 7.7108e-11 | 0.00097009 | 7.7108e-11
[79 empty] | WLDFR | HFTD - Distribution - Tier 2 - 4QU CoRE ¦ 5QU LoRE | Red Flag Warning - Catastrophic Fires | 2058 | 5.2458e-09 | 5.2458e-09 | 20390.4035 | 362.3049 | 12307.8747 | 7720.2238 | 0 | 0 | 5.4075e-06 | 0.00010696 | 0 | 0.00010696 | 0.00010696 | 0 | 0.00010696 | 0 | 2.1038e-05 | 4.6117e-05 | 0 | 4.6117e-05 | 0 | 8.4842e-07 | 1.6968e-06 | 0 | 1.6968e-06 | [12 empty] | 7.3.3.17.5 (Remote Grid) Updates to grid topology to minimize risk of ignition in HFTDs Remote GridWLDFRContaminationAggregated | WLDFR | HFTD - Distribution - Tier 2 - 2QU CoRE ¦ 1QU LoRE | Non-Red Flag Warning - Catastrophic Fires | Contamination | Aggregated | 2058 | 7.9486e-08 | 193.7699 | 1.5402e-05 | 2058 | Mitigation | 0.95 | 45 | 0 | esc | 0.00097009 | 7.7108e-11 | 0.00097009 | 7.7108e-11
[79 empty] | WLDFR | HFTD - Distribution - Tier 2 - 4QU CoRE ¦ 5QU LoRE | Red Flag Warning - Catastrophic Fires | 2059 | 5.2458e-09 | 5.2458e-09 | 20390.4035 | 362.3049 | 12307.8747 | 7720.2238 | 0 | 0 | 5.4075e-06 | 0.00010696 | 0 | 0.00010696 | 0.00010696 | 0 | 0.00010696 | 0 | 2.2082e-05 | 4.8404e-05 | 0 | 4.8404e-05 | 0 | 8.4842e-07 | 1.6968e-06 | 0 | 1.6968e-06 | [12 empty] | 7.3.3.17.5 (Remote Grid) Updates to grid topology to minimize risk of ignition in HFTDs Remote GridWLDFRContaminationAggregated | WLDFR | HFTD - Distribution - Tier 2 - 2QU CoRE ¦ 1QU LoRE | Non-Red Flag Warning - Catastrophic Fires | Contamination | Aggregated | 2059 | 7.9486e-08 | 193.7699 | 1.5402e-05 | 2059 | Mitigation | 0.95 | 45 | 0 | esc | 0.00097009 | 7.7108e-11 | 0.00097009 | 7.7108e-11
[79 empty] | WLDFR | HFTD - Distribution - Tier 2 - 4QU CoRE ¦ 5QU LoRE | Red Flag Warning - Catastrophic Fires | 2060 | 5.2458e-09 | 5.2458e-09 | 20390.4035 | 362.3049 | 12307.8747 | 7720.2238 | 0 | 0 | 5.4075e-06 | 0.00010696 | 0 | 0.00010696 | 0.00010696 | 0 | 0.00010696 | 0 | 2.2082e-05 | 4.8404e-05 | 0 | 4.8404e-05 | 0 | 8.4842e-07 | 1.6968e-06 | 0 | 1.6968e-06 | [12 empty] | 7.3.3.17.5 (Remote Grid) Updates to grid topology to minimize risk of ignition in HFTDs Remote GridWLDFRContaminationAggregated | WLDFR | HFTD - Distribution - Tier 2 - 2QU CoRE ¦ 1QU LoRE | Non-Red Flag Warning - Catastrophic Fires | Contamination | Aggregated | 2060 | 7.9486e-08 | 193.7699 | 1.5402e-05 | 2060 | Mitigation | 0.95 | 45 | 0 | esc | 0.00097009 | 7.7108e-11 | 0.00097009 | 7.7108e-11
[79 empty] | WLDFR | HFTD - Distribution - Tier 2 - 4QU CoRE ¦ 5QU LoRE | Red Flag Warning - Catastrophic Fires | 2061 | 5.2458e-09 | 5.2458e-09 | 20390.4035 | 362.3049 | 12307.8747 | 7720.2238 | 0 | 0 | 5.4075e-06 | 0.00010696 | 0 | 0.00010696 | 0.00010696 | 0 | 0.00010696 | 0 | 2.2082e-05 | 4.8404e-05 | 0 | 4.8404e-05 | 0 | 8.4842e-07 | 1.6968e-06 | 0 | 1.6968e-06 | [12 empty] | 7.3.3.17.5 (Remote Grid) Updates to grid topology to minimize risk of ignition in HFTDs Remote GridWLDFRContaminationAggregated | WLDFR | HFTD - Distribution - Tier 2 - 2QU CoRE ¦ 1QU LoRE | Non-Red Flag Warning - Catastrophic Fires | Contamination | Aggregated | 2061 | 7.9486e-08 | 193.7699 | 1.5402e-05 | 2061 | Mitigation | 0.95 | 45 | 0 | esc | 0.00097009 | 7.7108e-11 | 0.00097009 | 7.7108e-11
[79 empty] | WLDFR | HFTD - Distribution - Tier 2 - 4QU CoRE ¦ 5QU LoRE | Red Flag Warning - Catastrophic Fires | 2062 | 5.2458e-09 | 5.2458e-09 | 20390.4035 | 362.3049 | 12307.8747 | 7720.2238 | 0 | 0 | 5.4075e-06 | 0.00010696 | 0 | 0.00010696 | 0.00010696 | 0 | 0.00010696 | 0 | 2.2082e-05 | 4.8404e-05 | 0 | 4.8404e-05 | 0 | 8.4842e-07 | 1.6968e-06 | 0 | 1.6968e-06 | [12 empty] | 7.3.3.17.5 (Remote Grid) Updates to grid topology to minimize risk of ignition in HFTDs Remote GridWLDFRContaminationAggregated | WLDFR | HFTD - Distribution - Tier 2 - 2QU CoRE ¦ 1QU LoRE | Non-Red Flag Warning - Catastrophic Fires | Contamination | Aggregated | 2062 | 7.9486e-08 | 193.7699 | 1.5402e-05 | 2062 | Mitigation | 0.95 | 45 | 0 | esc | 0.00097009 | 7.7108e-11 | 0.00097009 | 7.7108e-11
[79 empty] | WLDFR | HFTD - Distribution - Tier 2 - 4QU CoRE ¦ 5QU LoRE | Red Flag Warning - Catastrophic Fires | 2063 | 5.2458e-09 | 5.2458e-09 | 21325.9188 | 384.5316 | 12862.0997 | 8079.2876 | 0 | 0 | 5.4075e-06 | 0.00011187 | 0 | 0.00011187 | 0.00011187 | 0 | 0.00011187 | 0 | 2.2082e-05 | 4.8404e-05 | 0 | 4.8404e-05 | 0 | 9.0298e-07 | 1.806e-06 | 0 | 1.806e-06 | [12 empty] | 7.3.3.17.5 (Remote Grid) Updates to grid topology to minimize risk of ignition in HFTDs Remote GridWLDFRContaminationAggregated | WLDFR | HFTD - Distribution - Tier 2 - 2QU CoRE ¦ 1QU LoRE | Non-Red Flag Warning - Catastrophic Fires | Contamination | Aggregated | 2063 | 7.9486e-08 | 193.7699 | 1.5402e-05 | 2063 | Mitigation | 0.95 | 45 | 0 | esc | 0.00097009 | 7.7108e-11 | 0.00097009 | 7.7108e-11
[79 empty] | WLDFR | HFTD - Distribution - Tier 2 - 4QU CoRE ¦ 5QU LoRE | Red Flag Warning - Catastrophic Fires | 2064 | 5.2458e-09 | 5.2458e-09 | 21325.9188 | 384.5316 | 12862.0997 | 8079.2876 | 0 | 0 | 5.4075e-06 | 0.00011187 | 0 | 0.00011187 | 0.00011187 | 0 | 0.00011187 | 0 | 2.3174e-05 | 5.0799e-05 | 0 | 5.0799e-05 | 0 | 9.0298e-07 | 1.806e-06 | 0 | 1.806e-06 | [12 empty] | 7.3.3.17.5 (Remote Grid) Updates to grid topology to minimize risk of ignition in HFTDs Remote GridWLDFRContaminationAggregated | WLDFR | HFTD - Distribution - Tier 2 - 2QU CoRE ¦ 1QU LoRE | Non-Red Flag Warning - Catastrophic Fires | Contamination | Aggregated | 2064 | 7.9486e-08 | 193.7699 | 1.5402e-05 | 2064 | Mitigation | 0.95 | 45 | 0 | esc | 0.00097009 | 7.7108e-11 | 0.00097009 | 7.7108e-11
[79 empty] | WLDFR | HFTD - Distribution - Tier 2 - 4QU CoRE ¦ 5QU LoRE | Red Flag Warning - Catastrophic Fires | 2065 | 5.2458e-09 | 5.2458e-09 | 21325.9188 | 384.5316 | 12862.0997 | 8079.2876 | 0 | 0 | 5.4075e-06 | 0.00011187 | 0 | 0.00011187 | 0.00011187 | 0 | 0.00011187 | 0 | 2.3174e-05 | 5.0799e-05 | 0 | 5.0799e-05 | 0 | 9.0298e-07 | 1.806e-06 | 0 | 1.806e-06 | [12 empty] | 7.3.3.17.5 (Remote Grid) Updates to grid topology to minimize risk of ignition in HFTDs Remote GridWLDFRContaminationAggregated | WLDFR | HFTD - Distribution - Tier 2 - 2QU CoRE ¦ 1QU LoRE | Non-Red Flag Warning - Catastrophic Fires | Contamination | Aggregated | 2065 | 7.9486e-08 | 193.7699 | 1.5402e-05 | 2065 | Mitigation | 0.95 | 45 | 0 | esc | 0.00097009 | 7.7108e-11 | 0.00097009 | 7.7108e-11
[79 empty] | WLDFR | HFTD - Distribution - Tier 2 - 4QU CoRE ¦ 5QU LoRE | Red Flag Warning - Catastrophic Fires | 2066 | 5.2458e-09 | 5.2458e-09 | 21325.9188 | 384.5316 | 12862.0997 | 8079.2876 | 0 | 0 | 5.4075e-06 | 0.00011187 | 0 | 0.00011187 | 0.00011187 | 0 | 0.00011187 | 0 | 2.3174e-05 | 5.0799e-05 | 0 | 5.0799e-05 | 0 | 9.0298e-07 | 1.806e-06 | 0 | 1.806e-06 | [12 empty] | 7.3.3.17.5 (Remote Grid) Updates to grid topology to minimize risk of ignition in HFTDs Remote GridWLDFRContaminationAggregated | WLDFR | HFTD - Distribution - Tier 2 - 2QU CoRE ¦ 1QU LoRE | Non-Red Flag Warning - Catastrophic Fires | Contamination | Aggregated | 2066 | 7.9486e-08 | 193.7699 | 1.5402e-05 | 2066 | Mitigation | 0.95 | 45 | 0 | esc | 0.00097009 | 7.7108e-11 | 0.00097009 | 7.7108e-11
[79 empty] | WLDFR | HFTD - Distribution - Tier 2 - 4QU CoRE ¦ 5QU LoRE | Red Flag Warning - Catastrophic Fires | 2067 | 0 | 5.2458e-09 | 21325.9188 | 384.5316 | 12862.0997 | 8079.2876 | 0 | 0 | 5.4075e-06 | 0 | 0 | 0 | 0.00011187 | 0 | 0.00011187 | 0 | 2.3174e-05 | 5.0799e-05 | 0 | 5.0799e-05 | 0 | 9.0298e-07 | 1.806e-06 | 0 | 1.806e-06 | [12 empty] | 7.3.3.17.5 (Remote Grid) Updates to grid topology to minimize risk of ignition in HFTDs Remote GridWLDFRContaminationAggregated | WLDFR | HFTD - Distribution - Tier 2 - 2QU CoRE ¦ 1QU LoRE | Non-Red Flag Warning - Catastrophic Fires | Contamination | Aggregated | 2067 | 7.9486e-08 | 193.7699 | 1.5402e-05 | 2067 | Mitigation | 0.95 | 45 | 0 | esc | 0 | 0 | 0.00097009 | 7.7108e-11
[79 empty] | WLDFR | HFTD - Distribution - Tier 2 - 4QU CoRE ¦ 5QU LoRE | Red Flag Warning - Destructive Fires | 2022 | 8.7765e-10 | 0 | 8807.9522 | 222.2294 | 8585.7228 | 0 | 0 | 0 | 9.0472e-07 | 7.7303e-06 | 0 | 7.7303e-06 | 0 | 0 | 0 | 0 | 2.3174e-05 | 5.0799e-05 | 0 | 5.0799e-05 | 0 | 9.6174e-07 | 1.9235e-06 | 0 | 1.9235e-06 | [12 empty] | 7.3.3.17.5 (Remote Grid) Updates to grid topology to minimize risk of ignition in HFTDs Remote GridWLDFREquipment / facility failureAggregated | WLDFR | HFTD - Distribution - Tier 2 - 2QU CoRE ¦ 1QU LoRE | Non-Red Flag Warning - Catastrophic Fires | Equipment / facility failure | Aggregated | 2022 | 2.2976e-07 | 193.7699 | 4.452e-05 | 2022 | Mitigation | 0.95 | 45 | 0 | esc | 0.00097009 | 2.2289e-10 | 0 | 0
[79 empty] | WLDFR | HFTD - Distribution - Tier 2 - 4QU CoRE ¦ 5QU LoRE | Red Flag Warning - Destructive Fires | 2023 | 8.7765e-10 | 8.7765e-10 | 9129.7461 | 233.2301 | 8896.516 | 0 | 0 | 0 | 9.0472e-07 | 8.0128e-06 | 0 | 8.0128e-06 | 8.0128e-06 | 0 | 8.0128e-06 | 0 | 2.4303e-05 | 5.3272e-05 | 0 | 5.3272e-05 | 0 | 9.6174e-07 | 1.9235e-06 | 0 | 1.9235e-06 | [12 empty] | 7.3.3.17.5 (Remote Grid) Updates to grid topology to minimize risk of ignition in HFTDs Remote GridWLDFREquipment / facility failureAggregated | WLDFR | HFTD - Distribution - Tier 2 - 2QU CoRE ¦ 1QU LoRE | Non-Red Flag Warning - Catastrophic Fires | Equipment / facility failure | Aggregated | 2023 | 2.2976e-07 | 193.7699 | 4.452e-05 | 2023 | Mitigation | 0.95 | 45 | 0 | esc | 0.00097009 | 2.2289e-10 | 0.00097009 | 2.2289e-10
[79 empty] | WLDFR | HFTD - Distribution - Tier 2 - 4QU CoRE ¦ 5QU LoRE | Red Flag Warning - Destructive Fires | 2024 | 8.7765e-10 | 8.7765e-10 | 9129.7461 | 233.2301 | 8896.516 | 0 | 0 | 0 | 9.0472e-07 | 8.0128e-06 | 0 | 8.0128e-06 | 8.0128e-06 | 0 | 8.0128e-06 | 0 | 2.4303e-05 | 5.3272e-05 | 0 | 5.3272e-05 | 0 | 9.6174e-07 | 1.9235e-06 | 0 | 1.9235e-06 | [12 empty] | 7.3.3.17.5 (Remote Grid) Updates to grid topology to minimize risk of ignition in HFTDs Remote GridWLDFREquipment / facility failureAggregated | WLDFR | HFTD - Distribution - Tier 2 - 2QU CoRE ¦ 1QU LoRE | Non-Red Flag Warning - Catastrophic Fires | Equipment / facility failure | Aggregated | 2024 | 2.2976e-07 | 193.7699 | 4.452e-05 | 2024 | Mitigation | 0.95 | 45 | 0 | esc | 0.00097009 | 2.2289e-10 | 0.00097009 | 2.2289e-10
[79 empty] | WLDFR | HFTD - Distribution - Tier 2 - 4QU CoRE ¦ 5QU LoRE | Red Flag Warning - Destructive Fires | 2025 | 8.7765e-10 | 8.7765e-10 | 9129.7461 | 233.2301 | 8896.516 | 0 | 0 | 0 | 9.0472e-07 | 8.0128e-06 | 0 | 8.0128e-06 | 8.0128e-06 | 0 | 8.0128e-06 | 0 | 2.4303e-05 | 5.3272e-05 | 0 | 5.3272e-05 | 0 | 9.6174e-07 | 1.9235e-06 | 0 | 1.9235e-06 | [12 empty] | 7.3.3.17.5 (Remote Grid) Updates to grid topology to minimize risk of ignition in HFTDs Remote GridWLDFREquipment / facility failureAggregated | WLDFR | HFTD - Distribution - Tier 2 - 2QU CoRE ¦ 1QU LoRE | Non-Red Flag Warning - Catastrophic Fires | Equipment / facility failure | Aggregated | 2025 | 2.2976e-07 | 193.7699 | 4.452e-05 | 2025 | Mitigation | 0.95 | 45 | 0 | esc | 0.00097009 | 2.2289e-10 | 0.00097009 | 2.2289e-10
[79 empty] | WLDFR | HFTD - Distribution - Tier 2 - 4QU CoRE ¦ 5QU LoRE | Red Flag Warning - Destructive Fires | 2026 | 8.7765e-10 | 8.7765e-10 | 9129.7461 | 233.2301 | 8896.516 | 0 | 0 | 0 | 9.0472e-07 | 8.0128e-06 | 0 | 8.0128e-06 | 8.0128e-06 | 0 | 8.0128e-06 | 0 | 2.4303e-05 | 5.3272e-05 | 0 | 5.3272e-05 | 0 | 0 | 1.9235e-06 | 0 | 1.9235e-06 | [12 empty] | 7.3.3.17.5 (Remote Grid) Updates to grid topology to minimize risk of ignition in HFTDs Remote GridWLDFREquipment / facility failureAggregated | WLDFR | HFTD - Distribution - Tier 2 - 2QU CoRE ¦ 1QU LoRE | Non-Red Flag Warning - Catastrophic Fires | Equipment / facility failure | Aggregated | 2026 | 2.2976e-07 | 193.7699 | 4.452e-05 | 2026 | Mitigation | 0.95 | 45 | 0 | esc | 0.00097009 | 2.2289e-10 | 0.00097009 | 2.2289e-10
[79 empty] | WLDFR | HFTD - Distribution - Tier 2 - 4QU CoRE ¦ 5QU LoRE | Red Flag Warning - Destructive Fires | 2027 | 8.7765e-10 | 8.7765e-10 | 9129.7461 | 233.2301 | 8896.516 | 0 | 0 | 0 | 9.0472e-07 | 8.0128e-06 | 0 | 8.0128e-06 | 8.0128e-06 | 0 | 8.0128e-06 | 0 | 2.4303e-05 | 5.3272e-05 | 0 | 5.3272e-05 | 0 | 0 | 0 | 0 | 0 | [12 empty] | 7.3.3.17.5 (Remote Grid) Updates to grid topology to minimize risk of ignition in HFTDs Remote GridWLDFREquipment / facility failureAggregated | WLDFR | HFTD - Distribution - Tier 2 - 2QU CoRE ¦ 1QU LoRE | Non-Red Flag Warning - Catastrophic Fires | Equipment / facility failure | Aggregated | 2027 | 2.2976e-07 | 193.7699 | 4.452e-05 | 2027 | Mitigation | 0.95 | 45 | 0 | esc | 0.00097009 | 2.2289e-10 | 0.00097009 | 2.2289e-10
[79 empty] | WLDFR | HFTD - Distribution - Tier 2 - 4QU CoRE ¦ 5QU LoRE | Red Flag Warning - Destructive Fires | 2028 | 8.7765e-10 | 8.7765e-10 | 9534.9221 | 247.273 | 9287.6491 | 0 | 0 | 0 | 9.0472e-07 | 8.3684e-06 | 0 | 8.3684e-06 | 8.3684e-06 | 0 | 8.3684e-06 | 0 | 2.5453e-05 | 5.5793e-05 | 0 | 5.5793e-05 | 0 | 0 | 0 | 0 | 0 | [12 empty] | 7.3.3.17.5 (Remote Grid) Updates to grid topology to minimize risk of ignition in HFTDs Remote GridWLDFREquipment / facility failureAggregated | WLDFR | HFTD - Distribution - Tier 2 - 2QU CoRE ¦ 1QU LoRE | Non-Red Flag Warning - Catastrophic Fires | Equipment / facility failure | Aggregated | 2028 | 2.2976e-07 | 193.7699 | 4.452e-05 | 2028 | Mitigation | 0.95 | 45 | 0 | esc | 0.00097009 | 2.2289e-10 | 0.00097009 | 2.2289e-10
[79 empty] | WLDFR | HFTD - Distribution - Tier 2 - 4QU CoRE ¦ 5QU LoRE | Red Flag Warning - Destructive Fires | 2029 | 8.7765e-10 | 8.7765e-10 | 9534.9221 | 247.273 | 9287.6491 | 0 | 0 | 0 | 9.0472e-07 | 8.3684e-06 | 0 | 8.3684e-06 | 8.3684e-06 | 0 | 8.3684e-06 | 0 | 2.5453e-05 | 5.5793e-05 | 0 | 5.5793e-05 | 0 | 2.4645e-06 | 0 | 0 | 0 | [12 empty] | 7.3.3.17.5 (Remote Grid) Updates to grid topology to minimize risk of ignition in HFTDs Remote GridWLDFREquipment / facility failureAggregated | WLDFR | HFTD - Distribution - Tier 2 - 2QU CoRE ¦ 1QU LoRE | Non-Red Flag Warning - Catastrophic Fires | Equipment / facility failure | Aggregated | 2029 | 2.2976e-07 | 193.7699 | 4.452e-05 | 2029 | Mitigation | 0.95 | 45 | 0 | esc | 0.00097009 | 2.2289e-10 | 0.00097009 | 2.2289e-10
[79 empty] | WLDFR | HFTD - Distribution - Tier 2 - 4QU CoRE ¦ 5QU LoRE | Red Flag Warning - Destructive Fires | 2030 | 8.7765e-10 | 8.7765e-10 | 9534.9221 | 247.273 | 9287.6491 | 0 | 0 | 0 | 9.0472e-07 | 8.3684e-06 | 0 | 8.3684e-06 | 8.3684e-06 | 0 | 8.3684e-06 | 0 | 2.5453e-05 | 5.5793e-05 | 0 | 5.5793e-05 | 0 | 2.5439e-06 | 5.0877e-06 | 0 | 5.0877e-06 | [12 empty] | 7.3.3.17.5 (Remote Grid) Updates to grid topology to minimize risk of ignition in HFTDs Remote GridWLDFREquipment / facility failureAggregated | WLDFR | HFTD - Distribution - Tier 2 - 2QU CoRE ¦ 1QU LoRE | Non-Red Flag Warning - Catastrophic Fires | Equipment / facility failure | Aggregated | 2030 | 2.2976e-07 | 193.7699 | 4.452e-05 | 2030 | Mitigation | 0.95 | 45 | 0 | esc | 0.00097009 | 2.2289e-10 | 0.00097009 | 2.2289e-10
[79 empty] | WLDFR | HFTD - Distribution - Tier 2 - 4QU CoRE ¦ 5QU LoRE | Red Flag Warning - Destructive Fires | 2031 | 8.7765e-10 | 8.7765e-10 | 9534.9221 | 247.273 | 9287.6491 | 0 | 0 | 0 | 9.0472e-07 | 8.3684e-06 | 0 | 8.3684e-06 | 8.3684e-06 | 0 | 8.3684e-06 | 0 | 2.5453e-05 | 5.5793e-05 | 0 | 5.5793e-05 | 0 | 2.5439e-06 | 5.0877e-06 | 0 | 5.0877e-06 | [12 empty] | 7.3.3.17.5 (Remote Grid) Updates to grid topology to minimize risk of ignition in HFTDs Remote GridWLDFREquipment / facility failureAggregated | WLDFR | HFTD - Distribution - Tier 2 - 2QU CoRE ¦ 1QU LoRE | Non-Red Flag Warning - Catastrophic Fires | Equipment / facility failure | Aggregated | 2031 | 2.2976e-07 | 193.7699 | 4.452e-05 | 2031 | Mitigation | 0.95 | 45 | 0 | esc | 0.00097009 | 2.2289e-10 | 0.00097009 | 2.2289e-10
[79 empty] | WLDFR | HFTD - Distribution - Tier 2 - 4QU CoRE ¦ 5QU LoRE | Red Flag Warning - Destructive Fires | 2032 | 8.7765e-10 | 8.7765e-10 | 9534.9221 | 247.273 | 9287.6491 | 0 | 0 | 0 | 9.0472e-07 | 8.3684e-06 | 0 | 8.3684e-06 | 8.3684e-06 | 0 | 8.3684e-06 | 0 | 2.5453e-05 | 5.5793e-05 | 0 | 5.5793e-05 | 0 | 2.5439e-06 | 5.0877e-06 | 0 | 5.0877e-06 | [12 empty] | 7.3.3.17.5 (Remote Grid) Updates to grid topology to minimize risk of ignition in HFTDs Remote GridWLDFREquipment / facility failureAggregated | WLDFR | HFTD - Distribution - Tier 2 - 2QU CoRE ¦ 1QU LoRE | Non-Red Flag Warning - Catastrophic Fires | Equipment / facility failure | Aggregated | 2032 | 2.2976e-07 | 193.7699 | 4.452e-05 | 2032 | Mitigation | 0.95 | 45 | 0 | esc | 0.00097009 | 2.2289e-10 | 0.00097009 | 2.2289e-10
[79 empty] | WLDFR | HFTD - Distribution - Tier 2 - 4QU CoRE ¦ 5QU LoRE | Red Flag Warning - Destructive Fires | 2033 | 8.7765e-10 | 8.7765e-10 | 9984.8474 | 263.1074 | 9721.74 | 0 | 0 | 0 | 9.0472e-07 | 8.7632e-06 | 0 | 8.7632e-06 | 8.7632e-06 | 0 | 8.7632e-06 | 0 | 2.6611e-05 | 5.8331e-05 | 0 | 5.8331e-05 | 0 | 2.5439e-06 | 5.0877e-06 | 0 | 5.0877e-06 | [12 empty] | 7.3.3.17.5 (Remote Grid) Updates to grid topology to minimize risk of ignition in HFTDs Remote GridWLDFREquipment / facility failureAggregated | WLDFR | HFTD - Distribution - Tier 2 - 2QU CoRE ¦ 1QU LoRE | Non-Red Flag Warning - Catastrophic Fires | Equipment / facility failure | Aggregated | 2033 | 2.2976e-07 | 193.7699 | 4.452e-05 | 2033 | Mitigation | 0.95 | 45 | 0 | esc | 0.00097009 | 2.2289e-10 | 0.00097009 | 2.2289e-10
[79 empty] | WLDFR | HFTD - Distribution - Tier 2 - 4QU CoRE ¦ 5QU LoRE | Red Flag Warning - Destructive Fires | 2034 | 8.7765e-10 | 8.7765e-10 | 9984.8474 | 263.1074 | 9721.74 | 0 | 0 | 0 | 9.0472e-07 | 8.7632e-06 | 0 | 8.7632e-06 | 8.7632e-06 | 0 | 8.7632e-06 | 0 | 2.6611e-05 | 5.8331e-05 | 0 | 5.8331e-05 | 0 | 2.5439e-06 | 5.0877e-06 | 0 | 5.0877e-06 | [12 empty] | 7.3.3.17.5 (Remote Grid) Updates to grid topology to minimize risk of ignition in HFTDs Remote GridWLDFREquipment / facility failureAggregated | WLDFR | HFTD - Distribution - Tier 2 - 2QU CoRE ¦ 1QU LoRE | Non-Red Flag Warning - Catastrophic Fires | Equipment / facility failure | Aggregated | 2034 | 2.2976e-07 | 193.7699 | 4.452e-05 | 2034 | Mitigation | 0.95 | 45 | 0 | esc | 0.00097009 | 2.2289e-10 | 0.00097009 | 2.2289e-10
[79 empty] | WLDFR | HFTD - Distribution - Tier 2 - 4QU CoRE ¦ 5QU LoRE | Red Flag Warning - Destructive Fires | 2035 | 8.7765e-10 | 8.7765e-10 | 9984.8474 | 263.1074 | 9721.74 | 0 | 0 | 0 | 9.0472e-07 | 8.7632e-06 | 0 | 8.7632e-06 | 8.7632e-06 | 0 | 8.7632e-06 | 0 | 2.6611e-05 | 5.8331e-05 | 0 | 5.8331e-05 | 0 | 2.645e-06 | 5.2901e-06 | 0 | 5.2901e-06 | [12 empty] | 7.3.3.17.5 (Remote Grid) Updates to grid topology to minimize risk of ignition in HFTDs Remote GridWLDFREquipment / facility failureAggregated | WLDFR | HFTD - Distribution - Tier 2 - 2QU CoRE ¦ 1QU LoRE | Non-Red Flag Warning - Catastrophic Fires | Equipment / facility failure | Aggregated | 2035 | 2.2976e-07 | 193.7699 | 4.452e-05 | 2035 | Mitigation | 0.95 | 45 | 0 | esc | 0.00097009 | 2.2289e-10 | 0.00097009 | 2.2289e-10
[79 empty] | WLDFR | HFTD - Distribution - Tier 2 - 4QU CoRE ¦ 5QU LoRE | Red Flag Warning - Destructive Fires | 2036 | 8.7765e-10 | 8.7765e-10 | 9984.8474 | 263.1074 | 9721.74 | 0 | 0 | 0 | 9.0472e-07 | 8.7632e-06 | 0 | 8.7632e-06 | 8.7632e-06 | 0 | 8.7632e-06 | 0 | 2.6611e-05 | 5.8331e-05 | 0 | 5.8331e-05 | 0 | 2.645e-06 | 5.2901e-06 | 0 | 5.2901e-06 | [12 empty] | 7.3.3.17.5 (Remote Grid) Updates to grid topology to minimize risk of ignition in HFTDs Remote GridWLDFREquipment / facility failureAggregated | WLDFR | HFTD - Distribution - Tier 2 - 2QU CoRE ¦ 1QU LoRE | Non-Red Flag Warning - Catastrophic Fires | Equipment / facility failure | Aggregated | 2036 | 2.2976e-07 | 193.7699 | 4.452e-05 | 2036 | Mitigation | 0.95 | 45 | 0 | esc | 0.00097009 | 2.2289e-10 | 0.00097009 | 2.2289e-10
[79 empty] | WLDFR | HFTD - Distribution - Tier 2 - 4QU CoRE ¦ 5QU LoRE | Red Flag Warning - Destructive Fires | 2037 | 8.7765e-10 | 8.7765e-10 | 9984.8474 | 263.1074 | 9721.74 | 0 | 0 | 0 | 9.0472e-07 | 8.7632e-06 | 0 | 8.7632e-06 | 8.7632e-06 | 0 | 8.7632e-06 | 0 | 2.6611e-05 | 5.8331e-05 | 0 | 5.8331e-05 | 0 | 2.645e-06 | 5.2901e-06 | 0 | 5.2901e-06 | [12 empty] | 7.3.3.17.5 (Remote Grid) Updates to grid topology to minimize risk of ignition in HFTDs Remote GridWLDFREquipment / facility failureAggregated | WLDFR | HFTD - Distribution - Tier 2 - 2QU CoRE ¦ 1QU LoRE | Non-Red Flag Warning - Catastrophic Fires | Equipment / facility failure | Aggregated | 2037 | 2.2976e-07 | 193.7699 | 4.452e-05 | 2037 | Mitigation | 0.95 | 45 | 0 | esc | 0.00097009 | 2.2289e-10 | 0.00097009 | 2.2289e-10
[79 empty] | WLDFR | HFTD - Distribution - Tier 2 - 4QU CoRE ¦ 5QU LoRE | Red Flag Warning - Destructive Fires | 2038 | 8.7765e-10 | 8.7765e-10 | 10472.8261 | 280.5544 | 10192.2718 | 0 | 0 | 0 | 9.0472e-07 | 9.1915e-06 | 0 | 9.1915e-06 | 9.1915e-06 | 0 | 9.1915e-06 | 0 | 2.7763e-05 | 6.0856e-05 | 0 | 6.0856e-05 | 0 | 2.645e-06 | 5.2901e-06 | 0 | 5.2901e-06 | [12 empty] | 7.3.3.17.5 (Remote Grid) Updates to grid topology to minimize risk of ignition in HFTDs Remote GridWLDFREquipment / facility failureAggregated | WLDFR | HFTD - Distribution - Tier 2 - 2QU CoRE ¦ 1QU LoRE | Non-Red Flag Warning - Catastrophic Fires | Equipment / facility failure | Aggregated | 2038 | 2.2976e-07 | 193.7699 | 4.452e-05 | 2038 | Mitigation | 0.95 | 45 | 0 | esc | 0.00097009 | 2.2289e-10 | 0.00097009 | 2.2289e-10
[79 empty] | WLDFR | HFTD - Distribution - Tier 2 - 4QU CoRE ¦ 5QU LoRE | Red Flag Warning - Destructive Fires | 2039 | 8.7765e-10 | 8.7765e-10 | 10472.8261 | 280.5544 | 10192.2718 | 0 | 0 | 0 | 9.0472e-07 | 9.1915e-06 | 0 | 9.1915e-06 | 9.1915e-06 | 0 | 9.1915e-06 | 0 | 2.7763e-05 | 6.0856e-05 | 0 | 6.0856e-05 | 0 | 2.645e-06 | 5.2901e-06 | 0 | 5.2901e-06 | [12 empty] | 7.3.3.17.5 (Remote Grid) Updates to grid topology to minimize risk of ignition in HFTDs Remote GridWLDFREquipment / facility failureAggregated | WLDFR | HFTD - Distribution - Tier 2 - 2QU CoRE ¦ 1QU LoRE | Non-Red Flag Warning - Catastrophic Fires | Equipment / facility failure | Aggregated | 2039 | 2.2976e-07 | 193.7699 | 4.452e-05 | 2039 | Mitigation | 0.95 | 45 | 0 | esc | 0.00097009 | 2.2289e-10 | 0.00097009 | 2.2289e-10
[79 empty] | WLDFR | HFTD - Distribution - Tier 2 - 4QU CoRE ¦ 5QU LoRE | Red Flag Warning - Destructive Fires | 2040 | 8.7765e-10 | 8.7765e-10 | 10472.8261 | 280.5544 | 10192.2718 | 0 | 0 | 0 | 9.0472e-07 | 9.1915e-06 | 0 | 9.1915e-06 | 9.1915e-06 | 0 | 9.1915e-06 | 0 | 2.7763e-05 | 6.0856e-05 | 0 | 6.0856e-05 | 0 | 2.7591e-06 | 5.5182e-06 | 0 | 5.5182e-06 | [12 empty] | 7.3.3.17.5 (Remote Grid) Updates to grid topology to minimize risk of ignition in HFTDs Remote GridWLDFREquipment / facility failureAggregated | WLDFR | HFTD - Distribution - Tier 2 - 2QU CoRE ¦ 1QU LoRE | Non-Red Flag Warning - Catastrophic Fires | Equipment / facility failure | Aggregated | 2040 | 2.2976e-07 | 193.7699 | 4.452e-05 | 2040 | Mitigation | 0.95 | 45 | 0 | esc | 0.00097009 | 2.2289e-10 | 0.00097009 | 2.2289e-10
[79 empty] | WLDFR | HFTD - Distribution - Tier 2 - 4QU CoRE ¦ 5QU LoRE | Red Flag Warning - Destructive Fires | 2041 | 8.7765e-10 | 8.7765e-10 | 10472.8261 | 280.5544 | 10192.2718 | 0 | 0 | 0 | 9.0472e-07 | 9.1915e-06 | 0 | 9.1915e-06 | 9.1915e-06 | 0 | 9.1915e-06 | 0 | 0 | 6.0856e-05 | 0 | 6.0856e-05 | 0 | 2.7591e-06 | 5.5182e-06 | 0 | 5.5182e-06 | [12 empty] | 7.3.3.17.5 (Remote Grid) Updates to grid topology to minimize risk of ignition in HFTDs Remote GridWLDFREquipment / facility failureAggregated | WLDFR | HFTD - Distribution - Tier 2 - 2QU CoRE ¦ 1QU LoRE | Non-Red Flag Warning - Catastrophic Fires | Equipment / facility failure | Aggregated | 2041 | 2.2976e-07 | 193.7699 | 4.452e-05 | 2041 | Mitigation | 0.95 | 45 | 0 | esc | 0.00097009 | 2.2289e-10 | 0.00097009 | 2.2289e-10
[79 empty] | WLDFR | HFTD - Distribution - Tier 2 - 4QU CoRE ¦ 5QU LoRE | Red Flag Warning - Destructive Fires | 2042 | 8.7765e-10 | 8.7765e-10 | 10472.8261 | 280.5544 | 10192.2718 | 0 | 0 | 0 | 9.0472e-07 | 9.1915e-06 | 0 | 9.1915e-06 | 9.1915e-06 | 0 | 9.1915e-06 | 0 | 0 | 0 | 0 | 0 | 0 | 2.7591e-06 | 5.5182e-06 | 0 | 5.5182e-06 | [12 empty] | 7.3.3.17.5 (Remote Grid) Updates to grid topology to minimize risk of ignition in HFTDs Remote GridWLDFREquipment / facility failureAggregated | WLDFR | HFTD - Distribution - Tier 2 - 2QU CoRE ¦ 1QU LoRE | Non-Red Flag Warning - Catastrophic Fires | Equipment / facility failure | Aggregated | 2042 | 2.2976e-07 | 193.7699 | 4.452e-05 | 2042 | Mitigation | 0.95 | 45 | 0 | esc | 0.00097009 | 2.2289e-10 | 0.00097009 | 2.2289e-10
[79 empty] | WLDFR | HFTD - Distribution - Tier 2 - 4QU CoRE ¦ 5QU LoRE | Red Flag Warning - Destructive Fires | 2043 | 8.7765e-10 | 8.7765e-10 | 10992.1562 | 299.42 | 10692.7362 | 0 | 0 | 0 | 9.0472e-07 | 9.6473e-06 | 0 | 9.6473e-06 | 9.6473e-06 | 0 | 9.6473e-06 | 0 | 1.6009e-07 | 0 | 0 | 0 | 0 | 2.7591e-06 | 5.5182e-06 | 0 | 5.5182e-06 | [12 empty] | 7.3.3.17.5 (Remote Grid) Updates to grid topology to minimize risk of ignition in HFTDs Remote GridWLDFREquipment / facility failureAggregated | WLDFR | HFTD - Distribution - Tier 2 - 2QU CoRE ¦ 1QU LoRE | Non-Red Flag Warning - Catastrophic Fires | Equipment / facility failure | Aggregated | 2043 | 2.2976e-07 | 193.7699 | 4.452e-05 | 2043 | Mitigation | 0.95 | 45 | 0 | esc | 0.00097009 | 2.2289e-10 | 0.00097009 | 2.2289e-10
[79 empty] | WLDFR | HFTD - Distribution - Tier 2 - 4QU CoRE ¦ 5QU LoRE | Red Flag Warning - Destructive Fires | 2044 | 8.7765e-10 | 8.7765e-10 | 10992.1562 | 299.42 | 10692.7362 | 0 | 0 | 0 | 9.0472e-07 | 9.6473e-06 | 0 | 9.6473e-06 | 9.6473e-06 | 0 | 9.6473e-06 | 0 | 1.6725e-07 | 3.6663e-07 | 0 | 3.6663e-07 | 0 | 2.7591e-06 | 5.5182e-06 | 0 | 5.5182e-06 | [12 empty] | 7.3.3.17.5 (Remote Grid) Updates to grid topology to minimize risk of ignition in HFTDs Remote GridWLDFREquipment / facility failureAggregated | WLDFR | HFTD - Distribution - Tier 2 - 2QU CoRE ¦ 1QU LoRE | Non-Red Flag Warning - Catastrophic Fires | Equipment / facility failure | Aggregated | 2044 | 2.2976e-07 | 193.7699 | 4.452e-05 | 2044 | Mitigation | 0.95 | 45 | 0 | esc | 0.00097009 | 2.2289e-10 | 0.00097009 | 2.2289e-10
[79 empty] | WLDFR | HFTD - Distribution - Tier 2 - 4QU CoRE ¦ 5QU LoRE | Red Flag Warning - Destructive Fires | 2045 | 8.7765e-10 | 8.7765e-10 | 10992.1562 | 299.42 | 10692.7362 | 0 | 0 | 0 | 9.0472e-07 | 9.6473e-06 | 0 | 9.6473e-06 | 9.6473e-06 | 0 | 9.6473e-06 | 0 | 1.6725e-07 | 3.6663e-07 | 0 | 3.6663e-07 | 0 | 2.8848e-06 | 5.7696e-06 | 0 | 5.7696e-06 | [12 empty] | 7.3.3.17.5 (Remote Grid) Updates to grid topology to minimize risk of ignition in HFTDs Remote GridWLDFREquipment / facility failureAggregated | WLDFR | HFTD - Distribution - Tier 2 - 2QU CoRE ¦ 1QU LoRE | Non-Red Flag Warning - Catastrophic Fires | Equipment / facility failure | Aggregated | 2045 | 2.2976e-07 | 193.7699 | 4.452e-05 | 2045 | Mitigation | 0.95 | 45 | 0 | esc | 0.00097009 | 2.2289e-10 | 0.00097009 | 2.2289e-10
[79 empty] | WLDFR | HFTD - Distribution - Tier 2 - 4QU CoRE ¦ 5QU LoRE | Red Flag Warning - Destructive Fires | 2046 | 8.7765e-10 | 8.7765e-10 | 10992.1562 | 299.42 | 10692.7362 | 0 | 0 | 0 | 9.0472e-07 | 9.6473e-06 | 0 | 9.6473e-06 | 9.6473e-06 | 0 | 9.6473e-06 | 0 | 1.6725e-07 | 3.6663e-07 | 0 | 3.6663e-07 | 0 | 2.8848e-06 | 5.7696e-06 | 0 | 5.7696e-06 | [12 empty] | 7.3.3.17.5 (Remote Grid) Updates to grid topology to minimize risk of ignition in HFTDs Remote GridWLDFREquipment / facility failureAggregated | WLDFR | HFTD - Distribution - Tier 2 - 2QU CoRE ¦ 1QU LoRE | Non-Red Flag Warning - Catastrophic Fires | Equipment / facility failure | Aggregated | 2046 | 2.2976e-07 | 193.7699 | 4.452e-05 | 2046 | Mitigation | 0.95 | 45 | 0 | esc | 0.00097009 | 2.2289e-10 | 0.00097009 | 2.2289e-10
[79 empty] | WLDFR | HFTD - Distribution - Tier 2 - 4QU CoRE ¦ 5QU LoRE | Red Flag Warning - Destructive Fires | 2047 | 8.7765e-10 | 8.7765e-10 | 10992.1562 | 299.42 | 10692.7362 | 0 | 0 | 0 | 9.0472e-07 | 9.6473e-06 | 0 | 9.6473e-06 | 9.6473e-06 | 0 | 9.6473e-06 | 0 | 1.6725e-07 | 3.6663e-07 | 0 | 3.6663e-07 | 0 | 2.8848e-06 | 5.7696e-06 | 0 | 5.7696e-06 | [12 empty] | 7.3.3.17.5 (Remote Grid) Updates to grid topology to minimize risk of ignition in HFTDs Remote GridWLDFREquipment / facility failureAggregated | WLDFR | HFTD - Distribution - Tier 2 - 2QU CoRE ¦ 1QU LoRE | Non-Red Flag Warning - Catastrophic Fires | Equipment / facility failure | Aggregated | 2047 | 2.2976e-07 | 193.7699 | 4.452e-05 | 2047 | Mitigation | 0.95 | 45 | 0 | esc | 0.00097009 | 2.2289e-10 | 0.00097009 | 2.2289e-10
[79 empty] | WLDFR | HFTD - Distribution - Tier 2 - 4QU CoRE ¦ 5QU LoRE | Red Flag Warning - Destructive Fires | 2048 | 8.7765e-10 | 8.7765e-10 | 11536.0538 | 319.4911 | 11216.5626 | 0 | 0 | 0 | 9.0472e-07 | 1.0125e-05 | 0 | 1.0125e-05 | 1.0125e-05 | 0 | 1.0125e-05 | 0 | 1.6725e-07 | 3.6663e-07 | 0 | 3.6663e-07 | 0 | 2.8848e-06 | 5.7696e-06 | 0 | 5.7696e-06 | [12 empty] | 7.3.3.17.5 (Remote Grid) Updates to grid topology to minimize risk of ignition in HFTDs Remote GridWLDFREquipment / facility failureAggregated | WLDFR | HFTD - Distribution - Tier 2 - 2QU CoRE ¦ 1QU LoRE | Non-Red Flag Warning - Catastrophic Fires | Equipment / facility failure | Aggregated | 2048 | 2.2976e-07 | 193.7699 | 4.452e-05 | 2048 | Mitigation | 0.95 | 45 | 0 | esc | 0.00097009 | 2.2289e-10 | 0.00097009 | 2.2289e-10
[79 empty] | WLDFR | HFTD - Distribution - Tier 2 - 4QU CoRE ¦ 5QU LoRE | Red Flag Warning - Destructive Fires | 2049 | 8.7765e-10 | 8.7765e-10 | 11536.0538 | 319.4911 | 11216.5626 | 0 | 0 | 0 | 9.0472e-07 | 1.0125e-05 | 0 | 1.0125e-05 | 1.0125e-05 | 0 | 1.0125e-05 | 0 | 1.7648e-07 | 3.8685e-07 | 0 | 3.8685e-07 | 0 | 2.8848e-06 | 5.7696e-06 | 0 | 5.7696e-06 | [12 empty] | 7.3.3.17.5 (Remote Grid) Updates to grid topology to minimize risk of ignition in HFTDs Remote GridWLDFREquipment / facility failureAggregated | WLDFR | HFTD - Distribution - Tier 2 - 2QU CoRE ¦ 1QU LoRE | Non-Red Flag Warning - Catastrophic Fires | Equipment / facility failure | Aggregated | 2049 | 2.2976e-07 | 193.7699 | 4.452e-05 | 2049 | Mitigation | 0.95 | 45 | 0 | esc | 0.00097009 | 2.2289e-10 | 0.00097009 | 2.2289e-10
[79 empty] | WLDFR | HFTD - Distribution - Tier 2 - 4QU CoRE ¦ 5QU LoRE | Red Flag Warning - Destructive Fires | 2050 | 8.7765e-10 | 8.7765e-10 | 11536.0538 | 319.4911 | 11216.5626 | 0 | 0 | 0 | 9.0472e-07 | 1.0125e-05 | 0 | 1.0125e-05 | 1.0125e-05 | 0 | 1.0125e-05 | 0 | 1.7648e-07 | 3.8685e-07 | 0 | 3.8685e-07 | 0 | 3.0209e-06 | 6.0417e-06 | 0 | 6.0417e-06 | [12 empty] | 7.3.3.17.5 (Remote Grid) Updates to grid topology to minimize risk of ignition in HFTDs Remote GridWLDFREquipment / facility failureAggregated | WLDFR | HFTD - Distribution - Tier 2 - 2QU CoRE ¦ 1QU LoRE | Non-Red Flag Warning - Catastrophic Fires | Equipment / facility failure | Aggregated | 2050 | 2.2976e-07 | 193.7699 | 4.452e-05 | 2050 | Mitigation | 0.95 | 45 | 0 | esc | 0.00097009 | 2.2289e-10 | 0.00097009 | 2.2289e-10
[79 empty] | WLDFR | HFTD - Distribution - Tier 2 - 4QU CoRE ¦ 5QU LoRE | Red Flag Warning - Destructive Fires | 2051 | 8.7765e-10 | 8.7765e-10 | 11536.0538 | 319.4911 | 11216.5626 | 0 | 0 | 0 | 9.0472e-07 | 1.0125e-05 | 0 | 1.0125e-05 | 1.0125e-05 | 0 | 1.0125e-05 | 0 | 1.7648e-07 | 3.8685e-07 | 0 | 3.8685e-07 | 0 | 3.0209e-06 | 6.0417e-06 | 0 | 6.0417e-06 | [12 empty] | 7.3.3.17.5 (Remote Grid) Updates to grid topology to minimize risk of ignition in HFTDs Remote GridWLDFREquipment / facility failureAggregated | WLDFR | HFTD - Distribution - Tier 2 - 2QU CoRE ¦ 1QU LoRE | Non-Red Flag Warning - Catastrophic Fires | Equipment / facility failure | Aggregated | 2051 | 2.2976e-07 | 193.7699 | 4.452e-05 | 2051 | Mitigation | 0.95 | 45 | 0 | esc | 0.00097009 | 2.2289e-10 | 0.00097009 | 2.2289e-10
[79 empty] | WLDFR | HFTD - Distribution - Tier 2 - 4QU CoRE ¦ 5QU LoRE | Red Flag Warning - Destructive Fires | 2052 | 8.7765e-10 | 8.7765e-10 | 11536.0538 | 319.4911 | 11216.5626 | 0 | 0 | 0 | 9.0472e-07 | 1.0125e-05 | 0 | 1.0125e-05 | 1.0125e-05 | 0 | 1.0125e-05 | 0 | 1.7648e-07 | 3.8685e-07 | 0 | 3.8685e-07 | 0 | 3.0209e-06 | 6.0417e-06 | 0 | 6.0417e-06 | [12 empty] | 7.3.3.17.5 (Remote Grid) Updates to grid topology to minimize risk of ignition in HFTDs Remote GridWLDFREquipment / facility failureAggregated | WLDFR | HFTD - Distribution - Tier 2 - 2QU CoRE ¦ 1QU LoRE | Non-Red Flag Warning - Catastrophic Fires | Equipment / facility failure | Aggregated | 2052 | 2.2976e-07 | 193.7699 | 4.452e-05 | 2052 | Mitigation | 0.95 | 45 | 0 | esc | 0.00097009 | 2.2289e-10 | 0.00097009 | 2.2289e-10
[79 empty] | WLDFR | HFTD - Distribution - Tier 2 - 4QU CoRE ¦ 5QU LoRE | Red Flag Warning - Destructive Fires | 2053 | 8.7765e-10 | 8.7765e-10 | 12097.6769 | 340.5356 | 11757.1413 | 0 | 0 | 0 | 9.0472e-07 | 1.0618e-05 | 0 | 1.0618e-05 | 1.0618e-05 | 0 | 1.0618e-05 | 0 | 1.7648e-07 | 3.8685e-07 | 0 | 3.8685e-07 | 0 | 3.0209e-06 | 6.0417e-06 | 0 | 6.0417e-06 | [12 empty] | 7.3.3.17.5 (Remote Grid) Updates to grid topology to minimize risk of ignition in HFTDs Remote GridWLDFREquipment / facility failureAggregated | WLDFR | HFTD - Distribution - Tier 2 - 2QU CoRE ¦ 1QU LoRE | Non-Red Flag Warning - Catastrophic Fires | Equipment / facility failure | Aggregated | 2053 | 2.2976e-07 | 193.7699 | 4.452e-05 | 2053 | Mitigation | 0.95 | 45 | 0 | esc | 0.00097009 | 2.2289e-10 | 0.00097009 | 2.2289e-10
[79 empty] | WLDFR | HFTD - Distribution - Tier 2 - 4QU CoRE ¦ 5QU LoRE | Red Flag Warning - Destructive Fires | 2054 | 8.7765e-10 | 8.7765e-10 | 12097.6769 | 340.5356 | 11757.1413 | 0 | 0 | 0 | 9.0472e-07 | 1.0618e-05 | 0 | 1.0618e-05 | 1.0618e-05 | 0 | 1.0618e-05 | 0 | 1.8697e-07 | 4.0985e-07 | 0 | 4.0985e-07 | 0 | 3.0209e-06 | 6.0417e-06 | 0 | 6.0417e-06 | [12 empty] | 7.3.3.17.5 (Remote Grid) Updates to grid topology to minimize risk of ignition in HFTDs Remote GridWLDFREquipment / facility failureAggregated | WLDFR | HFTD - Distribution - Tier 2 - 2QU CoRE ¦ 1QU LoRE | Non-Red Flag Warning - Catastrophic Fires | Equipment / facility failure | Aggregated | 2054 | 2.2976e-07 | 193.7699 | 4.452e-05 | 2054 | Mitigation | 0.95 | 45 | 0 | esc | 0.00097009 | 2.2289e-10 | 0.00097009 | 2.2289e-10
[79 empty] | WLDFR | HFTD - Distribution - Tier 2 - 4QU CoRE ¦ 5QU LoRE | Red Flag Warning - Destructive Fires | 2055 | 8.7765e-10 | 8.7765e-10 | 12097.6769 | 340.5356 | 11757.1413 | 0 | 0 | 0 | 9.0472e-07 | 1.0618e-05 | 0 | 1.0618e-05 | 1.0618e-05 | 0 | 1.0618e-05 | 0 | 1.8697e-07 | 4.0985e-07 | 0 | 4.0985e-07 | 0 | 3.166e-06 | 6.3319e-06 | 0 | 6.3319e-06 | [12 empty] | 7.3.3.17.5 (Remote Grid) Updates to grid topology to minimize risk of ignition in HFTDs Remote GridWLDFREquipment / facility failureAggregated | WLDFR | HFTD - Distribution - Tier 2 - 2QU CoRE ¦ 1QU LoRE | Non-Red Flag Warning - Catastrophic Fires | Equipment / facility failure | Aggregated | 2055 | 2.2976e-07 | 193.7699 | 4.452e-05 | 2055 | Mitigation | 0.95 | 45 | 0 | esc | 0.00097009 | 2.2289e-10 | 0.00097009 | 2.2289e-10
[79 empty] | WLDFR | HFTD - Distribution - Tier 2 - 4QU CoRE ¦ 5QU LoRE | Red Flag Warning - Destructive Fires | 2056 | 8.7765e-10 | 8.7765e-10 | 12097.6769 | 340.5356 | 11757.1413 | 0 | 0 | 0 | 9.0472e-07 | 1.0618e-05 | 0 | 1.0618e-05 | 1.0618e-05 | 0 | 1.0618e-05 | 0 | 1.8697e-07 | 4.0985e-07 | 0 | 4.0985e-07 | 0 | 3.166e-06 | 6.3319e-06 | 0 | 6.3319e-06 | [12 empty] | 7.3.3.17.5 (Remote Grid) Updates to grid topology to minimize risk of ignition in HFTDs Remote GridWLDFREquipment / facility failureAggregated | WLDFR | HFTD - Distribution - Tier 2 - 2QU CoRE ¦ 1QU LoRE | Non-Red Flag Warning - Catastrophic Fires | Equipment / facility failure | Aggregated | 2056 | 2.2976e-07 | 193.7699 | 4.452e-05 | 2056 | Mitigation | 0.95 | 45 | 0 | esc | 0.00097009 | 2.2289e-10 | 0.00097009 | 2.2289e-10
[79 empty] | WLDFR | HFTD - Distribution - Tier 2 - 4QU CoRE ¦ 5QU LoRE | Red Flag Warning - Destructive Fires | 2057 | 8.7765e-10 | 8.7765e-10 | 12097.6769 | 340.5356 | 11757.1413 | 0 | 0 | 0 | 9.0472e-07 | 1.0618e-05 | 0 | 1.0618e-05 | 1.0618e-05 | 0 | 1.0618e-05 | 0 | 1.8697e-07 | 4.0985e-07 | 0 | 4.0985e-07 | 0 | 3.166e-06 | 6.3319e-06 | 0 | 6.3319e-06 | [12 empty] | 7.3.3.17.5 (Remote Grid) Updates to grid topology to minimize risk of ignition in HFTDs Remote GridWLDFREquipment / facility failureAggregated | WLDFR | HFTD - Distribution - Tier 2 - 2QU CoRE ¦ 1QU LoRE | Non-Red Flag Warning - Catastrophic Fires | Equipment / facility failure | Aggregated | 2057 | 2.2976e-07 | 193.7699 | 4.452e-05 | 2057 | Mitigation | 0.95 | 45 | 0 | esc | 0.00097009 | 2.2289e-10 | 0.00097009 | 2.2289e-10
[79 empty] | WLDFR | HFTD - Distribution - Tier 2 - 4QU CoRE ¦ 5QU LoRE | Red Flag Warning - Destructive Fires | 2058 | 8.7765e-10 | 8.7765e-10 | 12670.1796 | 362.3049 | 12307.8747 | 0 | 0 | 0 | 9.0472e-07 | 1.112e-05 | 0 | 1.112e-05 | 1.112e-05 | 0 | 1.112e-05 | 0 | 1.8697e-07 | 4.0985e-07 | 0 | 4.0985e-07 | 0 | 3.166e-06 | 6.3319e-06 | 0 | 6.3319e-06 | [12 empty] | 7.3.3.17.5 (Remote Grid) Updates to grid topology to minimize risk of ignition in HFTDs Remote GridWLDFREquipment / facility failureAggregated | WLDFR | HFTD - Distribution - Tier 2 - 2QU CoRE ¦ 1QU LoRE | Non-Red Flag Warning - Catastrophic Fires | Equipment / facility failure | Aggregated | 2058 | 2.2976e-07 | 193.7699 | 4.452e-05 | 2058 | Mitigation | 0.95 | 45 | 0 | esc | 0.00097009 | 2.2289e-10 | 0.00097009 | 2.2289e-10
[79 empty] | WLDFR | HFTD - Distribution - Tier 2 - 4QU CoRE ¦ 5QU LoRE | Red Flag Warning - Destructive Fires | 2059 | 8.7765e-10 | 8.7765e-10 | 12670.1796 | 362.3049 | 12307.8747 | 0 | 0 | 0 | 9.0472e-07 | 1.112e-05 | 0 | 1.112e-05 | 1.112e-05 | 0 | 1.112e-05 | 0 | 1.9865e-07 | 4.3545e-07 | 0 | 4.3545e-07 | 0 | 0 | 6.3319e-06 | 0 | 6.3319e-06 | [12 empty] | 7.3.3.17.5 (Remote Grid) Updates to grid topology to minimize risk of ignition in HFTDs Remote GridWLDFREquipment / facility failureAggregated | WLDFR | HFTD - Distribution - Tier 2 - 2QU CoRE ¦ 1QU LoRE | Non-Red Flag Warning - Catastrophic Fires | Equipment / facility failure | Aggregated | 2059 | 2.2976e-07 | 193.7699 | 4.452e-05 | 2059 | Mitigation | 0.95 | 45 | 0 | esc | 0.00097009 | 2.2289e-10 | 0.00097009 | 2.2289e-10
[79 empty] | WLDFR | HFTD - Distribution - Tier 2 - 4QU CoRE ¦ 5QU LoRE | Red Flag Warning - Destructive Fires | 2060 | 8.7765e-10 | 8.7765e-10 | 12670.1796 | 362.3049 | 12307.8747 | 0 | 0 | 0 | 9.0472e-07 | 1.112e-05 | 0 | 1.112e-05 | 1.112e-05 | 0 | 1.112e-05 | 0 | 1.9865e-07 | 4.3545e-07 | 0 | 4.3545e-07 | 0 | 0 | 0 | 0 | 0 | [12 empty] | 7.3.3.17.5 (Remote Grid) Updates to grid topology to minimize risk of ignition in HFTDs Remote GridWLDFREquipment / facility failureAggregated | WLDFR | HFTD - Distribution - Tier 2 - 2QU CoRE ¦ 1QU LoRE | Non-Red Flag Warning - Catastrophic Fires | Equipment / facility failure | Aggregated | 2060 | 2.2976e-07 | 193.7699 | 4.452e-05 | 2060 | Mitigation | 0.95 | 45 | 0 | esc | 0.00097009 | 2.2289e-10 | 0.00097009 | 2.2289e-10
[79 empty] | WLDFR | HFTD - Distribution - Tier 2 - 4QU CoRE ¦ 5QU LoRE | Red Flag Warning - Destructive Fires | 2061 | 8.7765e-10 | 8.7765e-10 | 12670.1796 | 362.3049 | 12307.8747 | 0 | 0 | 0 | 9.0472e-07 | 1.112e-05 | 0 | 1.112e-05 | 1.112e-05 | 0 | 1.112e-05 | 0 | 1.9865e-07 | 4.3545e-07 | 0 | 4.3545e-07 | 0 | 0 | 0 | 0 | 0 | [12 empty] | 7.3.3.17.5 (Remote Grid) Updates to grid topology to minimize risk of ignition in HFTDs Remote GridWLDFREquipment / facility failureAggregated | WLDFR | HFTD - Distribution - Tier 2 - 2QU CoRE ¦ 1QU LoRE | Non-Red Flag Warning - Catastrophic Fires | Equipment / facility failure | Aggregated | 2061 | 2.2976e-07 | 193.7699 | 4.452e-05 | 2061 | Mitigation | 0.95 | 45 | 0 | esc | 0.00097009 | 2.2289e-10 | 0.00097009 | 2.2289e-10
[79 empty] | WLDFR | HFTD - Distribution - Tier 2 - 4QU CoRE ¦ 5QU LoRE | Red Flag Warning - Destructive Fires | 2062 | 8.7765e-10 | 8.7765e-10 | 12670.1796 | 362.3049 | 12307.8747 | 0 | 0 | 0 | 9.0472e-07 | 1.112e-05 | 0 | 1.112e-05 | 1.112e-05 | 0 | 1.112e-05 | 0 | 1.9865e-07 | 4.3545e-07 | 0 | 4.3545e-07 | 0 | 0.0060025 | 0 | 0 | 0 | [12 empty] | 7.3.3.17.5 (Remote Grid) Updates to grid topology to minimize risk of ignition in HFTDs Remote GridWLDFREquipment / facility failureAggregated | WLDFR | HFTD - Distribution - Tier 2 - 2QU CoRE ¦ 1QU LoRE | Non-Red Flag Warning - Catastrophic Fires | Equipment / facility failure | Aggregated | 2062 | 2.2976e-07 | 193.7699 | 4.452e-05 | 2062 | Mitigation | 0.95 | 45 | 0 | esc | 0.00097009 | 2.2289e-10 | 0.00097009 | 2.2289e-10
[79 empty] | WLDFR | HFTD - Distribution - Tier 2 - 4QU CoRE ¦ 5QU LoRE | Red Flag Warning - Destructive Fires | 2063 | 8.7765e-10 | 8.7765e-10 | 13246.6313 | 384.5316 | 12862.0997 | 0 | 0 | 0 | 9.0472e-07 | 1.1626e-05 | 0 | 1.1626e-05 | 1.1626e-05 | 0 | 1.1626e-05 | 0 | 1.9865e-07 | 4.3545e-07 | 0 | 4.3545e-07 | 0 | 0.0062225 | 0.012445 | 0 | 0.012445 | [12 empty] | 7.3.3.17.5 (Remote Grid) Updates to grid topology to minimize risk of ignition in HFTDs Remote GridWLDFREquipment / facility failureAggregated | WLDFR | HFTD - Distribution - Tier 2 - 2QU CoRE ¦ 1QU LoRE | Non-Red Flag Warning - Catastrophic Fires | Equipment / facility failure | Aggregated | 2063 | 2.2976e-07 | 193.7699 | 4.452e-05 | 2063 | Mitigation | 0.95 | 45 | 0 | esc | 0.00097009 | 2.2289e-10 | 0.00097009 | 2.2289e-10
[79 empty] | WLDFR | HFTD - Distribution - Tier 2 - 4QU CoRE ¦ 5QU LoRE | Red Flag Warning - Destructive Fires | 2064 | 8.7765e-10 | 8.7765e-10 | 13246.6313 | 384.5316 | 12862.0997 | 0 | 0 | 0 | 9.0472e-07 | 1.1626e-05 | 0 | 1.1626e-05 | 1.1626e-05 | 0 | 1.1626e-05 | 0 | 2.1142e-07 | 4.6345e-07 | 0 | 4.6345e-07 | 0 | 0.0062225 | 0.012445 | 0 | 0.012445 | [12 empty] | 7.3.3.17.5 (Remote Grid) Updates to grid topology to minimize risk of ignition in HFTDs Remote GridWLDFREquipment / facility failureAggregated | WLDFR | HFTD - Distribution - Tier 2 - 2QU CoRE ¦ 1QU LoRE | Non-Red Flag Warning - Catastrophic Fires | Equipment / facility failure | Aggregated | 2064 | 2.2976e-07 | 193.7699 | 4.452e-05 | 2064 | Mitigation | 0.95 | 45 | 0 | esc | 0.00097009 | 2.2289e-10 | 0.00097009 | 2.2289e-10
[79 empty] | WLDFR | HFTD - Distribution - Tier 2 - 4QU CoRE ¦ 5QU LoRE | Red Flag Warning - Destructive Fires | 2065 | 8.7765e-10 | 8.7765e-10 | 13246.6313 | 384.5316 | 12862.0997 | 0 | 0 | 0 | 9.0472e-07 | 1.1626e-05 | 0 | 1.1626e-05 | 1.1626e-05 | 0 | 1.1626e-05 | 0 | 2.1142e-07 | 4.6345e-07 | 0 | 4.6345e-07 | 0 | 0.0062225 | 0.012445 | 0 | 0.012445 | [12 empty] | 7.3.3.17.5 (Remote Grid) Updates to grid topology to minimize risk of ignition in HFTDs Remote GridWLDFREquipment / facility failureAggregated | WLDFR | HFTD - Distribution - Tier 2 - 2QU CoRE ¦ 1QU LoRE | Non-Red Flag Warning - Catastrophic Fires | Equipment / facility failure | Aggregated | 2065 | 2.2976e-07 | 193.7699 | 4.452e-05 | 2065 | Mitigation | 0.95 | 45 | 0 | esc | 0.00097009 | 2.2289e-10 | 0.00097009 | 2.2289e-10
[79 empty] | WLDFR | HFTD - Distribution - Tier 2 - 4QU CoRE ¦ 5QU LoRE | Red Flag Warning - Destructive Fires | 2066 | 8.7765e-10 | 8.7765e-10 | 13246.6313 | 384.5316 | 12862.0997 | 0 | 0 | 0 | 9.0472e-07 | 1.1626e-05 | 0 | 1.1626e-05 | 1.1626e-05 | 0 | 1.1626e-05 | 0 | 2.1142e-07 | 4.6345e-07 | 0 | 4.6345e-07 | 0 | 0.0062225 | 0.012445 | 0 | 0.012445 | [12 empty] | 7.3.3.17.5 (Remote Grid) Updates to grid topology to minimize risk of ignition in HFTDs Remote GridWLDFREquipment / facility failureAggregated | WLDFR | HFTD - Distribution - Tier 2 - 2QU CoRE ¦ 1QU LoRE | Non-Red Flag Warning - Catastrophic Fires | Equipment / facility failure | Aggregated | 2066 | 2.2976e-07 | 193.7699 | 4.452e-05 | 2066 | Mitigation | 0.95 | 45 | 0 | esc | 0.00097009 | 2.2289e-10 | 0.00097009 | 2.2289e-10
[79 empty] | WLDFR | HFTD - Distribution - Tier 2 - 4QU CoRE ¦ 5QU LoRE | Red Flag Warning - Destructive Fires | 2067 | 0 | 8.7765e-10 | 13246.6313 | 384.5316 | 12862.0997 | 0 | 0 | 0 | 9.0472e-07 | 0 | 0 | 0 | 1.1626e-05 | 0 | 1.1626e-05 | 0 | 2.1142e-07 | 4.6345e-07 | 0 | 4.6345e-07 | 0 | 0.0062225 | 0.012445 | 0 | 0.012445 | [12 empty] | 7.3.3.17.5 (Remote Grid) Updates to grid topology to minimize risk of ignition in HFTDs Remote GridWLDFREquipment / facility failureAggregated | WLDFR | HFTD - Distribution - Tier 2 - 2QU CoRE ¦ 1QU LoRE | Non-Red Flag Warning - Catastrophic Fires | Equipment / facility failure | Aggregated | 2067 | 2.2976e-07 | 193.7699 | 4.452e-05 | 2067 | Mitigation | 0.95 | 45 | 0 | esc | 0 | 0 | 0.00097009 | 2.2289e-10
[79 empty] | WLDFR | HFTD - Distribution - Tier 2 - 4QU CoRE ¦ 5QU LoRE | Red Flag Warning - Large Fires | 2022 | 1.7134e-08 | 0 | 5.2406 | 0.69642 | 2.942 | 1.6022 | 0 | 0 | 1.7663e-05 | 8.9793e-08 | 0 | 8.9793e-08 | 0 | 0 | 0 | 0 | 2.1142e-07 | 4.6345e-07 | 0 | 4.6345e-07 | 0 | 0.0064997 | 0.012999 | 0 | 0.012999 | [12 empty] | 7.3.3.17.5 (Remote Grid) Updates to grid topology to minimize risk of ignition in HFTDs Remote GridWLDFRVegetation ContactAggregated | WLDFR | HFTD - Distribution - Tier 2 - 2QU CoRE ¦ 1QU LoRE | Non-Red Flag Warning - Catastrophic Fires | Vegetation Contact | Aggregated | 2022 | 8.633e-07 | 193.7699 | 0.00016728 | 2022 | Mitigation | 0.95 | 45 | 0 | esc | 0.00097009 | 8.3748e-10 | 0 | 0
[79 empty] | WLDFR | HFTD - Distribution - Tier 2 - 4QU CoRE ¦ 5QU LoRE | Red Flag Warning - Large Fires | 2023 | 1.7134e-08 | 1.7134e-08 | 5.475 | 0.71896 | 3.0715 | 1.6846 | 0 | 0 | 1.7663e-05 | 9.3811e-08 | 0 | 9.3811e-08 | 9.3811e-08 | 0 | 9.3811e-08 | 0 | 2.2518e-07 | 4.9361e-07 | 0 | 4.9361e-07 | 0 | 0.0064997 | 0.012999 | 0 | 0.012999 | [12 empty] | 7.3.3.17.5 (Remote Grid) Updates to grid topology to minimize risk of ignition in HFTDs Remote GridWLDFRVegetation ContactAggregated | WLDFR | HFTD - Distribution - Tier 2 - 2QU CoRE ¦ 1QU LoRE | Non-Red Flag Warning - Catastrophic Fires | Vegetation Contact | Aggregated | 2023 | 8.633e-07 | 193.7699 | 0.00016728 | 2023 | Mitigation | 0.95 | 45 | 0 | esc | 0.00097009 | 8.3748e-10 | 0.00097009 | 8.3748e-10
[79 empty] | WLDFR | HFTD - Distribution - Tier 2 - 4QU CoRE ¦ 5QU LoRE | Red Flag Warning - Large Fires | 2024 | 1.7134e-08 | 1.7134e-08 | 5.475 | 0.71896 | 3.0715 | 1.6846 | 0 | 0 | 1.7663e-05 | 9.3811e-08 | 0 | 9.3811e-08 | 9.3811e-08 | 0 | 9.3811e-08 | 0 | 2.2518e-07 | 4.9361e-07 | 0 | 4.9361e-07 | 0 | 0.0064997 | 0.012999 | 0 | 0.012999 | [12 empty] | 7.3.3.17.5 (Remote Grid) Updates to grid topology to minimize risk of ignition in HFTDs Remote GridWLDFRVegetation ContactAggregated | WLDFR | HFTD - Distribution - Tier 2 - 2QU CoRE ¦ 1QU LoRE | Non-Red Flag Warning - Catastrophic Fires | Vegetation Contact | Aggregated | 2024 | 8.633e-07 | 193.7699 | 0.00016728 | 2024 | Mitigation | 0.95 | 45 | 0 | esc | 0.00097009 | 8.3748e-10 | 0.00097009 | 8.3748e-10
[79 empty] | WLDFR | HFTD - Distribution - Tier 2 - 4QU CoRE ¦ 5QU LoRE | Red Flag Warning - Large Fires | 2025 | 1.7134e-08 | 1.7134e-08 | 5.475 | 0.71896 | 3.0715 | 1.6846 | 0 | 0 | 1.7663e-05 | 9.3811e-08 | 0 | 9.3811e-08 | 9.3811e-08 | 0 | 9.3811e-08 | 0 | 2.2518e-07 | 4.9361e-07 | 0 | 4.9361e-07 | 0 | 0.0064997 | 0.012999 | 0 | 0.012999 | [12 empty] | 7.3.3.17.5 (Remote Grid) Updates to grid topology to minimize risk of ignition in HFTDs Remote GridWLDFRVegetation ContactAggregated | WLDFR | HFTD - Distribution - Tier 2 - 2QU CoRE ¦ 1QU LoRE | Non-Red Flag Warning - Catastrophic Fires | Vegetation Contact | Aggregated | 2025 | 8.633e-07 | 193.7699 | 0.00016728 | 2025 | Mitigation | 0.95 | 45 | 0 | esc | 0.00097009 | 8.3748e-10 | 0.00097009 | 8.3748e-10
[79 empty] | WLDFR | HFTD - Distribution - Tier 2 - 4QU CoRE ¦ 5QU LoRE | Red Flag Warning - Large Fires | 2026 | 1.7134e-08 | 1.7134e-08 | 5.475 | 0.71896 | 3.0715 | 1.6846 | 0 | 0 | 1.7663e-05 | 9.3811e-08 | 0 | 9.3811e-08 | 9.3811e-08 | 0 | 9.3811e-08 | 0 | 2.2518e-07 | 4.9361e-07 | 0 | 4.9361e-07 | 0 | 0.0064997 | 0.012999 | 0 | 0.012999 | [12 empty] | 7.3.3.17.5 (Remote Grid) Updates to grid topology to minimize risk of ignition in HFTDs Remote GridWLDFRVegetation ContactAggregated | WLDFR | HFTD - Distribution - Tier 2 - 2QU CoRE ¦ 1QU LoRE | Non-Red Flag Warning - Catastrophic Fires | Vegetation Contact | Aggregated | 2026 | 8.633e-07 | 193.7699 | 0.00016728 | 2026 | Mitigation | 0.95 | 45 | 0 | esc | 0.00097009 | 8.3748e-10 | 0.00097009 | 8.3748e-10
[79 empty] | WLDFR | HFTD - Distribution - Tier 2 - 4QU CoRE ¦ 5QU LoRE | Red Flag Warning - Large Fires | 2027 | 1.7134e-08 | 1.7134e-08 | 5.475 | 0.71896 | 3.0715 | 1.6846 | 0 | 0 | 1.7663e-05 | 9.3811e-08 | 0 | 9.3811e-08 | 9.3811e-08 | 0 | 9.3811e-08 | 0 | 2.2518e-07 | 4.9361e-07 | 0 | 4.9361e-07 | 0 | 0.0068078 | 0.013616 | 0 | 0.013616 | [12 empty] | 7.3.3.17.5 (Remote Grid) Updates to grid topology to minimize risk of ignition in HFTDs Remote GridWLDFRVegetation ContactAggregated | WLDFR | HFTD - Distribution - Tier 2 - 2QU CoRE ¦ 1QU LoRE | Non-Red Flag Warning - Catastrophic Fires | Vegetation Contact | Aggregated | 2027 | 8.633e-07 | 193.7699 | 0.00016728 | 2027 | Mitigation | 0.95 | 45 | 0 | esc | 0.00097009 | 8.3748e-10 | 0.00097009 | 8.3748e-10
[79 empty] | WLDFR | HFTD - Distribution - Tier 2 - 4QU CoRE ¦ 5QU LoRE | Red Flag Warning - Large Fires | 2028 | 1.7134e-08 | 1.7134e-08 | 5.777 | 0.74734 | 3.238 | 1.7917 | 0 | 0 | 1.7663e-05 | 9.8985e-08 | 0 | 9.8985e-08 | 9.8985e-08 | 0 | 9.8985e-08 | 0 | 2.3982e-07 | 5.2568e-07 | 0 | 5.2568e-07 | 0 | 0.0068078 | 0.013616 | 0 | 0.013616 | [12 empty] | 7.3.3.17.5 (Remote Grid) Updates to grid topology to minimize risk of ignition in HFTDs Remote GridWLDFRVegetation ContactAggregated | WLDFR | HFTD - Distribution - Tier 2 - 2QU CoRE ¦ 1QU LoRE | Non-Red Flag Warning - Catastrophic Fires | Vegetation Contact | Aggregated | 2028 | 8.633e-07 | 193.7699 | 0.00016728 | 2028 | Mitigation | 0.95 | 45 | 0 | esc | 0.00097009 | 8.3748e-10 | 0.00097009 | 8.3748e-10
[79 empty] | WLDFR | HFTD - Distribution - Tier 2 - 4QU CoRE ¦ 5QU LoRE | Red Flag Warning - Large Fires | 2029 | 1.7134e-08 | 1.7134e-08 | 5.777 | 0.74734 | 3.238 | 1.7917 | 0 | 0 | 1.7663e-05 | 9.8985e-08 | 0 | 9.8985e-08 | 9.8985e-08 | 0 | 9.8985e-08 | 0 | 2.3982e-07 | 5.2568e-07 | 0 | 5.2568e-07 | 0 | 0.0068078 | 0.013616 | 0 | 0.013616 | [12 empty] | 7.3.3.17.5 (Remote Grid) Updates to grid topology to minimize risk of ignition in HFTDs Remote GridWLDFRVegetation ContactAggregated | WLDFR | HFTD - Distribution - Tier 2 - 2QU CoRE ¦ 1QU LoRE | Non-Red Flag Warning - Catastrophic Fires | Vegetation Contact | Aggregated | 2029 | 8.633e-07 | 193.7699 | 0.00016728 | 2029 | Mitigation | 0.95 | 45 | 0 | esc | 0.00097009 | 8.3748e-10 | 0.00097009 | 8.3748e-10
[79 empty] | WLDFR | HFTD - Distribution - Tier 2 - 4QU CoRE ¦ 5QU LoRE | Red Flag Warning - Large Fires | 2030 | 1.7134e-08 | 1.7134e-08 | 5.777 | 0.74734 | 3.238 | 1.7917 | 0 | 0 | 1.7663e-05 | 9.8985e-08 | 0 | 9.8985e-08 | 9.8985e-08 | 0 | 9.8985e-08 | 0 | 2.3982e-07 | 5.2568e-07 | 0 | 5.2568e-07 | 0 | 0.0068078 | 0.013616 | 0 | 0.013616 | [12 empty] | 7.3.3.17.5 (Remote Grid) Updates to grid topology to minimize risk of ignition in HFTDs Remote GridWLDFRVegetation ContactAggregated | WLDFR | HFTD - Distribution - Tier 2 - 2QU CoRE ¦ 1QU LoRE | Non-Red Flag Warning - Catastrophic Fires | Vegetation Contact | Aggregated | 2030 | 8.633e-07 | 193.7699 | 0.00016728 | 2030 | Mitigation | 0.95 | 45 | 0 | esc | 0.00097009 | 8.3748e-10 | 0.00097009 | 8.3748e-10
[79 empty] | WLDFR | HFTD - Distribution - Tier 2 - 4QU CoRE ¦ 5QU LoRE | Red Flag Warning - Large Fires | 2031 | 1.7134e-08 | 1.7134e-08 | 5.777 | 0.74734 | 3.238 | 1.7917 | 0 | 0 | 1.7663e-05 | 9.8985e-08 | 0 | 9.8985e-08 | 9.8985e-08 | 0 | 9.8985e-08 | 0 | 2.3982e-07 | 5.2568e-07 | 0 | 5.2568e-07 | 0 | 0.0068078 | 0.013616 | 0 | 0.013616 | [12 empty] | 7.3.3.17.5 (Remote Grid) Updates to grid topology to minimize risk of ignition in HFTDs Remote GridWLDFRVegetation ContactAggregated | WLDFR | HFTD - Distribution - Tier 2 - 2QU CoRE ¦ 1QU LoRE | Non-Red Flag Warning - Catastrophic Fires | Vegetation Contact | Aggregated | 2031 | 8.633e-07 | 193.7699 | 0.00016728 | 2031 | Mitigation | 0.95 | 45 | 0 | esc | 0.00097009 | 8.3748e-10 | 0.00097009 | 8.3748e-10
[79 empty] | WLDFR | HFTD - Distribution - Tier 2 - 4QU CoRE ¦ 5QU LoRE | Red Flag Warning - Large Fires | 2032 | 1.7134e-08 | 1.7134e-08 | 5.777 | 0.74734 | 3.238 | 1.7917 | 0 | 0 | 1.7663e-05 | 9.8985e-08 | 0 | 9.8985e-08 | 9.8985e-08 | 0 | 9.8985e-08 | 0 | 2.3982e-07 | 5.2568e-07 | 0 | 5.2568e-07 | 0 | 0.0071423 | 0.014285 | 0 | 0.014285 | [12 empty] | 7.3.3.17.5 (Remote Grid) Updates to grid topology to minimize risk of ignition in HFTDs Remote GridWLDFRVegetation ContactAggregated | WLDFR | HFTD - Distribution - Tier 2 - 2QU CoRE ¦ 1QU LoRE | Non-Red Flag Warning - Catastrophic Fires | Vegetation Contact | Aggregated | 2032 | 8.633e-07 | 193.7699 | 0.00016728 | 2032 | Mitigation | 0.95 | 45 | 0 | esc | 0.00097009 | 8.3748e-10 | 0.00097009 | 8.3748e-10
[79 empty] | WLDFR | HFTD - Distribution - Tier 2 - 4QU CoRE ¦ 5QU LoRE | Red Flag Warning - Large Fires | 2033 | 1.7134e-08 | 1.7134e-08 | 6.1205 | 0.77885 | 3.4265 | 1.9151 | 0 | 0 | 1.7663e-05 | 1.0487e-07 | 0 | 1.0487e-07 | 1.0487e-07 | 0 | 1.0487e-07 | 0 | 2.5515e-07 | 5.593e-07 | 0 | 5.593e-07 | 0 | 0.0071423 | 0.014285 | 0 | 0.014285 | [12 empty] | 7.3.3.17.5 (Remote Grid) Updates to grid topology to minimize risk of ignition in HFTDs Remote GridWLDFRVegetation ContactAggregated | WLDFR | HFTD - Distribution - Tier 2 - 2QU CoRE ¦ 1QU LoRE | Non-Red Flag Warning - Catastrophic Fires | Vegetation Contact | Aggregated | 2033 | 8.633e-07 | 193.7699 | 0.00016728 | 2033 | Mitigation | 0.95 | 45 | 0 | esc | 0.00097009 | 8.3748e-10 | 0.00097009 | 8.3748e-10
[79 empty] | WLDFR | HFTD - Distribution - Tier 2 - 4QU CoRE ¦ 5QU LoRE | Red Flag Warning - Large Fires | 2034 | 1.7134e-08 | 1.7134e-08 | 6.1205 | 0.77885 | 3.4265 | 1.9151 | 0 | 0 | 1.7663e-05 | 1.0487e-07 | 0 | 1.0487e-07 | 1.0487e-07 | 0 | 1.0487e-07 | 0 | 2.5515e-07 | 5.593e-07 | 0 | 5.593e-07 | 0 | 0.0071423 | 0.014285 | 0 | 0.014285 | [12 empty] | 7.3.3.17.5 (Remote Grid) Updates to grid topology to minimize risk of ignition in HFTDs Remote GridWLDFRVegetation ContactAggregated | WLDFR | HFTD - Distribution - Tier 2 - 2QU CoRE ¦ 1QU LoRE | Non-Red Flag Warning - Catastrophic Fires | Vegetation Contact | Aggregated | 2034 | 8.633e-07 | 193.7699 | 0.00016728 | 2034 | Mitigation | 0.95 | 45 | 0 | esc | 0.00097009 | 8.3748e-10 | 0.00097009 | 8.3748e-10
[79 empty] | WLDFR | HFTD - Distribution - Tier 2 - 4QU CoRE ¦ 5QU LoRE | Red Flag Warning - Large Fires | 2035 | 1.7134e-08 | 1.7134e-08 | 6.1205 | 0.77885 | 3.4265 | 1.9151 | 0 | 0 | 1.7663e-05 | 1.0487e-07 | 0 | 1.0487e-07 | 1.0487e-07 | 0 | 1.0487e-07 | 0 | 2.5515e-07 | 5.593e-07 | 0 | 5.593e-07 | 0 | 0.0071423 | 0.014285 | 0 | 0.014285 | [12 empty] | 7.3.3.17.5 (Remote Grid) Updates to grid topology to minimize risk of ignition in HFTDs Remote GridWLDFRVegetation ContactAggregated | WLDFR | HFTD - Distribution - Tier 2 - 2QU CoRE ¦ 1QU LoRE | Non-Red Flag Warning - Catastrophic Fires | Vegetation Contact | Aggregated | 2035 | 8.633e-07 | 193.7699 | 0.00016728 | 2035 | Mitigation | 0.95 | 45 | 0 | esc | 0.00097009 | 8.3748e-10 | 0.00097009 | 8.3748e-10
[79 empty] | WLDFR | HFTD - Distribution - Tier 2 - 4QU CoRE ¦ 5QU LoRE | Red Flag Warning - Large Fires | 2036 | 1.7134e-08 | 1.7134e-08 | 6.1205 | 0.77885 | 3.4265 | 1.9151 | 0 | 0 | 1.7663e-05 | 1.0487e-07 | 0 | 1.0487e-07 | 1.0487e-07 | 0 | 1.0487e-07 | 0 | 2.5515e-07 | 5.593e-07 | 0 | 5.593e-07 | 0 | 0.0071423 | 0.014285 | 0 | 0.014285 | [12 empty] | 7.3.3.17.5 (Remote Grid) Updates to grid topology to minimize risk of ignition in HFTDs Remote GridWLDFRVegetation ContactAggregated | WLDFR | HFTD - Distribution - Tier 2 - 2QU CoRE ¦ 1QU LoRE | Non-Red Flag Warning - Catastrophic Fires | Vegetation Contact | Aggregated | 2036 | 8.633e-07 | 193.7699 | 0.00016728 | 2036 | Mitigation | 0.95 | 45 | 0 | esc | 0.00097009 | 8.3748e-10 | 0.00097009 | 8.3748e-10
[79 empty] | WLDFR | HFTD - Distribution - Tier 2 - 4QU CoRE ¦ 5QU LoRE | Red Flag Warning - Large Fires | 2037 | 1.7134e-08 | 1.7134e-08 | 6.1205 | 0.77885 | 3.4265 | 1.9151 | 0 | 0 | 1.7663e-05 | 1.0487e-07 | 0 | 1.0487e-07 | 1.0487e-07 | 0 | 1.0487e-07 | 0 | 2.5515e-07 | 5.593e-07 | 0 | 5.593e-07 | 0 | 0.0074986 | 0.014997 | 0 | 0.014997 | [12 empty] | 7.3.3.17.5 (Remote Grid) Updates to grid topology to minimize risk of ignition in HFTDs Remote GridWLDFRVegetation ContactAggregated | WLDFR | HFTD - Distribution - Tier 2 - 2QU CoRE ¦ 1QU LoRE | Non-Red Flag Warning - Catastrophic Fires | Vegetation Contact | Aggregated | 2037 | 8.633e-07 | 193.7699 | 0.00016728 | 2037 | Mitigation | 0.95 | 45 | 0 | esc | 0.00097009 | 8.3748e-10 | 0.00097009 | 8.3748e-10
[79 empty] | WLDFR | HFTD - Distribution - Tier 2 - 4QU CoRE ¦ 5QU LoRE | Red Flag Warning - Large Fires | 2038 | 1.7134e-08 | 1.7134e-08 | 6.5028 | 0.81304 | 3.6355 | 2.0543 | 0 | 0 | 1.7663e-05 | 1.1142e-07 | 0 | 1.1142e-07 | 1.1142e-07 | 0 | 1.1142e-07 | 0 | 2.7103e-07 | 5.941e-07 | 0 | 5.941e-07 | 0 | 0.0074986 | 0.014997 | 0 | 0.014997 | [12 empty] | 7.3.3.17.5 (Remote Grid) Updates to grid topology to minimize risk of ignition in HFTDs Remote GridWLDFRVegetation ContactAggregated | WLDFR | HFTD - Distribution - Tier 2 - 2QU CoRE ¦ 1QU LoRE | Non-Red Flag Warning - Catastrophic Fires | Vegetation Contact | Aggregated | 2038 | 8.633e-07 | 193.7699 | 0.00016728 | 2038 | Mitigation | 0.95 | 45 | 0 | esc | 0.00097009 | 8.3748e-10 | 0.00097009 | 8.3748e-10
[79 empty] | WLDFR | HFTD - Distribution - Tier 2 - 4QU CoRE ¦ 5QU LoRE | Red Flag Warning - Large Fires | 2039 | 1.7134e-08 | 1.7134e-08 | 6.5028 | 0.81304 | 3.6355 | 2.0543 | 0 | 0 | 1.7663e-05 | 1.1142e-07 | 0 | 1.1142e-07 | 1.1142e-07 | 0 | 1.1142e-07 | 0 | 2.7103e-07 | 5.941e-07 | 0 | 5.941e-07 | 0 | 0.0074986 | 0.014997 | 0 | 0.014997 | [12 empty] | 7.3.3.17.5 (Remote Grid) Updates to grid topology to minimize risk of ignition in HFTDs Remote GridWLDFRVegetation ContactAggregated | WLDFR | HFTD - Distribution - Tier 2 - 2QU CoRE ¦ 1QU LoRE | Non-Red Flag Warning - Catastrophic Fires | Vegetation Contact | Aggregated | 2039 | 8.633e-07 | 193.7699 | 0.00016728 | 2039 | Mitigation | 0.95 | 45 | 0 | esc | 0.00097009 | 8.3748e-10 | 0.00097009 | 8.3748e-10
[79 empty] | WLDFR | HFTD - Distribution - Tier 2 - 4QU CoRE ¦ 5QU LoRE | Red Flag Warning - Large Fires | 2040 | 1.7134e-08 | 1.7134e-08 | 6.5028 | 0.81304 | 3.6355 | 2.0543 | 0 | 0 | 1.7663e-05 | 1.1142e-07 | 0 | 1.1142e-07 | 1.1142e-07 | 0 | 1.1142e-07 | 0 | 2.7103e-07 | 5.941e-07 | 0 | 5.941e-07 | 0 | 0.0074986 | 0.014997 | 0 | 0.014997 | [12 empty] | 7.3.3.17.5 (Remote Grid) Updates to grid topology to minimize risk of ignition in HFTDs Remote GridWLDFRVegetation ContactAggregated | WLDFR | HFTD - Distribution - Tier 2 - 2QU CoRE ¦ 1QU LoRE | Non-Red Flag Warning - Catastrophic Fires | Vegetation Contact | Aggregated | 2040 | 8.633e-07 | 193.7699 | 0.00016728 | 2040 | Mitigation | 0.95 | 45 | 0 | esc | 0.00097009 | 8.3748e-10 | 0.00097009 | 8.3748e-10
[79 empty] | WLDFR | HFTD - Distribution - Tier 2 - 4QU CoRE ¦ 5QU LoRE | Red Flag Warning - Large Fires | 2041 | 1.7134e-08 | 1.7134e-08 | 6.5028 | 0.81304 | 3.6355 | 2.0543 | 0 | 0 | 1.7663e-05 | 1.1142e-07 | 0 | 1.1142e-07 | 1.1142e-07 | 0 | 1.1142e-07 | 0 | 2.7103e-07 | 5.941e-07 | 0 | 5.941e-07 | 0 | 0.0074986 | 0.014997 | 0 | 0.014997 | [12 empty] | 7.3.3.17.5 (Remote Grid) Updates to grid topology to minimize risk of ignition in HFTDs Remote GridWLDFRVegetation ContactAggregated | WLDFR | HFTD - Distribution - Tier 2 - 2QU CoRE ¦ 1QU LoRE | Non-Red Flag Warning - Catastrophic Fires | Vegetation Contact | Aggregated | 2041 | 8.633e-07 | 193.7699 | 0.00016728 | 2041 | Mitigation | 0.95 | 45 | 0 | esc | 0.00097009 | 8.3748e-10 | 0.00097009 | 8.3748e-10
[79 empty] | WLDFR | HFTD - Distribution - Tier 2 - 4QU CoRE ¦ 5QU LoRE | Red Flag Warning - Large Fires | 2042 | 1.7134e-08 | 1.7134e-08 | 6.5028 | 0.81304 | 3.6355 | 2.0543 | 0 | 0 | 1.7663e-05 | 1.1142e-07 | 0 | 1.1142e-07 | 1.1142e-07 | 0 | 1.1142e-07 | 0 | 2.7103e-07 | 5.941e-07 | 0 | 5.941e-07 | 0 | 0.0078721 | 0.015744 | 0 | 0.015744 | [12 empty] | 7.3.3.17.5 (Remote Grid) Updates to grid topology to minimize risk of ignition in HFTDs Remote GridWLDFRVegetation ContactAggregated | WLDFR | HFTD - Distribution - Tier 2 - 2QU CoRE ¦ 1QU LoRE | Non-Red Flag Warning - Catastrophic Fires | Vegetation Contact | Aggregated | 2042 | 8.633e-07 | 193.7699 | 0.00016728 | 2042 | Mitigation | 0.95 | 45 | 0 | esc | 0.00097009 | 8.3748e-10 | 0.00097009 | 8.3748e-10
[79 empty] | WLDFR | HFTD - Distribution - Tier 2 - 4QU CoRE ¦ 5QU LoRE | Red Flag Warning - Large Fires | 2043 | 1.7134e-08 | 1.7134e-08 | 6.9209 | 0.84944 | 3.8632 | 2.2083 | 0 | 0 | 1.7663e-05 | 1.1859e-07 | 0 | 1.1859e-07 | 1.1859e-07 | 0 | 1.1859e-07 | 0 | 2.8726e-07 | 6.2967e-07 | 0 | 6.2967e-07 | 0 | 0.0078721 | 0.015744 | 0 | 0.015744 | [12 empty] | 7.3.3.17.5 (Remote Grid) Updates to grid topology to minimize risk of ignition in HFTDs Remote GridWLDFRVegetation ContactAggregated | WLDFR | HFTD - Distribution - Tier 2 - 2QU CoRE ¦ 1QU LoRE | Non-Red Flag Warning - Catastrophic Fires | Vegetation Contact | Aggregated | 2043 | 8.633e-07 | 193.7699 | 0.00016728 | 2043 | Mitigation | 0.95 | 45 | 0 | esc | 0.00097009 | 8.3748e-10 | 0.00097009 | 8.3748e-10
[79 empty] | WLDFR | HFTD - Distribution - Tier 2 - 4QU CoRE ¦ 5QU LoRE | Red Flag Warning - Large Fires | 2044 | 1.7134e-08 | 1.7134e-08 | 6.9209 | 0.84944 | 3.8632 | 2.2083 | 0 | 0 | 1.7663e-05 | 1.1859e-07 | 0 | 1.1859e-07 | 1.1859e-07 | 0 | 1.1859e-07 | 0 | 2.8726e-07 | 6.2967e-07 | 0 | 6.2967e-07 | 0 | 0.0078721 | 0.015744 | 0 | 0.015744 | [12 empty] | 7.3.3.17.5 (Remote Grid) Updates to grid topology to minimize risk of ignition in HFTDs Remote GridWLDFRVegetation ContactAggregated | WLDFR | HFTD - Distribution - Tier 2 - 2QU CoRE ¦ 1QU LoRE | Non-Red Flag Warning - Catastrophic Fires | Vegetation Contact | Aggregated | 2044 | 8.633e-07 | 193.7699 | 0.00016728 | 2044 | Mitigation | 0.95 | 45 | 0 | esc | 0.00097009 | 8.3748e-10 | 0.00097009 | 8.3748e-10
[79 empty] | WLDFR | HFTD - Distribution - Tier 2 - 4QU CoRE ¦ 5QU LoRE | Red Flag Warning - Large Fires | 2045 | 1.7134e-08 | 1.7134e-08 | 6.9209 | 0.84944 | 3.8632 | 2.2083 | 0 | 0 | 1.7663e-05 | 1.1859e-07 | 0 | 1.1859e-07 | 1.1859e-07 | 0 | 1.1859e-07 | 0 | 2.8726e-07 | 6.2967e-07 | 0 | 6.2967e-07 | 0 | 0.0078721 | 0.015744 | 0 | 0.015744 | [12 empty] | 7.3.3.17.5 (Remote Grid) Updates to grid topology to minimize risk of ignition in HFTDs Remote GridWLDFRVegetation ContactAggregated | WLDFR | HFTD - Distribution - Tier 2 - 2QU CoRE ¦ 1QU LoRE | Non-Red Flag Warning - Catastrophic Fires | Vegetation Contact | Aggregated | 2045 | 8.633e-07 | 193.7699 | 0.00016728 | 2045 | Mitigation | 0.95 | 45 | 0 | esc | 0.00097009 | 8.3748e-10 | 0.00097009 | 8.3748e-10
[79 empty] | WLDFR | HFTD - Distribution - Tier 2 - 4QU CoRE ¦ 5QU LoRE | Red Flag Warning - Large Fires | 2046 | 1.7134e-08 | 1.7134e-08 | 6.9209 | 0.84944 | 3.8632 | 2.2083 | 0 | 0 | 1.7663e-05 | 1.1859e-07 | 0 | 1.1859e-07 | 1.1859e-07 | 0 | 1.1859e-07 | 0 | 0 | 6.2967e-07 | 0 | 6.2967e-07 | 0 | 0 | 0.015744 | 0 | 0.015744 | [12 empty] | 7.3.3.17.5 (Remote Grid) Updates to grid topology to minimize risk of ignition in HFTDs Remote GridWLDFRVegetation ContactAggregated | WLDFR | HFTD - Distribution - Tier 2 - 2QU CoRE ¦ 1QU LoRE | Non-Red Flag Warning - Catastrophic Fires | Vegetation Contact | Aggregated | 2046 | 8.633e-07 | 193.7699 | 0.00016728 | 2046 | Mitigation | 0.95 | 45 | 0 | esc | 0.00097009 | 8.3748e-10 | 0.00097009 | 8.3748e-10
[79 empty] | WLDFR | HFTD - Distribution - Tier 2 - 4QU CoRE ¦ 5QU LoRE | Red Flag Warning - Large Fires | 2047 | 1.7134e-08 | 1.7134e-08 | 6.9209 | 0.84944 | 3.8632 | 2.2083 | 0 | 0 | 1.7663e-05 | 1.1859e-07 | 0 | 1.1859e-07 | 1.1859e-07 | 0 | 1.1859e-07 | 0 | 0 | 0 | 0 | 0 | 0 | 0 | 0 | 0 | 0 | [12 empty] | 7.3.3.17.5 (Remote Grid) Updates to grid topology to minimize risk of ignition in HFTDs Remote GridWLDFRVegetation ContactAggregated | WLDFR | HFTD - Distribution - Tier 2 - 2QU CoRE ¦ 1QU LoRE | Non-Red Flag Warning - Catastrophic Fires | Vegetation Contact | Aggregated | 2047 | 8.633e-07 | 193.7699 | 0.00016728 | 2047 | Mitigation | 0.95 | 45 | 0 | esc | 0.00097009 | 8.3748e-10 | 0.00097009 | 8.3748e-10
[79 empty] | WLDFR | HFTD - Distribution - Tier 2 - 4QU CoRE ¦ 5QU LoRE | Red Flag Warning - Large Fires | 2048 | 1.7134e-08 | 1.7134e-08 | 7.3713 | 0.88759 | 4.1075 | 2.3763 | 0 | 0 | 1.7663e-05 | 1.263e-07 | 0 | 1.263e-07 | 1.263e-07 | 0 | 1.263e-07 | 0 | 5.9633e-08 | 0 | 0 | 0 | 0 | 0 | 0 | 0 | 0 | [12 empty] | 7.3.3.17.5 (Remote Grid) Updates to grid topology to minimize risk of ignition in HFTDs Remote GridWLDFRVegetation ContactAggregated | WLDFR | HFTD - Distribution - Tier 2 - 2QU CoRE ¦ 1QU LoRE | Non-Red Flag Warning - Catastrophic Fires | Vegetation Contact | Aggregated | 2048 | 8.633e-07 | 193.7699 | 0.00016728 | 2048 | Mitigation | 0.95 | 45 | 0 | esc | 0.00097009 | 8.3748e-10 | 0.00097009 | 8.3748e-10
[79 empty] | WLDFR | HFTD - Distribution - Tier 2 - 4QU CoRE ¦ 5QU LoRE | Red Flag Warning - Large Fires | 2049 | 1.7134e-08 | 1.7134e-08 | 7.3713 | 0.88759 | 4.1075 | 2.3763 | 0 | 0 | 1.7663e-05 | 1.263e-07 | 0 | 1.263e-07 | 1.263e-07 | 0 | 1.263e-07 | 0 | 6.1553e-08 | 1.3493e-07 | 0 | 1.3493e-07 | 0 | 0.00061146 | 0 | 0 | 0 | [12 empty] | 7.3.3.17.5 (Remote Grid) Updates to grid topology to minimize risk of ignition in HFTDs Remote GridWLDFRVegetation ContactAggregated | WLDFR | HFTD - Distribution - Tier 2 - 2QU CoRE ¦ 1QU LoRE | Non-Red Flag Warning - Catastrophic Fires | Vegetation Contact | Aggregated | 2049 | 8.633e-07 | 193.7699 | 0.00016728 | 2049 | Mitigation | 0.95 | 45 | 0 | esc | 0.00097009 | 8.3748e-10 | 0.00097009 | 8.3748e-10
[79 empty] | WLDFR | HFTD - Distribution - Tier 2 - 4QU CoRE ¦ 5QU LoRE | Red Flag Warning - Large Fires | 2050 | 1.7134e-08 | 1.7134e-08 | 7.3713 | 0.88759 | 4.1075 | 2.3763 | 0 | 0 | 1.7663e-05 | 1.263e-07 | 0 | 1.263e-07 | 1.263e-07 | 0 | 1.263e-07 | 0 | 6.1553e-08 | 1.3493e-07 | 0 | 1.3493e-07 | 0 | 0.0006338 | 0.0012676 | 0 | 0.0012676 | [12 empty] | 7.3.3.17.5 (Remote Grid) Updates to grid topology to minimize risk of ignition in HFTDs Remote GridWLDFRVegetation ContactAggregated | WLDFR | HFTD - Distribution - Tier 2 - 2QU CoRE ¦ 1QU LoRE | Non-Red Flag Warning - Catastrophic Fires | Vegetation Contact | Aggregated | 2050 | 8.633e-07 | 193.7699 | 0.00016728 | 2050 | Mitigation | 0.95 | 45 | 0 | esc | 0.00097009 | 8.3748e-10 | 0.00097009 | 8.3748e-10
[79 empty] | WLDFR | HFTD - Distribution - Tier 2 - 4QU CoRE ¦ 5QU LoRE | Red Flag Warning - Large Fires | 2051 | 1.7134e-08 | 1.7134e-08 | 7.3713 | 0.88759 | 4.1075 | 2.3763 | 0 | 0 | 1.7663e-05 | 1.263e-07 | 0 | 1.263e-07 | 1.263e-07 | 0 | 1.263e-07 | 0 | 6.1553e-08 | 1.3493e-07 | 0 | 1.3493e-07 | 0 | 0.0006338 | 0.0012676 | 0 | 0.0012676 | [12 empty] | 7.3.3.17.5 (Remote Grid) Updates to grid topology to minimize risk of ignition in HFTDs Remote GridWLDFRVegetation ContactAggregated | WLDFR | HFTD - Distribution - Tier 2 - 2QU CoRE ¦ 1QU LoRE | Non-Red Flag Warning - Catastrophic Fires | Vegetation Contact | Aggregated | 2051 | 8.633e-07 | 193.7699 | 0.00016728 | 2051 | Mitigation | 0.95 | 45 | 0 | esc | 0.00097009 | 8.3748e-10 | 0.00097009 | 8.3748e-10
[79 empty] | WLDFR | HFTD - Distribution - Tier 2 - 4QU CoRE ¦ 5QU LoRE | Red Flag Warning - Large Fires | 2052 | 1.7134e-08 | 1.7134e-08 | 7.3713 | 0.88759 | 4.1075 | 2.3763 | 0 | 0 | 1.7663e-05 | 1.263e-07 | 0 | 1.263e-07 | 1.263e-07 | 0 | 1.263e-07 | 0 | 6.1553e-08 | 1.3493e-07 | 0 | 1.3493e-07 | 0 | 0.0006338 | 0.0012676 | 0 | 0.0012676 | [12 empty] | 7.3.3.17.5 (Remote Grid) Updates to grid topology to minimize risk of ignition in HFTDs Remote GridWLDFRVegetation ContactAggregated | WLDFR | HFTD - Distribution - Tier 2 - 2QU CoRE ¦ 1QU LoRE | Non-Red Flag Warning - Catastrophic Fires | Vegetation Contact | Aggregated | 2052 | 8.633e-07 | 193.7699 | 0.00016728 | 2052 | Mitigation | 0.95 | 45 | 0 | esc | 0.00097009 | 8.3748e-10 | 0.00097009 | 8.3748e-10
[79 empty] | WLDFR | HFTD - Distribution - Tier 2 - 4QU CoRE ¦ 5QU LoRE | Red Flag Warning - Large Fires | 2053 | 1.7134e-08 | 1.7134e-08 | 7.8503 | 0.92702 | 4.3664 | 2.5569 | 0 | 0 | 1.7663e-05 | 1.3451e-07 | 0 | 1.3451e-07 | 1.3451e-07 | 0 | 1.3451e-07 | 0 | 6.1553e-08 | 1.3493e-07 | 0 | 1.3493e-07 | 0 | 0.0006338 | 0.0012676 | 0 | 0.0012676 | [12 empty] | 7.3.3.17.5 (Remote Grid) Updates to grid topology to minimize risk of ignition in HFTDs Remote GridWLDFRVegetation ContactAggregated | WLDFR | HFTD - Distribution - Tier 2 - 2QU CoRE ¦ 1QU LoRE | Non-Red Flag Warning - Catastrophic Fires | Vegetation Contact | Aggregated | 2053 | 8.633e-07 | 193.7699 | 0.00016728 | 2053 | Mitigation | 0.95 | 45 | 0 | esc | 0.00097009 | 8.3748e-10 | 0.00097009 | 8.3748e-10
[79 empty] | WLDFR | HFTD - Distribution - Tier 2 - 4QU CoRE ¦ 5QU LoRE | Red Flag Warning - Large Fires | 2054 | 1.7134e-08 | 1.7134e-08 | 7.8503 | 0.92702 | 4.3664 | 2.5569 | 0 | 0 | 1.7663e-05 | 1.3451e-07 | 0 | 1.3451e-07 | 1.3451e-07 | 0 | 1.3451e-07 | 0 | 6.4001e-08 | 1.4029e-07 | 0 | 1.4029e-07 | 0 | 0.0006338 | 0.0012676 | 0 | 0.0012676 | [12 empty] | 7.3.3.17.5 (Remote Grid) Updates to grid topology to minimize risk of ignition in HFTDs Remote GridWLDFRVegetation ContactAggregated | WLDFR | HFTD - Distribution - Tier 2 - 2QU CoRE ¦ 1QU LoRE | Non-Red Flag Warning - Catastrophic Fires | Vegetation Contact | Aggregated | 2054 | 8.633e-07 | 193.7699 | 0.00016728 | 2054 | Mitigation | 0.95 | 45 | 0 | esc | 0.00097009 | 8.3748e-10 | 0.00097009 | 8.3748e-10
[79 empty] | WLDFR | HFTD - Distribution - Tier 2 - 4QU CoRE ¦ 5QU LoRE | Red Flag Warning - Large Fires | 2055 | 1.7134e-08 | 1.7134e-08 | 7.8503 | 0.92702 | 4.3664 | 2.5569 | 0 | 0 | 1.7663e-05 | 1.3451e-07 | 0 | 1.3451e-07 | 1.3451e-07 | 0 | 1.3451e-07 | 0 | 6.4001e-08 | 1.4029e-07 | 0 | 1.4029e-07 | 0 | 0.00066193 | 0.0013239 | 0 | 0.0013239 | [12 empty] | 7.3.3.17.5 (Remote Grid) Updates to grid topology to minimize risk of ignition in HFTDs Remote GridWLDFRVegetation ContactAggregated | WLDFR | HFTD - Distribution - Tier 2 - 2QU CoRE ¦ 1QU LoRE | Non-Red Flag Warning - Catastrophic Fires | Vegetation Contact | Aggregated | 2055 | 8.633e-07 | 193.7699 | 0.00016728 | 2055 | Mitigation | 0.95 | 45 | 0 | esc | 0.00097009 | 8.3748e-10 | 0.00097009 | 8.3748e-10
[79 empty] | WLDFR | HFTD - Distribution - Tier 2 - 4QU CoRE ¦ 5QU LoRE | Red Flag Warning - Large Fires | 2056 | 1.7134e-08 | 1.7134e-08 | 7.8503 | 0.92702 | 4.3664 | 2.5569 | 0 | 0 | 1.7663e-05 | 1.3451e-07 | 0 | 1.3451e-07 | 1.3451e-07 | 0 | 1.3451e-07 | 0 | 6.4001e-08 | 1.4029e-07 | 0 | 1.4029e-07 | 0 | 0.00066193 | 0.0013239 | 0 | 0.0013239 | [12 empty] | 7.3.3.17.5 (Remote Grid) Updates to grid topology to minimize risk of ignition in HFTDs Remote GridWLDFRVegetation ContactAggregated | WLDFR | HFTD - Distribution - Tier 2 - 2QU CoRE ¦ 1QU LoRE | Non-Red Flag Warning - Catastrophic Fires | Vegetation Contact | Aggregated | 2056 | 8.633e-07 | 193.7699 | 0.00016728 | 2056 | Mitigation | 0.95 | 45 | 0 | esc | 0.00097009 | 8.3748e-10 | 0.00097009 | 8.3748e-10
[79 empty] | WLDFR | HFTD - Distribution - Tier 2 - 4QU CoRE ¦ 5QU LoRE | Red Flag Warning - Large Fires | 2057 | 1.7134e-08 | 1.7134e-08 | 7.8503 | 0.92702 | 4.3664 | 2.5569 | 0 | 0 | 1.7663e-05 | 1.3451e-07 | 0 | 1.3451e-07 | 1.3451e-07 | 0 | 1.3451e-07 | 0 | 6.4001e-08 | 1.4029e-07 | 0 | 1.4029e-07 | 0 | 0.00066193 | 0.0013239 | 0 | 0.0013239 | [12 empty] | 7.3.3.17.5 (Remote Grid) Updates to grid topology to minimize risk of ignition in HFTDs Remote GridWLDFRVegetation ContactAggregated | WLDFR | HFTD - Distribution - Tier 2 - 2QU CoRE ¦ 1QU LoRE | Non-Red Flag Warning - Catastrophic Fires | Vegetation Contact | Aggregated | 2057 | 8.633e-07 | 193.7699 | 0.00016728 | 2057 | Mitigation | 0.95 | 45 | 0 | esc | 0.00097009 | 8.3748e-10 | 0.00097009 | 8.3748e-10
[79 empty] | WLDFR | HFTD - Distribution - Tier 2 - 4QU CoRE ¦ 5QU LoRE | Red Flag Warning - Large Fires | 2058 | 1.7134e-08 | 1.7134e-08 | 8.3524 | 0.96727 | 4.6367 | 2.7484 | 0 | 0 | 1.7663e-05 | 1.4311e-07 | 0 | 1.4311e-07 | 1.4311e-07 | 0 | 1.4311e-07 | 0 | 6.4001e-08 | 1.4029e-07 | 0 | 1.4029e-07 | 0 | 0.00066193 | 0.0013239 | 0 | 0.0013239 | [12 empty] | 7.3.3.17.5 (Remote Grid) Updates to grid topology to minimize risk of ignition in HFTDs Remote GridWLDFRVegetation ContactAggregated | WLDFR | HFTD - Distribution - Tier 2 - 2QU CoRE ¦ 1QU LoRE | Non-Red Flag Warning - Catastrophic Fires | Vegetation Contact | Aggregated | 2058 | 8.633e-07 | 193.7699 | 0.00016728 | 2058 | Mitigation | 0.95 | 45 | 0 | esc | 0.00097009 | 8.3748e-10 | 0.00097009 | 8.3748e-10
[79 empty] | WLDFR | HFTD - Distribution - Tier 2 - 4QU CoRE ¦ 5QU LoRE | Red Flag Warning - Large Fires | 2059 | 1.7134e-08 | 1.7134e-08 | 8.3524 | 0.96727 | 4.6367 | 2.7484 | 0 | 0 | 1.7663e-05 | 1.4311e-07 | 0 | 1.4311e-07 | 1.4311e-07 | 0 | 1.4311e-07 | 0 | 6.676e-08 | 1.4634e-07 | 0 | 1.4634e-07 | 0 | 0.00066193 | 0.0013239 | 0 | 0.0013239 | [12 empty] | 7.3.3.17.5 (Remote Grid) Updates to grid topology to minimize risk of ignition in HFTDs Remote GridWLDFRVegetation ContactAggregated | WLDFR | HFTD - Distribution - Tier 2 - 2QU CoRE ¦ 1QU LoRE | Non-Red Flag Warning - Catastrophic Fires | Vegetation Contact | Aggregated | 2059 | 8.633e-07 | 193.7699 | 0.00016728 | 2059 | Mitigation | 0.95 | 45 | 0 | esc | 0.00097009 | 8.3748e-10 | 0.00097009 | 8.3748e-10
[79 empty] | WLDFR | HFTD - Distribution - Tier 2 - 4QU CoRE ¦ 5QU LoRE | Red Flag Warning - Large Fires | 2060 | 1.7134e-08 | 1.7134e-08 | 8.3524 | 0.96727 | 4.6367 | 2.7484 | 0 | 0 | 1.7663e-05 | 1.4311e-07 | 0 | 1.4311e-07 | 1.4311e-07 | 0 | 1.4311e-07 | 0 | 6.676e-08 | 1.4634e-07 | 0 | 1.4634e-07 | 0 | 0.00069316 | 0.0013863 | 0 | 0.0013863 | [12 empty] | 7.3.3.17.5 (Remote Grid) Updates to grid topology to minimize risk of ignition in HFTDs Remote GridWLDFRVegetation ContactAggregated | WLDFR | HFTD - Distribution - Tier 2 - 2QU CoRE ¦ 1QU LoRE | Non-Red Flag Warning - Catastrophic Fires | Vegetation Contact | Aggregated | 2060 | 8.633e-07 | 193.7699 | 0.00016728 | 2060 | Mitigation | 0.95 | 45 | 0 | esc | 0.00097009 | 8.3748e-10 | 0.00097009 | 8.3748e-10
[79 empty] | WLDFR | HFTD - Distribution - Tier 2 - 4QU CoRE ¦ 5QU LoRE | Red Flag Warning - Large Fires | 2061 | 1.7134e-08 | 1.7134e-08 | 8.3524 | 0.96727 | 4.6367 | 2.7484 | 0 | 0 | 1.7663e-05 | 1.4311e-07 | 0 | 1.4311e-07 | 1.4311e-07 | 0 | 1.4311e-07 | 0 | 6.676e-08 | 1.4634e-07 | 0 | 1.4634e-07 | 0 | 0.00069316 | 0.0013863 | 0 | 0.0013863 | [12 empty] | 7.3.3.17.5 (Remote Grid) Updates to grid topology to minimize risk of ignition in HFTDs Remote GridWLDFRVegetation ContactAggregated | WLDFR | HFTD - Distribution - Tier 2 - 2QU CoRE ¦ 1QU LoRE | Non-Red Flag Warning - Catastrophic Fires | Vegetation Contact | Aggregated | 2061 | 8.633e-07 | 193.7699 | 0.00016728 | 2061 | Mitigation | 0.95 | 45 | 0 | esc | 0.00097009 | 8.3748e-10 | 0.00097009 | 8.3748e-10
[79 empty] | WLDFR | HFTD - Distribution - Tier 2 - 4QU CoRE ¦ 5QU LoRE | Red Flag Warning - Large Fires | 2062 | 1.7134e-08 | 1.7134e-08 | 8.3524 | 0.96727 | 4.6367 | 2.7484 | 0 | 0 | 1.7663e-05 | 1.4311e-07 | 0 | 1.4311e-07 | 1.4311e-07 | 0 | 1.4311e-07 | 0 | 6.676e-08 | 1.4634e-07 | 0 | 1.4634e-07 | 0 | 0.00069316 | 0.0013863 | 0 | 0.0013863 | [12 empty] | 7.3.3.17.5 (Remote Grid) Updates to grid topology to minimize risk of ignition in HFTDs Remote GridWLDFRVegetation ContactAggregated | WLDFR | HFTD - Distribution - Tier 2 - 2QU CoRE ¦ 1QU LoRE | Non-Red Flag Warning - Catastrophic Fires | Vegetation Contact | Aggregated | 2062 | 8.633e-07 | 193.7699 | 0.00016728 | 2062 | Mitigation | 0.95 | 45 | 0 | esc | 0.00097009 | 8.3748e-10 | 0.00097009 | 8.3748e-10
[79 empty] | WLDFR | HFTD - Distribution - Tier 2 - 4QU CoRE ¦ 5QU LoRE | Red Flag Warning - Large Fires | 2063 | 1.7134e-08 | 1.7134e-08 | 8.872 | 1.0079 | 4.9153 | 2.9488 | 0 | 0 | 1.7663e-05 | 1.5202e-07 | 0 | 1.5202e-07 | 1.5202e-07 | 0 | 1.5202e-07 | 0 | 6.676e-08 | 1.4634e-07 | 0 | 1.4634e-07 | 0 | 0.00069316 | 0.0013863 | 0 | 0.0013863 | [12 empty] | 7.3.3.17.5 (Remote Grid) Updates to grid topology to minimize risk of ignition in HFTDs Remote GridWLDFRVegetation ContactAggregated | WLDFR | HFTD - Distribution - Tier 2 - 2QU CoRE ¦ 1QU LoRE | Non-Red Flag Warning - Catastrophic Fires | Vegetation Contact | Aggregated | 2063 | 8.633e-07 | 193.7699 | 0.00016728 | 2063 | Mitigation | 0.95 | 45 | 0 | esc | 0.00097009 | 8.3748e-10 | 0.00097009 | 8.3748e-10
[79 empty] | WLDFR | HFTD - Distribution - Tier 2 - 4QU CoRE ¦ 5QU LoRE | Red Flag Warning - Large Fires | 2064 | 1.7134e-08 | 1.7134e-08 | 8.872 | 1.0079 | 4.9153 | 2.9488 | 0 | 0 | 1.7663e-05 | 1.5202e-07 | 0 | 1.5202e-07 | 1.5202e-07 | 0 | 1.5202e-07 | 0 | 6.9802e-08 | 1.5301e-07 | 0 | 1.5301e-07 | 0 | 0.00069316 | 0.0013863 | 0 | 0.0013863 | [12 empty] | 7.3.3.17.5 (Remote Grid) Updates to grid topology to minimize risk of ignition in HFTDs Remote GridWLDFRVegetation ContactAggregated | WLDFR | HFTD - Distribution - Tier 2 - 2QU CoRE ¦ 1QU LoRE | Non-Red Flag Warning - Catastrophic Fires | Vegetation Contact | Aggregated | 2064 | 8.633e-07 | 193.7699 | 0.00016728 | 2064 | Mitigation | 0.95 | 45 | 0 | esc | 0.00097009 | 8.3748e-10 | 0.00097009 | 8.3748e-10
[79 empty] | WLDFR | HFTD - Distribution - Tier 2 - 4QU CoRE ¦ 5QU LoRE | Red Flag Warning - Large Fires | 2065 | 1.7134e-08 | 1.7134e-08 | 8.872 | 1.0079 | 4.9153 | 2.9488 | 0 | 0 | 1.7663e-05 | 1.5202e-07 | 0 | 1.5202e-07 | 1.5202e-07 | 0 | 1.5202e-07 | 0 | 6.9802e-08 | 1.5301e-07 | 0 | 1.5301e-07 | 0 | 0.00072704 | 0.0014541 | 0 | 0.0014541 | [12 empty] | 7.3.3.17.5 (Remote Grid) Updates to grid topology to minimize risk of ignition in HFTDs Remote GridWLDFRVegetation ContactAggregated | WLDFR | HFTD - Distribution - Tier 2 - 2QU CoRE ¦ 1QU LoRE | Non-Red Flag Warning - Catastrophic Fires | Vegetation Contact | Aggregated | 2065 | 8.633e-07 | 193.7699 | 0.00016728 | 2065 | Mitigation | 0.95 | 45 | 0 | esc | 0.00097009 | 8.3748e-10 | 0.00097009 | 8.3748e-10
[79 empty] | WLDFR | HFTD - Distribution - Tier 2 - 4QU CoRE ¦ 5QU LoRE | Red Flag Warning - Large Fires | 2066 | 1.7134e-08 | 1.7134e-08 | 8.872 | 1.0079 | 4.9153 | 2.9488 | 0 | 0 | 1.7663e-05 | 1.5202e-07 | 0 | 1.5202e-07 | 1.5202e-07 | 0 | 1.5202e-07 | 0 | 6.9802e-08 | 1.5301e-07 | 0 | 1.5301e-07 | 0 | 0.00072704 | 0.0014541 | 0 | 0.0014541 | [12 empty] | 7.3.3.17.5 (Remote Grid) Updates to grid topology to minimize risk of ignition in HFTDs Remote GridWLDFRVegetation ContactAggregated | WLDFR | HFTD - Distribution - Tier 2 - 2QU CoRE ¦ 1QU LoRE | Non-Red Flag Warning - Catastrophic Fires | Vegetation Contact | Aggregated | 2066 | 8.633e-07 | 193.7699 | 0.00016728 | 2066 | Mitigation | 0.95 | 45 | 0 | esc | 0.00097009 | 8.3748e-10 | 0.00097009 | 8.3748e-10
[79 empty] | WLDFR | HFTD - Distribution - Tier 2 - 4QU CoRE ¦ 5QU LoRE | Red Flag Warning - Large Fires | 2067 | 0 | 1.7134e-08 | 8.872 | 1.0079 | 4.9153 | 2.9488 | 0 | 0 | 1.7663e-05 | 0 | 0 | 0 | 1.5202e-07 | 0 | 1.5202e-07 | 0 | 6.9802e-08 | 1.5301e-07 | 0 | 1.5301e-07 | 0 | 0.00072704 | 0.0014541 | 0 | 0.0014541 | [12 empty] | 7.3.3.17.5 (Remote Grid) Updates to grid topology to minimize risk of ignition in HFTDs Remote GridWLDFRVegetation ContactAggregated | WLDFR | HFTD - Distribution - Tier 2 - 2QU CoRE ¦ 1QU LoRE | Non-Red Flag Warning - Catastrophic Fires | Vegetation Contact | Aggregated | 2067 | 8.633e-07 | 193.7699 | 0.00016728 | 2067 | Mitigation | 0.95 | 45 | 0 | esc | 0 | 0 | 0.00097009 | 8.3748e-10
[79 empty] | WLDFR | HFTD - Distribution - Tier 2 - 4QU CoRE ¦ 5QU LoRE | Red Flag Warning - Small Fires | 2022 | 2.584e-07 | 0 | 0.077901 | 0.036425 | 0.0015809 | 0.039895 | 0 | 0 | 0.00027391 | 2.0129e-08 | 0 | 2.0129e-08 | 0 | 0 | 0 | 0 | 6.9802e-08 | 1.5301e-07 | 0 | 1.5301e-07 | 0 | 0.00072704 | 0.0014541 | 0 | 0.0014541 | [12 empty] | 7.3.3.17.5 (Remote Grid) Updates to grid topology to minimize risk of ignition in HFTDs Remote GridWLDFRWire-to-wire contactAggregated | WLDFR | HFTD - Distribution - Tier 2 - 2QU CoRE ¦ 1QU LoRE | Non-Red Flag Warning - Catastrophic Fires | Wire-to-wire contact | Aggregated | 2022 | 4.0313e-06 | 193.7699 | 0.00078115 | 2022 | Mitigation | 0.95 | 45 | 0 | esc | 0.00097009 | 3.9107e-09 | 0 | 0
[79 empty] | WLDFR | HFTD - Distribution - Tier 2 - 4QU CoRE ¦ 5QU LoRE | Red Flag Warning - Small Fires | 2023 | 2.584e-07 | 2.584e-07 | 0.080408 | 0.03759 | 0.0016314 | 0.041187 | 0 | 0 | 0.00027391 | 2.0777e-08 | 0 | 2.0777e-08 | 2.0777e-08 | 0 | 2.0777e-08 | 0 | 7.3095e-08 | 1.6023e-07 | 0 | 1.6023e-07 | 0 | 0.00072704 | 0.0014541 | 0 | 0.0014541 | [12 empty] | 7.3.3.17.5 (Remote Grid) Updates to grid topology to minimize risk of ignition in HFTDs Remote GridWLDFRWire-to-wire contactAggregated | WLDFR | HFTD - Distribution - Tier 2 - 2QU CoRE ¦ 1QU LoRE | Non-Red Flag Warning - Catastrophic Fires | Wire-to-wire contact | Aggregated | 2023 | 4.0313e-06 | 193.7699 | 0.00078115 | 2023 | Mitigation | 0.95 | 45 | 0 | esc | 0.00097009 | 3.9107e-09 | 0.00097009 | 3.9107e-09
[79 empty] | WLDFR | HFTD - Distribution - Tier 2 - 4QU CoRE ¦ 5QU LoRE | Red Flag Warning - Small Fires | 2024 | 2.584e-07 | 2.584e-07 | 0.080408 | 0.03759 | 0.0016314 | 0.041187 | 0 | 0 | 0.00027391 | 2.0777e-08 | 0 | 2.0777e-08 | 2.0777e-08 | 0 | 2.0777e-08 | 0 | 7.3095e-08 | 1.6023e-07 | 0 | 1.6023e-07 | 0 | 0.00076309 | 0.0015262 | 0 | 0.0015262 | [12 empty] | 7.3.3.17.5 (Remote Grid) Updates to grid topology to minimize risk of ignition in HFTDs Remote GridWLDFRWire-to-wire contactAggregated | WLDFR | HFTD - Distribution - Tier 2 - 2QU CoRE ¦ 1QU LoRE | Non-Red Flag Warning - Catastrophic Fires | Wire-to-wire contact | Aggregated | 2024 | 4.0313e-06 | 193.7699 | 0.00078115 | 2024 | Mitigation | 0.95 | 45 | 0 | esc | 0.00097009 | 3.9107e-09 | 0.00097009 | 3.9107e-09
[79 empty] | WLDFR | HFTD - Distribution - Tier 2 - 4QU CoRE ¦ 5QU LoRE | Red Flag Warning - Small Fires | 2025 | 2.584e-07 | 2.584e-07 | 0.080408 | 0.03759 | 0.0016314 | 0.041187 | 0 | 0 | 0.00027391 | 2.0777e-08 | 0 | 2.0777e-08 | 2.0777e-08 | 0 | 2.0777e-08 | 0 | 7.3095e-08 | 1.6023e-07 | 0 | 1.6023e-07 | 0 | 0.00076309 | 0.0015262 | 0 | 0.0015262 | [12 empty] | 7.3.3.17.5 (Remote Grid) Updates to grid topology to minimize risk of ignition in HFTDs Remote GridWLDFRWire-to-wire contactAggregated | WLDFR | HFTD - Distribution - Tier 2 - 2QU CoRE ¦ 1QU LoRE | Non-Red Flag Warning - Catastrophic Fires | Wire-to-wire contact | Aggregated | 2025 | 4.0313e-06 | 193.7699 | 0.00078115 | 2025 | Mitigation | 0.95 | 45 | 0 | esc | 0.00097009 | 3.9107e-09 | 0.00097009 | 3.9107e-09
[79 empty] | WLDFR | HFTD - Distribution - Tier 2 - 4QU CoRE ¦ 5QU LoRE | Red Flag Warning - Small Fires | 2026 | 2.584e-07 | 2.584e-07 | 0.080408 | 0.03759 | 0.0016314 | 0.041187 | 0 | 0 | 0.00027391 | 2.0777e-08 | 0 | 2.0777e-08 | 2.0777e-08 | 0 | 2.0777e-08 | 0 | 7.3095e-08 | 1.6023e-07 | 0 | 1.6023e-07 | 0 | 0.00076309 | 0.0015262 | 0 | 0.0015262 | [12 empty] | 7.3.3.17.5 (Remote Grid) Updates to grid topology to minimize risk of ignition in HFTDs Remote GridWLDFRWire-to-wire contactAggregated | WLDFR | HFTD - Distribution - Tier 2 - 2QU CoRE ¦ 1QU LoRE | Non-Red Flag Warning - Catastrophic Fires | Wire-to-wire contact | Aggregated | 2026 | 4.0313e-06 | 193.7699 | 0.00078115 | 2026 | Mitigation | 0.95 | 45 | 0 | esc | 0.00097009 | 3.9107e-09 | 0.00097009 | 3.9107e-09
[79 empty] | WLDFR | HFTD - Distribution - Tier 2 - 4QU CoRE ¦ 5QU LoRE | Red Flag Warning - Small Fires | 2027 | 2.584e-07 | 2.584e-07 | 0.080408 | 0.03759 | 0.0016314 | 0.041187 | 0 | 0 | 0.00027391 | 2.0777e-08 | 0 | 2.0777e-08 | 2.0777e-08 | 0 | 2.0777e-08 | 0 | 7.3095e-08 | 1.6023e-07 | 0 | 1.6023e-07 | 0 | 0.00076309 | 0.0015262 | 0 | 0.0015262 | [12 empty] | 7.3.3.17.5 (Remote Grid) Updates to grid topology to minimize risk of ignition in HFTDs Remote GridWLDFRWire-to-wire contactAggregated | WLDFR | HFTD - Distribution - Tier 2 - 2QU CoRE ¦ 1QU LoRE | Non-Red Flag Warning - Catastrophic Fires | Wire-to-wire contact | Aggregated | 2027 | 4.0313e-06 | 193.7699 | 0.00078115 | 2027 | Mitigation | 0.95 | 45 | 0 | esc | 0.00097009 | 3.9107e-09 | 0.00097009 | 3.9107e-09
[79 empty] | WLDFR | HFTD - Distribution - Tier 2 - 4QU CoRE ¦ 5QU LoRE | Red Flag Warning - Small Fires | 2028 | 2.584e-07 | 2.584e-07 | 0.083606 | 0.039055 | 0.001695 | 0.042856 | 0 | 0 | 0.00027391 | 2.1604e-08 | 0 | 2.1604e-08 | 2.1604e-08 | 0 | 2.1604e-08 | 0 | 7.6605e-08 | 1.6792e-07 | 0 | 1.6792e-07 | 0 | 0.00076309 | 0.0015262 | 0 | 0.0015262 | [12 empty] | 7.3.3.17.5 (Remote Grid) Updates to grid topology to minimize risk of ignition in HFTDs Remote GridWLDFRWire-to-wire contactAggregated | WLDFR | HFTD - Distribution - Tier 2 - 2QU CoRE ¦ 1QU LoRE | Non-Red Flag Warning - Catastrophic Fires | Wire-to-wire contact | Aggregated | 2028 | 4.0313e-06 | 193.7699 | 0.00078115 | 2028 | Mitigation | 0.95 | 45 | 0 | esc | 0.00097009 | 3.9107e-09 | 0.00097009 | 3.9107e-09
[79 empty] | WLDFR | HFTD - Distribution - Tier 2 - 4QU CoRE ¦ 5QU LoRE | Red Flag Warning - Small Fires | 2029 | 2.584e-07 | 2.584e-07 | 0.083606 | 0.039055 | 0.001695 | 0.042856 | 0 | 0 | 0.00027391 | 2.1604e-08 | 0 | 2.1604e-08 | 2.1604e-08 | 0 | 2.1604e-08 | 0 | 7.6605e-08 | 1.6792e-07 | 0 | 1.6792e-07 | 0 | 0.00080085 | 0.0016017 | 0 | 0.0016017 | [12 empty] | 7.3.3.17.5 (Remote Grid) Updates to grid topology to minimize risk of ignition in HFTDs Remote GridWLDFRWire-to-wire contactAggregated | WLDFR | HFTD - Distribution - Tier 2 - 2QU CoRE ¦ 1QU LoRE | Non-Red Flag Warning - Catastrophic Fires | Wire-to-wire contact | Aggregated | 2029 | 4.0313e-06 | 193.7699 | 0.00078115 | 2029 | Mitigation | 0.95 | 45 | 0 | esc | 0.00097009 | 3.9107e-09 | 0.00097009 | 3.9107e-09
[79 empty] | WLDFR | HFTD - Distribution - Tier 2 - 4QU CoRE ¦ 5QU LoRE | Red Flag Warning - Small Fires | 2030 | 2.584e-07 | 2.584e-07 | 0.083606 | 0.039055 | 0.001695 | 0.042856 | 0 | 0 | 0.00027391 | 2.1604e-08 | 0 | 2.1604e-08 | 2.1604e-08 | 0 | 2.1604e-08 | 0 | 7.6605e-08 | 1.6792e-07 | 0 | 1.6792e-07 | 0 | 0.00080085 | 0.0016017 | 0 | 0.0016017 | [12 empty] | 7.3.3.17.5 (Remote Grid) Updates to grid topology to minimize risk of ignition in HFTDs Remote GridWLDFRWire-to-wire contactAggregated | WLDFR | HFTD - Distribution - Tier 2 - 2QU CoRE ¦ 1QU LoRE | Non-Red Flag Warning - Catastrophic Fires | Wire-to-wire contact | Aggregated | 2030 | 4.0313e-06 | 193.7699 | 0.00078115 | 2030 | Mitigation | 0.95 | 45 | 0 | esc | 0.00097009 | 3.9107e-09 | 0.00097009 | 3.9107e-09
[79 empty] | WLDFR | HFTD - Distribution - Tier 2 - 4QU CoRE ¦ 5QU LoRE | Red Flag Warning - Small Fires | 2031 | 2.584e-07 | 2.584e-07 | 0.083606 | 0.039055 | 0.001695 | 0.042856 | 0 | 0 | 0.00027391 | 2.1604e-08 | 0 | 2.1604e-08 | 2.1604e-08 | 0 | 2.1604e-08 | 0 | 7.6605e-08 | 1.6792e-07 | 0 | 1.6792e-07 | 0 | 0.00080085 | 0.0016017 | 0 | 0.0016017 | [12 empty] | 7.3.3.17.5 (Remote Grid) Updates to grid topology to minimize risk of ignition in HFTDs Remote GridWLDFRWire-to-wire contactAggregated | WLDFR | HFTD - Distribution - Tier 2 - 2QU CoRE ¦ 1QU LoRE | Non-Red Flag Warning - Catastrophic Fires | Wire-to-wire contact | Aggregated | 2031 | 4.0313e-06 | 193.7699 | 0.00078115 | 2031 | Mitigation | 0.95 | 45 | 0 | esc | 0.00097009 | 3.9107e-09 | 0.00097009 | 3.9107e-09
[79 empty] | WLDFR | HFTD - Distribution - Tier 2 - 4QU CoRE ¦ 5QU LoRE | Red Flag Warning - Small Fires | 2032 | 2.584e-07 | 2.584e-07 | 0.083606 | 0.039055 | 0.001695 | 0.042856 | 0 | 0 | 0.00027391 | 2.1604e-08 | 0 | 2.1604e-08 | 2.1604e-08 | 0 | 2.1604e-08 | 0 | 7.6605e-08 | 1.6792e-07 | 0 | 1.6792e-07 | 0 | 0.00080085 | 0.0016017 | 0 | 0.0016017 | [12 empty] | 7.3.3.17.5 (Remote Grid) Updates to grid topology to minimize risk of ignition in HFTDs Remote GridWLDFRWire-to-wire contactAggregated | WLDFR | HFTD - Distribution - Tier 2 - 2QU CoRE ¦ 1QU LoRE | Non-Red Flag Warning - Catastrophic Fires | Wire-to-wire contact | Aggregated | 2032 | 4.0313e-06 | 193.7699 | 0.00078115 | 2032 | Mitigation | 0.95 | 45 | 0 | esc | 0.00097009 | 3.9107e-09 | 0.00097009 | 3.9107e-09
[79 empty] | WLDFR | HFTD - Distribution - Tier 2 - 4QU CoRE ¦ 5QU LoRE | Red Flag Warning - Small Fires | 2033 | 2.584e-07 | 2.584e-07 | 0.087211 | 0.040679 | 0.0017655 | 0.044766 | 0 | 0 | 0.00027391 | 2.2535e-08 | 0 | 2.2535e-08 | 2.2535e-08 | 0 | 2.2535e-08 | 0 | 8.0297e-08 | 1.7601e-07 | 0 | 1.7601e-07 | 0 | 0 | 0.0016017 | 0 | 0.0016017 | [12 empty] | 7.3.3.17.5 (Remote Grid) Updates to grid topology to minimize risk of ignition in HFTDs Remote GridWLDFRWire-to-wire contactAggregated | WLDFR | HFTD - Distribution - Tier 2 - 2QU CoRE ¦ 1QU LoRE | Non-Red Flag Warning - Catastrophic Fires | Wire-to-wire contact | Aggregated | 2033 | 4.0313e-06 | 193.7699 | 0.00078115 | 2033 | Mitigation | 0.95 | 45 | 0 | esc | 0.00097009 | 3.9107e-09 | 0.00097009 | 3.9107e-09
[79 empty] | WLDFR | HFTD - Distribution - Tier 2 - 4QU CoRE ¦ 5QU LoRE | Red Flag Warning - Small Fires | 2034 | 2.584e-07 | 2.584e-07 | 0.087211 | 0.040679 | 0.0017655 | 0.044766 | 0 | 0 | 0.00027391 | 2.2535e-08 | 0 | 2.2535e-08 | 2.2535e-08 | 0 | 2.2535e-08 | 0 | 8.0297e-08 | 1.7601e-07 | 0 | 1.7601e-07 | 0 | 0 | 0 | 0 | 0 | [12 empty] | 7.3.3.17.5 (Remote Grid) Updates to grid topology to minimize risk of ignition in HFTDs Remote GridWLDFRWire-to-wire contactAggregated | WLDFR | HFTD - Distribution - Tier 2 - 2QU CoRE ¦ 1QU LoRE | Non-Red Flag Warning - Catastrophic Fires | Wire-to-wire contact | Aggregated | 2034 | 4.0313e-06 | 193.7699 | 0.00078115 | 2034 | Mitigation | 0.95 | 45 | 0 | esc | 0.00097009 | 3.9107e-09 | 0.00097009 | 3.9107e-09
[79 empty] | WLDFR | HFTD - Distribution - Tier 2 - 4QU CoRE ¦ 5QU LoRE | Red Flag Warning - Small Fires | 2035 | 2.584e-07 | 2.584e-07 | 0.087211 | 0.040679 | 0.0017655 | 0.044766 | 0 | 0 | 0.00027391 | 2.2535e-08 | 0 | 2.2535e-08 | 2.2535e-08 | 0 | 2.2535e-08 | 0 | 8.0297e-08 | 1.7601e-07 | 0 | 1.7601e-07 | 0 | 0 | 0 | 0 | 0 | [12 empty] | 7.3.3.17.5 (Remote Grid) Updates to grid topology to minimize risk of ignition in HFTDs Remote GridWLDFRWire-to-wire contactAggregated | WLDFR | HFTD - Distribution - Tier 2 - 2QU CoRE ¦ 1QU LoRE | Non-Red Flag Warning - Catastrophic Fires | Wire-to-wire contact | Aggregated | 2035 | 4.0313e-06 | 193.7699 | 0.00078115 | 2035 | Mitigation | 0.95 | 45 | 0 | esc | 0.00097009 | 3.9107e-09 | 0.00097009 | 3.9107e-09
[79 empty] | WLDFR | HFTD - Distribution - Tier 2 - 4QU CoRE ¦ 5QU LoRE | Red Flag Warning - Small Fires | 2036 | 2.584e-07 | 2.584e-07 | 0.087211 | 0.040679 | 0.0017655 | 0.044766 | 0 | 0 | 0.00027391 | 2.2535e-08 | 0 | 2.2535e-08 | 2.2535e-08 | 0 | 2.2535e-08 | 0 | 8.0297e-08 | 1.7601e-07 | 0 | 1.7601e-07 | 0 | 1.7042e-06 | 0 | 0 | 0 | [12 empty] | 7.3.3.17.5 (Remote Grid) Updates to grid topology to minimize risk of ignition in HFTDs Remote GridWLDFRWire-to-wire contactAggregated | WLDFR | HFTD - Distribution - Tier 2 - 2QU CoRE ¦ 1QU LoRE | Non-Red Flag Warning - Catastrophic Fires | Wire-to-wire contact | Aggregated | 2036 | 4.0313e-06 | 193.7699 | 0.00078115 | 2036 | Mitigation | 0.95 | 45 | 0 | esc | 0.00097009 | 3.9107e-09 | 0.00097009 | 3.9107e-09
[79 empty] | WLDFR | HFTD - Distribution - Tier 2 - 4QU CoRE ¦ 5QU LoRE | Red Flag Warning - Small Fires | 2037 | 2.584e-07 | 2.584e-07 | 0.087211 | 0.040679 | 0.0017655 | 0.044766 | 0 | 0 | 0.00027391 | 2.2535e-08 | 0 | 2.2535e-08 | 2.2535e-08 | 0 | 2.2535e-08 | 0 | 8.0297e-08 | 1.7601e-07 | 0 | 1.7601e-07 | 0 | 1.7804e-06 | 3.5608e-06 | 0 | 3.5608e-06 | [12 empty] | 7.3.3.17.5 (Remote Grid) Updates to grid topology to minimize risk of ignition in HFTDs Remote GridWLDFRWire-to-wire contactAggregated | WLDFR | HFTD - Distribution - Tier 2 - 2QU CoRE ¦ 1QU LoRE | Non-Red Flag Warning - Catastrophic Fires | Wire-to-wire contact | Aggregated | 2037 | 4.0313e-06 | 193.7699 | 0.00078115 | 2037 | Mitigation | 0.95 | 45 | 0 | esc | 0.00097009 | 3.9107e-09 | 0.00097009 | 3.9107e-09
[79 empty] | WLDFR | HFTD - Distribution - Tier 2 - 4QU CoRE ¦ 5QU LoRE | Red Flag Warning - Small Fires | 2038 | 2.584e-07 | 2.584e-07 | 0.091184 | 0.042438 | 0.0018418 | 0.046905 | 0 | 0 | 0.00027391 | 2.3562e-08 | 0 | 2.3562e-08 | 2.3562e-08 | 0 | 2.3562e-08 | 0 | 8.4131e-08 | 1.8442e-07 | 0 | 1.8442e-07 | 0 | 1.7804e-06 | 3.5608e-06 | 0 | 3.5608e-06 | [12 empty] | 7.3.3.17.5 (Remote Grid) Updates to grid topology to minimize risk of ignition in HFTDs Remote GridWLDFRWire-to-wire contactAggregated | WLDFR | HFTD - Distribution - Tier 2 - 2QU CoRE ¦ 1QU LoRE | Non-Red Flag Warning - Catastrophic Fires | Wire-to-wire contact | Aggregated | 2038 | 4.0313e-06 | 193.7699 | 0.00078115 | 2038 | Mitigation | 0.95 | 45 | 0 | esc | 0.00097009 | 3.9107e-09 | 0.00097009 | 3.9107e-09
[79 empty] | WLDFR | HFTD - Distribution - Tier 2 - 4QU CoRE ¦ 5QU LoRE | Red Flag Warning - Small Fires | 2039 | 2.584e-07 | 2.584e-07 | 0.091184 | 0.042438 | 0.0018418 | 0.046905 | 0 | 0 | 0.00027391 | 2.3562e-08 | 0 | 2.3562e-08 | 2.3562e-08 | 0 | 2.3562e-08 | 0 | 8.4131e-08 | 1.8442e-07 | 0 | 1.8442e-07 | 0 | 1.7804e-06 | 3.5608e-06 | 0 | 3.5608e-06 | [12 empty] | 7.3.3.17.5 (Remote Grid) Updates to grid topology to minimize risk of ignition in HFTDs Remote GridWLDFRWire-to-wire contactAggregated | WLDFR | HFTD - Distribution - Tier 2 - 2QU CoRE ¦ 1QU LoRE | Non-Red Flag Warning - Catastrophic Fires | Wire-to-wire contact | Aggregated | 2039 | 4.0313e-06 | 193.7699 | 0.00078115 | 2039 | Mitigation | 0.95 | 45 | 0 | esc | 0.00097009 | 3.9107e-09 | 0.00097009 | 3.9107e-09
[79 empty] | WLDFR | HFTD - Distribution - Tier 2 - 4QU CoRE ¦ 5QU LoRE | Red Flag Warning - Small Fires | 2040 | 2.584e-07 | 2.584e-07 | 0.091184 | 0.042438 | 0.0018418 | 0.046905 | 0 | 0 | 0.00027391 | 2.3562e-08 | 0 | 2.3562e-08 | 2.3562e-08 | 0 | 2.3562e-08 | 0 | 8.4131e-08 | 1.8442e-07 | 0 | 1.8442e-07 | 0 | 1.7804e-06 | 3.5608e-06 | 0 | 3.5608e-06 | [12 empty] | 7.3.3.17.5 (Remote Grid) Updates to grid topology to minimize risk of ignition in HFTDs Remote GridWLDFRWire-to-wire contactAggregated | WLDFR | HFTD - Distribution - Tier 2 - 2QU CoRE ¦ 1QU LoRE | Non-Red Flag Warning - Catastrophic Fires | Wire-to-wire contact | Aggregated | 2040 | 4.0313e-06 | 193.7699 | 0.00078115 | 2040 | Mitigation | 0.95 | 45 | 0 | esc | 0.00097009 | 3.9107e-09 | 0.00097009 | 3.9107e-09
[79 empty] | WLDFR | HFTD - Distribution - Tier 2 - 4QU CoRE ¦ 5QU LoRE | Red Flag Warning - Small Fires | 2041 | 2.584e-07 | 2.584e-07 | 0.091184 | 0.042438 | 0.0018418 | 0.046905 | 0 | 0 | 0.00027391 | 2.3562e-08 | 0 | 2.3562e-08 | 2.3562e-08 | 0 | 2.3562e-08 | 0 | 8.4131e-08 | 1.8442e-07 | 0 | 1.8442e-07 | 0 | 1.7804e-06 | 3.5608e-06 | 0 | 3.5608e-06 | [12 empty] | 7.3.3.17.5 (Remote Grid) Updates to grid topology to minimize risk of ignition in HFTDs Remote GridWLDFRWire-to-wire contactAggregated | WLDFR | HFTD - Distribution - Tier 2 - 2QU CoRE ¦ 1QU LoRE | Non-Red Flag Warning - Catastrophic Fires | Wire-to-wire contact | Aggregated | 2041 | 4.0313e-06 | 193.7699 | 0.00078115 | 2041 | Mitigation | 0.95 | 45 | 0 | esc | 0.00097009 | 3.9107e-09 | 0.00097009 | 3.9107e-09
[79 empty] | WLDFR | HFTD - Distribution - Tier 2 - 4QU CoRE ¦ 5QU LoRE | Red Flag Warning - Small Fires | 2042 | 2.584e-07 | 2.584e-07 | 0.091184 | 0.042438 | 0.0018418 | 0.046905 | 0 | 0 | 0.00027391 | 2.3562e-08 | 0 | 2.3562e-08 | 2.3562e-08 | 0 | 2.3562e-08 | 0 | 8.4131e-08 | 1.8442e-07 | 0 | 1.8442e-07 | 0 | 1.8786e-06 | 3.7572e-06 | 0 | 3.7572e-06 | [12 empty] | 7.3.3.17.5 (Remote Grid) Updates to grid topology to minimize risk of ignition in HFTDs Remote GridWLDFRWire-to-wire contactAggregated | WLDFR | HFTD - Distribution - Tier 2 - 2QU CoRE ¦ 1QU LoRE | Non-Red Flag Warning - Catastrophic Fires | Wire-to-wire contact | Aggregated | 2042 | 4.0313e-06 | 193.7699 | 0.00078115 | 2042 | Mitigation | 0.95 | 45 | 0 | esc | 0.00097009 | 3.9107e-09 | 0.00097009 | 3.9107e-09
[79 empty] | WLDFR | HFTD - Distribution - Tier 2 - 4QU CoRE ¦ 5QU LoRE | Red Flag Warning - Small Fires | 2043 | 2.584e-07 | 2.584e-07 | 0.095486 | 0.044306 | 0.0019228 | 0.049257 | 0 | 0 | 0.00027391 | 2.4673e-08 | 0 | 2.4673e-08 | 2.4673e-08 | 0 | 2.4673e-08 | 0 | 8.8062e-08 | 1.9303e-07 | 0 | 1.9303e-07 | 0 | 1.8786e-06 | 3.7572e-06 | 0 | 3.7572e-06 | [12 empty] | 7.3.3.17.5 (Remote Grid) Updates to grid topology to minimize risk of ignition in HFTDs Remote GridWLDFRWire-to-wire contactAggregated | WLDFR | HFTD - Distribution - Tier 2 - 2QU CoRE ¦ 1QU LoRE | Non-Red Flag Warning - Catastrophic Fires | Wire-to-wire contact | Aggregated | 2043 | 4.0313e-06 | 193.7699 | 0.00078115 | 2043 | Mitigation | 0.95 | 45 | 0 | esc | 0.00097009 | 3.9107e-09 | 0.00097009 | 3.9107e-09
[79 empty] | WLDFR | HFTD - Distribution - Tier 2 - 4QU CoRE ¦ 5QU LoRE | Red Flag Warning - Small Fires | 2044 | 2.584e-07 | 2.584e-07 | 0.095486 | 0.044306 | 0.0019228 | 0.049257 | 0 | 0 | 0.00027391 | 2.4673e-08 | 0 | 2.4673e-08 | 2.4673e-08 | 0 | 2.4673e-08 | 0 | 8.8062e-08 | 1.9303e-07 | 0 | 1.9303e-07 | 0 | 1.8786e-06 | 3.7572e-06 | 0 | 3.7572e-06 | [12 empty] | 7.3.3.17.5 (Remote Grid) Updates to grid topology to minimize risk of ignition in HFTDs Remote GridWLDFRWire-to-wire contactAggregated | WLDFR | HFTD - Distribution - Tier 2 - 2QU CoRE ¦ 1QU LoRE | Non-Red Flag Warning - Catastrophic Fires | Wire-to-wire contact | Aggregated | 2044 | 4.0313e-06 | 193.7699 | 0.00078115 | 2044 | Mitigation | 0.95 | 45 | 0 | esc | 0.00097009 | 3.9107e-09 | 0.00097009 | 3.9107e-09
[79 empty] | WLDFR | HFTD - Distribution - Tier 2 - 4QU CoRE ¦ 5QU LoRE | Red Flag Warning - Small Fires | 2045 | 2.584e-07 | 2.584e-07 | 0.095486 | 0.044306 | 0.0019228 | 0.049257 | 0 | 0 | 0.00027391 | 2.4673e-08 | 0 | 2.4673e-08 | 2.4673e-08 | 0 | 2.4673e-08 | 0 | 8.8062e-08 | 1.9303e-07 | 0 | 1.9303e-07 | 0 | 1.8786e-06 | 3.7572e-06 | 0 | 3.7572e-06 | [12 empty] | 7.3.3.17.5 (Remote Grid) Updates to grid topology to minimize risk of ignition in HFTDs Remote GridWLDFRWire-to-wire contactAggregated | WLDFR | HFTD - Distribution - Tier 2 - 2QU CoRE ¦ 1QU LoRE | Non-Red Flag Warning - Catastrophic Fires | Wire-to-wire contact | Aggregated | 2045 | 4.0313e-06 | 193.7699 | 0.00078115 | 2045 | Mitigation | 0.95 | 45 | 0 | esc | 0.00097009 | 3.9107e-09 | 0.00097009 | 3.9107e-09
[79 empty] | WLDFR | HFTD - Distribution - Tier 2 - 4QU CoRE ¦ 5QU LoRE | Red Flag Warning - Small Fires | 2046 | 2.584e-07 | 2.584e-07 | 0.095486 | 0.044306 | 0.0019228 | 0.049257 | 0 | 0 | 0.00027391 | 2.4673e-08 | 0 | 2.4673e-08 | 2.4673e-08 | 0 | 2.4673e-08 | 0 | 8.8062e-08 | 1.9303e-07 | 0 | 1.9303e-07 | 0 | 1.8786e-06 | 3.7572e-06 | 0 | 3.7572e-06 | [12 empty] | 7.3.3.17.5 (Remote Grid) Updates to grid topology to minimize risk of ignition in HFTDs Remote GridWLDFRWire-to-wire contactAggregated | WLDFR | HFTD - Distribution - Tier 2 - 2QU CoRE ¦ 1QU LoRE | Non-Red Flag Warning - Catastrophic Fires | Wire-to-wire contact | Aggregated | 2046 | 4.0313e-06 | 193.7699 | 0.00078115 | 2046 | Mitigation | 0.95 | 45 | 0 | esc | 0.00097009 | 3.9107e-09 | 0.00097009 | 3.9107e-09
[79 empty] | WLDFR | HFTD - Distribution - Tier 2 - 4QU CoRE ¦ 5QU LoRE | Red Flag Warning - Small Fires | 2047 | 2.584e-07 | 2.584e-07 | 0.095486 | 0.044306 | 0.0019228 | 0.049257 | 0 | 0 | 0.00027391 | 2.4673e-08 | 0 | 2.4673e-08 | 2.4673e-08 | 0 | 2.4673e-08 | 0 | 8.8062e-08 | 1.9303e-07 | 0 | 1.9303e-07 | 0 | 1.9903e-06 | 3.9806e-06 | 0 | 3.9806e-06 | [12 empty] | 7.3.3.17.5 (Remote Grid) Updates to grid topology to minimize risk of ignition in HFTDs Remote GridWLDFRWire-to-wire contactAggregated | WLDFR | HFTD - Distribution - Tier 2 - 2QU CoRE ¦ 1QU LoRE | Non-Red Flag Warning - Catastrophic Fires | Wire-to-wire contact | Aggregated | 2047 | 4.0313e-06 | 193.7699 | 0.00078115 | 2047 | Mitigation | 0.95 | 45 | 0 | esc | 0.00097009 | 3.9107e-09 | 0.00097009 | 3.9107e-09
[79 empty] | WLDFR | HFTD - Distribution - Tier 2 - 4QU CoRE ¦ 5QU LoRE | Red Flag Warning - Small Fires | 2048 | 2.584e-07 | 2.584e-07 | 0.10007 | 0.04626 | 0.0020076 | 0.051804 | 0 | 0 | 0.00027391 | 2.5858e-08 | 0 | 2.5858e-08 | 2.5858e-08 | 0 | 2.5858e-08 | 0 | 9.2045e-08 | 2.0177e-07 | 0 | 2.0177e-07 | 0 | 1.9903e-06 | 3.9806e-06 | 0 | 3.9806e-06 | [12 empty] | 7.3.3.17.5 (Remote Grid) Updates to grid topology to minimize risk of ignition in HFTDs Remote GridWLDFRWire-to-wire contactAggregated | WLDFR | HFTD - Distribution - Tier 2 - 2QU CoRE ¦ 1QU LoRE | Non-Red Flag Warning - Catastrophic Fires | Wire-to-wire contact | Aggregated | 2048 | 4.0313e-06 | 193.7699 | 0.00078115 | 2048 | Mitigation | 0.95 | 45 | 0 | esc | 0.00097009 | 3.9107e-09 | 0.00097009 | 3.9107e-09
[79 empty] | WLDFR | HFTD - Distribution - Tier 2 - 4QU CoRE ¦ 5QU LoRE | Red Flag Warning - Small Fires | 2049 | 2.584e-07 | 2.584e-07 | 0.10007 | 0.04626 | 0.0020076 | 0.051804 | 0 | 0 | 0.00027391 | 2.5858e-08 | 0 | 2.5858e-08 | 2.5858e-08 | 0 | 2.5858e-08 | 0 | 9.2045e-08 | 2.0177e-07 | 0 | 2.0177e-07 | 0 | 1.9903e-06 | 3.9806e-06 | 0 | 3.9806e-06 | [12 empty] | 7.3.3.17.5 (Remote Grid) Updates to grid topology to minimize risk of ignition in HFTDs Remote GridWLDFRWire-to-wire contactAggregated | WLDFR | HFTD - Distribution - Tier 2 - 2QU CoRE ¦ 1QU LoRE | Non-Red Flag Warning - Catastrophic Fires | Wire-to-wire contact | Aggregated | 2049 | 4.0313e-06 | 193.7699 | 0.00078115 | 2049 | Mitigation | 0.95 | 45 | 0 | esc | 0.00097009 | 3.9107e-09 | 0.00097009 | 3.9107e-09
[79 empty] | WLDFR | HFTD - Distribution - Tier 2 - 4QU CoRE ¦ 5QU LoRE | Red Flag Warning - Small Fires | 2050 | 2.584e-07 | 2.584e-07 | 0.10007 | 0.04626 | 0.0020076 | 0.051804 | 0 | 0 | 0.00027391 | 2.5858e-08 | 0 | 2.5858e-08 | 2.5858e-08 | 0 | 2.5858e-08 | 0 | 9.2045e-08 | 2.0177e-07 | 0 | 2.0177e-07 | 0 | 1.9903e-06 | 3.9806e-06 | 0 | 3.9806e-06 | [12 empty] | 7.3.3.17.5 (Remote Grid) Updates to grid topology to minimize risk of ignition in HFTDs Remote GridWLDFRWire-to-wire contactAggregated | WLDFR | HFTD - Distribution - Tier 2 - 2QU CoRE ¦ 1QU LoRE | Non-Red Flag Warning - Catastrophic Fires | Wire-to-wire contact | Aggregated | 2050 | 4.0313e-06 | 193.7699 | 0.00078115 | 2050 | Mitigation | 0.95 | 45 | 0 | esc | 0.00097009 | 3.9107e-09 | 0.00097009 | 3.9107e-09
[79 empty] | WLDFR | HFTD - Distribution - Tier 2 - 4QU CoRE ¦ 5QU LoRE | Red Flag Warning - Small Fires | 2051 | 2.584e-07 | 2.584e-07 | 0.10007 | 0.04626 | 0.0020076 | 0.051804 | 0 | 0 | 0.00027391 | 2.5858e-08 | 0 | 2.5858e-08 | 2.5858e-08 | 0 | 2.5858e-08 | 0 | 0 | 2.0177e-07 | 0 | 2.0177e-07 | 0 | 1.9903e-06 | 3.9806e-06 | 0 | 3.9806e-06 | [12 empty] | 7.3.3.17.5 (Remote Grid) Updates to grid topology to minimize risk of ignition in HFTDs Remote GridWLDFRWire-to-wire contactAggregated | WLDFR | HFTD - Distribution - Tier 2 - 2QU CoRE ¦ 1QU LoRE | Non-Red Flag Warning - Catastrophic Fires | Wire-to-wire contact | Aggregated | 2051 | 4.0313e-06 | 193.7699 | 0.00078115 | 2051 | Mitigation | 0.95 | 45 | 0 | esc | 0.00097009 | 3.9107e-09 | 0.00097009 | 3.9107e-09
[79 empty] | WLDFR | HFTD - Distribution - Tier 2 - 4QU CoRE ¦ 5QU LoRE | Red Flag Warning - Small Fires | 2052 | 2.584e-07 | 2.584e-07 | 0.10007 | 0.04626 | 0.0020076 | 0.051804 | 0 | 0 | 0.00027391 | 2.5858e-08 | 0 | 2.5858e-08 | 2.5858e-08 | 0 | 2.5858e-08 | 0 | 0 | 0 | 0 | 0 | 0 | 2.1146e-06 | 4.2293e-06 | 0 | 4.2293e-06 | [12 empty] | 7.3.3.17.5 (Remote Grid) Updates to grid topology to minimize risk of ignition in HFTDs Remote GridWLDFRWire-to-wire contactAggregated | WLDFR | HFTD - Distribution - Tier 2 - 2QU CoRE ¦ 1QU LoRE | Non-Red Flag Warning - Catastrophic Fires | Wire-to-wire contact | Aggregated | 2052 | 4.0313e-06 | 193.7699 | 0.00078115 | 2052 | Mitigation | 0.95 | 45 | 0 | esc | 0.00097009 | 3.9107e-09 | 0.00097009 | 3.9107e-09
[79 empty] | WLDFR | HFTD - Distribution - Tier 2 - 4QU CoRE ¦ 5QU LoRE | Red Flag Warning - Small Fires | 2053 | 2.584e-07 | 2.584e-07 | 0.10489 | 0.048274 | 0.002095 | 0.054525 | 0 | 0 | 0.00027391 | 2.7104e-08 | 0 | 2.7104e-08 | 2.7104e-08 | 0 | 2.7104e-08 | 0 | 7.3976e-06 | 0 | 0 | 0 | 0 | 2.1146e-06 | 4.2293e-06 | 0 | 4.2293e-06 | [12 empty] | 7.3.3.17.5 (Remote Grid) Updates to grid topology to minimize risk of ignition in HFTDs Remote GridWLDFRWire-to-wire contactAggregated | WLDFR | HFTD - Distribution - Tier 2 - 2QU CoRE ¦ 1QU LoRE | Non-Red Flag Warning - Catastrophic Fires | Wire-to-wire contact | Aggregated | 2053 | 4.0313e-06 | 193.7699 | 0.00078115 | 2053 | Mitigation | 0.95 | 45 | 0 | esc | 0.00097009 | 3.9107e-09 | 0.00097009 | 3.9107e-09
[79 empty] | WLDFR | HFTD - Distribution - Tier 2 - 4QU CoRE ¦ 5QU LoRE | Red Flag Warning - Small Fires | 2054 | 2.584e-07 | 2.584e-07 | 0.10489 | 0.048274 | 0.002095 | 0.054525 | 0 | 0 | 0.00027391 | 2.7104e-08 | 0 | 2.7104e-08 | 2.7104e-08 | 0 | 2.7104e-08 | 0 | 7.6688e-06 | 1.681e-05 | 0 | 1.681e-05 | 0 | 2.1146e-06 | 4.2293e-06 | 0 | 4.2293e-06 | [12 empty] | 7.3.3.17.5 (Remote Grid) Updates to grid topology to minimize risk of ignition in HFTDs Remote GridWLDFRWire-to-wire contactAggregated | WLDFR | HFTD - Distribution - Tier 2 - 2QU CoRE ¦ 1QU LoRE | Non-Red Flag Warning - Catastrophic Fires | Wire-to-wire contact | Aggregated | 2054 | 4.0313e-06 | 193.7699 | 0.00078115 | 2054 | Mitigation | 0.95 | 45 | 0 | esc | 0.00097009 | 3.9107e-09 | 0.00097009 | 3.9107e-09
[79 empty] | WLDFR | HFTD - Distribution - Tier 2 - 4QU CoRE ¦ 5QU LoRE | Red Flag Warning - Small Fires | 2055 | 2.584e-07 | 2.584e-07 | 0.10489 | 0.048274 | 0.002095 | 0.054525 | 0 | 0 | 0.00027391 | 2.7104e-08 | 0 | 2.7104e-08 | 2.7104e-08 | 0 | 2.7104e-08 | 0 | 7.6688e-06 | 1.681e-05 | 0 | 1.681e-05 | 0 | 2.1146e-06 | 4.2293e-06 | 0 | 4.2293e-06 | [12 empty] | 7.3.3.17.5 (Remote Grid) Updates to grid topology to minimize risk of ignition in HFTDs Remote GridWLDFRWire-to-wire contactAggregated | WLDFR | HFTD - Distribution - Tier 2 - 2QU CoRE ¦ 1QU LoRE | Non-Red Flag Warning - Catastrophic Fires | Wire-to-wire contact | Aggregated | 2055 | 4.0313e-06 | 193.7699 | 0.00078115 | 2055 | Mitigation | 0.95 | 45 | 0 | esc | 0.00097009 | 3.9107e-09 | 0.00097009 | 3.9107e-09
[79 empty] | WLDFR | HFTD - Distribution - Tier 2 - 4QU CoRE ¦ 5QU LoRE | Red Flag Warning - Small Fires | 2056 | 2.584e-07 | 2.584e-07 | 0.10489 | 0.048274 | 0.002095 | 0.054525 | 0 | 0 | 0.00027391 | 2.7104e-08 | 0 | 2.7104e-08 | 2.7104e-08 | 0 | 2.7104e-08 | 0 | 7.6688e-06 | 1.681e-05 | 0 | 1.681e-05 | 0 | 2.1146e-06 | 4.2293e-06 | 0 | 4.2293e-06 | [12 empty] | 7.3.3.17.5 (Remote Grid) Updates to grid topology to minimize risk of ignition in HFTDs Remote GridWLDFRWire-to-wire contactAggregated | WLDFR | HFTD - Distribution - Tier 2 - 2QU CoRE ¦ 1QU LoRE | Non-Red Flag Warning - Catastrophic Fires | Wire-to-wire contact | Aggregated | 2056 | 4.0313e-06 | 193.7699 | 0.00078115 | 2056 | Mitigation | 0.95 | 45 | 0 | esc | 0.00097009 | 3.9107e-09 | 0.00097009 | 3.9107e-09
[79 empty] | WLDFR | HFTD - Distribution - Tier 2 - 4QU CoRE ¦ 5QU LoRE | Red Flag Warning - Small Fires | 2057 | 2.584e-07 | 2.584e-07 | 0.10489 | 0.048274 | 0.002095 | 0.054525 | 0 | 0 | 0.00027391 | 2.7104e-08 | 0 | 2.7104e-08 | 2.7104e-08 | 0 | 2.7104e-08 | 0 | 7.6688e-06 | 1.681e-05 | 0 | 1.681e-05 | 0 | 2.2506e-06 | 4.5012e-06 | 0 | 4.5012e-06 | [12 empty] | 7.3.3.17.5 (Remote Grid) Updates to grid topology to minimize risk of ignition in HFTDs Remote GridWLDFRWire-to-wire contactAggregated | WLDFR | HFTD - Distribution - Tier 2 - 2QU CoRE ¦ 1QU LoRE | Non-Red Flag Warning - Catastrophic Fires | Wire-to-wire contact | Aggregated | 2057 | 4.0313e-06 | 193.7699 | 0.00078115 | 2057 | Mitigation | 0.95 | 45 | 0 | esc | 0.00097009 | 3.9107e-09 | 0.00097009 | 3.9107e-09
[79 empty] | WLDFR | HFTD - Distribution - Tier 2 - 4QU CoRE ¦ 5QU LoRE | Red Flag Warning - Small Fires | 2058 | 2.584e-07 | 2.584e-07 | 0.1099 | 0.050325 | 0.0021839 | 0.057393 | 0 | 0 | 0.00027391 | 2.8398e-08 | 0 | 2.8398e-08 | 2.8398e-08 | 0 | 2.8398e-08 | 0 | 7.6688e-06 | 1.681e-05 | 0 | 1.681e-05 | 0 | 2.2506e-06 | 4.5012e-06 | 0 | 4.5012e-06 | [12 empty] | 7.3.3.17.5 (Remote Grid) Updates to grid topology to minimize risk of ignition in HFTDs Remote GridWLDFRWire-to-wire contactAggregated | WLDFR | HFTD - Distribution - Tier 2 - 2QU CoRE ¦ 1QU LoRE | Non-Red Flag Warning - Catastrophic Fires | Wire-to-wire contact | Aggregated | 2058 | 4.0313e-06 | 193.7699 | 0.00078115 | 2058 | Mitigation | 0.95 | 45 | 0 | esc | 0.00097009 | 3.9107e-09 | 0.00097009 | 3.9107e-09
[79 empty] | WLDFR | HFTD - Distribution - Tier 2 - 4QU CoRE ¦ 5QU LoRE | Red Flag Warning - Small Fires | 2059 | 2.584e-07 | 2.584e-07 | 0.1099 | 0.050325 | 0.0021839 | 0.057393 | 0 | 0 | 0.00027391 | 2.8398e-08 | 0 | 2.8398e-08 | 2.8398e-08 | 0 | 2.8398e-08 | 0 | 8.0104e-06 | 1.7559e-05 | 0 | 1.7559e-05 | 0 | 2.2506e-06 | 4.5012e-06 | 0 | 4.5012e-06 | [12 empty] | 7.3.3.17.5 (Remote Grid) Updates to grid topology to minimize risk of ignition in HFTDs Remote GridWLDFRWire-to-wire contactAggregated | WLDFR | HFTD - Distribution - Tier 2 - 2QU CoRE ¦ 1QU LoRE | Non-Red Flag Warning - Catastrophic Fires | Wire-to-wire contact | Aggregated | 2059 | 4.0313e-06 | 193.7699 | 0.00078115 | 2059 | Mitigation | 0.95 | 45 | 0 | esc | 0.00097009 | 3.9107e-09 | 0.00097009 | 3.9107e-09
[79 empty] | WLDFR | HFTD - Distribution - Tier 2 - 4QU CoRE ¦ 5QU LoRE | Red Flag Warning - Small Fires | 2060 | 2.584e-07 | 2.584e-07 | 0.1099 | 0.050325 | 0.0021839 | 0.057393 | 0 | 0 | 0.00027391 | 2.8398e-08 | 0 | 2.8398e-08 | 2.8398e-08 | 0 | 2.8398e-08 | 0 | 8.0104e-06 | 1.7559e-05 | 0 | 1.7559e-05 | 0 | 2.2506e-06 | 4.5012e-06 | 0 | 4.5012e-06 | [12 empty] | 7.3.3.17.5 (Remote Grid) Updates to grid topology to minimize risk of ignition in HFTDs Remote GridWLDFRWire-to-wire contactAggregated | WLDFR | HFTD - Distribution - Tier 2 - 2QU CoRE ¦ 1QU LoRE | Non-Red Flag Warning - Catastrophic Fires | Wire-to-wire contact | Aggregated | 2060 | 4.0313e-06 | 193.7699 | 0.00078115 | 2060 | Mitigation | 0.95 | 45 | 0 | esc | 0.00097009 | 3.9107e-09 | 0.00097009 | 3.9107e-09
[79 empty] | WLDFR | HFTD - Distribution - Tier 2 - 4QU CoRE ¦ 5QU LoRE | Red Flag Warning - Small Fires | 2061 | 2.584e-07 | 2.584e-07 | 0.1099 | 0.050325 | 0.0021839 | 0.057393 | 0 | 0 | 0.00027391 | 2.8398e-08 | 0 | 2.8398e-08 | 2.8398e-08 | 0 | 2.8398e-08 | 0 | 8.0104e-06 | 1.7559e-05 | 0 | 1.7559e-05 | 0 | 2.2506e-06 | 4.5012e-06 | 0 | 4.5012e-06 | [12 empty] | 7.3.3.17.5 (Remote Grid) Updates to grid topology to minimize risk of ignition in HFTDs Remote GridWLDFRWire-to-wire contactAggregated | WLDFR | HFTD - Distribution - Tier 2 - 2QU CoRE ¦ 1QU LoRE | Non-Red Flag Warning - Catastrophic Fires | Wire-to-wire contact | Aggregated | 2061 | 4.0313e-06 | 193.7699 | 0.00078115 | 2061 | Mitigation | 0.95 | 45 | 0 | esc | 0.00097009 | 3.9107e-09 | 0.00097009 | 3.9107e-09
[79 empty] | WLDFR | HFTD - Distribution - Tier 2 - 4QU CoRE ¦ 5QU LoRE | Red Flag Warning - Small Fires | 2062 | 2.584e-07 | 2.584e-07 | 0.1099 | 0.050325 | 0.0021839 | 0.057393 | 0 | 0 | 0.00027391 | 2.8398e-08 | 0 | 2.8398e-08 | 2.8398e-08 | 0 | 2.8398e-08 | 0 | 8.0104e-06 | 1.7559e-05 | 0 | 1.7559e-05 | 0 | 2.3971e-06 | 4.7941e-06 | 0 | 4.7941e-06 | [12 empty] | 7.3.3.17.5 (Remote Grid) Updates to grid topology to minimize risk of ignition in HFTDs Remote GridWLDFRWire-to-wire contactAggregated | WLDFR | HFTD - Distribution - Tier 2 - 2QU CoRE ¦ 1QU LoRE | Non-Red Flag Warning - Catastrophic Fires | Wire-to-wire contact | Aggregated | 2062 | 4.0313e-06 | 193.7699 | 0.00078115 | 2062 | Mitigation | 0.95 | 45 | 0 | esc | 0.00097009 | 3.9107e-09 | 0.00097009 | 3.9107e-09
[79 empty] | WLDFR | HFTD - Distribution - Tier 2 - 4QU CoRE ¦ 5QU LoRE | Red Flag Warning - Small Fires | 2063 | 2.584e-07 | 2.584e-07 | 0.11504 | 0.052388 | 0.0022734 | 0.060377 | 0 | 0 | 0.00027391 | 2.9725e-08 | 0 | 2.9725e-08 | 2.9725e-08 | 0 | 2.9725e-08 | 0 | 8.0104e-06 | 1.7559e-05 | 0 | 1.7559e-05 | 0 | 2.3971e-06 | 4.7941e-06 | 0 | 4.7941e-06 | [12 empty] | 7.3.3.17.5 (Remote Grid) Updates to grid topology to minimize risk of ignition in HFTDs Remote GridWLDFRWire-to-wire contactAggregated | WLDFR | HFTD - Distribution - Tier 2 - 2QU CoRE ¦ 1QU LoRE | Non-Red Flag Warning - Catastrophic Fires | Wire-to-wire contact | Aggregated | 2063 | 4.0313e-06 | 193.7699 | 0.00078115 | 2063 | Mitigation | 0.95 | 45 | 0 | esc | 0.00097009 | 3.9107e-09 | 0.00097009 | 3.9107e-09
[79 empty] | WLDFR | HFTD - Distribution - Tier 2 - 4QU CoRE ¦ 5QU LoRE | Red Flag Warning - Small Fires | 2064 | 2.584e-07 | 2.584e-07 | 0.11504 | 0.052388 | 0.0022734 | 0.060377 | 0 | 0 | 0.00027391 | 2.9725e-08 | 0 | 2.9725e-08 | 2.9725e-08 | 0 | 2.9725e-08 | 0 | 8.3902e-06 | 1.8391e-05 | 0 | 1.8391e-05 | 0 | 2.3971e-06 | 4.7941e-06 | 0 | 4.7941e-06 | [12 empty] | 7.3.3.17.5 (Remote Grid) Updates to grid topology to minimize risk of ignition in HFTDs Remote GridWLDFRWire-to-wire contactAggregated | WLDFR | HFTD - Distribution - Tier 2 - 2QU CoRE ¦ 1QU LoRE | Non-Red Flag Warning - Catastrophic Fires | Wire-to-wire contact | Aggregated | 2064 | 4.0313e-06 | 193.7699 | 0.00078115 | 2064 | Mitigation | 0.95 | 45 | 0 | esc | 0.00097009 | 3.9107e-09 | 0.00097009 | 3.9107e-09
[79 empty] | WLDFR | HFTD - Distribution - Tier 2 - 4QU CoRE ¦ 5QU LoRE | Red Flag Warning - Small Fires | 2065 | 2.584e-07 | 2.584e-07 | 0.11504 | 0.052388 | 0.0022734 | 0.060377 | 0 | 0 | 0.00027391 | 2.9725e-08 | 0 | 2.9725e-08 | 2.9725e-08 | 0 | 2.9725e-08 | 0 | 8.3902e-06 | 1.8391e-05 | 0 | 1.8391e-05 | 0 | 2.3971e-06 | 4.7941e-06 | 0 | 4.7941e-06 | [12 empty] | 7.3.3.17.5 (Remote Grid) Updates to grid topology to minimize risk of ignition in HFTDs Remote GridWLDFRWire-to-wire contactAggregated | WLDFR | HFTD - Distribution - Tier 2 - 2QU CoRE ¦ 1QU LoRE | Non-Red Flag Warning - Catastrophic Fires | Wire-to-wire contact | Aggregated | 2065 | 4.0313e-06 | 193.7699 | 0.00078115 | 2065 | Mitigation | 0.95 | 45 | 0 | esc | 0.00097009 | 3.9107e-09 | 0.00097009 | 3.9107e-09
[79 empty] | WLDFR | HFTD - Distribution - Tier 2 - 4QU CoRE ¦ 5QU LoRE | Red Flag Warning - Small Fires | 2066 | 2.584e-07 | 2.584e-07 | 0.11504 | 0.052388 | 0.0022734 | 0.060377 | 0 | 0 | 0.00027391 | 2.9725e-08 | 0 | 2.9725e-08 | 2.9725e-08 | 0 | 2.9725e-08 | 0 | 8.3902e-06 | 1.8391e-05 | 0 | 1.8391e-05 | 0 | 0 | 4.7941e-06 | 0 | 4.7941e-06 | [12 empty] | 7.3.3.17.5 (Remote Grid) Updates to grid topology to minimize risk of ignition in HFTDs Remote GridWLDFRWire-to-wire contactAggregated | WLDFR | HFTD - Distribution - Tier 2 - 2QU CoRE ¦ 1QU LoRE | Non-Red Flag Warning - Catastrophic Fires | Wire-to-wire contact | Aggregated | 2066 | 4.0313e-06 | 193.7699 | 0.00078115 | 2066 | Mitigation | 0.95 | 45 | 0 | esc | 0.00097009 | 3.9107e-09 | 0.00097009 | 3.9107e-09
[79 empty] | WLDFR | HFTD - Distribution - Tier 2 - 4QU CoRE ¦ 5QU LoRE | Red Flag Warning - Small Fires | 2067 | 0 | 2.584e-07 | 0.11504 | 0.052388 | 0.0022734 | 0.060377 | 0 | 0 | 0.00027391 | 0 | 0 | 0 | 2.9725e-08 | 0 | 2.9725e-08 | 0 | 8.3902e-06 | 1.8391e-05 | 0 | 1.8391e-05 | 0 | 0 | 0 | 0 | 0 | [12 empty] | 7.3.3.17.5 (Remote Grid) Updates to grid topology to minimize risk of ignition in HFTDs Remote GridWLDFRWire-to-wire contactAggregated | WLDFR | HFTD - Distribution - Tier 2 - 2QU CoRE ¦ 1QU LoRE | Non-Red Flag Warning - Catastrophic Fires | Wire-to-wire contact | Aggregated | 2067 | 4.0313e-06 | 193.7699 | 0.00078115 | 2067 | Mitigation | 0.95 | 45 | 0 | esc | 0 | 0 | 0.00097009 | 3.9107e-09
[79 empty] | WLDFR | HFTD - Distribution - Tier 2 - 5QU CoRE ¦ 1QU LoRE | Non-Red Flag Warning - Catastrophic Fires | 2022 | 1.5101e-10 | 0 | 14146.1306 | 222.2294 | 8585.7228 | 5338.1784 | 0 | 0 | 2.0088e-07 | 2.1362e-06 | 0 | 2.1362e-06 | 0 | 0 | 0 | 0 | 8.3902e-06 | 1.8391e-05 | 0 | 1.8391e-05 | 0 | 0 | 0 | 0 | 0 | [12 empty] | 7.3.3.17.5 (Remote Grid) Updates to grid topology to minimize risk of ignition in HFTDs Remote GridWLDFRContact from objectAggregated | WLDFR | HFTD - Distribution - Tier 2 - 2QU CoRE ¦ 1QU LoRE | Non-Red Flag Warning - Destructive Fires | Contact from object | Aggregated | 2022 | 2.7501e-06 | 193.7699 | 0.00053289 | 2022 | Mitigation | 0.95 | 45 | 0 | esc | 0.00097009 | 2.6678e-09 | 0 | 0
[79 empty] | WLDFR | HFTD - Distribution - Tier 2 - 5QU CoRE ¦ 1QU LoRE | Non-Red Flag Warning - Catastrophic Fires | 2023 | 1.5101e-10 | 1.5101e-10 | 14664.6376 | 233.2301 | 8896.516 | 5534.8915 | 0 | 0 | 2.0088e-07 | 2.2145e-06 | 0 | 2.2145e-06 | 2.2145e-06 | 0 | 2.2145e-06 | 0 | 8.8024e-06 | 1.9295e-05 | 0 | 1.9295e-05 | 0 | 9.6115e-08 | 0 | 0 | 0 | [12 empty] | 7.3.3.17.5 (Remote Grid) Updates to grid topology to minimize risk of ignition in HFTDs Remote GridWLDFRContact from objectAggregated | WLDFR | HFTD - Distribution - Tier 2 - 2QU CoRE ¦ 1QU LoRE | Non-Red Flag Warning - Destructive Fires | Contact from object | Aggregated | 2023 | 2.7501e-06 | 193.7699 | 0.00053289 | 2023 | Mitigation | 0.95 | 45 | 0 | esc | 0.00097009 | 2.6678e-09 | 0.00097009 | 2.6678e-09
[79 empty] | WLDFR | HFTD - Distribution - Tier 2 - 5QU CoRE ¦ 1QU LoRE | Non-Red Flag Warning - Catastrophic Fires | 2024 | 1.5101e-10 | 1.5101e-10 | 14664.6376 | 233.2301 | 8896.516 | 5534.8915 | 0 | 0 | 2.0088e-07 | 2.2145e-06 | 0 | 2.2145e-06 | 2.2145e-06 | 0 | 2.2145e-06 | 0 | 8.8024e-06 | 1.9295e-05 | 0 | 1.9295e-05 | 0 | 9.9209e-08 | 1.9842e-07 | 0 | 1.9842e-07 | [12 empty] | 7.3.3.17.5 (Remote Grid) Updates to grid topology to minimize risk of ignition in HFTDs Remote GridWLDFRContact from objectAggregated | WLDFR | HFTD - Distribution - Tier 2 - 2QU CoRE ¦ 1QU LoRE | Non-Red Flag Warning - Destructive Fires | Contact from object | Aggregated | 2024 | 2.7501e-06 | 193.7699 | 0.00053289 | 2024 | Mitigation | 0.95 | 45 | 0 | esc | 0.00097009 | 2.6678e-09 | 0.00097009 | 2.6678e-09
[79 empty] | WLDFR | HFTD - Distribution - Tier 2 - 5QU CoRE ¦ 1QU LoRE | Non-Red Flag Warning - Catastrophic Fires | 2025 | 1.5101e-10 | 1.5101e-10 | 14664.6376 | 233.2301 | 8896.516 | 5534.8915 | 0 | 0 | 2.0088e-07 | 2.2145e-06 | 0 | 2.2145e-06 | 2.2145e-06 | 0 | 2.2145e-06 | 0 | 8.8024e-06 | 1.9295e-05 | 0 | 1.9295e-05 | 0 | 9.9209e-08 | 1.9842e-07 | 0 | 1.9842e-07 | [12 empty] | 7.3.3.17.5 (Remote Grid) Updates to grid topology to minimize risk of ignition in HFTDs Remote GridWLDFRContact from objectAggregated | WLDFR | HFTD - Distribution - Tier 2 - 2QU CoRE ¦ 1QU LoRE | Non-Red Flag Warning - Destructive Fires | Contact from object | Aggregated | 2025 | 2.7501e-06 | 193.7699 | 0.00053289 | 2025 | Mitigation | 0.95 | 45 | 0 | esc | 0.00097009 | 2.6678e-09 | 0.00097009 | 2.6678e-09
[79 empty] | WLDFR | HFTD - Distribution - Tier 2 - 5QU CoRE ¦ 1QU LoRE | Non-Red Flag Warning - Catastrophic Fires | 2026 | 1.5101e-10 | 1.5101e-10 | 14664.6376 | 233.2301 | 8896.516 | 5534.8915 | 0 | 0 | 2.0088e-07 | 2.2145e-06 | 0 | 2.2145e-06 | 2.2145e-06 | 0 | 2.2145e-06 | 0 | 8.8024e-06 | 1.9295e-05 | 0 | 1.9295e-05 | 0 | 9.9209e-08 | 1.9842e-07 | 0 | 1.9842e-07 | [12 empty] | 7.3.3.17.5 (Remote Grid) Updates to grid topology to minimize risk of ignition in HFTDs Remote GridWLDFRContact from objectAggregated | WLDFR | HFTD - Distribution - Tier 2 - 2QU CoRE ¦ 1QU LoRE | Non-Red Flag Warning - Destructive Fires | Contact from object | Aggregated | 2026 | 2.7501e-06 | 193.7699 | 0.00053289 | 2026 | Mitigation | 0.95 | 45 | 0 | esc | 0.00097009 | 2.6678e-09 | 0.00097009 | 2.6678e-09
[79 empty] | WLDFR | HFTD - Distribution - Tier 2 - 5QU CoRE ¦ 1QU LoRE | Non-Red Flag Warning - Catastrophic Fires | 2027 | 1.5101e-10 | 1.5101e-10 | 14664.6376 | 233.2301 | 8896.516 | 5534.8915 | 0 | 0 | 2.0088e-07 | 2.2145e-06 | 0 | 2.2145e-06 | 2.2145e-06 | 0 | 2.2145e-06 | 0 | 8.8024e-06 | 1.9295e-05 | 0 | 1.9295e-05 | 0 | 9.9209e-08 | 1.9842e-07 | 0 | 1.9842e-07 | [12 empty] | 7.3.3.17.5 (Remote Grid) Updates to grid topology to minimize risk of ignition in HFTDs Remote GridWLDFRContact from objectAggregated | WLDFR | HFTD - Distribution - Tier 2 - 2QU CoRE ¦ 1QU LoRE | Non-Red Flag Warning - Destructive Fires | Contact from object | Aggregated | 2027 | 2.7501e-06 | 193.7699 | 0.00053289 | 2027 | Mitigation | 0.95 | 45 | 0 | esc | 0.00097009 | 2.6678e-09 | 0.00097009 | 2.6678e-09
[79 empty] | WLDFR | HFTD - Distribution - Tier 2 - 5QU CoRE ¦ 1QU LoRE | Non-Red Flag Warning - Catastrophic Fires | 2028 | 1.5101e-10 | 1.5101e-10 | 15317.9909 | 247.273 | 9287.6491 | 5783.0689 | 0 | 0 | 2.0088e-07 | 2.3132e-06 | 0 | 2.3132e-06 | 2.3132e-06 | 0 | 2.3132e-06 | 0 | 9.2415e-06 | 2.0258e-05 | 0 | 2.0258e-05 | 0 | 9.9209e-08 | 1.9842e-07 | 0 | 1.9842e-07 | [12 empty] | 7.3.3.17.5 (Remote Grid) Updates to grid topology to minimize risk of ignition in HFTDs Remote GridWLDFRContact from objectAggregated | WLDFR | HFTD - Distribution - Tier 2 - 2QU CoRE ¦ 1QU LoRE | Non-Red Flag Warning - Destructive Fires | Contact from object | Aggregated | 2028 | 2.7501e-06 | 193.7699 | 0.00053289 | 2028 | Mitigation | 0.95 | 45 | 0 | esc | 0.00097009 | 2.6678e-09 | 0.00097009 | 2.6678e-09
[79 empty] | WLDFR | HFTD - Distribution - Tier 2 - 5QU CoRE ¦ 1QU LoRE | Non-Red Flag Warning - Catastrophic Fires | 2029 | 1.5101e-10 | 1.5101e-10 | 15317.9909 | 247.273 | 9287.6491 | 5783.0689 | 0 | 0 | 2.0088e-07 | 2.3132e-06 | 0 | 2.3132e-06 | 2.3132e-06 | 0 | 2.3132e-06 | 0 | 9.2415e-06 | 2.0258e-05 | 0 | 2.0258e-05 | 0 | 1.0315e-07 | 2.0631e-07 | 0 | 2.0631e-07 | [12 empty] | 7.3.3.17.5 (Remote Grid) Updates to grid topology to minimize risk of ignition in HFTDs Remote GridWLDFRContact from objectAggregated | WLDFR | HFTD - Distribution - Tier 2 - 2QU CoRE ¦ 1QU LoRE | Non-Red Flag Warning - Destructive Fires | Contact from object | Aggregated | 2029 | 2.7501e-06 | 193.7699 | 0.00053289 | 2029 | Mitigation | 0.95 | 45 | 0 | esc | 0.00097009 | 2.6678e-09 | 0.00097009 | 2.6678e-09
[79 empty] | WLDFR | HFTD - Distribution - Tier 2 - 5QU CoRE ¦ 1QU LoRE | Non-Red Flag Warning - Catastrophic Fires | 2030 | 1.5101e-10 | 1.5101e-10 | 15317.9909 | 247.273 | 9287.6491 | 5783.0689 | 0 | 0 | 2.0088e-07 | 2.3132e-06 | 0 | 2.3132e-06 | 2.3132e-06 | 0 | 2.3132e-06 | 0 | 9.2415e-06 | 2.0258e-05 | 0 | 2.0258e-05 | 0 | 1.0315e-07 | 2.0631e-07 | 0 | 2.0631e-07 | [12 empty] | 7.3.3.17.5 (Remote Grid) Updates to grid topology to minimize risk of ignition in HFTDs Remote GridWLDFRContact from objectAggregated | WLDFR | HFTD - Distribution - Tier 2 - 2QU CoRE ¦ 1QU LoRE | Non-Red Flag Warning - Destructive Fires | Contact from object | Aggregated | 2030 | 2.7501e-06 | 193.7699 | 0.00053289 | 2030 | Mitigation | 0.95 | 45 | 0 | esc | 0.00097009 | 2.6678e-09 | 0.00097009 | 2.6678e-09
[79 empty] | WLDFR | HFTD - Distribution - Tier 2 - 5QU CoRE ¦ 1QU LoRE | Non-Red Flag Warning - Catastrophic Fires | 2031 | 1.5101e-10 | 1.5101e-10 | 15317.9909 | 247.273 | 9287.6491 | 5783.0689 | 0 | 0 | 2.0088e-07 | 2.3132e-06 | 0 | 2.3132e-06 | 2.3132e-06 | 0 | 2.3132e-06 | 0 | 9.2415e-06 | 2.0258e-05 | 0 | 2.0258e-05 | 0 | 1.0315e-07 | 2.0631e-07 | 0 | 2.0631e-07 | [12 empty] | 7.3.3.17.5 (Remote Grid) Updates to grid topology to minimize risk of ignition in HFTDs Remote GridWLDFRContact from objectAggregated | WLDFR | HFTD - Distribution - Tier 2 - 2QU CoRE ¦ 1QU LoRE | Non-Red Flag Warning - Destructive Fires | Contact from object | Aggregated | 2031 | 2.7501e-06 | 193.7699 | 0.00053289 | 2031 | Mitigation | 0.95 | 45 | 0 | esc | 0.00097009 | 2.6678e-09 | 0.00097009 | 2.6678e-09
[79 empty] | WLDFR | HFTD - Distribution - Tier 2 - 5QU CoRE ¦ 1QU LoRE | Non-Red Flag Warning - Catastrophic Fires | 2032 | 1.5101e-10 | 1.5101e-10 | 15317.9909 | 247.273 | 9287.6491 | 5783.0689 | 0 | 0 | 2.0088e-07 | 2.3132e-06 | 0 | 2.3132e-06 | 2.3132e-06 | 0 | 2.3132e-06 | 0 | 9.2415e-06 | 2.0258e-05 | 0 | 2.0258e-05 | 0 | 1.0315e-07 | 2.0631e-07 | 0 | 2.0631e-07 | [12 empty] | 7.3.3.17.5 (Remote Grid) Updates to grid topology to minimize risk of ignition in HFTDs Remote GridWLDFRContact from objectAggregated | WLDFR | HFTD - Distribution - Tier 2 - 2QU CoRE ¦ 1QU LoRE | Non-Red Flag Warning - Destructive Fires | Contact from object | Aggregated | 2032 | 2.7501e-06 | 193.7699 | 0.00053289 | 2032 | Mitigation | 0.95 | 45 | 0 | esc | 0.00097009 | 2.6678e-09 | 0.00097009 | 2.6678e-09
[79 empty] | WLDFR | HFTD - Distribution - Tier 2 - 5QU CoRE ¦ 1QU LoRE | Non-Red Flag Warning - Catastrophic Fires | 2033 | 1.5101e-10 | 1.5101e-10 | 16044.1264 | 263.1074 | 9721.74 | 6059.2791 | 0 | 0 | 2.0088e-07 | 2.4229e-06 | 0 | 2.4229e-06 | 2.4229e-06 | 0 | 2.4229e-06 | 0 | 9.7018e-06 | 2.1267e-05 | 0 | 2.1267e-05 | 0 | 1.0315e-07 | 2.0631e-07 | 0 | 2.0631e-07 | [12 empty] | 7.3.3.17.5 (Remote Grid) Updates to grid topology to minimize risk of ignition in HFTDs Remote GridWLDFRContact from objectAggregated | WLDFR | HFTD - Distribution - Tier 2 - 2QU CoRE ¦ 1QU LoRE | Non-Red Flag Warning - Destructive Fires | Contact from object | Aggregated | 2033 | 2.7501e-06 | 193.7699 | 0.00053289 | 2033 | Mitigation | 0.95 | 45 | 0 | esc | 0.00097009 | 2.6678e-09 | 0.00097009 | 2.6678e-09
[79 empty] | WLDFR | HFTD - Distribution - Tier 2 - 5QU CoRE ¦ 1QU LoRE | Non-Red Flag Warning - Catastrophic Fires | 2034 | 1.5101e-10 | 1.5101e-10 | 16044.1264 | 263.1074 | 9721.74 | 6059.2791 | 0 | 0 | 2.0088e-07 | 2.4229e-06 | 0 | 2.4229e-06 | 2.4229e-06 | 0 | 2.4229e-06 | 0 | 9.7018e-06 | 2.1267e-05 | 0 | 2.1267e-05 | 0 | 1.076e-07 | 2.152e-07 | 0 | 2.152e-07 | [12 empty] | 7.3.3.17.5 (Remote Grid) Updates to grid topology to minimize risk of ignition in HFTDs Remote GridWLDFRContact from objectAggregated | WLDFR | HFTD - Distribution - Tier 2 - 2QU CoRE ¦ 1QU LoRE | Non-Red Flag Warning - Destructive Fires | Contact from object | Aggregated | 2034 | 2.7501e-06 | 193.7699 | 0.00053289 | 2034 | Mitigation | 0.95 | 45 | 0 | esc | 0.00097009 | 2.6678e-09 | 0.00097009 | 2.6678e-09
[79 empty] | WLDFR | HFTD - Distribution - Tier 2 - 5QU CoRE ¦ 1QU LoRE | Non-Red Flag Warning - Catastrophic Fires | 2035 | 1.5101e-10 | 1.5101e-10 | 16044.1264 | 263.1074 | 9721.74 | 6059.2791 | 0 | 0 | 2.0088e-07 | 2.4229e-06 | 0 | 2.4229e-06 | 2.4229e-06 | 0 | 2.4229e-06 | 0 | 9.7018e-06 | 2.1267e-05 | 0 | 2.1267e-05 | 0 | 1.076e-07 | 2.152e-07 | 0 | 2.152e-07 | [12 empty] | 7.3.3.17.5 (Remote Grid) Updates to grid topology to minimize risk of ignition in HFTDs Remote GridWLDFRContact from objectAggregated | WLDFR | HFTD - Distribution - Tier 2 - 2QU CoRE ¦ 1QU LoRE | Non-Red Flag Warning - Destructive Fires | Contact from object | Aggregated | 2035 | 2.7501e-06 | 193.7699 | 0.00053289 | 2035 | Mitigation | 0.95 | 45 | 0 | esc | 0.00097009 | 2.6678e-09 | 0.00097009 | 2.6678e-09
[79 empty] | WLDFR | HFTD - Distribution - Tier 2 - 5QU CoRE ¦ 1QU LoRE | Non-Red Flag Warning - Catastrophic Fires | 2036 | 1.5101e-10 | 1.5101e-10 | 16044.1264 | 263.1074 | 9721.74 | 6059.2791 | 0 | 0 | 2.0088e-07 | 2.4229e-06 | 0 | 2.4229e-06 | 2.4229e-06 | 0 | 2.4229e-06 | 0 | 9.7018e-06 | 2.1267e-05 | 0 | 2.1267e-05 | 0 | 1.076e-07 | 2.152e-07 | 0 | 2.152e-07 | [12 empty] | 7.3.3.17.5 (Remote Grid) Updates to grid topology to minimize risk of ignition in HFTDs Remote GridWLDFRContact from objectAggregated | WLDFR | HFTD - Distribution - Tier 2 - 2QU CoRE ¦ 1QU LoRE | Non-Red Flag Warning - Destructive Fires | Contact from object | Aggregated | 2036 | 2.7501e-06 | 193.7699 | 0.00053289 | 2036 | Mitigation | 0.95 | 45 | 0 | esc | 0.00097009 | 2.6678e-09 | 0.00097009 | 2.6678e-09
[79 empty] | WLDFR | HFTD - Distribution - Tier 2 - 5QU CoRE ¦ 1QU LoRE | Non-Red Flag Warning - Catastrophic Fires | 2037 | 1.5101e-10 | 1.5101e-10 | 16044.1264 | 263.1074 | 9721.74 | 6059.2791 | 0 | 0 | 2.0088e-07 | 2.4229e-06 | 0 | 2.4229e-06 | 2.4229e-06 | 0 | 2.4229e-06 | 0 | 9.7018e-06 | 2.1267e-05 | 0 | 2.1267e-05 | 0 | 1.076e-07 | 2.152e-07 | 0 | 2.152e-07 | [12 empty] | 7.3.3.17.5 (Remote Grid) Updates to grid topology to minimize risk of ignition in HFTDs Remote GridWLDFRContact from objectAggregated | WLDFR | HFTD - Distribution - Tier 2 - 2QU CoRE ¦ 1QU LoRE | Non-Red Flag Warning - Destructive Fires | Contact from object | Aggregated | 2037 | 2.7501e-06 | 193.7699 | 0.00053289 | 2037 | Mitigation | 0.95 | 45 | 0 | esc | 0.00097009 | 2.6678e-09 | 0.00097009 | 2.6678e-09
[79 empty] | WLDFR | HFTD - Distribution - Tier 2 - 5QU CoRE ¦ 1QU LoRE | Non-Red Flag Warning - Catastrophic Fires | 2038 | 1.5101e-10 | 1.5101e-10 | 16832.3912 | 280.5544 | 10192.2718 | 6359.5651 | 0 | 0 | 2.0088e-07 | 2.5419e-06 | 0 | 2.5419e-06 | 2.5419e-06 | 0 | 2.5419e-06 | 0 | 1.0178e-05 | 2.2309e-05 | 0 | 2.2309e-05 | 0 | 1.076e-07 | 2.152e-07 | 0 | 2.152e-07 | [12 empty] | 7.3.3.17.5 (Remote Grid) Updates to grid topology to minimize risk of ignition in HFTDs Remote GridWLDFRContact from objectAggregated | WLDFR | HFTD - Distribution - Tier 2 - 2QU CoRE ¦ 1QU LoRE | Non-Red Flag Warning - Destructive Fires | Contact from object | Aggregated | 2038 | 2.7501e-06 | 193.7699 | 0.00053289 | 2038 | Mitigation | 0.95 | 45 | 0 | esc | 0.00097009 | 2.6678e-09 | 0.00097009 | 2.6678e-09
[79 empty] | WLDFR | HFTD - Distribution - Tier 2 - 5QU CoRE ¦ 1QU LoRE | Non-Red Flag Warning - Catastrophic Fires | 2039 | 1.5101e-10 | 1.5101e-10 | 16832.3912 | 280.5544 | 10192.2718 | 6359.5651 | 0 | 0 | 2.0088e-07 | 2.5419e-06 | 0 | 2.5419e-06 | 2.5419e-06 | 0 | 2.5419e-06 | 0 | 1.0178e-05 | 2.2309e-05 | 0 | 2.2309e-05 | 0 | 1.125e-07 | 2.2501e-07 | 0 | 2.2501e-07 | [12 empty] | 7.3.3.17.5 (Remote Grid) Updates to grid topology to minimize risk of ignition in HFTDs Remote GridWLDFRContact from objectAggregated | WLDFR | HFTD - Distribution - Tier 2 - 2QU CoRE ¦ 1QU LoRE | Non-Red Flag Warning - Destructive Fires | Contact from object | Aggregated | 2039 | 2.7501e-06 | 193.7699 | 0.00053289 | 2039 | Mitigation | 0.95 | 45 | 0 | esc | 0.00097009 | 2.6678e-09 | 0.00097009 | 2.6678e-09
[79 empty] | WLDFR | HFTD - Distribution - Tier 2 - 5QU CoRE ¦ 1QU LoRE | Non-Red Flag Warning - Catastrophic Fires | 2040 | 1.5101e-10 | 1.5101e-10 | 16832.3912 | 280.5544 | 10192.2718 | 6359.5651 | 0 | 0 | 2.0088e-07 | 2.5419e-06 | 0 | 2.5419e-06 | 2.5419e-06 | 0 | 2.5419e-06 | 0 | 1.0178e-05 | 2.2309e-05 | 0 | 2.2309e-05 | 0 | 1.125e-07 | 2.2501e-07 | 0 | 2.2501e-07 | [12 empty] | 7.3.3.17.5 (Remote Grid) Updates to grid topology to minimize risk of ignition in HFTDs Remote GridWLDFRContact from objectAggregated | WLDFR | HFTD - Distribution - Tier 2 - 2QU CoRE ¦ 1QU LoRE | Non-Red Flag Warning - Destructive Fires | Contact from object | Aggregated | 2040 | 2.7501e-06 | 193.7699 | 0.00053289 | 2040 | Mitigation | 0.95 | 45 | 0 | esc | 0.00097009 | 2.6678e-09 | 0.00097009 | 2.6678e-09
[79 empty] | WLDFR | HFTD - Distribution - Tier 2 - 5QU CoRE ¦ 1QU LoRE | Non-Red Flag Warning - Catastrophic Fires | 2041 | 1.5101e-10 | 1.5101e-10 | 16832.3912 | 280.5544 | 10192.2718 | 6359.5651 | 0 | 0 | 2.0088e-07 | 2.5419e-06 | 0 | 2.5419e-06 | 2.5419e-06 | 0 | 2.5419e-06 | 0 | 1.0178e-05 | 2.2309e-05 | 0 | 2.2309e-05 | 0 | 1.125e-07 | 2.2501e-07 | 0 | 2.2501e-07 | [12 empty] | 7.3.3.17.5 (Remote Grid) Updates to grid topology to minimize risk of ignition in HFTDs Remote GridWLDFRContact from objectAggregated | WLDFR | HFTD - Distribution - Tier 2 - 2QU CoRE ¦ 1QU LoRE | Non-Red Flag Warning - Destructive Fires | Contact from object | Aggregated | 2041 | 2.7501e-06 | 193.7699 | 0.00053289 | 2041 | Mitigation | 0.95 | 45 | 0 | esc | 0.00097009 | 2.6678e-09 | 0.00097009 | 2.6678e-09
[79 empty] | WLDFR | HFTD - Distribution - Tier 2 - 5QU CoRE ¦ 1QU LoRE | Non-Red Flag Warning - Catastrophic Fires | 2042 | 1.5101e-10 | 1.5101e-10 | 16832.3912 | 280.5544 | 10192.2718 | 6359.5651 | 0 | 0 | 2.0088e-07 | 2.5419e-06 | 0 | 2.5419e-06 | 2.5419e-06 | 0 | 2.5419e-06 | 0 | 1.0178e-05 | 2.2309e-05 | 0 | 2.2309e-05 | 0 | 1.125e-07 | 2.2501e-07 | 0 | 2.2501e-07 | [12 empty] | 7.3.3.17.5 (Remote Grid) Updates to grid topology to minimize risk of ignition in HFTDs Remote GridWLDFRContact from objectAggregated | WLDFR | HFTD - Distribution - Tier 2 - 2QU CoRE ¦ 1QU LoRE | Non-Red Flag Warning - Destructive Fires | Contact from object | Aggregated | 2042 | 2.7501e-06 | 193.7699 | 0.00053289 | 2042 | Mitigation | 0.95 | 45 | 0 | esc | 0.00097009 | 2.6678e-09 | 0.00097009 | 2.6678e-09
[79 empty] | WLDFR | HFTD - Distribution - Tier 2 - 5QU CoRE ¦ 1QU LoRE | Non-Red Flag Warning - Catastrophic Fires | 2043 | 1.5101e-10 | 1.5101e-10 | 17672.0852 | 299.42 | 10692.7362 | 6679.929 | 0 | 0 | 2.0088e-07 | 2.6687e-06 | 0 | 2.6687e-06 | 2.6687e-06 | 0 | 2.6687e-06 | 0 | 1.0663e-05 | 2.3374e-05 | 0 | 2.3374e-05 | 0 | 1.125e-07 | 2.2501e-07 | 0 | 2.2501e-07 | [12 empty] | 7.3.3.17.5 (Remote Grid) Updates to grid topology to minimize risk of ignition in HFTDs Remote GridWLDFRContact from objectAggregated | WLDFR | HFTD - Distribution - Tier 2 - 2QU CoRE ¦ 1QU LoRE | Non-Red Flag Warning - Destructive Fires | Contact from object | Aggregated | 2043 | 2.7501e-06 | 193.7699 | 0.00053289 | 2043 | Mitigation | 0.95 | 45 | 0 | esc | 0.00097009 | 2.6678e-09 | 0.00097009 | 2.6678e-09
[79 empty] | WLDFR | HFTD - Distribution - Tier 2 - 5QU CoRE ¦ 1QU LoRE | Non-Red Flag Warning - Catastrophic Fires | 2044 | 1.5101e-10 | 1.5101e-10 | 17672.0852 | 299.42 | 10692.7362 | 6679.929 | 0 | 0 | 2.0088e-07 | 2.6687e-06 | 0 | 2.6687e-06 | 2.6687e-06 | 0 | 2.6687e-06 | 0 | 1.0663e-05 | 2.3374e-05 | 0 | 2.3374e-05 | 0 | 1.1781e-07 | 2.3562e-07 | 0 | 2.3562e-07 | [12 empty] | 7.3.3.17.5 (Remote Grid) Updates to grid topology to minimize risk of ignition in HFTDs Remote GridWLDFRContact from objectAggregated | WLDFR | HFTD - Distribution - Tier 2 - 2QU CoRE ¦ 1QU LoRE | Non-Red Flag Warning - Destructive Fires | Contact from object | Aggregated | 2044 | 2.7501e-06 | 193.7699 | 0.00053289 | 2044 | Mitigation | 0.95 | 45 | 0 | esc | 0.00097009 | 2.6678e-09 | 0.00097009 | 2.6678e-09
[79 empty] | WLDFR | HFTD - Distribution - Tier 2 - 5QU CoRE ¦ 1QU LoRE | Non-Red Flag Warning - Catastrophic Fires | 2045 | 1.5101e-10 | 1.5101e-10 | 17672.0852 | 299.42 | 10692.7362 | 6679.929 | 0 | 0 | 2.0088e-07 | 2.6687e-06 | 0 | 2.6687e-06 | 2.6687e-06 | 0 | 2.6687e-06 | 0 | 1.0663e-05 | 2.3374e-05 | 0 | 2.3374e-05 | 0 | 1.1781e-07 | 2.3562e-07 | 0 | 2.3562e-07 | [12 empty] | 7.3.3.17.5 (Remote Grid) Updates to grid topology to minimize risk of ignition in HFTDs Remote GridWLDFRContact from objectAggregated | WLDFR | HFTD - Distribution - Tier 2 - 2QU CoRE ¦ 1QU LoRE | Non-Red Flag Warning - Destructive Fires | Contact from object | Aggregated | 2045 | 2.7501e-06 | 193.7699 | 0.00053289 | 2045 | Mitigation | 0.95 | 45 | 0 | esc | 0.00097009 | 2.6678e-09 | 0.00097009 | 2.6678e-09
[79 empty] | WLDFR | HFTD - Distribution - Tier 2 - 5QU CoRE ¦ 1QU LoRE | Non-Red Flag Warning - Catastrophic Fires | 2046 | 1.5101e-10 | 1.5101e-10 | 17672.0852 | 299.42 | 10692.7362 | 6679.929 | 0 | 0 | 2.0088e-07 | 2.6687e-06 | 0 | 2.6687e-06 | 2.6687e-06 | 0 | 2.6687e-06 | 0 | 1.0663e-05 | 2.3374e-05 | 0 | 2.3374e-05 | 0 | 1.1781e-07 | 2.3562e-07 | 0 | 2.3562e-07 | [12 empty] | 7.3.3.17.5 (Remote Grid) Updates to grid topology to minimize risk of ignition in HFTDs Remote GridWLDFRContact from objectAggregated | WLDFR | HFTD - Distribution - Tier 2 - 2QU CoRE ¦ 1QU LoRE | Non-Red Flag Warning - Destructive Fires | Contact from object | Aggregated | 2046 | 2.7501e-06 | 193.7699 | 0.00053289 | 2046 | Mitigation | 0.95 | 45 | 0 | esc | 0.00097009 | 2.6678e-09 | 0.00097009 | 2.6678e-09
[79 empty] | WLDFR | HFTD - Distribution - Tier 2 - 5QU CoRE ¦ 1QU LoRE | Non-Red Flag Warning - Catastrophic Fires | 2047 | 1.5101e-10 | 1.5101e-10 | 17672.0852 | 299.42 | 10692.7362 | 6679.929 | 0 | 0 | 2.0088e-07 | 2.6687e-06 | 0 | 2.6687e-06 | 2.6687e-06 | 0 | 2.6687e-06 | 0 | 1.0663e-05 | 2.3374e-05 | 0 | 2.3374e-05 | 0 | 1.1781e-07 | 2.3562e-07 | 0 | 2.3562e-07 | [12 empty] | 7.3.3.17.5 (Remote Grid) Updates to grid topology to minimize risk of ignition in HFTDs Remote GridWLDFRContact from objectAggregated | WLDFR | HFTD - Distribution - Tier 2 - 2QU CoRE ¦ 1QU LoRE | Non-Red Flag Warning - Destructive Fires | Contact from object | Aggregated | 2047 | 2.7501e-06 | 193.7699 | 0.00053289 | 2047 | Mitigation | 0.95 | 45 | 0 | esc | 0.00097009 | 2.6678e-09 | 0.00097009 | 2.6678e-09
[79 empty] | WLDFR | HFTD - Distribution - Tier 2 - 5QU CoRE ¦ 1QU LoRE | Non-Red Flag Warning - Catastrophic Fires | 2048 | 1.5101e-10 | 1.5101e-10 | 18552.3348 | 319.4911 | 11216.5626 | 7016.281 | 0 | 0 | 2.0088e-07 | 2.8016e-06 | 0 | 2.8016e-06 | 2.8016e-06 | 0 | 2.8016e-06 | 0 | 1.1152e-05 | 2.4446e-05 | 0 | 2.4446e-05 | 0 | 1.1781e-07 | 2.3562e-07 | 0 | 2.3562e-07 | [12 empty] | 7.3.3.17.5 (Remote Grid) Updates to grid topology to minimize risk of ignition in HFTDs Remote GridWLDFRContact from objectAggregated | WLDFR | HFTD - Distribution - Tier 2 - 2QU CoRE ¦ 1QU LoRE | Non-Red Flag Warning - Destructive Fires | Contact from object | Aggregated | 2048 | 2.7501e-06 | 193.7699 | 0.00053289 | 2048 | Mitigation | 0.95 | 45 | 0 | esc | 0.00097009 | 2.6678e-09 | 0.00097009 | 2.6678e-09
[79 empty] | WLDFR | HFTD - Distribution - Tier 2 - 5QU CoRE ¦ 1QU LoRE | Non-Red Flag Warning - Catastrophic Fires | 2049 | 1.5101e-10 | 1.5101e-10 | 18552.3348 | 319.4911 | 11216.5626 | 7016.281 | 0 | 0 | 2.0088e-07 | 2.8016e-06 | 0 | 2.8016e-06 | 2.8016e-06 | 0 | 2.8016e-06 | 0 | 1.1152e-05 | 2.4446e-05 | 0 | 2.4446e-05 | 0 | 1.2347e-07 | 2.4694e-07 | 0 | 2.4694e-07 | [12 empty] | 7.3.3.17.5 (Remote Grid) Updates to grid topology to minimize risk of ignition in HFTDs Remote GridWLDFRContact from objectAggregated | WLDFR | HFTD - Distribution - Tier 2 - 2QU CoRE ¦ 1QU LoRE | Non-Red Flag Warning - Destructive Fires | Contact from object | Aggregated | 2049 | 2.7501e-06 | 193.7699 | 0.00053289 | 2049 | Mitigation | 0.95 | 45 | 0 | esc | 0.00097009 | 2.6678e-09 | 0.00097009 | 2.6678e-09
[79 empty] | WLDFR | HFTD - Distribution - Tier 2 - 5QU CoRE ¦ 1QU LoRE | Non-Red Flag Warning - Catastrophic Fires | 2050 | 1.5101e-10 | 1.5101e-10 | 18552.3348 | 319.4911 | 11216.5626 | 7016.281 | 0 | 0 | 2.0088e-07 | 2.8016e-06 | 0 | 2.8016e-06 | 2.8016e-06 | 0 | 2.8016e-06 | 0 | 1.1152e-05 | 2.4446e-05 | 0 | 2.4446e-05 | 0 | 1.2347e-07 | 2.4694e-07 | 0 | 2.4694e-07 | [12 empty] | 7.3.3.17.5 (Remote Grid) Updates to grid topology to minimize risk of ignition in HFTDs Remote GridWLDFRContact from objectAggregated | WLDFR | HFTD - Distribution - Tier 2 - 2QU CoRE ¦ 1QU LoRE | Non-Red Flag Warning - Destructive Fires | Contact from object | Aggregated | 2050 | 2.7501e-06 | 193.7699 | 0.00053289 | 2050 | Mitigation | 0.95 | 45 | 0 | esc | 0.00097009 | 2.6678e-09 | 0.00097009 | 2.6678e-09
[79 empty] | WLDFR | HFTD - Distribution - Tier 2 - 5QU CoRE ¦ 1QU LoRE | Non-Red Flag Warning - Catastrophic Fires | 2051 | 1.5101e-10 | 1.5101e-10 | 18552.3348 | 319.4911 | 11216.5626 | 7016.281 | 0 | 0 | 2.0088e-07 | 2.8016e-06 | 0 | 2.8016e-06 | 2.8016e-06 | 0 | 2.8016e-06 | 0 | 1.1152e-05 | 2.4446e-05 | 0 | 2.4446e-05 | 0 | 1.2347e-07 | 2.4694e-07 | 0 | 2.4694e-07 | [12 empty] | 7.3.3.17.5 (Remote Grid) Updates to grid topology to minimize risk of ignition in HFTDs Remote GridWLDFRContact from objectAggregated | WLDFR | HFTD - Distribution - Tier 2 - 2QU CoRE ¦ 1QU LoRE | Non-Red Flag Warning - Destructive Fires | Contact from object | Aggregated | 2051 | 2.7501e-06 | 193.7699 | 0.00053289 | 2051 | Mitigation | 0.95 | 45 | 0 | esc | 0.00097009 | 2.6678e-09 | 0.00097009 | 2.6678e-09
[79 empty] | WLDFR | HFTD - Distribution - Tier 2 - 5QU CoRE ¦ 1QU LoRE | Non-Red Flag Warning - Catastrophic Fires | 2052 | 1.5101e-10 | 1.5101e-10 | 18552.3348 | 319.4911 | 11216.5626 | 7016.281 | 0 | 0 | 2.0088e-07 | 2.8016e-06 | 0 | 2.8016e-06 | 2.8016e-06 | 0 | 2.8016e-06 | 0 | 1.1152e-05 | 2.4446e-05 | 0 | 2.4446e-05 | 0 | 1.2347e-07 | 2.4694e-07 | 0 | 2.4694e-07 | [12 empty] | 7.3.3.17.5 (Remote Grid) Updates to grid topology to minimize risk of ignition in HFTDs Remote GridWLDFRContact from objectAggregated | WLDFR | HFTD - Distribution - Tier 2 - 2QU CoRE ¦ 1QU LoRE | Non-Red Flag Warning - Destructive Fires | Contact from object | Aggregated | 2052 | 2.7501e-06 | 193.7699 | 0.00053289 | 2052 | Mitigation | 0.95 | 45 | 0 | esc | 0.00097009 | 2.6678e-09 | 0.00097009 | 2.6678e-09
[79 empty] | WLDFR | HFTD - Distribution - Tier 2 - 5QU CoRE ¦ 1QU LoRE | Non-Red Flag Warning - Catastrophic Fires | 2053 | 1.5101e-10 | 1.5101e-10 | 19462.1283 | 340.5356 | 11757.1413 | 7364.4514 | 0 | 0 | 2.0088e-07 | 2.939e-06 | 0 | 2.939e-06 | 2.939e-06 | 0 | 2.939e-06 | 0 | 1.1639e-05 | 2.5514e-05 | 0 | 2.5514e-05 | 0 | 0 | 2.4694e-07 | 0 | 2.4694e-07 | [12 empty] | 7.3.3.17.5 (Remote Grid) Updates to grid topology to minimize risk of ignition in HFTDs Remote GridWLDFRContact from objectAggregated | WLDFR | HFTD - Distribution - Tier 2 - 2QU CoRE ¦ 1QU LoRE | Non-Red Flag Warning - Destructive Fires | Contact from object | Aggregated | 2053 | 2.7501e-06 | 193.7699 | 0.00053289 | 2053 | Mitigation | 0.95 | 45 | 0 | esc | 0.00097009 | 2.6678e-09 | 0.00097009 | 2.6678e-09
[79 empty] | WLDFR | HFTD - Distribution - Tier 2 - 5QU CoRE ¦ 1QU LoRE | Non-Red Flag Warning - Catastrophic Fires | 2054 | 1.5101e-10 | 1.5101e-10 | 19462.1283 | 340.5356 | 11757.1413 | 7364.4514 | 0 | 0 | 2.0088e-07 | 2.939e-06 | 0 | 2.939e-06 | 2.939e-06 | 0 | 2.939e-06 | 0 | 1.1639e-05 | 2.5514e-05 | 0 | 2.5514e-05 | 0 | 0 | 0 | 0 | 0 | [12 empty] | 7.3.3.17.5 (Remote Grid) Updates to grid topology to minimize risk of ignition in HFTDs Remote GridWLDFRContact from objectAggregated | WLDFR | HFTD - Distribution - Tier 2 - 2QU CoRE ¦ 1QU LoRE | Non-Red Flag Warning - Destructive Fires | Contact from object | Aggregated | 2054 | 2.7501e-06 | 193.7699 | 0.00053289 | 2054 | Mitigation | 0.95 | 45 | 0 | esc | 0.00097009 | 2.6678e-09 | 0.00097009 | 2.6678e-09
[79 empty] | WLDFR | HFTD - Distribution - Tier 2 - 5QU CoRE ¦ 1QU LoRE | Non-Red Flag Warning - Catastrophic Fires | 2055 | 1.5101e-10 | 1.5101e-10 | 19462.1283 | 340.5356 | 11757.1413 | 7364.4514 | 0 | 0 | 2.0088e-07 | 2.939e-06 | 0 | 2.939e-06 | 2.939e-06 | 0 | 2.939e-06 | 0 | 1.1639e-05 | 2.5514e-05 | 0 | 2.5514e-05 | 0 | 0 | 0 | 0 | 0 | [12 empty] | 7.3.3.17.5 (Remote Grid) Updates to grid topology to minimize risk of ignition in HFTDs Remote GridWLDFRContact from objectAggregated | WLDFR | HFTD - Distribution - Tier 2 - 2QU CoRE ¦ 1QU LoRE | Non-Red Flag Warning - Destructive Fires | Contact from object | Aggregated | 2055 | 2.7501e-06 | 193.7699 | 0.00053289 | 2055 | Mitigation | 0.95 | 45 | 0 | esc | 0.00097009 | 2.6678e-09 | 0.00097009 | 2.6678e-09
[79 empty] | WLDFR | HFTD - Distribution - Tier 2 - 5QU CoRE ¦ 1QU LoRE | Non-Red Flag Warning - Catastrophic Fires | 2056 | 1.5101e-10 | 1.5101e-10 | 19462.1283 | 340.5356 | 11757.1413 | 7364.4514 | 0 | 0 | 2.0088e-07 | 2.939e-06 | 0 | 2.939e-06 | 2.939e-06 | 0 | 2.939e-06 | 0 | 0 | 2.5514e-05 | 0 | 2.5514e-05 | 0 | 5.1189e-05 | 0 | 0 | 0 | [12 empty] | 7.3.3.17.5 (Remote Grid) Updates to grid topology to minimize risk of ignition in HFTDs Remote GridWLDFRContact from objectAggregated | WLDFR | HFTD - Distribution - Tier 2 - 2QU CoRE ¦ 1QU LoRE | Non-Red Flag Warning - Destructive Fires | Contact from object | Aggregated | 2056 | 2.7501e-06 | 193.7699 | 0.00053289 | 2056 | Mitigation | 0.95 | 45 | 0 | esc | 0.00097009 | 2.6678e-09 | 0.00097009 | 2.6678e-09
[79 empty] | WLDFR | HFTD - Distribution - Tier 2 - 5QU CoRE ¦ 1QU LoRE | Non-Red Flag Warning - Catastrophic Fires | 2057 | 1.5101e-10 | 1.5101e-10 | 19462.1283 | 340.5356 | 11757.1413 | 7364.4514 | 0 | 0 | 2.0088e-07 | 2.939e-06 | 0 | 2.939e-06 | 2.939e-06 | 0 | 2.939e-06 | 0 | 0 | 0 | 0 | 0 | 0 | 5.3066e-05 | 0.00010613 | 0 | 0.00010613 | [12 empty] | 7.3.3.17.5 (Remote Grid) Updates to grid topology to minimize risk of ignition in HFTDs Remote GridWLDFRContact from objectAggregated | WLDFR | HFTD - Distribution - Tier 2 - 2QU CoRE ¦ 1QU LoRE | Non-Red Flag Warning - Destructive Fires | Contact from object | Aggregated | 2057 | 2.7501e-06 | 193.7699 | 0.00053289 | 2057 | Mitigation | 0.95 | 45 | 0 | esc | 0.00097009 | 2.6678e-09 | 0.00097009 | 2.6678e-09
[79 empty] | WLDFR | HFTD - Distribution - Tier 2 - 5QU CoRE ¦ 1QU LoRE | Non-Red Flag Warning - Catastrophic Fires | 2058 | 1.5101e-10 | 1.5101e-10 | 20390.4035 | 362.3049 | 12307.8747 | 7720.2238 | 0 | 0 | 2.0088e-07 | 3.0792e-06 | 0 | 3.0792e-06 | 3.0792e-06 | 0 | 3.0792e-06 | 0 | 5.0201e-06 | 0 | 0 | 0 | 0 | 5.3066e-05 | 0.00010613 | 0 | 0.00010613 | [12 empty] | 7.3.3.17.5 (Remote Grid) Updates to grid topology to minimize risk of ignition in HFTDs Remote GridWLDFRContact from objectAggregated | WLDFR | HFTD - Distribution - Tier 2 - 2QU CoRE ¦ 1QU LoRE | Non-Red Flag Warning - Destructive Fires | Contact from object | Aggregated | 2058 | 2.7501e-06 | 193.7699 | 0.00053289 | 2058 | Mitigation | 0.95 | 45 | 0 | esc | 0.00097009 | 2.6678e-09 | 0.00097009 | 2.6678e-09
[79 empty] | WLDFR | HFTD - Distribution - Tier 2 - 5QU CoRE ¦ 1QU LoRE | Non-Red Flag Warning - Catastrophic Fires | 2059 | 1.5101e-10 | 1.5101e-10 | 20390.4035 | 362.3049 | 12307.8747 | 7720.2238 | 0 | 0 | 2.0088e-07 | 3.0792e-06 | 0 | 3.0792e-06 | 3.0792e-06 | 0 | 3.0792e-06 | 0 | 5.2035e-06 | 1.1406e-05 | 0 | 1.1406e-05 | 0 | 5.3066e-05 | 0.00010613 | 0 | 0.00010613 | [12 empty] | 7.3.3.17.5 (Remote Grid) Updates to grid topology to minimize risk of ignition in HFTDs Remote GridWLDFRContact from objectAggregated | WLDFR | HFTD - Distribution - Tier 2 - 2QU CoRE ¦ 1QU LoRE | Non-Red Flag Warning - Destructive Fires | Contact from object | Aggregated | 2059 | 2.7501e-06 | 193.7699 | 0.00053289 | 2059 | Mitigation | 0.95 | 45 | 0 | esc | 0.00097009 | 2.6678e-09 | 0.00097009 | 2.6678e-09
[79 empty] | WLDFR | HFTD - Distribution - Tier 2 - 5QU CoRE ¦ 1QU LoRE | Non-Red Flag Warning - Catastrophic Fires | 2060 | 1.5101e-10 | 1.5101e-10 | 20390.4035 | 362.3049 | 12307.8747 | 7720.2238 | 0 | 0 | 2.0088e-07 | 3.0792e-06 | 0 | 3.0792e-06 | 3.0792e-06 | 0 | 3.0792e-06 | 0 | 5.2035e-06 | 1.1406e-05 | 0 | 1.1406e-05 | 0 | 5.3066e-05 | 0.00010613 | 0 | 0.00010613 | [12 empty] | 7.3.3.17.5 (Remote Grid) Updates to grid topology to minimize risk of ignition in HFTDs Remote GridWLDFRContact from objectAggregated | WLDFR | HFTD - Distribution - Tier 2 - 2QU CoRE ¦ 1QU LoRE | Non-Red Flag Warning - Destructive Fires | Contact from object | Aggregated | 2060 | 2.7501e-06 | 193.7699 | 0.00053289 | 2060 | Mitigation | 0.95 | 45 | 0 | esc | 0.00097009 | 2.6678e-09 | 0.00097009 | 2.6678e-09
[79 empty] | WLDFR | HFTD - Distribution - Tier 2 - 5QU CoRE ¦ 1QU LoRE | Non-Red Flag Warning - Catastrophic Fires | 2061 | 1.5101e-10 | 1.5101e-10 | 20390.4035 | 362.3049 | 12307.8747 | 7720.2238 | 0 | 0 | 2.0088e-07 | 3.0792e-06 | 0 | 3.0792e-06 | 3.0792e-06 | 0 | 3.0792e-06 | 0 | 5.2035e-06 | 1.1406e-05 | 0 | 1.1406e-05 | 0 | 5.3066e-05 | 0.00010613 | 0 | 0.00010613 | [12 empty] | 7.3.3.17.5 (Remote Grid) Updates to grid topology to minimize risk of ignition in HFTDs Remote GridWLDFRContact from objectAggregated | WLDFR | HFTD - Distribution - Tier 2 - 2QU CoRE ¦ 1QU LoRE | Non-Red Flag Warning - Destructive Fires | Contact from object | Aggregated | 2061 | 2.7501e-06 | 193.7699 | 0.00053289 | 2061 | Mitigation | 0.95 | 45 | 0 | esc | 0.00097009 | 2.6678e-09 | 0.00097009 | 2.6678e-09
[79 empty] | WLDFR | HFTD - Distribution - Tier 2 - 5QU CoRE ¦ 1QU LoRE | Non-Red Flag Warning - Catastrophic Fires | 2062 | 1.5101e-10 | 1.5101e-10 | 20390.4035 | 362.3049 | 12307.8747 | 7720.2238 | 0 | 0 | 2.0088e-07 | 3.0792e-06 | 0 | 3.0792e-06 | 3.0792e-06 | 0 | 3.0792e-06 | 0 | 5.2035e-06 | 1.1406e-05 | 0 | 1.1406e-05 | 0 | 5.543e-05 | 0.00011086 | 0 | 0.00011086 | [12 empty] | 7.3.3.17.5 (Remote Grid) Updates to grid topology to minimize risk of ignition in HFTDs Remote GridWLDFRContact from objectAggregated | WLDFR | HFTD - Distribution - Tier 2 - 2QU CoRE ¦ 1QU LoRE | Non-Red Flag Warning - Destructive Fires | Contact from object | Aggregated | 2062 | 2.7501e-06 | 193.7699 | 0.00053289 | 2062 | Mitigation | 0.95 | 45 | 0 | esc | 0.00097009 | 2.6678e-09 | 0.00097009 | 2.6678e-09
[79 empty] | WLDFR | HFTD - Distribution - Tier 2 - 5QU CoRE ¦ 1QU LoRE | Non-Red Flag Warning - Catastrophic Fires | 2063 | 1.5101e-10 | 1.5101e-10 | 21325.9188 | 384.5316 | 12862.0997 | 8079.2876 | 0 | 0 | 2.0088e-07 | 3.2205e-06 | 0 | 3.2205e-06 | 3.2205e-06 | 0 | 3.2205e-06 | 0 | 5.2035e-06 | 1.1406e-05 | 0 | 1.1406e-05 | 0 | 5.543e-05 | 0.00011086 | 0 | 0.00011086 | [12 empty] | 7.3.3.17.5 (Remote Grid) Updates to grid topology to minimize risk of ignition in HFTDs Remote GridWLDFRContact from objectAggregated | WLDFR | HFTD - Distribution - Tier 2 - 2QU CoRE ¦ 1QU LoRE | Non-Red Flag Warning - Destructive Fires | Contact from object | Aggregated | 2063 | 2.7501e-06 | 193.7699 | 0.00053289 | 2063 | Mitigation | 0.95 | 45 | 0 | esc | 0.00097009 | 2.6678e-09 | 0.00097009 | 2.6678e-09
[79 empty] | WLDFR | HFTD - Distribution - Tier 2 - 5QU CoRE ¦ 1QU LoRE | Non-Red Flag Warning - Catastrophic Fires | 2064 | 1.5101e-10 | 1.5101e-10 | 21325.9188 | 384.5316 | 12862.0997 | 8079.2876 | 0 | 0 | 2.0088e-07 | 3.2205e-06 | 0 | 3.2205e-06 | 3.2205e-06 | 0 | 3.2205e-06 | 0 | 5.4345e-06 | 1.1912e-05 | 0 | 1.1912e-05 | 0 | 5.543e-05 | 0.00011086 | 0 | 0.00011086 | [12 empty] | 7.3.3.17.5 (Remote Grid) Updates to grid topology to minimize risk of ignition in HFTDs Remote GridWLDFRContact from objectAggregated | WLDFR | HFTD - Distribution - Tier 2 - 2QU CoRE ¦ 1QU LoRE | Non-Red Flag Warning - Destructive Fires | Contact from object | Aggregated | 2064 | 2.7501e-06 | 193.7699 | 0.00053289 | 2064 | Mitigation | 0.95 | 45 | 0 | esc | 0.00097009 | 2.6678e-09 | 0.00097009 | 2.6678e-09
[79 empty] | WLDFR | HFTD - Distribution - Tier 2 - 5QU CoRE ¦ 1QU LoRE | Non-Red Flag Warning - Catastrophic Fires | 2065 | 1.5101e-10 | 1.5101e-10 | 21325.9188 | 384.5316 | 12862.0997 | 8079.2876 | 0 | 0 | 2.0088e-07 | 3.2205e-06 | 0 | 3.2205e-06 | 3.2205e-06 | 0 | 3.2205e-06 | 0 | 5.4345e-06 | 1.1912e-05 | 0 | 1.1912e-05 | 0 | 5.543e-05 | 0.00011086 | 0 | 0.00011086 | [12 empty] | 7.3.3.17.5 (Remote Grid) Updates to grid topology to minimize risk of ignition in HFTDs Remote GridWLDFRContact from objectAggregated | WLDFR | HFTD - Distribution - Tier 2 - 2QU CoRE ¦ 1QU LoRE | Non-Red Flag Warning - Destructive Fires | Contact from object | Aggregated | 2065 | 2.7501e-06 | 193.7699 | 0.00053289 | 2065 | Mitigation | 0.95 | 45 | 0 | esc | 0.00097009 | 2.6678e-09 | 0.00097009 | 2.6678e-09
[79 empty] | WLDFR | HFTD - Distribution - Tier 2 - 5QU CoRE ¦ 1QU LoRE | Non-Red Flag Warning - Catastrophic Fires | 2066 | 1.5101e-10 | 1.5101e-10 | 21325.9188 | 384.5316 | 12862.0997 | 8079.2876 | 0 | 0 | 2.0088e-07 | 3.2205e-06 | 0 | 3.2205e-06 | 3.2205e-06 | 0 | 3.2205e-06 | 0 | 5.4345e-06 | 1.1912e-05 | 0 | 1.1912e-05 | 0 | 5.543e-05 | 0.00011086 | 0 | 0.00011086 | [12 empty] | 7.3.3.17.5 (Remote Grid) Updates to grid topology to minimize risk of ignition in HFTDs Remote GridWLDFRContact from objectAggregated | WLDFR | HFTD - Distribution - Tier 2 - 2QU CoRE ¦ 1QU LoRE | Non-Red Flag Warning - Destructive Fires | Contact from object | Aggregated | 2066 | 2.7501e-06 | 193.7699 | 0.00053289 | 2066 | Mitigation | 0.95 | 45 | 0 | esc | 0.00097009 | 2.6678e-09 | 0.00097009 | 2.6678e-09
[79 empty] | WLDFR | HFTD - Distribution - Tier 2 - 5QU CoRE ¦ 1QU LoRE | Non-Red Flag Warning - Catastrophic Fires | 2067 | 0 | 1.5101e-10 | 21325.9188 | 384.5316 | 12862.0997 | 8079.2876 | 0 | 0 | 2.0088e-07 | 0 | 0 | 0 | 3.2205e-06 | 0 | 3.2205e-06 | 0 | 5.4345e-06 | 1.1912e-05 | 0 | 1.1912e-05 | 0 | 5.8058e-05 | 0.00011612 | 0 | 0.00011612 | [12 empty] | 7.3.3.17.5 (Remote Grid) Updates to grid topology to minimize risk of ignition in HFTDs Remote GridWLDFRContact from objectAggregated | WLDFR | HFTD - Distribution - Tier 2 - 2QU CoRE ¦ 1QU LoRE | Non-Red Flag Warning - Destructive Fires | Contact from object | Aggregated | 2067 | 2.7501e-06 | 193.7699 | 0.00053289 | 2067 | Mitigation | 0.95 | 45 | 0 | esc | 0 | 0 | 0.00097009 | 2.6678e-09
[79 empty] | WLDFR | HFTD - Distribution - Tier 2 - 5QU CoRE ¦ 1QU LoRE | Non-Red Flag Warning - Destructive Fires | 2022 | 1.8677e-10 | 0 | 8807.9522 | 222.2294 | 8585.7228 | 0 | 0 | 0 | 2.3445e-07 | 1.645e-06 | 0 | 1.645e-06 | 0 | 0 | 0 | 0 | 5.4345e-06 | 1.1912e-05 | 0 | 1.1912e-05 | 0 | 5.8058e-05 | 0.00011612 | 0 | 0.00011612 | [12 empty] | 7.3.3.17.5 (Remote Grid) Updates to grid topology to minimize risk of ignition in HFTDs Remote GridWLDFRContaminationAggregated | WLDFR | HFTD - Distribution - Tier 2 - 2QU CoRE ¦ 1QU LoRE | Non-Red Flag Warning - Destructive Fires | Contamination | Aggregated | 2022 | 5.0697e-08 | 193.7699 | 9.8235e-06 | 2022 | Mitigation | 0.95 | 45 | 0 | esc | 0.00097009 | 4.918e-11 | 0 | 0
[79 empty] | WLDFR | HFTD - Distribution - Tier 2 - 5QU CoRE ¦ 1QU LoRE | Non-Red Flag Warning - Destructive Fires | 2023 | 1.8677e-10 | 1.8677e-10 | 9129.7461 | 233.2301 | 8896.516 | 0 | 0 | 0 | 2.3445e-07 | 1.7051e-06 | 0 | 1.7051e-06 | 1.7051e-06 | 0 | 1.7051e-06 | 0 | 5.6909e-06 | 1.2475e-05 | 0 | 1.2475e-05 | 0 | 5.8058e-05 | 0.00011612 | 0 | 0.00011612 | [12 empty] | 7.3.3.17.5 (Remote Grid) Updates to grid topology to minimize risk of ignition in HFTDs Remote GridWLDFRContaminationAggregated | WLDFR | HFTD - Distribution - Tier 2 - 2QU CoRE ¦ 1QU LoRE | Non-Red Flag Warning - Destructive Fires | Contamination | Aggregated | 2023 | 5.0697e-08 | 193.7699 | 9.8235e-06 | 2023 | Mitigation | 0.95 | 45 | 0 | esc | 0.00097009 | 4.918e-11 | 0.00097009 | 4.918e-11
[79 empty] | WLDFR | HFTD - Distribution - Tier 2 - 5QU CoRE ¦ 1QU LoRE | Non-Red Flag Warning - Destructive Fires | 2024 | 1.8677e-10 | 1.8677e-10 | 9129.7461 | 233.2301 | 8896.516 | 0 | 0 | 0 | 2.3445e-07 | 1.7051e-06 | 0 | 1.7051e-06 | 1.7051e-06 | 0 | 1.7051e-06 | 0 | 5.6909e-06 | 1.2475e-05 | 0 | 1.2475e-05 | 0 | 5.8058e-05 | 0.00011612 | 0 | 0.00011612 | [12 empty] | 7.3.3.17.5 (Remote Grid) Updates to grid topology to minimize risk of ignition in HFTDs Remote GridWLDFRContaminationAggregated | WLDFR | HFTD - Distribution - Tier 2 - 2QU CoRE ¦ 1QU LoRE | Non-Red Flag Warning - Destructive Fires | Contamination | Aggregated | 2024 | 5.0697e-08 | 193.7699 | 9.8235e-06 | 2024 | Mitigation | 0.95 | 45 | 0 | esc | 0.00097009 | 4.918e-11 | 0.00097009 | 4.918e-11
[79 empty] | WLDFR | HFTD - Distribution - Tier 2 - 5QU CoRE ¦ 1QU LoRE | Non-Red Flag Warning - Destructive Fires | 2025 | 1.8677e-10 | 1.8677e-10 | 9129.7461 | 233.2301 | 8896.516 | 0 | 0 | 0 | 2.3445e-07 | 1.7051e-06 | 0 | 1.7051e-06 | 1.7051e-06 | 0 | 1.7051e-06 | 0 | 5.6909e-06 | 1.2475e-05 | 0 | 1.2475e-05 | 0 | 5.8058e-05 | 0.00011612 | 0 | 0.00011612 | [12 empty] | 7.3.3.17.5 (Remote Grid) Updates to grid topology to minimize risk of ignition in HFTDs Remote GridWLDFRContaminationAggregated | WLDFR | HFTD - Distribution - Tier 2 - 2QU CoRE ¦ 1QU LoRE | Non-Red Flag Warning - Destructive Fires | Contamination | Aggregated | 2025 | 5.0697e-08 | 193.7699 | 9.8235e-06 | 2025 | Mitigation | 0.95 | 45 | 0 | esc | 0.00097009 | 4.918e-11 | 0.00097009 | 4.918e-11
[79 empty] | WLDFR | HFTD - Distribution - Tier 2 - 5QU CoRE ¦ 1QU LoRE | Non-Red Flag Warning - Destructive Fires | 2026 | 1.8677e-10 | 1.8677e-10 | 9129.7461 | 233.2301 | 8896.516 | 0 | 0 | 0 | 2.3445e-07 | 1.7051e-06 | 0 | 1.7051e-06 | 1.7051e-06 | 0 | 1.7051e-06 | 0 | 5.6909e-06 | 1.2475e-05 | 0 | 1.2475e-05 | 0 | 6.091e-05 | 0.00012182 | 0 | 0.00012182 | [12 empty] | 7.3.3.17.5 (Remote Grid) Updates to grid topology to minimize risk of ignition in HFTDs Remote GridWLDFRContaminationAggregated | WLDFR | HFTD - Distribution - Tier 2 - 2QU CoRE ¦ 1QU LoRE | Non-Red Flag Warning - Destructive Fires | Contamination | Aggregated | 2026 | 5.0697e-08 | 193.7699 | 9.8235e-06 | 2026 | Mitigation | 0.95 | 45 | 0 | esc | 0.00097009 | 4.918e-11 | 0.00097009 | 4.918e-11
[79 empty] | WLDFR | HFTD - Distribution - Tier 2 - 5QU CoRE ¦ 1QU LoRE | Non-Red Flag Warning - Destructive Fires | 2027 | 1.8677e-10 | 1.8677e-10 | 9129.7461 | 233.2301 | 8896.516 | 0 | 0 | 0 | 2.3445e-07 | 1.7051e-06 | 0 | 1.7051e-06 | 1.7051e-06 | 0 | 1.7051e-06 | 0 | 5.6909e-06 | 1.2475e-05 | 0 | 1.2475e-05 | 0 | 6.091e-05 | 0.00012182 | 0 | 0.00012182 | [12 empty] | 7.3.3.17.5 (Remote Grid) Updates to grid topology to minimize risk of ignition in HFTDs Remote GridWLDFRContaminationAggregated | WLDFR | HFTD - Distribution - Tier 2 - 2QU CoRE ¦ 1QU LoRE | Non-Red Flag Warning - Destructive Fires | Contamination | Aggregated | 2027 | 5.0697e-08 | 193.7699 | 9.8235e-06 | 2027 | Mitigation | 0.95 | 45 | 0 | esc | 0.00097009 | 4.918e-11 | 0.00097009 | 4.918e-11
[79 empty] | WLDFR | HFTD - Distribution - Tier 2 - 5QU CoRE ¦ 1QU LoRE | Non-Red Flag Warning - Destructive Fires | 2028 | 1.8677e-10 | 1.8677e-10 | 9534.9221 | 247.273 | 9287.6491 | 0 | 0 | 0 | 2.3445e-07 | 1.7808e-06 | 0 | 1.7808e-06 | 1.7808e-06 | 0 | 1.7808e-06 | 0 | 5.969e-06 | 1.3084e-05 | 0 | 1.3084e-05 | 0 | 6.091e-05 | 0.00012182 | 0 | 0.00012182 | [12 empty] | 7.3.3.17.5 (Remote Grid) Updates to grid topology to minimize risk of ignition in HFTDs Remote GridWLDFRContaminationAggregated | WLDFR | HFTD - Distribution - Tier 2 - 2QU CoRE ¦ 1QU LoRE | Non-Red Flag Warning - Destructive Fires | Contamination | Aggregated | 2028 | 5.0697e-08 | 193.7699 | 9.8235e-06 | 2028 | Mitigation | 0.95 | 45 | 0 | esc | 0.00097009 | 4.918e-11 | 0.00097009 | 4.918e-11
[79 empty] | WLDFR | HFTD - Distribution - Tier 2 - 5QU CoRE ¦ 1QU LoRE | Non-Red Flag Warning - Destructive Fires | 2029 | 1.8677e-10 | 1.8677e-10 | 9534.9221 | 247.273 | 9287.6491 | 0 | 0 | 0 | 2.3445e-07 | 1.7808e-06 | 0 | 1.7808e-06 | 1.7808e-06 | 0 | 1.7808e-06 | 0 | 5.969e-06 | 1.3084e-05 | 0 | 1.3084e-05 | 0 | 6.091e-05 | 0.00012182 | 0 | 0.00012182 | [12 empty] | 7.3.3.17.5 (Remote Grid) Updates to grid topology to minimize risk of ignition in HFTDs Remote GridWLDFRContaminationAggregated | WLDFR | HFTD - Distribution - Tier 2 - 2QU CoRE ¦ 1QU LoRE | Non-Red Flag Warning - Destructive Fires | Contamination | Aggregated | 2029 | 5.0697e-08 | 193.7699 | 9.8235e-06 | 2029 | Mitigation | 0.95 | 45 | 0 | esc | 0.00097009 | 4.918e-11 | 0.00097009 | 4.918e-11
[79 empty] | WLDFR | HFTD - Distribution - Tier 2 - 5QU CoRE ¦ 1QU LoRE | Non-Red Flag Warning - Destructive Fires | 2030 | 1.8677e-10 | 1.8677e-10 | 9534.9221 | 247.273 | 9287.6491 | 0 | 0 | 0 | 2.3445e-07 | 1.7808e-06 | 0 | 1.7808e-06 | 1.7808e-06 | 0 | 1.7808e-06 | 0 | 5.969e-06 | 1.3084e-05 | 0 | 1.3084e-05 | 0 | 6.091e-05 | 0.00012182 | 0 | 0.00012182 | [12 empty] | 7.3.3.17.5 (Remote Grid) Updates to grid topology to minimize risk of ignition in HFTDs Remote GridWLDFRContaminationAggregated | WLDFR | HFTD - Distribution - Tier 2 - 2QU CoRE ¦ 1QU LoRE | Non-Red Flag Warning - Destructive Fires | Contamination | Aggregated | 2030 | 5.0697e-08 | 193.7699 | 9.8235e-06 | 2030 | Mitigation | 0.95 | 45 | 0 | esc | 0.00097009 | 4.918e-11 | 0.00097009 | 4.918e-11
[79 empty] | WLDFR | HFTD - Distribution - Tier 2 - 5QU CoRE ¦ 1QU LoRE | Non-Red Flag Warning - Destructive Fires | 2031 | 1.8677e-10 | 1.8677e-10 | 9534.9221 | 247.273 | 9287.6491 | 0 | 0 | 0 | 2.3445e-07 | 1.7808e-06 | 0 | 1.7808e-06 | 1.7808e-06 | 0 | 1.7808e-06 | 0 | 5.969e-06 | 1.3084e-05 | 0 | 1.3084e-05 | 0 | 6.3948e-05 | 0.0001279 | 0 | 0.0001279 | [12 empty] | 7.3.3.17.5 (Remote Grid) Updates to grid topology to minimize risk of ignition in HFTDs Remote GridWLDFRContaminationAggregated | WLDFR | HFTD - Distribution - Tier 2 - 2QU CoRE ¦ 1QU LoRE | Non-Red Flag Warning - Destructive Fires | Contamination | Aggregated | 2031 | 5.0697e-08 | 193.7699 | 9.8235e-06 | 2031 | Mitigation | 0.95 | 45 | 0 | esc | 0.00097009 | 4.918e-11 | 0.00097009 | 4.918e-11
[79 empty] | WLDFR | HFTD - Distribution - Tier 2 - 5QU CoRE ¦ 1QU LoRE | Non-Red Flag Warning - Destructive Fires | 2032 | 1.8677e-10 | 1.8677e-10 | 9534.9221 | 247.273 | 9287.6491 | 0 | 0 | 0 | 2.3445e-07 | 1.7808e-06 | 0 | 1.7808e-06 | 1.7808e-06 | 0 | 1.7808e-06 | 0 | 5.969e-06 | 1.3084e-05 | 0 | 1.3084e-05 | 0 | 6.3948e-05 | 0.0001279 | 0 | 0.0001279 | [12 empty] | 7.3.3.17.5 (Remote Grid) Updates to grid topology to minimize risk of ignition in HFTDs Remote GridWLDFRContaminationAggregated | WLDFR | HFTD - Distribution - Tier 2 - 2QU CoRE ¦ 1QU LoRE | Non-Red Flag Warning - Destructive Fires | Contamination | Aggregated | 2032 | 5.0697e-08 | 193.7699 | 9.8235e-06 | 2032 | Mitigation | 0.95 | 45 | 0 | esc | 0.00097009 | 4.918e-11 | 0.00097009 | 4.918e-11
[79 empty] | WLDFR | HFTD - Distribution - Tier 2 - 5QU CoRE ¦ 1QU LoRE | Non-Red Flag Warning - Destructive Fires | 2033 | 1.8677e-10 | 1.8677e-10 | 9984.8474 | 263.1074 | 9721.74 | 0 | 0 | 0 | 2.3445e-07 | 1.8648e-06 | 0 | 1.8648e-06 | 1.8648e-06 | 0 | 1.8648e-06 | 0 | 6.265e-06 | 1.3733e-05 | 0 | 1.3733e-05 | 0 | 6.3948e-05 | 0.0001279 | 0 | 0.0001279 | [12 empty] | 7.3.3.17.5 (Remote Grid) Updates to grid topology to minimize risk of ignition in HFTDs Remote GridWLDFRContaminationAggregated | WLDFR | HFTD - Distribution - Tier 2 - 2QU CoRE ¦ 1QU LoRE | Non-Red Flag Warning - Destructive Fires | Contamination | Aggregated | 2033 | 5.0697e-08 | 193.7699 | 9.8235e-06 | 2033 | Mitigation | 0.95 | 45 | 0 | esc | 0.00097009 | 4.918e-11 | 0.00097009 | 4.918e-11
[79 empty] | WLDFR | HFTD - Distribution - Tier 2 - 5QU CoRE ¦ 1QU LoRE | Non-Red Flag Warning - Destructive Fires | 2034 | 1.8677e-10 | 1.8677e-10 | 9984.8474 | 263.1074 | 9721.74 | 0 | 0 | 0 | 2.3445e-07 | 1.8648e-06 | 0 | 1.8648e-06 | 1.8648e-06 | 0 | 1.8648e-06 | 0 | 6.265e-06 | 1.3733e-05 | 0 | 1.3733e-05 | 0 | 6.3948e-05 | 0.0001279 | 0 | 0.0001279 | [12 empty] | 7.3.3.17.5 (Remote Grid) Updates to grid topology to minimize risk of ignition in HFTDs Remote GridWLDFRContaminationAggregated | WLDFR | HFTD - Distribution - Tier 2 - 2QU CoRE ¦ 1QU LoRE | Non-Red Flag Warning - Destructive Fires | Contamination | Aggregated | 2034 | 5.0697e-08 | 193.7699 | 9.8235e-06 | 2034 | Mitigation | 0.95 | 45 | 0 | esc | 0.00097009 | 4.918e-11 | 0.00097009 | 4.918e-11
[79 empty] | WLDFR | HFTD - Distribution - Tier 2 - 5QU CoRE ¦ 1QU LoRE | Non-Red Flag Warning - Destructive Fires | 2035 | 1.8677e-10 | 1.8677e-10 | 9984.8474 | 263.1074 | 9721.74 | 0 | 0 | 0 | 2.3445e-07 | 1.8648e-06 | 0 | 1.8648e-06 | 1.8648e-06 | 0 | 1.8648e-06 | 0 | 6.265e-06 | 1.3733e-05 | 0 | 1.3733e-05 | 0 | 6.3948e-05 | 0.0001279 | 0 | 0.0001279 | [12 empty] | 7.3.3.17.5 (Remote Grid) Updates to grid topology to minimize risk of ignition in HFTDs Remote GridWLDFRContaminationAggregated | WLDFR | HFTD - Distribution - Tier 2 - 2QU CoRE ¦ 1QU LoRE | Non-Red Flag Warning - Destructive Fires | Contamination | Aggregated | 2035 | 5.0697e-08 | 193.7699 | 9.8235e-06 | 2035 | Mitigation | 0.95 | 45 | 0 | esc | 0.00097009 | 4.918e-11 | 0.00097009 | 4.918e-11
[79 empty] | WLDFR | HFTD - Distribution - Tier 2 - 5QU CoRE ¦ 1QU LoRE | Non-Red Flag Warning - Destructive Fires | 2036 | 1.8677e-10 | 1.8677e-10 | 9984.8474 | 263.1074 | 9721.74 | 0 | 0 | 0 | 2.3445e-07 | 1.8648e-06 | 0 | 1.8648e-06 | 1.8648e-06 | 0 | 1.8648e-06 | 0 | 6.265e-06 | 1.3733e-05 | 0 | 1.3733e-05 | 0 | 6.7134e-05 | 0.00013427 | 0 | 0.00013427 | [12 empty] | 7.3.3.17.5 (Remote Grid) Updates to grid topology to minimize risk of ignition in HFTDs Remote GridWLDFRContaminationAggregated | WLDFR | HFTD - Distribution - Tier 2 - 2QU CoRE ¦ 1QU LoRE | Non-Red Flag Warning - Destructive Fires | Contamination | Aggregated | 2036 | 5.0697e-08 | 193.7699 | 9.8235e-06 | 2036 | Mitigation | 0.95 | 45 | 0 | esc | 0.00097009 | 4.918e-11 | 0.00097009 | 4.918e-11
[79 empty] | WLDFR | HFTD - Distribution - Tier 2 - 5QU CoRE ¦ 1QU LoRE | Non-Red Flag Warning - Destructive Fires | 2037 | 1.8677e-10 | 1.8677e-10 | 9984.8474 | 263.1074 | 9721.74 | 0 | 0 | 0 | 2.3445e-07 | 1.8648e-06 | 0 | 1.8648e-06 | 1.8648e-06 | 0 | 1.8648e-06 | 0 | 6.265e-06 | 1.3733e-05 | 0 | 1.3733e-05 | 0 | 6.7134e-05 | 0.00013427 | 0 | 0.00013427 | [12 empty] | 7.3.3.17.5 (Remote Grid) Updates to grid topology to minimize risk of ignition in HFTDs Remote GridWLDFRContaminationAggregated | WLDFR | HFTD - Distribution - Tier 2 - 2QU CoRE ¦ 1QU LoRE | Non-Red Flag Warning - Destructive Fires | Contamination | Aggregated | 2037 | 5.0697e-08 | 193.7699 | 9.8235e-06 | 2037 | Mitigation | 0.95 | 45 | 0 | esc | 0.00097009 | 4.918e-11 | 0.00097009 | 4.918e-11
[79 empty] | WLDFR | HFTD - Distribution - Tier 2 - 5QU CoRE ¦ 1QU LoRE | Non-Red Flag Warning - Destructive Fires | 2038 | 1.8677e-10 | 1.8677e-10 | 10472.8261 | 280.5544 | 10192.2718 | 0 | 0 | 0 | 2.3445e-07 | 1.956e-06 | 0 | 1.956e-06 | 1.956e-06 | 0 | 1.956e-06 | 0 | 6.575e-06 | 1.4413e-05 | 0 | 1.4413e-05 | 0 | 6.7134e-05 | 0.00013427 | 0 | 0.00013427 | [12 empty] | 7.3.3.17.5 (Remote Grid) Updates to grid topology to minimize risk of ignition in HFTDs Remote GridWLDFRContaminationAggregated | WLDFR | HFTD - Distribution - Tier 2 - 2QU CoRE ¦ 1QU LoRE | Non-Red Flag Warning - Destructive Fires | Contamination | Aggregated | 2038 | 5.0697e-08 | 193.7699 | 9.8235e-06 | 2038 | Mitigation | 0.95 | 45 | 0 | esc | 0.00097009 | 4.918e-11 | 0.00097009 | 4.918e-11
[79 empty] | WLDFR | HFTD - Distribution - Tier 2 - 5QU CoRE ¦ 1QU LoRE | Non-Red Flag Warning - Destructive Fires | 2039 | 1.8677e-10 | 1.8677e-10 | 10472.8261 | 280.5544 | 10192.2718 | 0 | 0 | 0 | 2.3445e-07 | 1.956e-06 | 0 | 1.956e-06 | 1.956e-06 | 0 | 1.956e-06 | 0 | 6.575e-06 | 1.4413e-05 | 0 | 1.4413e-05 | 0 | 6.7134e-05 | 0.00013427 | 0 | 0.00013427 | [12 empty] | 7.3.3.17.5 (Remote Grid) Updates to grid topology to minimize risk of ignition in HFTDs Remote GridWLDFRContaminationAggregated | WLDFR | HFTD - Distribution - Tier 2 - 2QU CoRE ¦ 1QU LoRE | Non-Red Flag Warning - Destructive Fires | Contamination | Aggregated | 2039 | 5.0697e-08 | 193.7699 | 9.8235e-06 | 2039 | Mitigation | 0.95 | 45 | 0 | esc | 0.00097009 | 4.918e-11 | 0.00097009 | 4.918e-11
[79 empty] | WLDFR | HFTD - Distribution - Tier 2 - 5QU CoRE ¦ 1QU LoRE | Non-Red Flag Warning - Destructive Fires | 2040 | 1.8677e-10 | 1.8677e-10 | 10472.8261 | 280.5544 | 10192.2718 | 0 | 0 | 0 | 2.3445e-07 | 1.956e-06 | 0 | 1.956e-06 | 1.956e-06 | 0 | 1.956e-06 | 0 | 6.575e-06 | 1.4413e-05 | 0 | 1.4413e-05 | 0 | 0 | 0.00013427 | 0 | 0.00013427 | [12 empty] | 7.3.3.17.5 (Remote Grid) Updates to grid topology to minimize risk of ignition in HFTDs Remote GridWLDFRContaminationAggregated | WLDFR | HFTD - Distribution - Tier 2 - 2QU CoRE ¦ 1QU LoRE | Non-Red Flag Warning - Destructive Fires | Contamination | Aggregated | 2040 | 5.0697e-08 | 193.7699 | 9.8235e-06 | 2040 | Mitigation | 0.95 | 45 | 0 | esc | 0.00097009 | 4.918e-11 | 0.00097009 | 4.918e-11
[79 empty] | WLDFR | HFTD - Distribution - Tier 2 - 5QU CoRE ¦ 1QU LoRE | Non-Red Flag Warning - Destructive Fires | 2041 | 1.8677e-10 | 1.8677e-10 | 10472.8261 | 280.5544 | 10192.2718 | 0 | 0 | 0 | 2.3445e-07 | 1.956e-06 | 0 | 1.956e-06 | 1.956e-06 | 0 | 1.956e-06 | 0 | 6.575e-06 | 1.4413e-05 | 0 | 1.4413e-05 | 0 | 0 | 0 | 0 | 0 | [12 empty] | 7.3.3.17.5 (Remote Grid) Updates to grid topology to minimize risk of ignition in HFTDs Remote GridWLDFRContaminationAggregated | WLDFR | HFTD - Distribution - Tier 2 - 2QU CoRE ¦ 1QU LoRE | Non-Red Flag Warning - Destructive Fires | Contamination | Aggregated | 2041 | 5.0697e-08 | 193.7699 | 9.8235e-06 | 2041 | Mitigation | 0.95 | 45 | 0 | esc | 0.00097009 | 4.918e-11 | 0.00097009 | 4.918e-11
[79 empty] | WLDFR | HFTD - Distribution - Tier 2 - 5QU CoRE ¦ 1QU LoRE | Non-Red Flag Warning - Destructive Fires | 2042 | 1.8677e-10 | 1.8677e-10 | 10472.8261 | 280.5544 | 10192.2718 | 0 | 0 | 0 | 2.3445e-07 | 1.956e-06 | 0 | 1.956e-06 | 1.956e-06 | 0 | 1.956e-06 | 0 | 6.575e-06 | 1.4413e-05 | 0 | 1.4413e-05 | 0 | 0 | 0 | 0 | 0 | [12 empty] | 7.3.3.17.5 (Remote Grid) Updates to grid topology to minimize risk of ignition in HFTDs Remote GridWLDFRContaminationAggregated | WLDFR | HFTD - Distribution - Tier 2 - 2QU CoRE ¦ 1QU LoRE | Non-Red Flag Warning - Destructive Fires | Contamination | Aggregated | 2042 | 5.0697e-08 | 193.7699 | 9.8235e-06 | 2042 | Mitigation | 0.95 | 45 | 0 | esc | 0.00097009 | 4.918e-11 | 0.00097009 | 4.918e-11
[79 empty] | WLDFR | HFTD - Distribution - Tier 2 - 5QU CoRE ¦ 1QU LoRE | Non-Red Flag Warning - Destructive Fires | 2043 | 1.8677e-10 | 1.8677e-10 | 10992.1562 | 299.42 | 10692.7362 | 0 | 0 | 0 | 2.3445e-07 | 2.053e-06 | 0 | 2.053e-06 | 2.053e-06 | 0 | 2.053e-06 | 0 | 6.8951e-06 | 1.5114e-05 | 0 | 1.5114e-05 | 0 | 0.00010857 | 0 | 0 | 0 | [12 empty] | 7.3.3.17.5 (Remote Grid) Updates to grid topology to minimize risk of ignition in HFTDs Remote GridWLDFRContaminationAggregated | WLDFR | HFTD - Distribution - Tier 2 - 2QU CoRE ¦ 1QU LoRE | Non-Red Flag Warning - Destructive Fires | Contamination | Aggregated | 2043 | 5.0697e-08 | 193.7699 | 9.8235e-06 | 2043 | Mitigation | 0.95 | 45 | 0 | esc | 0.00097009 | 4.918e-11 | 0.00097009 | 4.918e-11
[79 empty] | WLDFR | HFTD - Distribution - Tier 2 - 5QU CoRE ¦ 1QU LoRE | Non-Red Flag Warning - Destructive Fires | 2044 | 1.8677e-10 | 1.8677e-10 | 10992.1562 | 299.42 | 10692.7362 | 0 | 0 | 0 | 2.3445e-07 | 2.053e-06 | 0 | 2.053e-06 | 2.053e-06 | 0 | 2.053e-06 | 0 | 6.8951e-06 | 1.5114e-05 | 0 | 1.5114e-05 | 0 | 0.00011253 | 0.00022507 | 0 | 0.00022507 | [12 empty] | 7.3.3.17.5 (Remote Grid) Updates to grid topology to minimize risk of ignition in HFTDs Remote GridWLDFRContaminationAggregated | WLDFR | HFTD - Distribution - Tier 2 - 2QU CoRE ¦ 1QU LoRE | Non-Red Flag Warning - Destructive Fires | Contamination | Aggregated | 2044 | 5.0697e-08 | 193.7699 | 9.8235e-06 | 2044 | Mitigation | 0.95 | 45 | 0 | esc | 0.00097009 | 4.918e-11 | 0.00097009 | 4.918e-11
[79 empty] | WLDFR | HFTD - Distribution - Tier 2 - 5QU CoRE ¦ 1QU LoRE | Non-Red Flag Warning - Destructive Fires | 2045 | 1.8677e-10 | 1.8677e-10 | 10992.1562 | 299.42 | 10692.7362 | 0 | 0 | 0 | 2.3445e-07 | 2.053e-06 | 0 | 2.053e-06 | 2.053e-06 | 0 | 2.053e-06 | 0 | 6.8951e-06 | 1.5114e-05 | 0 | 1.5114e-05 | 0 | 0.00011253 | 0.00022507 | 0 | 0.00022507 | [12 empty] | 7.3.3.17.5 (Remote Grid) Updates to grid topology to minimize risk of ignition in HFTDs Remote GridWLDFRContaminationAggregated | WLDFR | HFTD - Distribution - Tier 2 - 2QU CoRE ¦ 1QU LoRE | Non-Red Flag Warning - Destructive Fires | Contamination | Aggregated | 2045 | 5.0697e-08 | 193.7699 | 9.8235e-06 | 2045 | Mitigation | 0.95 | 45 | 0 | esc | 0.00097009 | 4.918e-11 | 0.00097009 | 4.918e-11
[79 empty] | WLDFR | HFTD - Distribution - Tier 2 - 5QU CoRE ¦ 1QU LoRE | Non-Red Flag Warning - Destructive Fires | 2046 | 1.8677e-10 | 1.8677e-10 | 10992.1562 | 299.42 | 10692.7362 | 0 | 0 | 0 | 2.3445e-07 | 2.053e-06 | 0 | 2.053e-06 | 2.053e-06 | 0 | 2.053e-06 | 0 | 6.8951e-06 | 1.5114e-05 | 0 | 1.5114e-05 | 0 | 0.00011253 | 0.00022507 | 0 | 0.00022507 | [12 empty] | 7.3.3.17.5 (Remote Grid) Updates to grid topology to minimize risk of ignition in HFTDs Remote GridWLDFRContaminationAggregated | WLDFR | HFTD - Distribution - Tier 2 - 2QU CoRE ¦ 1QU LoRE | Non-Red Flag Warning - Destructive Fires | Contamination | Aggregated | 2046 | 5.0697e-08 | 193.7699 | 9.8235e-06 | 2046 | Mitigation | 0.95 | 45 | 0 | esc | 0.00097009 | 4.918e-11 | 0.00097009 | 4.918e-11
[79 empty] | WLDFR | HFTD - Distribution - Tier 2 - 5QU CoRE ¦ 1QU LoRE | Non-Red Flag Warning - Destructive Fires | 2047 | 1.8677e-10 | 1.8677e-10 | 10992.1562 | 299.42 | 10692.7362 | 0 | 0 | 0 | 2.3445e-07 | 2.053e-06 | 0 | 2.053e-06 | 2.053e-06 | 0 | 2.053e-06 | 0 | 6.8951e-06 | 1.5114e-05 | 0 | 1.5114e-05 | 0 | 0.00011253 | 0.00022507 | 0 | 0.00022507 | [12 empty] | 7.3.3.17.5 (Remote Grid) Updates to grid topology to minimize risk of ignition in HFTDs Remote GridWLDFRContaminationAggregated | WLDFR | HFTD - Distribution - Tier 2 - 2QU CoRE ¦ 1QU LoRE | Non-Red Flag Warning - Destructive Fires | Contamination | Aggregated | 2047 | 5.0697e-08 | 193.7699 | 9.8235e-06 | 2047 | Mitigation | 0.95 | 45 | 0 | esc | 0.00097009 | 4.918e-11 | 0.00097009 | 4.918e-11
[79 empty] | WLDFR | HFTD - Distribution - Tier 2 - 5QU CoRE ¦ 1QU LoRE | Non-Red Flag Warning - Destructive Fires | 2048 | 1.8677e-10 | 1.8677e-10 | 11536.0538 | 319.4911 | 11216.5626 | 0 | 0 | 0 | 2.3445e-07 | 2.1546e-06 | 0 | 2.1546e-06 | 2.1546e-06 | 0 | 2.1546e-06 | 0 | 7.2214e-06 | 1.583e-05 | 0 | 1.583e-05 | 0 | 0.00011253 | 0.00022507 | 0 | 0.00022507 | [12 empty] | 7.3.3.17.5 (Remote Grid) Updates to grid topology to minimize risk of ignition in HFTDs Remote GridWLDFRContaminationAggregated | WLDFR | HFTD - Distribution - Tier 2 - 2QU CoRE ¦ 1QU LoRE | Non-Red Flag Warning - Destructive Fires | Contamination | Aggregated | 2048 | 5.0697e-08 | 193.7699 | 9.8235e-06 | 2048 | Mitigation | 0.95 | 45 | 0 | esc | 0.00097009 | 4.918e-11 | 0.00097009 | 4.918e-11
[79 empty] | WLDFR | HFTD - Distribution - Tier 2 - 5QU CoRE ¦ 1QU LoRE | Non-Red Flag Warning - Destructive Fires | 2049 | 1.8677e-10 | 1.8677e-10 | 11536.0538 | 319.4911 | 11216.5626 | 0 | 0 | 0 | 2.3445e-07 | 2.1546e-06 | 0 | 2.1546e-06 | 2.1546e-06 | 0 | 2.1546e-06 | 0 | 7.2214e-06 | 1.583e-05 | 0 | 1.583e-05 | 0 | 0.00011753 | 0.00023506 | 0 | 0.00023506 | [12 empty] | 7.3.3.17.5 (Remote Grid) Updates to grid topology to minimize risk of ignition in HFTDs Remote GridWLDFRContaminationAggregated | WLDFR | HFTD - Distribution - Tier 2 - 2QU CoRE ¦ 1QU LoRE | Non-Red Flag Warning - Destructive Fires | Contamination | Aggregated | 2049 | 5.0697e-08 | 193.7699 | 9.8235e-06 | 2049 | Mitigation | 0.95 | 45 | 0 | esc | 0.00097009 | 4.918e-11 | 0.00097009 | 4.918e-11
[79 empty] | WLDFR | HFTD - Distribution - Tier 2 - 5QU CoRE ¦ 1QU LoRE | Non-Red Flag Warning - Destructive Fires | 2050 | 1.8677e-10 | 1.8677e-10 | 11536.0538 | 319.4911 | 11216.5626 | 0 | 0 | 0 | 2.3445e-07 | 2.1546e-06 | 0 | 2.1546e-06 | 2.1546e-06 | 0 | 2.1546e-06 | 0 | 7.2214e-06 | 1.583e-05 | 0 | 1.583e-05 | 0 | 0.00011753 | 0.00023506 | 0 | 0.00023506 | [12 empty] | 7.3.3.17.5 (Remote Grid) Updates to grid topology to minimize risk of ignition in HFTDs Remote GridWLDFRContaminationAggregated | WLDFR | HFTD - Distribution - Tier 2 - 2QU CoRE ¦ 1QU LoRE | Non-Red Flag Warning - Destructive Fires | Contamination | Aggregated | 2050 | 5.0697e-08 | 193.7699 | 9.8235e-06 | 2050 | Mitigation | 0.95 | 45 | 0 | esc | 0.00097009 | 4.918e-11 | 0.00097009 | 4.918e-11
[79 empty] | WLDFR | HFTD - Distribution - Tier 2 - 5QU CoRE ¦ 1QU LoRE | Non-Red Flag Warning - Destructive Fires | 2051 | 1.8677e-10 | 1.8677e-10 | 11536.0538 | 319.4911 | 11216.5626 | 0 | 0 | 0 | 2.3445e-07 | 2.1546e-06 | 0 | 2.1546e-06 | 2.1546e-06 | 0 | 2.1546e-06 | 0 | 7.2214e-06 | 1.583e-05 | 0 | 1.583e-05 | 0 | 0.00011753 | 0.00023506 | 0 | 0.00023506 | [12 empty] | 7.3.3.17.5 (Remote Grid) Updates to grid topology to minimize risk of ignition in HFTDs Remote GridWLDFRContaminationAggregated | WLDFR | HFTD - Distribution - Tier 2 - 2QU CoRE ¦ 1QU LoRE | Non-Red Flag Warning - Destructive Fires | Contamination | Aggregated | 2051 | 5.0697e-08 | 193.7699 | 9.8235e-06 | 2051 | Mitigation | 0.95 | 45 | 0 | esc | 0.00097009 | 4.918e-11 | 0.00097009 | 4.918e-11
[79 empty] | WLDFR | HFTD - Distribution - Tier 2 - 5QU CoRE ¦ 1QU LoRE | Non-Red Flag Warning - Destructive Fires | 2052 | 1.8677e-10 | 1.8677e-10 | 11536.0538 | 319.4911 | 11216.5626 | 0 | 0 | 0 | 2.3445e-07 | 2.1546e-06 | 0 | 2.1546e-06 | 2.1546e-06 | 0 | 2.1546e-06 | 0 | 7.2214e-06 | 1.583e-05 | 0 | 1.583e-05 | 0 | 0.00011753 | 0.00023506 | 0 | 0.00023506 | [12 empty] | 7.3.3.17.5 (Remote Grid) Updates to grid topology to minimize risk of ignition in HFTDs Remote GridWLDFRContaminationAggregated | WLDFR | HFTD - Distribution - Tier 2 - 2QU CoRE ¦ 1QU LoRE | Non-Red Flag Warning - Destructive Fires | Contamination | Aggregated | 2052 | 5.0697e-08 | 193.7699 | 9.8235e-06 | 2052 | Mitigation | 0.95 | 45 | 0 | esc | 0.00097009 | 4.918e-11 | 0.00097009 | 4.918e-11
[79 empty] | WLDFR | HFTD - Distribution - Tier 2 - 5QU CoRE ¦ 1QU LoRE | Non-Red Flag Warning - Destructive Fires | 2053 | 1.8677e-10 | 1.8677e-10 | 12097.6769 | 340.5356 | 11757.1413 | 0 | 0 | 0 | 2.3445e-07 | 2.2595e-06 | 0 | 2.2595e-06 | 2.2595e-06 | 0 | 2.2595e-06 | 0 | 7.55e-06 | 1.655e-05 | 0 | 1.655e-05 | 0 | 0.00011753 | 0.00023506 | 0 | 0.00023506 | [12 empty] | 7.3.3.17.5 (Remote Grid) Updates to grid topology to minimize risk of ignition in HFTDs Remote GridWLDFRContaminationAggregated | WLDFR | HFTD - Distribution - Tier 2 - 2QU CoRE ¦ 1QU LoRE | Non-Red Flag Warning - Destructive Fires | Contamination | Aggregated | 2053 | 5.0697e-08 | 193.7699 | 9.8235e-06 | 2053 | Mitigation | 0.95 | 45 | 0 | esc | 0.00097009 | 4.918e-11 | 0.00097009 | 4.918e-11
[79 empty] | WLDFR | HFTD - Distribution - Tier 2 - 5QU CoRE ¦ 1QU LoRE | Non-Red Flag Warning - Destructive Fires | 2054 | 1.8677e-10 | 1.8677e-10 | 12097.6769 | 340.5356 | 11757.1413 | 0 | 0 | 0 | 2.3445e-07 | 2.2595e-06 | 0 | 2.2595e-06 | 2.2595e-06 | 0 | 2.2595e-06 | 0 | 7.55e-06 | 1.655e-05 | 0 | 1.655e-05 | 0 | 0.00012307 | 0.00024615 | 0 | 0.00024615 | [12 empty] | 7.3.3.17.5 (Remote Grid) Updates to grid topology to minimize risk of ignition in HFTDs Remote GridWLDFRContaminationAggregated | WLDFR | HFTD - Distribution - Tier 2 - 2QU CoRE ¦ 1QU LoRE | Non-Red Flag Warning - Destructive Fires | Contamination | Aggregated | 2054 | 5.0697e-08 | 193.7699 | 9.8235e-06 | 2054 | Mitigation | 0.95 | 45 | 0 | esc | 0.00097009 | 4.918e-11 | 0.00097009 | 4.918e-11
[79 empty] | WLDFR | HFTD - Distribution - Tier 2 - 5QU CoRE ¦ 1QU LoRE | Non-Red Flag Warning - Destructive Fires | 2055 | 1.8677e-10 | 1.8677e-10 | 12097.6769 | 340.5356 | 11757.1413 | 0 | 0 | 0 | 2.3445e-07 | 2.2595e-06 | 0 | 2.2595e-06 | 2.2595e-06 | 0 | 2.2595e-06 | 0 | 7.55e-06 | 1.655e-05 | 0 | 1.655e-05 | 0 | 0.00012307 | 0.00024615 | 0 | 0.00024615 | [12 empty] | 7.3.3.17.5 (Remote Grid) Updates to grid topology to minimize risk of ignition in HFTDs Remote GridWLDFRContaminationAggregated | WLDFR | HFTD - Distribution - Tier 2 - 2QU CoRE ¦ 1QU LoRE | Non-Red Flag Warning - Destructive Fires | Contamination | Aggregated | 2055 | 5.0697e-08 | 193.7699 | 9.8235e-06 | 2055 | Mitigation | 0.95 | 45 | 0 | esc | 0.00097009 | 4.918e-11 | 0.00097009 | 4.918e-11
[79 empty] | WLDFR | HFTD - Distribution - Tier 2 - 5QU CoRE ¦ 1QU LoRE | Non-Red Flag Warning - Destructive Fires | 2056 | 1.8677e-10 | 1.8677e-10 | 12097.6769 | 340.5356 | 11757.1413 | 0 | 0 | 0 | 2.3445e-07 | 2.2595e-06 | 0 | 2.2595e-06 | 2.2595e-06 | 0 | 2.2595e-06 | 0 | 7.55e-06 | 1.655e-05 | 0 | 1.655e-05 | 0 | 0.00012307 | 0.00024615 | 0 | 0.00024615 | [12 empty] | 7.3.3.17.5 (Remote Grid) Updates to grid topology to minimize risk of ignition in HFTDs Remote GridWLDFRContaminationAggregated | WLDFR | HFTD - Distribution - Tier 2 - 2QU CoRE ¦ 1QU LoRE | Non-Red Flag Warning - Destructive Fires | Contamination | Aggregated | 2056 | 5.0697e-08 | 193.7699 | 9.8235e-06 | 2056 | Mitigation | 0.95 | 45 | 0 | esc | 0.00097009 | 4.918e-11 | 0.00097009 | 4.918e-11
[79 empty] | WLDFR | HFTD - Distribution - Tier 2 - 5QU CoRE ¦ 1QU LoRE | Non-Red Flag Warning - Destructive Fires | 2057 | 1.8677e-10 | 1.8677e-10 | 12097.6769 | 340.5356 | 11757.1413 | 0 | 0 | 0 | 2.3445e-07 | 2.2595e-06 | 0 | 2.2595e-06 | 2.2595e-06 | 0 | 2.2595e-06 | 0 | 7.55e-06 | 1.655e-05 | 0 | 1.655e-05 | 0 | 0.00012307 | 0.00024615 | 0 | 0.00024615 | [12 empty] | 7.3.3.17.5 (Remote Grid) Updates to grid topology to minimize risk of ignition in HFTDs Remote GridWLDFRContaminationAggregated | WLDFR | HFTD - Distribution - Tier 2 - 2QU CoRE ¦ 1QU LoRE | Non-Red Flag Warning - Destructive Fires | Contamination | Aggregated | 2057 | 5.0697e-08 | 193.7699 | 9.8235e-06 | 2057 | Mitigation | 0.95 | 45 | 0 | esc | 0.00097009 | 4.918e-11 | 0.00097009 | 4.918e-11
[79 empty] | WLDFR | HFTD - Distribution - Tier 2 - 5QU CoRE ¦ 1QU LoRE | Non-Red Flag Warning - Destructive Fires | 2058 | 1.8677e-10 | 1.8677e-10 | 12670.1796 | 362.3049 | 12307.8747 | 0 | 0 | 0 | 2.3445e-07 | 2.3664e-06 | 0 | 2.3664e-06 | 2.3664e-06 | 0 | 2.3664e-06 | 0 | 7.8768e-06 | 1.7266e-05 | 0 | 1.7266e-05 | 0 | 0.00012307 | 0.00024615 | 0 | 0.00024615 | [12 empty] | 7.3.3.17.5 (Remote Grid) Updates to grid topology to minimize risk of ignition in HFTDs Remote GridWLDFRContaminationAggregated | WLDFR | HFTD - Distribution - Tier 2 - 2QU CoRE ¦ 1QU LoRE | Non-Red Flag Warning - Destructive Fires | Contamination | Aggregated | 2058 | 5.0697e-08 | 193.7699 | 9.8235e-06 | 2058 | Mitigation | 0.95 | 45 | 0 | esc | 0.00097009 | 4.918e-11 | 0.00097009 | 4.918e-11
[79 empty] | WLDFR | HFTD - Distribution - Tier 2 - 5QU CoRE ¦ 1QU LoRE | Non-Red Flag Warning - Destructive Fires | 2059 | 1.8677e-10 | 1.8677e-10 | 12670.1796 | 362.3049 | 12307.8747 | 0 | 0 | 0 | 2.3445e-07 | 2.3664e-06 | 0 | 2.3664e-06 | 2.3664e-06 | 0 | 2.3664e-06 | 0 | 7.8768e-06 | 1.7266e-05 | 0 | 1.7266e-05 | 0 | 0.00012909 | 0.00025818 | 0 | 0.00025818 | [12 empty] | 7.3.3.17.5 (Remote Grid) Updates to grid topology to minimize risk of ignition in HFTDs Remote GridWLDFRContaminationAggregated | WLDFR | HFTD - Distribution - Tier 2 - 2QU CoRE ¦ 1QU LoRE | Non-Red Flag Warning - Destructive Fires | Contamination | Aggregated | 2059 | 5.0697e-08 | 193.7699 | 9.8235e-06 | 2059 | Mitigation | 0.95 | 45 | 0 | esc | 0.00097009 | 4.918e-11 | 0.00097009 | 4.918e-11
[79 empty] | WLDFR | HFTD - Distribution - Tier 2 - 5QU CoRE ¦ 1QU LoRE | Non-Red Flag Warning - Destructive Fires | 2060 | 1.8677e-10 | 1.8677e-10 | 12670.1796 | 362.3049 | 12307.8747 | 0 | 0 | 0 | 2.3445e-07 | 2.3664e-06 | 0 | 2.3664e-06 | 2.3664e-06 | 0 | 2.3664e-06 | 0 | 7.8768e-06 | 1.7266e-05 | 0 | 1.7266e-05 | 0 | 0.00012909 | 0.00025818 | 0 | 0.00025818 | [12 empty] | 7.3.3.17.5 (Remote Grid) Updates to grid topology to minimize risk of ignition in HFTDs Remote GridWLDFRContaminationAggregated | WLDFR | HFTD - Distribution - Tier 2 - 2QU CoRE ¦ 1QU LoRE | Non-Red Flag Warning - Destructive Fires | Contamination | Aggregated | 2060 | 5.0697e-08 | 193.7699 | 9.8235e-06 | 2060 | Mitigation | 0.95 | 45 | 0 | esc | 0.00097009 | 4.918e-11 | 0.00097009 | 4.918e-11
[79 empty] | WLDFR | HFTD - Distribution - Tier 2 - 5QU CoRE ¦ 1QU LoRE | Non-Red Flag Warning - Destructive Fires | 2061 | 1.8677e-10 | 1.8677e-10 | 12670.1796 | 362.3049 | 12307.8747 | 0 | 0 | 0 | 2.3445e-07 | 2.3664e-06 | 0 | 2.3664e-06 | 2.3664e-06 | 0 | 2.3664e-06 | 0 | 0 | 1.7266e-05 | 0 | 1.7266e-05 | 0 | 0.00012909 | 0.00025818 | 0 | 0.00025818 | [12 empty] | 7.3.3.17.5 (Remote Grid) Updates to grid topology to minimize risk of ignition in HFTDs Remote GridWLDFRContaminationAggregated | WLDFR | HFTD - Distribution - Tier 2 - 2QU CoRE ¦ 1QU LoRE | Non-Red Flag Warning - Destructive Fires | Contamination | Aggregated | 2061 | 5.0697e-08 | 193.7699 | 9.8235e-06 | 2061 | Mitigation | 0.95 | 45 | 0 | esc | 0.00097009 | 4.918e-11 | 0.00097009 | 4.918e-11
[79 empty] | WLDFR | HFTD - Distribution - Tier 2 - 5QU CoRE ¦ 1QU LoRE | Non-Red Flag Warning - Destructive Fires | 2062 | 1.8677e-10 | 1.8677e-10 | 12670.1796 | 362.3049 | 12307.8747 | 0 | 0 | 0 | 2.3445e-07 | 2.3664e-06 | 0 | 2.3664e-06 | 2.3664e-06 | 0 | 2.3664e-06 | 0 | 0 | 0 | 0 | 0 | 0 | 0.00012909 | 0.00025818 | 0 | 0.00025818 | [12 empty] | 7.3.3.17.5 (Remote Grid) Updates to grid topology to minimize risk of ignition in HFTDs Remote GridWLDFRContaminationAggregated | WLDFR | HFTD - Distribution - Tier 2 - 2QU CoRE ¦ 1QU LoRE | Non-Red Flag Warning - Destructive Fires | Contamination | Aggregated | 2062 | 5.0697e-08 | 193.7699 | 9.8235e-06 | 2062 | Mitigation | 0.95 | 45 | 0 | esc | 0.00097009 | 4.918e-11 | 0.00097009 | 4.918e-11
[79 empty] | WLDFR | HFTD - Distribution - Tier 2 - 5QU CoRE ¦ 1QU LoRE | Non-Red Flag Warning - Destructive Fires | 2063 | 1.8677e-10 | 1.8677e-10 | 13246.6313 | 384.5316 | 12862.0997 | 0 | 0 | 0 | 2.3445e-07 | 2.474e-06 | 0 | 2.474e-06 | 2.474e-06 | 0 | 2.474e-06 | 0 | 9.1522e-08 | 0 | 0 | 0 | 0 | 0.00012909 | 0.00025818 | 0 | 0.00025818 | [12 empty] | 7.3.3.17.5 (Remote Grid) Updates to grid topology to minimize risk of ignition in HFTDs Remote GridWLDFRContaminationAggregated | WLDFR | HFTD - Distribution - Tier 2 - 2QU CoRE ¦ 1QU LoRE | Non-Red Flag Warning - Destructive Fires | Contamination | Aggregated | 2063 | 5.0697e-08 | 193.7699 | 9.8235e-06 | 2063 | Mitigation | 0.95 | 45 | 0 | esc | 0.00097009 | 4.918e-11 | 0.00097009 | 4.918e-11
[79 empty] | WLDFR | HFTD - Distribution - Tier 2 - 5QU CoRE ¦ 1QU LoRE | Non-Red Flag Warning - Destructive Fires | 2064 | 1.8677e-10 | 1.8677e-10 | 13246.6313 | 384.5316 | 12862.0997 | 0 | 0 | 0 | 2.3445e-07 | 2.474e-06 | 0 | 2.474e-06 | 2.474e-06 | 0 | 2.474e-06 | 0 | 9.5617e-08 | 2.0959e-07 | 0 | 2.0959e-07 | 0 | 0.00013549 | 0.00027098 | 0 | 0.00027098 | [12 empty] | 7.3.3.17.5 (Remote Grid) Updates to grid topology to minimize risk of ignition in HFTDs Remote GridWLDFRContaminationAggregated | WLDFR | HFTD - Distribution - Tier 2 - 2QU CoRE ¦ 1QU LoRE | Non-Red Flag Warning - Destructive Fires | Contamination | Aggregated | 2064 | 5.0697e-08 | 193.7699 | 9.8235e-06 | 2064 | Mitigation | 0.95 | 45 | 0 | esc | 0.00097009 | 4.918e-11 | 0.00097009 | 4.918e-11
[79 empty] | WLDFR | HFTD - Distribution - Tier 2 - 5QU CoRE ¦ 1QU LoRE | Non-Red Flag Warning - Destructive Fires | 2065 | 1.8677e-10 | 1.8677e-10 | 13246.6313 | 384.5316 | 12862.0997 | 0 | 0 | 0 | 2.3445e-07 | 2.474e-06 | 0 | 2.474e-06 | 2.474e-06 | 0 | 2.474e-06 | 0 | 9.5617e-08 | 2.0959e-07 | 0 | 2.0959e-07 | 0 | 0.00013549 | 0.00027098 | 0 | 0.00027098 | [12 empty] | 7.3.3.17.5 (Remote Grid) Updates to grid topology to minimize risk of ignition in HFTDs Remote GridWLDFRContaminationAggregated | WLDFR | HFTD - Distribution - Tier 2 - 2QU CoRE ¦ 1QU LoRE | Non-Red Flag Warning - Destructive Fires | Contamination | Aggregated | 2065 | 5.0697e-08 | 193.7699 | 9.8235e-06 | 2065 | Mitigation | 0.95 | 45 | 0 | esc | 0.00097009 | 4.918e-11 | 0.00097009 | 4.918e-11
[79 empty] | WLDFR | HFTD - Distribution - Tier 2 - 5QU CoRE ¦ 1QU LoRE | Non-Red Flag Warning - Destructive Fires | 2066 | 1.8677e-10 | 1.8677e-10 | 13246.6313 | 384.5316 | 12862.0997 | 0 | 0 | 0 | 2.3445e-07 | 2.474e-06 | 0 | 2.474e-06 | 2.474e-06 | 0 | 2.474e-06 | 0 | 9.5617e-08 | 2.0959e-07 | 0 | 2.0959e-07 | 0 | 0.00013549 | 0.00027098 | 0 | 0.00027098 | [12 empty] | 7.3.3.17.5 (Remote Grid) Updates to grid topology to minimize risk of ignition in HFTDs Remote GridWLDFRContaminationAggregated | WLDFR | HFTD - Distribution - Tier 2 - 2QU CoRE ¦ 1QU LoRE | Non-Red Flag Warning - Destructive Fires | Contamination | Aggregated | 2066 | 5.0697e-08 | 193.7699 | 9.8235e-06 | 2066 | Mitigation | 0.95 | 45 | 0 | esc | 0.00097009 | 4.918e-11 | 0.00097009 | 4.918e-11
[79 empty] | WLDFR | HFTD - Distribution - Tier 2 - 5QU CoRE ¦ 1QU LoRE | Non-Red Flag Warning - Destructive Fires | 2067 | 0 | 1.8677e-10 | 13246.6313 | 384.5316 | 12862.0997 | 0 | 0 | 0 | 2.3445e-07 | 0 | 0 | 0 | 2.474e-06 | 0 | 2.474e-06 | 0 | 9.5617e-08 | 2.0959e-07 | 0 | 2.0959e-07 | 0 | 0.00013549 | 0.00027098 | 0 | 0.00027098 | [12 empty] | 7.3.3.17.5 (Remote Grid) Updates to grid topology to minimize risk of ignition in HFTDs Remote GridWLDFRContaminationAggregated | WLDFR | HFTD - Distribution - Tier 2 - 2QU CoRE ¦ 1QU LoRE | Non-Red Flag Warning - Destructive Fires | Contamination | Aggregated | 2067 | 5.0697e-08 | 193.7699 | 9.8235e-06 | 2067 | Mitigation | 0.95 | 45 | 0 | esc | 0 | 0 | 0.00097009 | 4.918e-11
[79 empty] | WLDFR | HFTD - Distribution - Tier 2 - 5QU CoRE ¦ 1QU LoRE | Non-Red Flag Warning - Large Fires | 2022 | 2.1648e-08 | 0 | 5.2406 | 0.69642 | 2.942 | 1.6022 | 0 | 0 | 2.6304e-05 | 1.1345e-07 | 0 | 1.1345e-07 | 0 | 0 | 0 | 0 | 9.5617e-08 | 2.0959e-07 | 0 | 2.0959e-07 | 0 | 0.00013549 | 0.00027098 | 0 | 0.00027098 | [12 empty] | 7.3.3.17.5 (Remote Grid) Updates to grid topology to minimize risk of ignition in HFTDs Remote GridWLDFREquipment / facility failureAggregated | WLDFR | HFTD - Distribution - Tier 2 - 2QU CoRE ¦ 1QU LoRE | Non-Red Flag Warning - Destructive Fires | Equipment / facility failure | Aggregated | 2022 | 9.37e-07 | 193.7699 | 0.00018156 | 2022 | Mitigation | 0.95 | 45 | 0 | esc | 0.00097009 | 9.0897e-10 | 0 | 0
[79 empty] | WLDFR | HFTD - Distribution - Tier 2 - 5QU CoRE ¦ 1QU LoRE | Non-Red Flag Warning - Large Fires | 2023 | 2.1648e-08 | 2.1648e-08 | 5.475 | 0.71896 | 3.0715 | 1.6846 | 0 | 0 | 2.6304e-05 | 1.1852e-07 | 0 | 1.1852e-07 | 1.1852e-07 | 0 | 1.1852e-07 | 0 | 1.0089e-07 | 2.2115e-07 | 0 | 2.2115e-07 | 0 | 0.0001422 | 0.00028439 | 0 | 0.00028439 | [12 empty] | 7.3.3.17.5 (Remote Grid) Updates to grid topology to minimize risk of ignition in HFTDs Remote GridWLDFREquipment / facility failureAggregated | WLDFR | HFTD - Distribution - Tier 2 - 2QU CoRE ¦ 1QU LoRE | Non-Red Flag Warning - Destructive Fires | Equipment / facility failure | Aggregated | 2023 | 9.37e-07 | 193.7699 | 0.00018156 | 2023 | Mitigation | 0.95 | 45 | 0 | esc | 0.00097009 | 9.0897e-10 | 0.00097009 | 9.0897e-10
[79 empty] | WLDFR | HFTD - Distribution - Tier 2 - 5QU CoRE ¦ 1QU LoRE | Non-Red Flag Warning - Large Fires | 2024 | 2.1648e-08 | 2.1648e-08 | 5.475 | 0.71896 | 3.0715 | 1.6846 | 0 | 0 | 2.6304e-05 | 1.1852e-07 | 0 | 1.1852e-07 | 1.1852e-07 | 0 | 1.1852e-07 | 0 | 1.0089e-07 | 2.2115e-07 | 0 | 2.2115e-07 | 0 | 0.0001422 | 0.00028439 | 0 | 0.00028439 | [12 empty] | 7.3.3.17.5 (Remote Grid) Updates to grid topology to minimize risk of ignition in HFTDs Remote GridWLDFREquipment / facility failureAggregated | WLDFR | HFTD - Distribution - Tier 2 - 2QU CoRE ¦ 1QU LoRE | Non-Red Flag Warning - Destructive Fires | Equipment / facility failure | Aggregated | 2024 | 9.37e-07 | 193.7699 | 0.00018156 | 2024 | Mitigation | 0.95 | 45 | 0 | esc | 0.00097009 | 9.0897e-10 | 0.00097009 | 9.0897e-10
[79 empty] | WLDFR | HFTD - Distribution - Tier 2 - 5QU CoRE ¦ 1QU LoRE | Non-Red Flag Warning - Large Fires | 2025 | 2.1648e-08 | 2.1648e-08 | 5.475 | 0.71896 | 3.0715 | 1.6846 | 0 | 0 | 2.6304e-05 | 1.1852e-07 | 0 | 1.1852e-07 | 1.1852e-07 | 0 | 1.1852e-07 | 0 | 1.0089e-07 | 2.2115e-07 | 0 | 2.2115e-07 | 0 | 0.0001422 | 0.00028439 | 0 | 0.00028439 | [12 empty] | 7.3.3.17.5 (Remote Grid) Updates to grid topology to minimize risk of ignition in HFTDs Remote GridWLDFREquipment / facility failureAggregated | WLDFR | HFTD - Distribution - Tier 2 - 2QU CoRE ¦ 1QU LoRE | Non-Red Flag Warning - Destructive Fires | Equipment / facility failure | Aggregated | 2025 | 9.37e-07 | 193.7699 | 0.00018156 | 2025 | Mitigation | 0.95 | 45 | 0 | esc | 0.00097009 | 9.0897e-10 | 0.00097009 | 9.0897e-10
[79 empty] | WLDFR | HFTD - Distribution - Tier 2 - 5QU CoRE ¦ 1QU LoRE | Non-Red Flag Warning - Large Fires | 2026 | 2.1648e-08 | 2.1648e-08 | 5.475 | 0.71896 | 3.0715 | 1.6846 | 0 | 0 | 2.6304e-05 | 1.1852e-07 | 0 | 1.1852e-07 | 1.1852e-07 | 0 | 1.1852e-07 | 0 | 1.0089e-07 | 2.2115e-07 | 0 | 2.2115e-07 | 0 | 0.0001422 | 0.00028439 | 0 | 0.00028439 | [12 empty] | 7.3.3.17.5 (Remote Grid) Updates to grid topology to minimize risk of ignition in HFTDs Remote GridWLDFREquipment / facility failureAggregated | WLDFR | HFTD - Distribution - Tier 2 - 2QU CoRE ¦ 1QU LoRE | Non-Red Flag Warning - Destructive Fires | Equipment / facility failure | Aggregated | 2026 | 9.37e-07 | 193.7699 | 0.00018156 | 2026 | Mitigation | 0.95 | 45 | 0 | esc | 0.00097009 | 9.0897e-10 | 0.00097009 | 9.0897e-10
[79 empty] | WLDFR | HFTD - Distribution - Tier 2 - 5QU CoRE ¦ 1QU LoRE | Non-Red Flag Warning - Large Fires | 2027 | 2.1648e-08 | 2.1648e-08 | 5.475 | 0.71896 | 3.0715 | 1.6846 | 0 | 0 | 2.6304e-05 | 1.1852e-07 | 0 | 1.1852e-07 | 1.1852e-07 | 0 | 1.1852e-07 | 0 | 1.0089e-07 | 2.2115e-07 | 0 | 2.2115e-07 | 0 | 0 | 0.00028439 | 0 | 0.00028439 | [12 empty] | 7.3.3.17.5 (Remote Grid) Updates to grid topology to minimize risk of ignition in HFTDs Remote GridWLDFREquipment / facility failureAggregated | WLDFR | HFTD - Distribution - Tier 2 - 2QU CoRE ¦ 1QU LoRE | Non-Red Flag Warning - Destructive Fires | Equipment / facility failure | Aggregated | 2027 | 9.37e-07 | 193.7699 | 0.00018156 | 2027 | Mitigation | 0.95 | 45 | 0 | esc | 0.00097009 | 9.0897e-10 | 0.00097009 | 9.0897e-10
[79 empty] | WLDFR | HFTD - Distribution - Tier 2 - 5QU CoRE ¦ 1QU LoRE | Non-Red Flag Warning - Large Fires | 2028 | 2.1648e-08 | 2.1648e-08 | 5.777 | 0.74734 | 3.238 | 1.7917 | 0 | 0 | 2.6304e-05 | 1.2506e-07 | 0 | 1.2506e-07 | 1.2506e-07 | 0 | 1.2506e-07 | 0 | 1.0689e-07 | 2.343e-07 | 0 | 2.343e-07 | 0 | 0 | 0 | 0 | 0 | [12 empty] | 7.3.3.17.5 (Remote Grid) Updates to grid topology to minimize risk of ignition in HFTDs Remote GridWLDFREquipment / facility failureAggregated | WLDFR | HFTD - Distribution - Tier 2 - 2QU CoRE ¦ 1QU LoRE | Non-Red Flag Warning - Destructive Fires | Equipment / facility failure | Aggregated | 2028 | 9.37e-07 | 193.7699 | 0.00018156 | 2028 | Mitigation | 0.95 | 45 | 0 | esc | 0.00097009 | 9.0897e-10 | 0.00097009 | 9.0897e-10
[79 empty] | WLDFR | HFTD - Distribution - Tier 2 - 5QU CoRE ¦ 1QU LoRE | Non-Red Flag Warning - Large Fires | 2029 | 2.1648e-08 | 2.1648e-08 | 5.777 | 0.74734 | 3.238 | 1.7917 | 0 | 0 | 2.6304e-05 | 1.2506e-07 | 0 | 1.2506e-07 | 1.2506e-07 | 0 | 1.2506e-07 | 0 | 1.0689e-07 | 2.343e-07 | 0 | 2.343e-07 | 0 | 0 | 0 | 0 | 0 | [12 empty] | 7.3.3.17.5 (Remote Grid) Updates to grid topology to minimize risk of ignition in HFTDs Remote GridWLDFREquipment / facility failureAggregated | WLDFR | HFTD - Distribution - Tier 2 - 2QU CoRE ¦ 1QU LoRE | Non-Red Flag Warning - Destructive Fires | Equipment / facility failure | Aggregated | 2029 | 9.37e-07 | 193.7699 | 0.00018156 | 2029 | Mitigation | 0.95 | 45 | 0 | esc | 0.00097009 | 9.0897e-10 | 0.00097009 | 9.0897e-10
[79 empty] | WLDFR | HFTD - Distribution - Tier 2 - 5QU CoRE ¦ 1QU LoRE | Non-Red Flag Warning - Large Fires | 2030 | 2.1648e-08 | 2.1648e-08 | 5.777 | 0.74734 | 3.238 | 1.7917 | 0 | 0 | 2.6304e-05 | 1.2506e-07 | 0 | 1.2506e-07 | 1.2506e-07 | 0 | 1.2506e-07 | 0 | 1.0689e-07 | 2.343e-07 | 0 | 2.343e-07 | 0 | 4.7001e-07 | 0 | 0 | 0 | [12 empty] | 7.3.3.17.5 (Remote Grid) Updates to grid topology to minimize risk of ignition in HFTDs Remote GridWLDFREquipment / facility failureAggregated | WLDFR | HFTD - Distribution - Tier 2 - 2QU CoRE ¦ 1QU LoRE | Non-Red Flag Warning - Destructive Fires | Equipment / facility failure | Aggregated | 2030 | 9.37e-07 | 193.7699 | 0.00018156 | 2030 | Mitigation | 0.95 | 45 | 0 | esc | 0.00097009 | 9.0897e-10 | 0.00097009 | 9.0897e-10
[79 empty] | WLDFR | HFTD - Distribution - Tier 2 - 5QU CoRE ¦ 1QU LoRE | Non-Red Flag Warning - Large Fires | 2031 | 2.1648e-08 | 2.1648e-08 | 5.777 | 0.74734 | 3.238 | 1.7917 | 0 | 0 | 2.6304e-05 | 1.2506e-07 | 0 | 1.2506e-07 | 1.2506e-07 | 0 | 1.2506e-07 | 0 | 1.0689e-07 | 2.343e-07 | 0 | 2.343e-07 | 0 | 4.9104e-07 | 9.8207e-07 | 0 | 9.8207e-07 | [12 empty] | 7.3.3.17.5 (Remote Grid) Updates to grid topology to minimize risk of ignition in HFTDs Remote GridWLDFREquipment / facility failureAggregated | WLDFR | HFTD - Distribution - Tier 2 - 2QU CoRE ¦ 1QU LoRE | Non-Red Flag Warning - Destructive Fires | Equipment / facility failure | Aggregated | 2031 | 9.37e-07 | 193.7699 | 0.00018156 | 2031 | Mitigation | 0.95 | 45 | 0 | esc | 0.00097009 | 9.0897e-10 | 0.00097009 | 9.0897e-10
[79 empty] | WLDFR | HFTD - Distribution - Tier 2 - 5QU CoRE ¦ 1QU LoRE | Non-Red Flag Warning - Large Fires | 2032 | 2.1648e-08 | 2.1648e-08 | 5.777 | 0.74734 | 3.238 | 1.7917 | 0 | 0 | 2.6304e-05 | 1.2506e-07 | 0 | 1.2506e-07 | 1.2506e-07 | 0 | 1.2506e-07 | 0 | 1.0689e-07 | 2.343e-07 | 0 | 2.343e-07 | 0 | 4.9104e-07 | 9.8207e-07 | 0 | 9.8207e-07 | [12 empty] | 7.3.3.17.5 (Remote Grid) Updates to grid topology to minimize risk of ignition in HFTDs Remote GridWLDFREquipment / facility failureAggregated | WLDFR | HFTD - Distribution - Tier 2 - 2QU CoRE ¦ 1QU LoRE | Non-Red Flag Warning - Destructive Fires | Equipment / facility failure | Aggregated | 2032 | 9.37e-07 | 193.7699 | 0.00018156 | 2032 | Mitigation | 0.95 | 45 | 0 | esc | 0.00097009 | 9.0897e-10 | 0.00097009 | 9.0897e-10
[79 empty] | WLDFR | HFTD - Distribution - Tier 2 - 5QU CoRE ¦ 1QU LoRE | Non-Red Flag Warning - Large Fires | 2033 | 2.1648e-08 | 2.1648e-08 | 6.1205 | 0.77885 | 3.4265 | 1.9151 | 0 | 0 | 2.6304e-05 | 1.325e-07 | 0 | 1.325e-07 | 1.325e-07 | 0 | 1.325e-07 | 0 | 1.1357e-07 | 2.4894e-07 | 0 | 2.4894e-07 | 0 | 4.9104e-07 | 9.8207e-07 | 0 | 9.8207e-07 | [12 empty] | 7.3.3.17.5 (Remote Grid) Updates to grid topology to minimize risk of ignition in HFTDs Remote GridWLDFREquipment / facility failureAggregated | WLDFR | HFTD - Distribution - Tier 2 - 2QU CoRE ¦ 1QU LoRE | Non-Red Flag Warning - Destructive Fires | Equipment / facility failure | Aggregated | 2033 | 9.37e-07 | 193.7699 | 0.00018156 | 2033 | Mitigation | 0.95 | 45 | 0 | esc | 0.00097009 | 9.0897e-10 | 0.00097009 | 9.0897e-10
[79 empty] | WLDFR | HFTD - Distribution - Tier 2 - 5QU CoRE ¦ 1QU LoRE | Non-Red Flag Warning - Large Fires | 2034 | 2.1648e-08 | 2.1648e-08 | 6.1205 | 0.77885 | 3.4265 | 1.9151 | 0 | 0 | 2.6304e-05 | 1.325e-07 | 0 | 1.325e-07 | 1.325e-07 | 0 | 1.325e-07 | 0 | 1.1357e-07 | 2.4894e-07 | 0 | 2.4894e-07 | 0 | 4.9104e-07 | 9.8207e-07 | 0 | 9.8207e-07 | [12 empty] | 7.3.3.17.5 (Remote Grid) Updates to grid topology to minimize risk of ignition in HFTDs Remote GridWLDFREquipment / facility failureAggregated | WLDFR | HFTD - Distribution - Tier 2 - 2QU CoRE ¦ 1QU LoRE | Non-Red Flag Warning - Destructive Fires | Equipment / facility failure | Aggregated | 2034 | 9.37e-07 | 193.7699 | 0.00018156 | 2034 | Mitigation | 0.95 | 45 | 0 | esc | 0.00097009 | 9.0897e-10 | 0.00097009 | 9.0897e-10
[79 empty] | WLDFR | HFTD - Distribution - Tier 2 - 5QU CoRE ¦ 1QU LoRE | Non-Red Flag Warning - Large Fires | 2035 | 2.1648e-08 | 2.1648e-08 | 6.1205 | 0.77885 | 3.4265 | 1.9151 | 0 | 0 | 2.6304e-05 | 1.325e-07 | 0 | 1.325e-07 | 1.325e-07 | 0 | 1.325e-07 | 0 | 1.1357e-07 | 2.4894e-07 | 0 | 2.4894e-07 | 0 | 4.9104e-07 | 9.8207e-07 | 0 | 9.8207e-07 | [12 empty] | 7.3.3.17.5 (Remote Grid) Updates to grid topology to minimize risk of ignition in HFTDs Remote GridWLDFREquipment / facility failureAggregated | WLDFR | HFTD - Distribution - Tier 2 - 2QU CoRE ¦ 1QU LoRE | Non-Red Flag Warning - Destructive Fires | Equipment / facility failure | Aggregated | 2035 | 9.37e-07 | 193.7699 | 0.00018156 | 2035 | Mitigation | 0.95 | 45 | 0 | esc | 0.00097009 | 9.0897e-10 | 0.00097009 | 9.0897e-10
[79 empty] | WLDFR | HFTD - Distribution - Tier 2 - 5QU CoRE ¦ 1QU LoRE | Non-Red Flag Warning - Large Fires | 2036 | 2.1648e-08 | 2.1648e-08 | 6.1205 | 0.77885 | 3.4265 | 1.9151 | 0 | 0 | 2.6304e-05 | 1.325e-07 | 0 | 1.325e-07 | 1.325e-07 | 0 | 1.325e-07 | 0 | 1.1357e-07 | 2.4894e-07 | 0 | 2.4894e-07 | 0 | 5.1812e-07 | 1.0362e-06 | 0 | 1.0362e-06 | [12 empty] | 7.3.3.17.5 (Remote Grid) Updates to grid topology to minimize risk of ignition in HFTDs Remote GridWLDFREquipment / facility failureAggregated | WLDFR | HFTD - Distribution - Tier 2 - 2QU CoRE ¦ 1QU LoRE | Non-Red Flag Warning - Destructive Fires | Equipment / facility failure | Aggregated | 2036 | 9.37e-07 | 193.7699 | 0.00018156 | 2036 | Mitigation | 0.95 | 45 | 0 | esc | 0.00097009 | 9.0897e-10 | 0.00097009 | 9.0897e-10
[79 empty] | WLDFR | HFTD - Distribution - Tier 2 - 5QU CoRE ¦ 1QU LoRE | Non-Red Flag Warning - Large Fires | 2037 | 2.1648e-08 | 2.1648e-08 | 6.1205 | 0.77885 | 3.4265 | 1.9151 | 0 | 0 | 2.6304e-05 | 1.325e-07 | 0 | 1.325e-07 | 1.325e-07 | 0 | 1.325e-07 | 0 | 1.1357e-07 | 2.4894e-07 | 0 | 2.4894e-07 | 0 | 5.1812e-07 | 1.0362e-06 | 0 | 1.0362e-06 | [12 empty] | 7.3.3.17.5 (Remote Grid) Updates to grid topology to minimize risk of ignition in HFTDs Remote GridWLDFREquipment / facility failureAggregated | WLDFR | HFTD - Distribution - Tier 2 - 2QU CoRE ¦ 1QU LoRE | Non-Red Flag Warning - Destructive Fires | Equipment / facility failure | Aggregated | 2037 | 9.37e-07 | 193.7699 | 0.00018156 | 2037 | Mitigation | 0.95 | 45 | 0 | esc | 0.00097009 | 9.0897e-10 | 0.00097009 | 9.0897e-10
[79 empty] | WLDFR | HFTD - Distribution - Tier 2 - 5QU CoRE ¦ 1QU LoRE | Non-Red Flag Warning - Large Fires | 2038 | 2.1648e-08 | 2.1648e-08 | 6.5028 | 0.81304 | 3.6355 | 2.0543 | 0 | 0 | 2.6304e-05 | 1.4077e-07 | 0 | 1.4077e-07 | 1.4077e-07 | 0 | 1.4077e-07 | 0 | 1.2087e-07 | 2.6495e-07 | 0 | 2.6495e-07 | 0 | 5.1812e-07 | 1.0362e-06 | 0 | 1.0362e-06 | [12 empty] | 7.3.3.17.5 (Remote Grid) Updates to grid topology to minimize risk of ignition in HFTDs Remote GridWLDFREquipment / facility failureAggregated | WLDFR | HFTD - Distribution - Tier 2 - 2QU CoRE ¦ 1QU LoRE | Non-Red Flag Warning - Destructive Fires | Equipment / facility failure | Aggregated | 2038 | 9.37e-07 | 193.7699 | 0.00018156 | 2038 | Mitigation | 0.95 | 45 | 0 | esc | 0.00097009 | 9.0897e-10 | 0.00097009 | 9.0897e-10
[79 empty] | WLDFR | HFTD - Distribution - Tier 2 - 5QU CoRE ¦ 1QU LoRE | Non-Red Flag Warning - Large Fires | 2039 | 2.1648e-08 | 2.1648e-08 | 6.5028 | 0.81304 | 3.6355 | 2.0543 | 0 | 0 | 2.6304e-05 | 1.4077e-07 | 0 | 1.4077e-07 | 1.4077e-07 | 0 | 1.4077e-07 | 0 | 1.2087e-07 | 2.6495e-07 | 0 | 2.6495e-07 | 0 | 5.1812e-07 | 1.0362e-06 | 0 | 1.0362e-06 | [12 empty] | 7.3.3.17.5 (Remote Grid) Updates to grid topology to minimize risk of ignition in HFTDs Remote GridWLDFREquipment / facility failureAggregated | WLDFR | HFTD - Distribution - Tier 2 - 2QU CoRE ¦ 1QU LoRE | Non-Red Flag Warning - Destructive Fires | Equipment / facility failure | Aggregated | 2039 | 9.37e-07 | 193.7699 | 0.00018156 | 2039 | Mitigation | 0.95 | 45 | 0 | esc | 0.00097009 | 9.0897e-10 | 0.00097009 | 9.0897e-10
[79 empty] | WLDFR | HFTD - Distribution - Tier 2 - 5QU CoRE ¦ 1QU LoRE | Non-Red Flag Warning - Large Fires | 2040 | 2.1648e-08 | 2.1648e-08 | 6.5028 | 0.81304 | 3.6355 | 2.0543 | 0 | 0 | 2.6304e-05 | 1.4077e-07 | 0 | 1.4077e-07 | 1.4077e-07 | 0 | 1.4077e-07 | 0 | 1.2087e-07 | 2.6495e-07 | 0 | 2.6495e-07 | 0 | 5.1812e-07 | 1.0362e-06 | 0 | 1.0362e-06 | [12 empty] | 7.3.3.17.5 (Remote Grid) Updates to grid topology to minimize risk of ignition in HFTDs Remote GridWLDFREquipment / facility failureAggregated | WLDFR | HFTD - Distribution - Tier 2 - 2QU CoRE ¦ 1QU LoRE | Non-Red Flag Warning - Destructive Fires | Equipment / facility failure | Aggregated | 2040 | 9.37e-07 | 193.7699 | 0.00018156 | 2040 | Mitigation | 0.95 | 45 | 0 | esc | 0.00097009 | 9.0897e-10 | 0.00097009 | 9.0897e-10
[79 empty] | WLDFR | HFTD - Distribution - Tier 2 - 5QU CoRE ¦ 1QU LoRE | Non-Red Flag Warning - Large Fires | 2041 | 2.1648e-08 | 2.1648e-08 | 6.5028 | 0.81304 | 3.6355 | 2.0543 | 0 | 0 | 2.6304e-05 | 1.4077e-07 | 0 | 1.4077e-07 | 1.4077e-07 | 0 | 1.4077e-07 | 0 | 1.2087e-07 | 2.6495e-07 | 0 | 2.6495e-07 | 0 | 5.4892e-07 | 1.0978e-06 | 0 | 1.0978e-06 | [12 empty] | 7.3.3.17.5 (Remote Grid) Updates to grid topology to minimize risk of ignition in HFTDs Remote GridWLDFREquipment / facility failureAggregated | WLDFR | HFTD - Distribution - Tier 2 - 2QU CoRE ¦ 1QU LoRE | Non-Red Flag Warning - Destructive Fires | Equipment / facility failure | Aggregated | 2041 | 9.37e-07 | 193.7699 | 0.00018156 | 2041 | Mitigation | 0.95 | 45 | 0 | esc | 0.00097009 | 9.0897e-10 | 0.00097009 | 9.0897e-10
[79 empty] | WLDFR | HFTD - Distribution - Tier 2 - 5QU CoRE ¦ 1QU LoRE | Non-Red Flag Warning - Large Fires | 2042 | 2.1648e-08 | 2.1648e-08 | 6.5028 | 0.81304 | 3.6355 | 2.0543 | 0 | 0 | 2.6304e-05 | 1.4077e-07 | 0 | 1.4077e-07 | 1.4077e-07 | 0 | 1.4077e-07 | 0 | 1.2087e-07 | 2.6495e-07 | 0 | 2.6495e-07 | 0 | 5.4892e-07 | 1.0978e-06 | 0 | 1.0978e-06 | [12 empty] | 7.3.3.17.5 (Remote Grid) Updates to grid topology to minimize risk of ignition in HFTDs Remote GridWLDFREquipment / facility failureAggregated | WLDFR | HFTD - Distribution - Tier 2 - 2QU CoRE ¦ 1QU LoRE | Non-Red Flag Warning - Destructive Fires | Equipment / facility failure | Aggregated | 2042 | 9.37e-07 | 193.7699 | 0.00018156 | 2042 | Mitigation | 0.95 | 45 | 0 | esc | 0.00097009 | 9.0897e-10 | 0.00097009 | 9.0897e-10
[79 empty] | WLDFR | HFTD - Distribution - Tier 2 - 5QU CoRE ¦ 1QU LoRE | Non-Red Flag Warning - Large Fires | 2043 | 2.1648e-08 | 2.1648e-08 | 6.9209 | 0.84944 | 3.8632 | 2.2083 | 0 | 0 | 2.6304e-05 | 1.4982e-07 | 0 | 1.4982e-07 | 1.4982e-07 | 0 | 1.4982e-07 | 0 | 1.2873e-07 | 2.8219e-07 | 0 | 2.8219e-07 | 0 | 5.4892e-07 | 1.0978e-06 | 0 | 1.0978e-06 | [12 empty] | 7.3.3.17.5 (Remote Grid) Updates to grid topology to minimize risk of ignition in HFTDs Remote GridWLDFREquipment / facility failureAggregated | WLDFR | HFTD - Distribution - Tier 2 - 2QU CoRE ¦ 1QU LoRE | Non-Red Flag Warning - Destructive Fires | Equipment / facility failure | Aggregated | 2043 | 9.37e-07 | 193.7699 | 0.00018156 | 2043 | Mitigation | 0.95 | 45 | 0 | esc | 0.00097009 | 9.0897e-10 | 0.00097009 | 9.0897e-10
[79 empty] | WLDFR | HFTD - Distribution - Tier 2 - 5QU CoRE ¦ 1QU LoRE | Non-Red Flag Warning - Large Fires | 2044 | 2.1648e-08 | 2.1648e-08 | 6.9209 | 0.84944 | 3.8632 | 2.2083 | 0 | 0 | 2.6304e-05 | 1.4982e-07 | 0 | 1.4982e-07 | 1.4982e-07 | 0 | 1.4982e-07 | 0 | 1.2873e-07 | 2.8219e-07 | 0 | 2.8219e-07 | 0 | 5.4892e-07 | 1.0978e-06 | 0 | 1.0978e-06 | [12 empty] | 7.3.3.17.5 (Remote Grid) Updates to grid topology to minimize risk of ignition in HFTDs Remote GridWLDFREquipment / facility failureAggregated | WLDFR | HFTD - Distribution - Tier 2 - 2QU CoRE ¦ 1QU LoRE | Non-Red Flag Warning - Destructive Fires | Equipment / facility failure | Aggregated | 2044 | 9.37e-07 | 193.7699 | 0.00018156 | 2044 | Mitigation | 0.95 | 45 | 0 | esc | 0.00097009 | 9.0897e-10 | 0.00097009 | 9.0897e-10
[79 empty] | WLDFR | HFTD - Distribution - Tier 2 - 5QU CoRE ¦ 1QU LoRE | Non-Red Flag Warning - Large Fires | 2045 | 2.1648e-08 | 2.1648e-08 | 6.9209 | 0.84944 | 3.8632 | 2.2083 | 0 | 0 | 2.6304e-05 | 1.4982e-07 | 0 | 1.4982e-07 | 1.4982e-07 | 0 | 1.4982e-07 | 0 | 1.2873e-07 | 2.8219e-07 | 0 | 2.8219e-07 | 0 | 5.4892e-07 | 1.0978e-06 | 0 | 1.0978e-06 | [12 empty] | 7.3.3.17.5 (Remote Grid) Updates to grid topology to minimize risk of ignition in HFTDs Remote GridWLDFREquipment / facility failureAggregated | WLDFR | HFTD - Distribution - Tier 2 - 2QU CoRE ¦ 1QU LoRE | Non-Red Flag Warning - Destructive Fires | Equipment / facility failure | Aggregated | 2045 | 9.37e-07 | 193.7699 | 0.00018156 | 2045 | Mitigation | 0.95 | 45 | 0 | esc | 0.00097009 | 9.0897e-10 | 0.00097009 | 9.0897e-10
[79 empty] | WLDFR | HFTD - Distribution - Tier 2 - 5QU CoRE ¦ 1QU LoRE | Non-Red Flag Warning - Large Fires | 2046 | 2.1648e-08 | 2.1648e-08 | 6.9209 | 0.84944 | 3.8632 | 2.2083 | 0 | 0 | 2.6304e-05 | 1.4982e-07 | 0 | 1.4982e-07 | 1.4982e-07 | 0 | 1.4982e-07 | 0 | 1.2873e-07 | 2.8219e-07 | 0 | 2.8219e-07 | 0 | 5.8321e-07 | 1.1664e-06 | 0 | 1.1664e-06 | [12 empty] | 7.3.3.17.5 (Remote Grid) Updates to grid topology to minimize risk of ignition in HFTDs Remote GridWLDFREquipment / facility failureAggregated | WLDFR | HFTD - Distribution - Tier 2 - 2QU CoRE ¦ 1QU LoRE | Non-Red Flag Warning - Destructive Fires | Equipment / facility failure | Aggregated | 2046 | 9.37e-07 | 193.7699 | 0.00018156 | 2046 | Mitigation | 0.95 | 45 | 0 | esc | 0.00097009 | 9.0897e-10 | 0.00097009 | 9.0897e-10
[79 empty] | WLDFR | HFTD - Distribution - Tier 2 - 5QU CoRE ¦ 1QU LoRE | Non-Red Flag Warning - Large Fires | 2047 | 2.1648e-08 | 2.1648e-08 | 6.9209 | 0.84944 | 3.8632 | 2.2083 | 0 | 0 | 2.6304e-05 | 1.4982e-07 | 0 | 1.4982e-07 | 1.4982e-07 | 0 | 1.4982e-07 | 0 | 1.2873e-07 | 2.8219e-07 | 0 | 2.8219e-07 | 0 | 5.8321e-07 | 1.1664e-06 | 0 | 1.1664e-06 | [12 empty] | 7.3.3.17.5 (Remote Grid) Updates to grid topology to minimize risk of ignition in HFTDs Remote GridWLDFREquipment / facility failureAggregated | WLDFR | HFTD - Distribution - Tier 2 - 2QU CoRE ¦ 1QU LoRE | Non-Red Flag Warning - Destructive Fires | Equipment / facility failure | Aggregated | 2047 | 9.37e-07 | 193.7699 | 0.00018156 | 2047 | Mitigation | 0.95 | 45 | 0 | esc | 0.00097009 | 9.0897e-10 | 0.00097009 | 9.0897e-10
[79 empty] | WLDFR | HFTD - Distribution - Tier 2 - 5QU CoRE ¦ 1QU LoRE | Non-Red Flag Warning - Large Fires | 2048 | 2.1648e-08 | 2.1648e-08 | 7.3713 | 0.88759 | 4.1075 | 2.3763 | 0 | 0 | 2.6304e-05 | 1.5957e-07 | 0 | 1.5957e-07 | 1.5957e-07 | 0 | 1.5957e-07 | 0 | 1.371e-07 | 3.0052e-07 | 0 | 3.0052e-07 | 0 | 5.8321e-07 | 1.1664e-06 | 0 | 1.1664e-06 | [12 empty] | 7.3.3.17.5 (Remote Grid) Updates to grid topology to minimize risk of ignition in HFTDs Remote GridWLDFREquipment / facility failureAggregated | WLDFR | HFTD - Distribution - Tier 2 - 2QU CoRE ¦ 1QU LoRE | Non-Red Flag Warning - Destructive Fires | Equipment / facility failure | Aggregated | 2048 | 9.37e-07 | 193.7699 | 0.00018156 | 2048 | Mitigation | 0.95 | 45 | 0 | esc | 0.00097009 | 9.0897e-10 | 0.00097009 | 9.0897e-10
[79 empty] | WLDFR | HFTD - Distribution - Tier 2 - 5QU CoRE ¦ 1QU LoRE | Non-Red Flag Warning - Large Fires | 2049 | 2.1648e-08 | 2.1648e-08 | 7.3713 | 0.88759 | 4.1075 | 2.3763 | 0 | 0 | 2.6304e-05 | 1.5957e-07 | 0 | 1.5957e-07 | 1.5957e-07 | 0 | 1.5957e-07 | 0 | 1.371e-07 | 3.0052e-07 | 0 | 3.0052e-07 | 0 | 5.8321e-07 | 1.1664e-06 | 0 | 1.1664e-06 | [12 empty] | 7.3.3.17.5 (Remote Grid) Updates to grid topology to minimize risk of ignition in HFTDs Remote GridWLDFREquipment / facility failureAggregated | WLDFR | HFTD - Distribution - Tier 2 - 2QU CoRE ¦ 1QU LoRE | Non-Red Flag Warning - Destructive Fires | Equipment / facility failure | Aggregated | 2049 | 9.37e-07 | 193.7699 | 0.00018156 | 2049 | Mitigation | 0.95 | 45 | 0 | esc | 0.00097009 | 9.0897e-10 | 0.00097009 | 9.0897e-10
[79 empty] | WLDFR | HFTD - Distribution - Tier 2 - 5QU CoRE ¦ 1QU LoRE | Non-Red Flag Warning - Large Fires | 2050 | 2.1648e-08 | 2.1648e-08 | 7.3713 | 0.88759 | 4.1075 | 2.3763 | 0 | 0 | 2.6304e-05 | 1.5957e-07 | 0 | 1.5957e-07 | 1.5957e-07 | 0 | 1.5957e-07 | 0 | 1.371e-07 | 3.0052e-07 | 0 | 3.0052e-07 | 0 | 5.8321e-07 | 1.1664e-06 | 0 | 1.1664e-06 | [12 empty] | 7.3.3.17.5 (Remote Grid) Updates to grid topology to minimize risk of ignition in HFTDs Remote GridWLDFREquipment / facility failureAggregated | WLDFR | HFTD - Distribution - Tier 2 - 2QU CoRE ¦ 1QU LoRE | Non-Red Flag Warning - Destructive Fires | Equipment / facility failure | Aggregated | 2050 | 9.37e-07 | 193.7699 | 0.00018156 | 2050 | Mitigation | 0.95 | 45 | 0 | esc | 0.00097009 | 9.0897e-10 | 0.00097009 | 9.0897e-10
[79 empty] | WLDFR | HFTD - Distribution - Tier 2 - 5QU CoRE ¦ 1QU LoRE | Non-Red Flag Warning - Large Fires | 2051 | 2.1648e-08 | 2.1648e-08 | 7.3713 | 0.88759 | 4.1075 | 2.3763 | 0 | 0 | 2.6304e-05 | 1.5957e-07 | 0 | 1.5957e-07 | 1.5957e-07 | 0 | 1.5957e-07 | 0 | 1.371e-07 | 3.0052e-07 | 0 | 3.0052e-07 | 0 | 6.2071e-07 | 1.2414e-06 | 0 | 1.2414e-06 | [12 empty] | 7.3.3.17.5 (Remote Grid) Updates to grid topology to minimize risk of ignition in HFTDs Remote GridWLDFREquipment / facility failureAggregated | WLDFR | HFTD - Distribution - Tier 2 - 2QU CoRE ¦ 1QU LoRE | Non-Red Flag Warning - Destructive Fires | Equipment / facility failure | Aggregated | 2051 | 9.37e-07 | 193.7699 | 0.00018156 | 2051 | Mitigation | 0.95 | 45 | 0 | esc | 0.00097009 | 9.0897e-10 | 0.00097009 | 9.0897e-10
[79 empty] | WLDFR | HFTD - Distribution - Tier 2 - 5QU CoRE ¦ 1QU LoRE | Non-Red Flag Warning - Large Fires | 2052 | 2.1648e-08 | 2.1648e-08 | 7.3713 | 0.88759 | 4.1075 | 2.3763 | 0 | 0 | 2.6304e-05 | 1.5957e-07 | 0 | 1.5957e-07 | 1.5957e-07 | 0 | 1.5957e-07 | 0 | 1.371e-07 | 3.0052e-07 | 0 | 3.0052e-07 | 0 | 6.2071e-07 | 1.2414e-06 | 0 | 1.2414e-06 | [12 empty] | 7.3.3.17.5 (Remote Grid) Updates to grid topology to minimize risk of ignition in HFTDs Remote GridWLDFREquipment / facility failureAggregated | WLDFR | HFTD - Distribution - Tier 2 - 2QU CoRE ¦ 1QU LoRE | Non-Red Flag Warning - Destructive Fires | Equipment / facility failure | Aggregated | 2052 | 9.37e-07 | 193.7699 | 0.00018156 | 2052 | Mitigation | 0.95 | 45 | 0 | esc | 0.00097009 | 9.0897e-10 | 0.00097009 | 9.0897e-10
[79 empty] | WLDFR | HFTD - Distribution - Tier 2 - 5QU CoRE ¦ 1QU LoRE | Non-Red Flag Warning - Large Fires | 2053 | 2.1648e-08 | 2.1648e-08 | 7.8503 | 0.92702 | 4.3664 | 2.5569 | 0 | 0 | 2.6304e-05 | 1.6994e-07 | 0 | 1.6994e-07 | 1.6994e-07 | 0 | 1.6994e-07 | 0 | 1.4587e-07 | 3.1974e-07 | 0 | 3.1974e-07 | 0 | 6.2071e-07 | 1.2414e-06 | 0 | 1.2414e-06 | [12 empty] | 7.3.3.17.5 (Remote Grid) Updates to grid topology to minimize risk of ignition in HFTDs Remote GridWLDFREquipment / facility failureAggregated | WLDFR | HFTD - Distribution - Tier 2 - 2QU CoRE ¦ 1QU LoRE | Non-Red Flag Warning - Destructive Fires | Equipment / facility failure | Aggregated | 2053 | 9.37e-07 | 193.7699 | 0.00018156 | 2053 | Mitigation | 0.95 | 45 | 0 | esc | 0.00097009 | 9.0897e-10 | 0.00097009 | 9.0897e-10
[79 empty] | WLDFR | HFTD - Distribution - Tier 2 - 5QU CoRE ¦ 1QU LoRE | Non-Red Flag Warning - Large Fires | 2054 | 2.1648e-08 | 2.1648e-08 | 7.8503 | 0.92702 | 4.3664 | 2.5569 | 0 | 0 | 2.6304e-05 | 1.6994e-07 | 0 | 1.6994e-07 | 1.6994e-07 | 0 | 1.6994e-07 | 0 | 1.4587e-07 | 3.1974e-07 | 0 | 3.1974e-07 | 0 | 6.2071e-07 | 1.2414e-06 | 0 | 1.2414e-06 | [12 empty] | 7.3.3.17.5 (Remote Grid) Updates to grid topology to minimize risk of ignition in HFTDs Remote GridWLDFREquipment / facility failureAggregated | WLDFR | HFTD - Distribution - Tier 2 - 2QU CoRE ¦ 1QU LoRE | Non-Red Flag Warning - Destructive Fires | Equipment / facility failure | Aggregated | 2054 | 9.37e-07 | 193.7699 | 0.00018156 | 2054 | Mitigation | 0.95 | 45 | 0 | esc | 0.00097009 | 9.0897e-10 | 0.00097009 | 9.0897e-10
[79 empty] | WLDFR | HFTD - Distribution - Tier 2 - 5QU CoRE ¦ 1QU LoRE | Non-Red Flag Warning - Large Fires | 2055 | 2.1648e-08 | 2.1648e-08 | 7.8503 | 0.92702 | 4.3664 | 2.5569 | 0 | 0 | 2.6304e-05 | 1.6994e-07 | 0 | 1.6994e-07 | 1.6994e-07 | 0 | 1.6994e-07 | 0 | 1.4587e-07 | 3.1974e-07 | 0 | 3.1974e-07 | 0 | 6.2071e-07 | 1.2414e-06 | 0 | 1.2414e-06 | [12 empty] | 7.3.3.17.5 (Remote Grid) Updates to grid topology to minimize risk of ignition in HFTDs Remote GridWLDFREquipment / facility failureAggregated | WLDFR | HFTD - Distribution - Tier 2 - 2QU CoRE ¦ 1QU LoRE | Non-Red Flag Warning - Destructive Fires | Equipment / facility failure | Aggregated | 2055 | 9.37e-07 | 193.7699 | 0.00018156 | 2055 | Mitigation | 0.95 | 45 | 0 | esc | 0.00097009 | 9.0897e-10 | 0.00097009 | 9.0897e-10
[79 empty] | WLDFR | HFTD - Distribution - Tier 2 - 5QU CoRE ¦ 1QU LoRE | Non-Red Flag Warning - Large Fires | 2056 | 2.1648e-08 | 2.1648e-08 | 7.8503 | 0.92702 | 4.3664 | 2.5569 | 0 | 0 | 2.6304e-05 | 1.6994e-07 | 0 | 1.6994e-07 | 1.6994e-07 | 0 | 1.6994e-07 | 0 | 1.4587e-07 | 3.1974e-07 | 0 | 3.1974e-07 | 0 | 6.6111e-07 | 1.3222e-06 | 0 | 1.3222e-06 | [12 empty] | 7.3.3.17.5 (Remote Grid) Updates to grid topology to minimize risk of ignition in HFTDs Remote GridWLDFREquipment / facility failureAggregated | WLDFR | HFTD - Distribution - Tier 2 - 2QU CoRE ¦ 1QU LoRE | Non-Red Flag Warning - Destructive Fires | Equipment / facility failure | Aggregated | 2056 | 9.37e-07 | 193.7699 | 0.00018156 | 2056 | Mitigation | 0.95 | 45 | 0 | esc | 0.00097009 | 9.0897e-10 | 0.00097009 | 9.0897e-10
[79 empty] | WLDFR | HFTD - Distribution - Tier 2 - 5QU CoRE ¦ 1QU LoRE | Non-Red Flag Warning - Large Fires | 2057 | 2.1648e-08 | 2.1648e-08 | 7.8503 | 0.92702 | 4.3664 | 2.5569 | 0 | 0 | 2.6304e-05 | 1.6994e-07 | 0 | 1.6994e-07 | 1.6994e-07 | 0 | 1.6994e-07 | 0 | 1.4587e-07 | 3.1974e-07 | 0 | 3.1974e-07 | 0 | 6.6111e-07 | 1.3222e-06 | 0 | 1.3222e-06 | [12 empty] | 7.3.3.17.5 (Remote Grid) Updates to grid topology to minimize risk of ignition in HFTDs Remote GridWLDFREquipment / facility failureAggregated | WLDFR | HFTD - Distribution - Tier 2 - 2QU CoRE ¦ 1QU LoRE | Non-Red Flag Warning - Destructive Fires | Equipment / facility failure | Aggregated | 2057 | 9.37e-07 | 193.7699 | 0.00018156 | 2057 | Mitigation | 0.95 | 45 | 0 | esc | 0.00097009 | 9.0897e-10 | 0.00097009 | 9.0897e-10
[79 empty] | WLDFR | HFTD - Distribution - Tier 2 - 5QU CoRE ¦ 1QU LoRE | Non-Red Flag Warning - Large Fires | 2058 | 2.1648e-08 | 2.1648e-08 | 8.3524 | 0.96727 | 4.6367 | 2.7484 | 0 | 0 | 2.6304e-05 | 1.8081e-07 | 0 | 1.8081e-07 | 1.8081e-07 | 0 | 1.8081e-07 | 0 | 1.5494e-07 | 3.3964e-07 | 0 | 3.3964e-07 | 0 | 6.6111e-07 | 1.3222e-06 | 0 | 1.3222e-06 | [12 empty] | 7.3.3.17.5 (Remote Grid) Updates to grid topology to minimize risk of ignition in HFTDs Remote GridWLDFREquipment / facility failureAggregated | WLDFR | HFTD - Distribution - Tier 2 - 2QU CoRE ¦ 1QU LoRE | Non-Red Flag Warning - Destructive Fires | Equipment / facility failure | Aggregated | 2058 | 9.37e-07 | 193.7699 | 0.00018156 | 2058 | Mitigation | 0.95 | 45 | 0 | esc | 0.00097009 | 9.0897e-10 | 0.00097009 | 9.0897e-10
[79 empty] | WLDFR | HFTD - Distribution - Tier 2 - 5QU CoRE ¦ 1QU LoRE | Non-Red Flag Warning - Large Fires | 2059 | 2.1648e-08 | 2.1648e-08 | 8.3524 | 0.96727 | 4.6367 | 2.7484 | 0 | 0 | 2.6304e-05 | 1.8081e-07 | 0 | 1.8081e-07 | 1.8081e-07 | 0 | 1.8081e-07 | 0 | 1.5494e-07 | 3.3964e-07 | 0 | 3.3964e-07 | 0 | 6.6111e-07 | 1.3222e-06 | 0 | 1.3222e-06 | [12 empty] | 7.3.3.17.5 (Remote Grid) Updates to grid topology to minimize risk of ignition in HFTDs Remote GridWLDFREquipment / facility failureAggregated | WLDFR | HFTD - Distribution - Tier 2 - 2QU CoRE ¦ 1QU LoRE | Non-Red Flag Warning - Destructive Fires | Equipment / facility failure | Aggregated | 2059 | 9.37e-07 | 193.7699 | 0.00018156 | 2059 | Mitigation | 0.95 | 45 | 0 | esc | 0.00097009 | 9.0897e-10 | 0.00097009 | 9.0897e-10
[79 empty] | WLDFR | HFTD - Distribution - Tier 2 - 5QU CoRE ¦ 1QU LoRE | Non-Red Flag Warning - Large Fires | 2060 | 2.1648e-08 | 2.1648e-08 | 8.3524 | 0.96727 | 4.6367 | 2.7484 | 0 | 0 | 2.6304e-05 | 1.8081e-07 | 0 | 1.8081e-07 | 1.8081e-07 | 0 | 1.8081e-07 | 0 | 1.5494e-07 | 3.3964e-07 | 0 | 3.3964e-07 | 0 | 0 | 1.3222e-06 | 0 | 1.3222e-06 | [12 empty] | 7.3.3.17.5 (Remote Grid) Updates to grid topology to minimize risk of ignition in HFTDs Remote GridWLDFREquipment / facility failureAggregated | WLDFR | HFTD - Distribution - Tier 2 - 2QU CoRE ¦ 1QU LoRE | Non-Red Flag Warning - Destructive Fires | Equipment / facility failure | Aggregated | 2060 | 9.37e-07 | 193.7699 | 0.00018156 | 2060 | Mitigation | 0.95 | 45 | 0 | esc | 0.00097009 | 9.0897e-10 | 0.00097009 | 9.0897e-10
[79 empty] | WLDFR | HFTD - Distribution - Tier 2 - 5QU CoRE ¦ 1QU LoRE | Non-Red Flag Warning - Large Fires | 2061 | 2.1648e-08 | 2.1648e-08 | 8.3524 | 0.96727 | 4.6367 | 2.7484 | 0 | 0 | 2.6304e-05 | 1.8081e-07 | 0 | 1.8081e-07 | 1.8081e-07 | 0 | 1.8081e-07 | 0 | 1.5494e-07 | 3.3964e-07 | 0 | 3.3964e-07 | 0 | 0 | 0 | 0 | 0 | [12 empty] | 7.3.3.17.5 (Remote Grid) Updates to grid topology to minimize risk of ignition in HFTDs Remote GridWLDFREquipment / facility failureAggregated | WLDFR | HFTD - Distribution - Tier 2 - 2QU CoRE ¦ 1QU LoRE | Non-Red Flag Warning - Destructive Fires | Equipment / facility failure | Aggregated | 2061 | 9.37e-07 | 193.7699 | 0.00018156 | 2061 | Mitigation | 0.95 | 45 | 0 | esc | 0.00097009 | 9.0897e-10 | 0.00097009 | 9.0897e-10
[79 empty] | WLDFR | HFTD - Distribution - Tier 2 - 5QU CoRE ¦ 1QU LoRE | Non-Red Flag Warning - Large Fires | 2062 | 2.1648e-08 | 2.1648e-08 | 8.3524 | 0.96727 | 4.6367 | 2.7484 | 0 | 0 | 2.6304e-05 | 1.8081e-07 | 0 | 1.8081e-07 | 1.8081e-07 | 0 | 1.8081e-07 | 0 | 1.5494e-07 | 3.3964e-07 | 0 | 3.3964e-07 | 0 | 0 | 0 | 0 | 0 | [12 empty] | 7.3.3.17.5 (Remote Grid) Updates to grid topology to minimize risk of ignition in HFTDs Remote GridWLDFREquipment / facility failureAggregated | WLDFR | HFTD - Distribution - Tier 2 - 2QU CoRE ¦ 1QU LoRE | Non-Red Flag Warning - Destructive Fires | Equipment / facility failure | Aggregated | 2062 | 9.37e-07 | 193.7699 | 0.00018156 | 2062 | Mitigation | 0.95 | 45 | 0 | esc | 0.00097009 | 9.0897e-10 | 0.00097009 | 9.0897e-10
[79 empty] | WLDFR | HFTD - Distribution - Tier 2 - 5QU CoRE ¦ 1QU LoRE | Non-Red Flag Warning - Large Fires | 2063 | 2.1648e-08 | 2.1648e-08 | 8.872 | 1.0079 | 4.9153 | 2.9488 | 0 | 0 | 2.6304e-05 | 1.9206e-07 | 0 | 1.9206e-07 | 1.9206e-07 | 0 | 1.9206e-07 | 0 | 1.6422e-07 | 3.5997e-07 | 0 | 3.5997e-07 | 0 | 1.2864e-06 | 0 | 0 | 0 | [12 empty] | 7.3.3.17.5 (Remote Grid) Updates to grid topology to minimize risk of ignition in HFTDs Remote GridWLDFREquipment / facility failureAggregated | WLDFR | HFTD - Distribution - Tier 2 - 2QU CoRE ¦ 1QU LoRE | Non-Red Flag Warning - Destructive Fires | Equipment / facility failure | Aggregated | 2063 | 9.37e-07 | 193.7699 | 0.00018156 | 2063 | Mitigation | 0.95 | 45 | 0 | esc | 0.00097009 | 9.0897e-10 | 0.00097009 | 9.0897e-10
[79 empty] | WLDFR | HFTD - Distribution - Tier 2 - 5QU CoRE ¦ 1QU LoRE | Non-Red Flag Warning - Large Fires | 2064 | 2.1648e-08 | 2.1648e-08 | 8.872 | 1.0079 | 4.9153 | 2.9488 | 0 | 0 | 2.6304e-05 | 1.9206e-07 | 0 | 1.9206e-07 | 1.9206e-07 | 0 | 1.9206e-07 | 0 | 1.6422e-07 | 3.5997e-07 | 0 | 3.5997e-07 | 0 | 1.3278e-06 | 2.6557e-06 | 0 | 2.6557e-06 | [12 empty] | 7.3.3.17.5 (Remote Grid) Updates to grid topology to minimize risk of ignition in HFTDs Remote GridWLDFREquipment / facility failureAggregated | WLDFR | HFTD - Distribution - Tier 2 - 2QU CoRE ¦ 1QU LoRE | Non-Red Flag Warning - Destructive Fires | Equipment / facility failure | Aggregated | 2064 | 9.37e-07 | 193.7699 | 0.00018156 | 2064 | Mitigation | 0.95 | 45 | 0 | esc | 0.00097009 | 9.0897e-10 | 0.00097009 | 9.0897e-10
[79 empty] | WLDFR | HFTD - Distribution - Tier 2 - 5QU CoRE ¦ 1QU LoRE | Non-Red Flag Warning - Large Fires | 2065 | 2.1648e-08 | 2.1648e-08 | 8.872 | 1.0079 | 4.9153 | 2.9488 | 0 | 0 | 2.6304e-05 | 1.9206e-07 | 0 | 1.9206e-07 | 1.9206e-07 | 0 | 1.9206e-07 | 0 | 1.6422e-07 | 3.5997e-07 | 0 | 3.5997e-07 | 0 | 1.3278e-06 | 2.6557e-06 | 0 | 2.6557e-06 | [12 empty] | 7.3.3.17.5 (Remote Grid) Updates to grid topology to minimize risk of ignition in HFTDs Remote GridWLDFREquipment / facility failureAggregated | WLDFR | HFTD - Distribution - Tier 2 - 2QU CoRE ¦ 1QU LoRE | Non-Red Flag Warning - Destructive Fires | Equipment / facility failure | Aggregated | 2065 | 9.37e-07 | 193.7699 | 0.00018156 | 2065 | Mitigation | 0.95 | 45 | 0 | esc | 0.00097009 | 9.0897e-10 | 0.00097009 | 9.0897e-10
[79 empty] | WLDFR | HFTD - Distribution - Tier 2 - 5QU CoRE ¦ 1QU LoRE | Non-Red Flag Warning - Large Fires | 2066 | 2.1648e-08 | 2.1648e-08 | 8.872 | 1.0079 | 4.9153 | 2.9488 | 0 | 0 | 2.6304e-05 | 1.9206e-07 | 0 | 1.9206e-07 | 1.9206e-07 | 0 | 1.9206e-07 | 0 | 0 | 3.5997e-07 | 0 | 3.5997e-07 | 0 | 1.3278e-06 | 2.6557e-06 | 0 | 2.6557e-06 | [12 empty] | 7.3.3.17.5 (Remote Grid) Updates to grid topology to minimize risk of ignition in HFTDs Remote GridWLDFREquipment / facility failureAggregated | WLDFR | HFTD - Distribution - Tier 2 - 2QU CoRE ¦ 1QU LoRE | Non-Red Flag Warning - Destructive Fires | Equipment / facility failure | Aggregated | 2066 | 9.37e-07 | 193.7699 | 0.00018156 | 2066 | Mitigation | 0.95 | 45 | 0 | esc | 0.00097009 | 9.0897e-10 | 0.00097009 | 9.0897e-10
[79 empty] | WLDFR | HFTD - Distribution - Tier 2 - 5QU CoRE ¦ 1QU LoRE | Non-Red Flag Warning - Large Fires | 2067 | 0 | 2.1648e-08 | 8.872 | 1.0079 | 4.9153 | 2.9488 | 0 | 0 | 2.6304e-05 | 0 | 0 | 0 | 1.9206e-07 | 0 | 1.9206e-07 | 0 | 0 | 0 | 0 | 0 | 0 | 1.3278e-06 | 2.6557e-06 | 0 | 2.6557e-06 | [12 empty] | 7.3.3.17.5 (Remote Grid) Updates to grid topology to minimize risk of ignition in HFTDs Remote GridWLDFREquipment / facility failureAggregated | WLDFR | HFTD - Distribution - Tier 2 - 2QU CoRE ¦ 1QU LoRE | Non-Red Flag Warning - Destructive Fires | Equipment / facility failure | Aggregated | 2067 | 9.37e-07 | 193.7699 | 0.00018156 | 2067 | Mitigation | 0.95 | 45 | 0 | esc | 0 | 0 | 0.00097009 | 9.0897e-10
[79 empty] | WLDFR | HFTD - Distribution - Tier 2 - 5QU CoRE ¦ 1QU LoRE | Non-Red Flag Warning - Small Fires | 2022 | 8.6426e-06 | 0 | 0.077901 | 0.036425 | 0.0015809 | 0.039895 | 0 | 0 | 0.0099744 | 6.7326e-07 | 0 | 6.7326e-07 | 0 | 0 | 0 | 0 | 3.3131e-07 | 0 | 0 | 0 | 0 | 1.3278e-06 | 2.6557e-06 | 0 | 2.6557e-06 | [12 empty] | 7.3.3.17.5 (Remote Grid) Updates to grid topology to minimize risk of ignition in HFTDs Remote GridWLDFRVegetation ContactAggregated | WLDFR | HFTD - Distribution - Tier 2 - 2QU CoRE ¦ 1QU LoRE | Non-Red Flag Warning - Destructive Fires | Vegetation Contact | Aggregated | 2022 | 2.2672e-06 | 193.7699 | 0.00043932 | 2022 | Mitigation | 0.95 | 45 | 0 | esc | 0.00097009 | 2.1994e-09 | 0 | 0
[79 empty] | WLDFR | HFTD - Distribution - Tier 2 - 5QU CoRE ¦ 1QU LoRE | Non-Red Flag Warning - Small Fires | 2023 | 8.6426e-06 | 8.6426e-06 | 0.080408 | 0.03759 | 0.0016314 | 0.041187 | 0 | 0 | 0.0099744 | 6.9494e-07 | 0 | 6.9494e-07 | 6.9494e-07 | 0 | 6.9494e-07 | 0 | 3.4198e-07 | 7.4962e-07 | 0 | 7.4962e-07 | 0 | 1.3807e-06 | 2.7613e-06 | 0 | 2.7613e-06 | [12 empty] | 7.3.3.17.5 (Remote Grid) Updates to grid topology to minimize risk of ignition in HFTDs Remote GridWLDFRVegetation ContactAggregated | WLDFR | HFTD - Distribution - Tier 2 - 2QU CoRE ¦ 1QU LoRE | Non-Red Flag Warning - Destructive Fires | Vegetation Contact | Aggregated | 2023 | 2.2672e-06 | 193.7699 | 0.00043932 | 2023 | Mitigation | 0.95 | 45 | 0 | esc | 0.00097009 | 2.1994e-09 | 0.00097009 | 2.1994e-09
[79 empty] | WLDFR | HFTD - Distribution - Tier 2 - 5QU CoRE ¦ 1QU LoRE | Non-Red Flag Warning - Small Fires | 2024 | 8.6426e-06 | 8.6426e-06 | 0.080408 | 0.03759 | 0.0016314 | 0.041187 | 0 | 0 | 0.0099744 | 6.9494e-07 | 0 | 6.9494e-07 | 6.9494e-07 | 0 | 6.9494e-07 | 0 | 3.4198e-07 | 7.4962e-07 | 0 | 7.4962e-07 | 0 | 1.3807e-06 | 2.7613e-06 | 0 | 2.7613e-06 | [12 empty] | 7.3.3.17.5 (Remote Grid) Updates to grid topology to minimize risk of ignition in HFTDs Remote GridWLDFRVegetation ContactAggregated | WLDFR | HFTD - Distribution - Tier 2 - 2QU CoRE ¦ 1QU LoRE | Non-Red Flag Warning - Destructive Fires | Vegetation Contact | Aggregated | 2024 | 2.2672e-06 | 193.7699 | 0.00043932 | 2024 | Mitigation | 0.95 | 45 | 0 | esc | 0.00097009 | 2.1994e-09 | 0.00097009 | 2.1994e-09
[79 empty] | WLDFR | HFTD - Distribution - Tier 2 - 5QU CoRE ¦ 1QU LoRE | Non-Red Flag Warning - Small Fires | 2025 | 8.6426e-06 | 8.6426e-06 | 0.080408 | 0.03759 | 0.0016314 | 0.041187 | 0 | 0 | 0.0099744 | 6.9494e-07 | 0 | 6.9494e-07 | 6.9494e-07 | 0 | 6.9494e-07 | 0 | 3.4198e-07 | 7.4962e-07 | 0 | 7.4962e-07 | 0 | 1.3807e-06 | 2.7613e-06 | 0 | 2.7613e-06 | [12 empty] | 7.3.3.17.5 (Remote Grid) Updates to grid topology to minimize risk of ignition in HFTDs Remote GridWLDFRVegetation ContactAggregated | WLDFR | HFTD - Distribution - Tier 2 - 2QU CoRE ¦ 1QU LoRE | Non-Red Flag Warning - Destructive Fires | Vegetation Contact | Aggregated | 2025 | 2.2672e-06 | 193.7699 | 0.00043932 | 2025 | Mitigation | 0.95 | 45 | 0 | esc | 0.00097009 | 2.1994e-09 | 0.00097009 | 2.1994e-09
[79 empty] | WLDFR | HFTD - Distribution - Tier 2 - 5QU CoRE ¦ 1QU LoRE | Non-Red Flag Warning - Small Fires | 2026 | 8.6426e-06 | 8.6426e-06 | 0.080408 | 0.03759 | 0.0016314 | 0.041187 | 0 | 0 | 0.0099744 | 6.9494e-07 | 0 | 6.9494e-07 | 6.9494e-07 | 0 | 6.9494e-07 | 0 | 3.4198e-07 | 7.4962e-07 | 0 | 7.4962e-07 | 0 | 1.3807e-06 | 2.7613e-06 | 0 | 2.7613e-06 | [12 empty] | 7.3.3.17.5 (Remote Grid) Updates to grid topology to minimize risk of ignition in HFTDs Remote GridWLDFRVegetation ContactAggregated | WLDFR | HFTD - Distribution - Tier 2 - 2QU CoRE ¦ 1QU LoRE | Non-Red Flag Warning - Destructive Fires | Vegetation Contact | Aggregated | 2026 | 2.2672e-06 | 193.7699 | 0.00043932 | 2026 | Mitigation | 0.95 | 45 | 0 | esc | 0.00097009 | 2.1994e-09 | 0.00097009 | 2.1994e-09
[79 empty] | WLDFR | HFTD - Distribution - Tier 2 - 5QU CoRE ¦ 1QU LoRE | Non-Red Flag Warning - Small Fires | 2027 | 8.6426e-06 | 8.6426e-06 | 0.080408 | 0.03759 | 0.0016314 | 0.041187 | 0 | 0 | 0.0099744 | 6.9494e-07 | 0 | 6.9494e-07 | 6.9494e-07 | 0 | 6.9494e-07 | 0 | 3.4198e-07 | 7.4962e-07 | 0 | 7.4962e-07 | 0 | 1.3807e-06 | 2.7613e-06 | 0 | 2.7613e-06 | [12 empty] | 7.3.3.17.5 (Remote Grid) Updates to grid topology to minimize risk of ignition in HFTDs Remote GridWLDFRVegetation ContactAggregated | WLDFR | HFTD - Distribution - Tier 2 - 2QU CoRE ¦ 1QU LoRE | Non-Red Flag Warning - Destructive Fires | Vegetation Contact | Aggregated | 2027 | 2.2672e-06 | 193.7699 | 0.00043932 | 2027 | Mitigation | 0.95 | 45 | 0 | esc | 0.00097009 | 2.1994e-09 | 0.00097009 | 2.1994e-09
[79 empty] | WLDFR | HFTD - Distribution - Tier 2 - 5QU CoRE ¦ 1QU LoRE | Non-Red Flag Warning - Small Fires | 2028 | 8.6426e-06 | 8.6426e-06 | 0.083606 | 0.039055 | 0.001695 | 0.042856 | 0 | 0 | 0.0099744 | 7.2258e-07 | 0 | 7.2258e-07 | 7.2258e-07 | 0 | 7.2258e-07 | 0 | 3.5558e-07 | 7.7943e-07 | 0 | 7.7943e-07 | 0 | 1.4402e-06 | 2.8804e-06 | 0 | 2.8804e-06 | [12 empty] | 7.3.3.17.5 (Remote Grid) Updates to grid topology to minimize risk of ignition in HFTDs Remote GridWLDFRVegetation ContactAggregated | WLDFR | HFTD - Distribution - Tier 2 - 2QU CoRE ¦ 1QU LoRE | Non-Red Flag Warning - Destructive Fires | Vegetation Contact | Aggregated | 2028 | 2.2672e-06 | 193.7699 | 0.00043932 | 2028 | Mitigation | 0.95 | 45 | 0 | esc | 0.00097009 | 2.1994e-09 | 0.00097009 | 2.1994e-09
[79 empty] | WLDFR | HFTD - Distribution - Tier 2 - 5QU CoRE ¦ 1QU LoRE | Non-Red Flag Warning - Small Fires | 2029 | 8.6426e-06 | 8.6426e-06 | 0.083606 | 0.039055 | 0.001695 | 0.042856 | 0 | 0 | 0.0099744 | 7.2258e-07 | 0 | 7.2258e-07 | 7.2258e-07 | 0 | 7.2258e-07 | 0 | 3.5558e-07 | 7.7943e-07 | 0 | 7.7943e-07 | 0 | 1.4402e-06 | 2.8804e-06 | 0 | 2.8804e-06 | [12 empty] | 7.3.3.17.5 (Remote Grid) Updates to grid topology to minimize risk of ignition in HFTDs Remote GridWLDFRVegetation ContactAggregated | WLDFR | HFTD - Distribution - Tier 2 - 2QU CoRE ¦ 1QU LoRE | Non-Red Flag Warning - Destructive Fires | Vegetation Contact | Aggregated | 2029 | 2.2672e-06 | 193.7699 | 0.00043932 | 2029 | Mitigation | 0.95 | 45 | 0 | esc | 0.00097009 | 2.1994e-09 | 0.00097009 | 2.1994e-09
[79 empty] | WLDFR | HFTD - Distribution - Tier 2 - 5QU CoRE ¦ 1QU LoRE | Non-Red Flag Warning - Small Fires | 2030 | 8.6426e-06 | 8.6426e-06 | 0.083606 | 0.039055 | 0.001695 | 0.042856 | 0 | 0 | 0.0099744 | 7.2258e-07 | 0 | 7.2258e-07 | 7.2258e-07 | 0 | 7.2258e-07 | 0 | 3.5558e-07 | 7.7943e-07 | 0 | 7.7943e-07 | 0 | 1.4402e-06 | 2.8804e-06 | 0 | 2.8804e-06 | [12 empty] | 7.3.3.17.5 (Remote Grid) Updates to grid topology to minimize risk of ignition in HFTDs Remote GridWLDFRVegetation ContactAggregated | WLDFR | HFTD - Distribution - Tier 2 - 2QU CoRE ¦ 1QU LoRE | Non-Red Flag Warning - Destructive Fires | Vegetation Contact | Aggregated | 2030 | 2.2672e-06 | 193.7699 | 0.00043932 | 2030 | Mitigation | 0.95 | 45 | 0 | esc | 0.00097009 | 2.1994e-09 | 0.00097009 | 2.1994e-09
[79 empty] | WLDFR | HFTD - Distribution - Tier 2 - 5QU CoRE ¦ 1QU LoRE | Non-Red Flag Warning - Small Fires | 2031 | 8.6426e-06 | 8.6426e-06 | 0.083606 | 0.039055 | 0.001695 | 0.042856 | 0 | 0 | 0.0099744 | 7.2258e-07 | 0 | 7.2258e-07 | 7.2258e-07 | 0 | 7.2258e-07 | 0 | 3.5558e-07 | 7.7943e-07 | 0 | 7.7943e-07 | 0 | 1.4402e-06 | 2.8804e-06 | 0 | 2.8804e-06 | [12 empty] | 7.3.3.17.5 (Remote Grid) Updates to grid topology to minimize risk of ignition in HFTDs Remote GridWLDFRVegetation ContactAggregated | WLDFR | HFTD - Distribution - Tier 2 - 2QU CoRE ¦ 1QU LoRE | Non-Red Flag Warning - Destructive Fires | Vegetation Contact | Aggregated | 2031 | 2.2672e-06 | 193.7699 | 0.00043932 | 2031 | Mitigation | 0.95 | 45 | 0 | esc | 0.00097009 | 2.1994e-09 | 0.00097009 | 2.1994e-09
[79 empty] | WLDFR | HFTD - Distribution - Tier 2 - 5QU CoRE ¦ 1QU LoRE | Non-Red Flag Warning - Small Fires | 2032 | 8.6426e-06 | 8.6426e-06 | 0.083606 | 0.039055 | 0.001695 | 0.042856 | 0 | 0 | 0.0099744 | 7.2258e-07 | 0 | 7.2258e-07 | 7.2258e-07 | 0 | 7.2258e-07 | 0 | 3.5558e-07 | 7.7943e-07 | 0 | 7.7943e-07 | 0 | 1.4402e-06 | 2.8804e-06 | 0 | 2.8804e-06 | [12 empty] | 7.3.3.17.5 (Remote Grid) Updates to grid topology to minimize risk of ignition in HFTDs Remote GridWLDFRVegetation ContactAggregated | WLDFR | HFTD - Distribution - Tier 2 - 2QU CoRE ¦ 1QU LoRE | Non-Red Flag Warning - Destructive Fires | Vegetation Contact | Aggregated | 2032 | 2.2672e-06 | 193.7699 | 0.00043932 | 2032 | Mitigation | 0.95 | 45 | 0 | esc | 0.00097009 | 2.1994e-09 | 0.00097009 | 2.1994e-09
[79 empty] | WLDFR | HFTD - Distribution - Tier 2 - 5QU CoRE ¦ 1QU LoRE | Non-Red Flag Warning - Small Fires | 2033 | 8.6426e-06 | 8.6426e-06 | 0.087211 | 0.040679 | 0.0017655 | 0.044766 | 0 | 0 | 0.0099744 | 7.5373e-07 | 0 | 7.5373e-07 | 7.5373e-07 | 0 | 7.5373e-07 | 0 | 3.7091e-07 | 8.1304e-07 | 0 | 8.1304e-07 | 0 | 1.5058e-06 | 3.0116e-06 | 0 | 3.0116e-06 | [12 empty] | 7.3.3.17.5 (Remote Grid) Updates to grid topology to minimize risk of ignition in HFTDs Remote GridWLDFRVegetation ContactAggregated | WLDFR | HFTD - Distribution - Tier 2 - 2QU CoRE ¦ 1QU LoRE | Non-Red Flag Warning - Destructive Fires | Vegetation Contact | Aggregated | 2033 | 2.2672e-06 | 193.7699 | 0.00043932 | 2033 | Mitigation | 0.95 | 45 | 0 | esc | 0.00097009 | 2.1994e-09 | 0.00097009 | 2.1994e-09
[79 empty] | WLDFR | HFTD - Distribution - Tier 2 - 5QU CoRE ¦ 1QU LoRE | Non-Red Flag Warning - Small Fires | 2034 | 8.6426e-06 | 8.6426e-06 | 0.087211 | 0.040679 | 0.0017655 | 0.044766 | 0 | 0 | 0.0099744 | 7.5373e-07 | 0 | 7.5373e-07 | 7.5373e-07 | 0 | 7.5373e-07 | 0 | 3.7091e-07 | 8.1304e-07 | 0 | 8.1304e-07 | 0 | 1.5058e-06 | 3.0116e-06 | 0 | 3.0116e-06 | [12 empty] | 7.3.3.17.5 (Remote Grid) Updates to grid topology to minimize risk of ignition in HFTDs Remote GridWLDFRVegetation ContactAggregated | WLDFR | HFTD - Distribution - Tier 2 - 2QU CoRE ¦ 1QU LoRE | Non-Red Flag Warning - Destructive Fires | Vegetation Contact | Aggregated | 2034 | 2.2672e-06 | 193.7699 | 0.00043932 | 2034 | Mitigation | 0.95 | 45 | 0 | esc | 0.00097009 | 2.1994e-09 | 0.00097009 | 2.1994e-09
[79 empty] | WLDFR | HFTD - Distribution - Tier 2 - 5QU CoRE ¦ 1QU LoRE | Non-Red Flag Warning - Small Fires | 2035 | 8.6426e-06 | 8.6426e-06 | 0.087211 | 0.040679 | 0.0017655 | 0.044766 | 0 | 0 | 0.0099744 | 7.5373e-07 | 0 | 7.5373e-07 | 7.5373e-07 | 0 | 7.5373e-07 | 0 | 3.7091e-07 | 8.1304e-07 | 0 | 8.1304e-07 | 0 | 1.5058e-06 | 3.0116e-06 | 0 | 3.0116e-06 | [12 empty] | 7.3.3.17.5 (Remote Grid) Updates to grid topology to minimize risk of ignition in HFTDs Remote GridWLDFRVegetation ContactAggregated | WLDFR | HFTD - Distribution - Tier 2 - 2QU CoRE ¦ 1QU LoRE | Non-Red Flag Warning - Destructive Fires | Vegetation Contact | Aggregated | 2035 | 2.2672e-06 | 193.7699 | 0.00043932 | 2035 | Mitigation | 0.95 | 45 | 0 | esc | 0.00097009 | 2.1994e-09 | 0.00097009 | 2.1994e-09
[79 empty] | WLDFR | HFTD - Distribution - Tier 2 - 5QU CoRE ¦ 1QU LoRE | Non-Red Flag Warning - Small Fires | 2036 | 8.6426e-06 | 8.6426e-06 | 0.087211 | 0.040679 | 0.0017655 | 0.044766 | 0 | 0 | 0.0099744 | 7.5373e-07 | 0 | 7.5373e-07 | 7.5373e-07 | 0 | 7.5373e-07 | 0 | 3.7091e-07 | 8.1304e-07 | 0 | 8.1304e-07 | 0 | 1.5058e-06 | 3.0116e-06 | 0 | 3.0116e-06 | [12 empty] | 7.3.3.17.5 (Remote Grid) Updates to grid topology to minimize risk of ignition in HFTDs Remote GridWLDFRVegetation ContactAggregated | WLDFR | HFTD - Distribution - Tier 2 - 2QU CoRE ¦ 1QU LoRE | Non-Red Flag Warning - Destructive Fires | Vegetation Contact | Aggregated | 2036 | 2.2672e-06 | 193.7699 | 0.00043932 | 2036 | Mitigation | 0.95 | 45 | 0 | esc | 0.00097009 | 2.1994e-09 | 0.00097009 | 2.1994e-09
[79 empty] | WLDFR | HFTD - Distribution - Tier 2 - 5QU CoRE ¦ 1QU LoRE | Non-Red Flag Warning - Small Fires | 2037 | 8.6426e-06 | 8.6426e-06 | 0.087211 | 0.040679 | 0.0017655 | 0.044766 | 0 | 0 | 0.0099744 | 7.5373e-07 | 0 | 7.5373e-07 | 7.5373e-07 | 0 | 7.5373e-07 | 0 | 3.7091e-07 | 8.1304e-07 | 0 | 8.1304e-07 | 0 | 1.5058e-06 | 3.0116e-06 | 0 | 3.0116e-06 | [12 empty] | 7.3.3.17.5 (Remote Grid) Updates to grid topology to minimize risk of ignition in HFTDs Remote GridWLDFRVegetation ContactAggregated | WLDFR | HFTD - Distribution - Tier 2 - 2QU CoRE ¦ 1QU LoRE | Non-Red Flag Warning - Destructive Fires | Vegetation Contact | Aggregated | 2037 | 2.2672e-06 | 193.7699 | 0.00043932 | 2037 | Mitigation | 0.95 | 45 | 0 | esc | 0.00097009 | 2.1994e-09 | 0.00097009 | 2.1994e-09
[79 empty] | WLDFR | HFTD - Distribution - Tier 2 - 5QU CoRE ¦ 1QU LoRE | Non-Red Flag Warning - Small Fires | 2038 | 8.6426e-06 | 8.6426e-06 | 0.091184 | 0.042438 | 0.0018418 | 0.046905 | 0 | 0 | 0.0099744 | 7.8807e-07 | 0 | 7.8807e-07 | 7.8807e-07 | 0 | 7.8807e-07 | 0 | 3.8781e-07 | 8.5008e-07 | 0 | 8.5008e-07 | 0 | 1.5768e-06 | 3.1536e-06 | 0 | 3.1536e-06 | [12 empty] | 7.3.3.17.5 (Remote Grid) Updates to grid topology to minimize risk of ignition in HFTDs Remote GridWLDFRVegetation ContactAggregated | WLDFR | HFTD - Distribution - Tier 2 - 2QU CoRE ¦ 1QU LoRE | Non-Red Flag Warning - Destructive Fires | Vegetation Contact | Aggregated | 2038 | 2.2672e-06 | 193.7699 | 0.00043932 | 2038 | Mitigation | 0.95 | 45 | 0 | esc | 0.00097009 | 2.1994e-09 | 0.00097009 | 2.1994e-09
[79 empty] | WLDFR | HFTD - Distribution - Tier 2 - 5QU CoRE ¦ 1QU LoRE | Non-Red Flag Warning - Small Fires | 2039 | 8.6426e-06 | 8.6426e-06 | 0.091184 | 0.042438 | 0.0018418 | 0.046905 | 0 | 0 | 0.0099744 | 7.8807e-07 | 0 | 7.8807e-07 | 7.8807e-07 | 0 | 7.8807e-07 | 0 | 3.8781e-07 | 8.5008e-07 | 0 | 8.5008e-07 | 0 | 1.5768e-06 | 3.1536e-06 | 0 | 3.1536e-06 | [12 empty] | 7.3.3.17.5 (Remote Grid) Updates to grid topology to minimize risk of ignition in HFTDs Remote GridWLDFRVegetation ContactAggregated | WLDFR | HFTD - Distribution - Tier 2 - 2QU CoRE ¦ 1QU LoRE | Non-Red Flag Warning - Destructive Fires | Vegetation Contact | Aggregated | 2039 | 2.2672e-06 | 193.7699 | 0.00043932 | 2039 | Mitigation | 0.95 | 45 | 0 | esc | 0.00097009 | 2.1994e-09 | 0.00097009 | 2.1994e-09
[79 empty] | WLDFR | HFTD - Distribution - Tier 2 - 5QU CoRE ¦ 1QU LoRE | Non-Red Flag Warning - Small Fires | 2040 | 8.6426e-06 | 8.6426e-06 | 0.091184 | 0.042438 | 0.0018418 | 0.046905 | 0 | 0 | 0.0099744 | 7.8807e-07 | 0 | 7.8807e-07 | 7.8807e-07 | 0 | 7.8807e-07 | 0 | 3.8781e-07 | 8.5008e-07 | 0 | 8.5008e-07 | 0 | 1.5768e-06 | 3.1536e-06 | 0 | 3.1536e-06 | [12 empty] | 7.3.3.17.5 (Remote Grid) Updates to grid topology to minimize risk of ignition in HFTDs Remote GridWLDFRVegetation ContactAggregated | WLDFR | HFTD - Distribution - Tier 2 - 2QU CoRE ¦ 1QU LoRE | Non-Red Flag Warning - Destructive Fires | Vegetation Contact | Aggregated | 2040 | 2.2672e-06 | 193.7699 | 0.00043932 | 2040 | Mitigation | 0.95 | 45 | 0 | esc | 0.00097009 | 2.1994e-09 | 0.00097009 | 2.1994e-09
[79 empty] | WLDFR | HFTD - Distribution - Tier 2 - 5QU CoRE ¦ 1QU LoRE | Non-Red Flag Warning - Small Fires | 2041 | 8.6426e-06 | 8.6426e-06 | 0.091184 | 0.042438 | 0.0018418 | 0.046905 | 0 | 0 | 0.0099744 | 7.8807e-07 | 0 | 7.8807e-07 | 7.8807e-07 | 0 | 7.8807e-07 | 0 | 3.8781e-07 | 8.5008e-07 | 0 | 8.5008e-07 | 0 | 1.5768e-06 | 3.1536e-06 | 0 | 3.1536e-06 | [12 empty] | 7.3.3.17.5 (Remote Grid) Updates to grid topology to minimize risk of ignition in HFTDs Remote GridWLDFRVegetation ContactAggregated | WLDFR | HFTD - Distribution - Tier 2 - 2QU CoRE ¦ 1QU LoRE | Non-Red Flag Warning - Destructive Fires | Vegetation Contact | Aggregated | 2041 | 2.2672e-06 | 193.7699 | 0.00043932 | 2041 | Mitigation | 0.95 | 45 | 0 | esc | 0.00097009 | 2.1994e-09 | 0.00097009 | 2.1994e-09
[79 empty] | WLDFR | HFTD - Distribution - Tier 2 - 5QU CoRE ¦ 1QU LoRE | Non-Red Flag Warning - Small Fires | 2042 | 8.6426e-06 | 8.6426e-06 | 0.091184 | 0.042438 | 0.0018418 | 0.046905 | 0 | 0 | 0.0099744 | 7.8807e-07 | 0 | 7.8807e-07 | 7.8807e-07 | 0 | 7.8807e-07 | 0 | 3.8781e-07 | 8.5008e-07 | 0 | 8.5008e-07 | 0 | 1.5768e-06 | 3.1536e-06 | 0 | 3.1536e-06 | [12 empty] | 7.3.3.17.5 (Remote Grid) Updates to grid topology to minimize risk of ignition in HFTDs Remote GridWLDFRVegetation ContactAggregated | WLDFR | HFTD - Distribution - Tier 2 - 2QU CoRE ¦ 1QU LoRE | Non-Red Flag Warning - Destructive Fires | Vegetation Contact | Aggregated | 2042 | 2.2672e-06 | 193.7699 | 0.00043932 | 2042 | Mitigation | 0.95 | 45 | 0 | esc | 0.00097009 | 2.1994e-09 | 0.00097009 | 2.1994e-09
[79 empty] | WLDFR | HFTD - Distribution - Tier 2 - 5QU CoRE ¦ 1QU LoRE | Non-Red Flag Warning - Small Fires | 2043 | 8.6426e-06 | 8.6426e-06 | 0.095486 | 0.044306 | 0.0019228 | 0.049257 | 0 | 0 | 0.0099744 | 8.2524e-07 | 0 | 8.2524e-07 | 8.2524e-07 | 0 | 8.2524e-07 | 0 | 4.061e-07 | 8.9018e-07 | 0 | 8.9018e-07 | 0 | 1.6526e-06 | 3.3051e-06 | 0 | 3.3051e-06 | [12 empty] | 7.3.3.17.5 (Remote Grid) Updates to grid topology to minimize risk of ignition in HFTDs Remote GridWLDFRVegetation ContactAggregated | WLDFR | HFTD - Distribution - Tier 2 - 2QU CoRE ¦ 1QU LoRE | Non-Red Flag Warning - Destructive Fires | Vegetation Contact | Aggregated | 2043 | 2.2672e-06 | 193.7699 | 0.00043932 | 2043 | Mitigation | 0.95 | 45 | 0 | esc | 0.00097009 | 2.1994e-09 | 0.00097009 | 2.1994e-09
[79 empty] | WLDFR | HFTD - Distribution - Tier 2 - 5QU CoRE ¦ 1QU LoRE | Non-Red Flag Warning - Small Fires | 2044 | 8.6426e-06 | 8.6426e-06 | 0.095486 | 0.044306 | 0.0019228 | 0.049257 | 0 | 0 | 0.0099744 | 8.2524e-07 | 0 | 8.2524e-07 | 8.2524e-07 | 0 | 8.2524e-07 | 0 | 4.061e-07 | 8.9018e-07 | 0 | 8.9018e-07 | 0 | 1.6526e-06 | 3.3051e-06 | 0 | 3.3051e-06 | [12 empty] | 7.3.3.17.5 (Remote Grid) Updates to grid topology to minimize risk of ignition in HFTDs Remote GridWLDFRVegetation ContactAggregated | WLDFR | HFTD - Distribution - Tier 2 - 2QU CoRE ¦ 1QU LoRE | Non-Red Flag Warning - Destructive Fires | Vegetation Contact | Aggregated | 2044 | 2.2672e-06 | 193.7699 | 0.00043932 | 2044 | Mitigation | 0.95 | 45 | 0 | esc | 0.00097009 | 2.1994e-09 | 0.00097009 | 2.1994e-09
[79 empty] | WLDFR | HFTD - Distribution - Tier 2 - 5QU CoRE ¦ 1QU LoRE | Non-Red Flag Warning - Small Fires | 2045 | 8.6426e-06 | 8.6426e-06 | 0.095486 | 0.044306 | 0.0019228 | 0.049257 | 0 | 0 | 0.0099744 | 8.2524e-07 | 0 | 8.2524e-07 | 8.2524e-07 | 0 | 8.2524e-07 | 0 | 4.061e-07 | 8.9018e-07 | 0 | 8.9018e-07 | 0 | 1.6526e-06 | 3.3051e-06 | 0 | 3.3051e-06 | [12 empty] | 7.3.3.17.5 (Remote Grid) Updates to grid topology to minimize risk of ignition in HFTDs Remote GridWLDFRVegetation ContactAggregated | WLDFR | HFTD - Distribution - Tier 2 - 2QU CoRE ¦ 1QU LoRE | Non-Red Flag Warning - Destructive Fires | Vegetation Contact | Aggregated | 2045 | 2.2672e-06 | 193.7699 | 0.00043932 | 2045 | Mitigation | 0.95 | 45 | 0 | esc | 0.00097009 | 2.1994e-09 | 0.00097009 | 2.1994e-09
[79 empty] | WLDFR | HFTD - Distribution - Tier 2 - 5QU CoRE ¦ 1QU LoRE | Non-Red Flag Warning - Small Fires | 2046 | 8.6426e-06 | 8.6426e-06 | 0.095486 | 0.044306 | 0.0019228 | 0.049257 | 0 | 0 | 0.0099744 | 8.2524e-07 | 0 | 8.2524e-07 | 8.2524e-07 | 0 | 8.2524e-07 | 0 | 4.061e-07 | 8.9018e-07 | 0 | 8.9018e-07 | 0 | 1.6526e-06 | 3.3051e-06 | 0 | 3.3051e-06 | [12 empty] | 7.3.3.17.5 (Remote Grid) Updates to grid topology to minimize risk of ignition in HFTDs Remote GridWLDFRVegetation ContactAggregated | WLDFR | HFTD - Distribution - Tier 2 - 2QU CoRE ¦ 1QU LoRE | Non-Red Flag Warning - Destructive Fires | Vegetation Contact | Aggregated | 2046 | 2.2672e-06 | 193.7699 | 0.00043932 | 2046 | Mitigation | 0.95 | 45 | 0 | esc | 0.00097009 | 2.1994e-09 | 0.00097009 | 2.1994e-09
[79 empty] | WLDFR | HFTD - Distribution - Tier 2 - 5QU CoRE ¦ 1QU LoRE | Non-Red Flag Warning - Small Fires | 2047 | 8.6426e-06 | 8.6426e-06 | 0.095486 | 0.044306 | 0.0019228 | 0.049257 | 0 | 0 | 0.0099744 | 8.2524e-07 | 0 | 8.2524e-07 | 8.2524e-07 | 0 | 8.2524e-07 | 0 | 4.061e-07 | 8.9018e-07 | 0 | 8.9018e-07 | 0 | 0 | 3.3051e-06 | 0 | 3.3051e-06 | [12 empty] | 7.3.3.17.5 (Remote Grid) Updates to grid topology to minimize risk of ignition in HFTDs Remote GridWLDFRVegetation ContactAggregated | WLDFR | HFTD - Distribution - Tier 2 - 2QU CoRE ¦ 1QU LoRE | Non-Red Flag Warning - Destructive Fires | Vegetation Contact | Aggregated | 2047 | 2.2672e-06 | 193.7699 | 0.00043932 | 2047 | Mitigation | 0.95 | 45 | 0 | esc | 0.00097009 | 2.1994e-09 | 0.00097009 | 2.1994e-09
[79 empty] | WLDFR | HFTD - Distribution - Tier 2 - 5QU CoRE ¦ 1QU LoRE | Non-Red Flag Warning - Small Fires | 2048 | 8.6426e-06 | 8.6426e-06 | 0.10007 | 0.04626 | 0.0020076 | 0.051804 | 0 | 0 | 0.0099744 | 8.6488e-07 | 0 | 8.6488e-07 | 8.6488e-07 | 0 | 8.6488e-07 | 0 | 4.256e-07 | 9.3293e-07 | 0 | 9.3293e-07 | 0 | 0 | 0 | 0 | 0 | [12 empty] | 7.3.3.17.5 (Remote Grid) Updates to grid topology to minimize risk of ignition in HFTDs Remote GridWLDFRVegetation ContactAggregated | WLDFR | HFTD - Distribution - Tier 2 - 2QU CoRE ¦ 1QU LoRE | Non-Red Flag Warning - Destructive Fires | Vegetation Contact | Aggregated | 2048 | 2.2672e-06 | 193.7699 | 0.00043932 | 2048 | Mitigation | 0.95 | 45 | 0 | esc | 0.00097009 | 2.1994e-09 | 0.00097009 | 2.1994e-09
[79 empty] | WLDFR | HFTD - Distribution - Tier 2 - 5QU CoRE ¦ 1QU LoRE | Non-Red Flag Warning - Small Fires | 2049 | 8.6426e-06 | 8.6426e-06 | 0.10007 | 0.04626 | 0.0020076 | 0.051804 | 0 | 0 | 0.0099744 | 8.6488e-07 | 0 | 8.6488e-07 | 8.6488e-07 | 0 | 8.6488e-07 | 0 | 4.256e-07 | 9.3293e-07 | 0 | 9.3293e-07 | 0 | 0 | 0 | 0 | 0 | [12 empty] | 7.3.3.17.5 (Remote Grid) Updates to grid topology to minimize risk of ignition in HFTDs Remote GridWLDFRVegetation ContactAggregated | WLDFR | HFTD - Distribution - Tier 2 - 2QU CoRE ¦ 1QU LoRE | Non-Red Flag Warning - Destructive Fires | Vegetation Contact | Aggregated | 2049 | 2.2672e-06 | 193.7699 | 0.00043932 | 2049 | Mitigation | 0.95 | 45 | 0 | esc | 0.00097009 | 2.1994e-09 | 0.00097009 | 2.1994e-09
[79 empty] | WLDFR | HFTD - Distribution - Tier 2 - 5QU CoRE ¦ 1QU LoRE | Non-Red Flag Warning - Small Fires | 2050 | 8.6426e-06 | 8.6426e-06 | 0.10007 | 0.04626 | 0.0020076 | 0.051804 | 0 | 0 | 0.0099744 | 8.6488e-07 | 0 | 8.6488e-07 | 8.6488e-07 | 0 | 8.6488e-07 | 0 | 4.256e-07 | 9.3293e-07 | 0 | 9.3293e-07 | 0 | 0.0046301 | 0 | 0 | 0 | [12 empty] | 7.3.3.17.5 (Remote Grid) Updates to grid topology to minimize risk of ignition in HFTDs Remote GridWLDFRVegetation ContactAggregated | WLDFR | HFTD - Distribution - Tier 2 - 2QU CoRE ¦ 1QU LoRE | Non-Red Flag Warning - Destructive Fires | Vegetation Contact | Aggregated | 2050 | 2.2672e-06 | 193.7699 | 0.00043932 | 2050 | Mitigation | 0.95 | 45 | 0 | esc | 0.00097009 | 2.1994e-09 | 0.00097009 | 2.1994e-09
[79 empty] | WLDFR | HFTD - Distribution - Tier 2 - 5QU CoRE ¦ 1QU LoRE | Non-Red Flag Warning - Small Fires | 2051 | 8.6426e-06 | 8.6426e-06 | 0.10007 | 0.04626 | 0.0020076 | 0.051804 | 0 | 0 | 0.0099744 | 8.6488e-07 | 0 | 8.6488e-07 | 8.6488e-07 | 0 | 8.6488e-07 | 0 | 4.256e-07 | 9.3293e-07 | 0 | 9.3293e-07 | 0 | 0.0047998 | 0.0095997 | 0 | 0.0095997 | [12 empty] | 7.3.3.17.5 (Remote Grid) Updates to grid topology to minimize risk of ignition in HFTDs Remote GridWLDFRVegetation ContactAggregated | WLDFR | HFTD - Distribution - Tier 2 - 2QU CoRE ¦ 1QU LoRE | Non-Red Flag Warning - Destructive Fires | Vegetation Contact | Aggregated | 2051 | 2.2672e-06 | 193.7699 | 0.00043932 | 2051 | Mitigation | 0.95 | 45 | 0 | esc | 0.00097009 | 2.1994e-09 | 0.00097009 | 2.1994e-09
[79 empty] | WLDFR | HFTD - Distribution - Tier 2 - 5QU CoRE ¦ 1QU LoRE | Non-Red Flag Warning - Small Fires | 2052 | 8.6426e-06 | 8.6426e-06 | 0.10007 | 0.04626 | 0.0020076 | 0.051804 | 0 | 0 | 0.0099744 | 8.6488e-07 | 0 | 8.6488e-07 | 8.6488e-07 | 0 | 8.6488e-07 | 0 | 4.256e-07 | 9.3293e-07 | 0 | 9.3293e-07 | 0 | 0.0047998 | 0.0095997 | 0 | 0.0095997 | [12 empty] | 7.3.3.17.5 (Remote Grid) Updates to grid topology to minimize risk of ignition in HFTDs Remote GridWLDFRVegetation ContactAggregated | WLDFR | HFTD - Distribution - Tier 2 - 2QU CoRE ¦ 1QU LoRE | Non-Red Flag Warning - Destructive Fires | Vegetation Contact | Aggregated | 2052 | 2.2672e-06 | 193.7699 | 0.00043932 | 2052 | Mitigation | 0.95 | 45 | 0 | esc | 0.00097009 | 2.1994e-09 | 0.00097009 | 2.1994e-09
[79 empty] | WLDFR | HFTD - Distribution - Tier 2 - 5QU CoRE ¦ 1QU LoRE | Non-Red Flag Warning - Small Fires | 2053 | 8.6426e-06 | 8.6426e-06 | 0.10489 | 0.048274 | 0.002095 | 0.054525 | 0 | 0 | 0.0099744 | 9.0656e-07 | 0 | 9.0656e-07 | 9.0656e-07 | 0 | 9.0656e-07 | 0 | 4.4612e-07 | 9.779e-07 | 0 | 9.779e-07 | 0 | 0.0047998 | 0.0095997 | 0 | 0.0095997 | [12 empty] | 7.3.3.17.5 (Remote Grid) Updates to grid topology to minimize risk of ignition in HFTDs Remote GridWLDFRVegetation ContactAggregated | WLDFR | HFTD - Distribution - Tier 2 - 2QU CoRE ¦ 1QU LoRE | Non-Red Flag Warning - Destructive Fires | Vegetation Contact | Aggregated | 2053 | 2.2672e-06 | 193.7699 | 0.00043932 | 2053 | Mitigation | 0.95 | 45 | 0 | esc | 0.00097009 | 2.1994e-09 | 0.00097009 | 2.1994e-09
[79 empty] | WLDFR | HFTD - Distribution - Tier 2 - 5QU CoRE ¦ 1QU LoRE | Non-Red Flag Warning - Small Fires | 2054 | 8.6426e-06 | 8.6426e-06 | 0.10489 | 0.048274 | 0.002095 | 0.054525 | 0 | 0 | 0.0099744 | 9.0656e-07 | 0 | 9.0656e-07 | 9.0656e-07 | 0 | 9.0656e-07 | 0 | 4.4612e-07 | 9.779e-07 | 0 | 9.779e-07 | 0 | 0.0047998 | 0.0095997 | 0 | 0.0095997 | [12 empty] | 7.3.3.17.5 (Remote Grid) Updates to grid topology to minimize risk of ignition in HFTDs Remote GridWLDFRVegetation ContactAggregated | WLDFR | HFTD - Distribution - Tier 2 - 2QU CoRE ¦ 1QU LoRE | Non-Red Flag Warning - Destructive Fires | Vegetation Contact | Aggregated | 2054 | 2.2672e-06 | 193.7699 | 0.00043932 | 2054 | Mitigation | 0.95 | 45 | 0 | esc | 0.00097009 | 2.1994e-09 | 0.00097009 | 2.1994e-09
[79 empty] | WLDFR | HFTD - Distribution - Tier 2 - 5QU CoRE ¦ 1QU LoRE | Non-Red Flag Warning - Small Fires | 2055 | 8.6426e-06 | 8.6426e-06 | 0.10489 | 0.048274 | 0.002095 | 0.054525 | 0 | 0 | 0.0099744 | 9.0656e-07 | 0 | 9.0656e-07 | 9.0656e-07 | 0 | 9.0656e-07 | 0 | 4.4612e-07 | 9.779e-07 | 0 | 9.779e-07 | 0 | 0.0047998 | 0.0095997 | 0 | 0.0095997 | [12 empty] | 7.3.3.17.5 (Remote Grid) Updates to grid topology to minimize risk of ignition in HFTDs Remote GridWLDFRVegetation ContactAggregated | WLDFR | HFTD - Distribution - Tier 2 - 2QU CoRE ¦ 1QU LoRE | Non-Red Flag Warning - Destructive Fires | Vegetation Contact | Aggregated | 2055 | 2.2672e-06 | 193.7699 | 0.00043932 | 2055 | Mitigation | 0.95 | 45 | 0 | esc | 0.00097009 | 2.1994e-09 | 0.00097009 | 2.1994e-09
[79 empty] | WLDFR | HFTD - Distribution - Tier 2 - 5QU CoRE ¦ 1QU LoRE | Non-Red Flag Warning - Small Fires | 2056 | 8.6426e-06 | 8.6426e-06 | 0.10489 | 0.048274 | 0.002095 | 0.054525 | 0 | 0 | 0.0099744 | 9.0656e-07 | 0 | 9.0656e-07 | 9.0656e-07 | 0 | 9.0656e-07 | 0 | 4.4612e-07 | 9.779e-07 | 0 | 9.779e-07 | 0 | 0.0050137 | 0.010027 | 0 | 0.010027 | [12 empty] | 7.3.3.17.5 (Remote Grid) Updates to grid topology to minimize risk of ignition in HFTDs Remote GridWLDFRVegetation ContactAggregated | WLDFR | HFTD - Distribution - Tier 2 - 2QU CoRE ¦ 1QU LoRE | Non-Red Flag Warning - Destructive Fires | Vegetation Contact | Aggregated | 2056 | 2.2672e-06 | 193.7699 | 0.00043932 | 2056 | Mitigation | 0.95 | 45 | 0 | esc | 0.00097009 | 2.1994e-09 | 0.00097009 | 2.1994e-09
[79 empty] | WLDFR | HFTD - Distribution - Tier 2 - 5QU CoRE ¦ 1QU LoRE | Non-Red Flag Warning - Small Fires | 2057 | 8.6426e-06 | 8.6426e-06 | 0.10489 | 0.048274 | 0.002095 | 0.054525 | 0 | 0 | 0.0099744 | 9.0656e-07 | 0 | 9.0656e-07 | 9.0656e-07 | 0 | 9.0656e-07 | 0 | 4.4612e-07 | 9.779e-07 | 0 | 9.779e-07 | 0 | 0.0050137 | 0.010027 | 0 | 0.010027 | [12 empty] | 7.3.3.17.5 (Remote Grid) Updates to grid topology to minimize risk of ignition in HFTDs Remote GridWLDFRVegetation ContactAggregated | WLDFR | HFTD - Distribution - Tier 2 - 2QU CoRE ¦ 1QU LoRE | Non-Red Flag Warning - Destructive Fires | Vegetation Contact | Aggregated | 2057 | 2.2672e-06 | 193.7699 | 0.00043932 | 2057 | Mitigation | 0.95 | 45 | 0 | esc | 0.00097009 | 2.1994e-09 | 0.00097009 | 2.1994e-09
[79 empty] | WLDFR | HFTD - Distribution - Tier 2 - 5QU CoRE ¦ 1QU LoRE | Non-Red Flag Warning - Small Fires | 2058 | 8.6426e-06 | 8.6426e-06 | 0.1099 | 0.050325 | 0.0021839 | 0.057393 | 0 | 0 | 0.0099744 | 9.4984e-07 | 0 | 9.4984e-07 | 9.4984e-07 | 0 | 9.4984e-07 | 0 | 4.6741e-07 | 1.0246e-06 | 0 | 1.0246e-06 | 0 | 0.0050137 | 0.010027 | 0 | 0.010027 | [12 empty] | 7.3.3.17.5 (Remote Grid) Updates to grid topology to minimize risk of ignition in HFTDs Remote GridWLDFRVegetation ContactAggregated | WLDFR | HFTD - Distribution - Tier 2 - 2QU CoRE ¦ 1QU LoRE | Non-Red Flag Warning - Destructive Fires | Vegetation Contact | Aggregated | 2058 | 2.2672e-06 | 193.7699 | 0.00043932 | 2058 | Mitigation | 0.95 | 45 | 0 | esc | 0.00097009 | 2.1994e-09 | 0.00097009 | 2.1994e-09
[79 empty] | WLDFR | HFTD - Distribution - Tier 2 - 5QU CoRE ¦ 1QU LoRE | Non-Red Flag Warning - Small Fires | 2059 | 8.6426e-06 | 8.6426e-06 | 0.1099 | 0.050325 | 0.0021839 | 0.057393 | 0 | 0 | 0.0099744 | 9.4984e-07 | 0 | 9.4984e-07 | 9.4984e-07 | 0 | 9.4984e-07 | 0 | 4.6741e-07 | 1.0246e-06 | 0 | 1.0246e-06 | 0 | 0.0050137 | 0.010027 | 0 | 0.010027 | [12 empty] | 7.3.3.17.5 (Remote Grid) Updates to grid topology to minimize risk of ignition in HFTDs Remote GridWLDFRVegetation ContactAggregated | WLDFR | HFTD - Distribution - Tier 2 - 2QU CoRE ¦ 1QU LoRE | Non-Red Flag Warning - Destructive Fires | Vegetation Contact | Aggregated | 2059 | 2.2672e-06 | 193.7699 | 0.00043932 | 2059 | Mitigation | 0.95 | 45 | 0 | esc | 0.00097009 | 2.1994e-09 | 0.00097009 | 2.1994e-09
[79 empty] | WLDFR | HFTD - Distribution - Tier 2 - 5QU CoRE ¦ 1QU LoRE | Non-Red Flag Warning - Small Fires | 2060 | 8.6426e-06 | 8.6426e-06 | 0.1099 | 0.050325 | 0.0021839 | 0.057393 | 0 | 0 | 0.0099744 | 9.4984e-07 | 0 | 9.4984e-07 | 9.4984e-07 | 0 | 9.4984e-07 | 0 | 4.6741e-07 | 1.0246e-06 | 0 | 1.0246e-06 | 0 | 0.0050137 | 0.010027 | 0 | 0.010027 | [12 empty] | 7.3.3.17.5 (Remote Grid) Updates to grid topology to minimize risk of ignition in HFTDs Remote GridWLDFRVegetation ContactAggregated | WLDFR | HFTD - Distribution - Tier 2 - 2QU CoRE ¦ 1QU LoRE | Non-Red Flag Warning - Destructive Fires | Vegetation Contact | Aggregated | 2060 | 2.2672e-06 | 193.7699 | 0.00043932 | 2060 | Mitigation | 0.95 | 45 | 0 | esc | 0.00097009 | 2.1994e-09 | 0.00097009 | 2.1994e-09
[79 empty] | WLDFR | HFTD - Distribution - Tier 2 - 5QU CoRE ¦ 1QU LoRE | Non-Red Flag Warning - Small Fires | 2061 | 8.6426e-06 | 8.6426e-06 | 0.1099 | 0.050325 | 0.0021839 | 0.057393 | 0 | 0 | 0.0099744 | 9.4984e-07 | 0 | 9.4984e-07 | 9.4984e-07 | 0 | 9.4984e-07 | 0 | 4.6741e-07 | 1.0246e-06 | 0 | 1.0246e-06 | 0 | 0.0052514 | 0.010503 | 0 | 0.010503 | [12 empty] | 7.3.3.17.5 (Remote Grid) Updates to grid topology to minimize risk of ignition in HFTDs Remote GridWLDFRVegetation ContactAggregated | WLDFR | HFTD - Distribution - Tier 2 - 2QU CoRE ¦ 1QU LoRE | Non-Red Flag Warning - Destructive Fires | Vegetation Contact | Aggregated | 2061 | 2.2672e-06 | 193.7699 | 0.00043932 | 2061 | Mitigation | 0.95 | 45 | 0 | esc | 0.00097009 | 2.1994e-09 | 0.00097009 | 2.1994e-09
[79 empty] | WLDFR | HFTD - Distribution - Tier 2 - 5QU CoRE ¦ 1QU LoRE | Non-Red Flag Warning - Small Fires | 2062 | 8.6426e-06 | 8.6426e-06 | 0.1099 | 0.050325 | 0.0021839 | 0.057393 | 0 | 0 | 0.0099744 | 9.4984e-07 | 0 | 9.4984e-07 | 9.4984e-07 | 0 | 9.4984e-07 | 0 | 4.6741e-07 | 1.0246e-06 | 0 | 1.0246e-06 | 0 | 0.0052514 | 0.010503 | 0 | 0.010503 | [12 empty] | 7.3.3.17.5 (Remote Grid) Updates to grid topology to minimize risk of ignition in HFTDs Remote GridWLDFRVegetation ContactAggregated | WLDFR | HFTD - Distribution - Tier 2 - 2QU CoRE ¦ 1QU LoRE | Non-Red Flag Warning - Destructive Fires | Vegetation Contact | Aggregated | 2062 | 2.2672e-06 | 193.7699 | 0.00043932 | 2062 | Mitigation | 0.95 | 45 | 0 | esc | 0.00097009 | 2.1994e-09 | 0.00097009 | 2.1994e-09
[79 empty] | WLDFR | HFTD - Distribution - Tier 2 - 5QU CoRE ¦ 1QU LoRE | Non-Red Flag Warning - Small Fires | 2063 | 8.6426e-06 | 8.6426e-06 | 0.11504 | 0.052388 | 0.0022734 | 0.060377 | 0 | 0 | 0.0099744 | 9.9423e-07 | 0 | 9.9423e-07 | 9.9423e-07 | 0 | 9.9423e-07 | 0 | 4.8926e-07 | 1.0725e-06 | 0 | 1.0725e-06 | 0 | 0.0052514 | 0.010503 | 0 | 0.010503 | [12 empty] | 7.3.3.17.5 (Remote Grid) Updates to grid topology to minimize risk of ignition in HFTDs Remote GridWLDFRVegetation ContactAggregated | WLDFR | HFTD - Distribution - Tier 2 - 2QU CoRE ¦ 1QU LoRE | Non-Red Flag Warning - Destructive Fires | Vegetation Contact | Aggregated | 2063 | 2.2672e-06 | 193.7699 | 0.00043932 | 2063 | Mitigation | 0.95 | 45 | 0 | esc | 0.00097009 | 2.1994e-09 | 0.00097009 | 2.1994e-09
[79 empty] | WLDFR | HFTD - Distribution - Tier 2 - 5QU CoRE ¦ 1QU LoRE | Non-Red Flag Warning - Small Fires | 2064 | 8.6426e-06 | 8.6426e-06 | 0.11504 | 0.052388 | 0.0022734 | 0.060377 | 0 | 0 | 0.0099744 | 9.9423e-07 | 0 | 9.9423e-07 | 9.9423e-07 | 0 | 9.9423e-07 | 0 | 4.8926e-07 | 1.0725e-06 | 0 | 1.0725e-06 | 0 | 0.0052514 | 0.010503 | 0 | 0.010503 | [12 empty] | 7.3.3.17.5 (Remote Grid) Updates to grid topology to minimize risk of ignition in HFTDs Remote GridWLDFRVegetation ContactAggregated | WLDFR | HFTD - Distribution - Tier 2 - 2QU CoRE ¦ 1QU LoRE | Non-Red Flag Warning - Destructive Fires | Vegetation Contact | Aggregated | 2064 | 2.2672e-06 | 193.7699 | 0.00043932 | 2064 | Mitigation | 0.95 | 45 | 0 | esc | 0.00097009 | 2.1994e-09 | 0.00097009 | 2.1994e-09
[79 empty] | WLDFR | HFTD - Distribution - Tier 2 - 5QU CoRE ¦ 1QU LoRE | Non-Red Flag Warning - Small Fires | 2065 | 8.6426e-06 | 8.6426e-06 | 0.11504 | 0.052388 | 0.0022734 | 0.060377 | 0 | 0 | 0.0099744 | 9.9423e-07 | 0 | 9.9423e-07 | 9.9423e-07 | 0 | 9.9423e-07 | 0 | 4.8926e-07 | 1.0725e-06 | 0 | 1.0725e-06 | 0 | 0.0052514 | 0.010503 | 0 | 0.010503 | [12 empty] | 7.3.3.17.5 (Remote Grid) Updates to grid topology to minimize risk of ignition in HFTDs Remote GridWLDFRVegetation ContactAggregated | WLDFR | HFTD - Distribution - Tier 2 - 2QU CoRE ¦ 1QU LoRE | Non-Red Flag Warning - Destructive Fires | Vegetation Contact | Aggregated | 2065 | 2.2672e-06 | 193.7699 | 0.00043932 | 2065 | Mitigation | 0.95 | 45 | 0 | esc | 0.00097009 | 2.1994e-09 | 0.00097009 | 2.1994e-09
[79 empty] | WLDFR | HFTD - Distribution - Tier 2 - 5QU CoRE ¦ 1QU LoRE | Non-Red Flag Warning - Small Fires | 2066 | 8.6426e-06 | 8.6426e-06 | 0.11504 | 0.052388 | 0.0022734 | 0.060377 | 0 | 0 | 0.0099744 | 9.9423e-07 | 0 | 9.9423e-07 | 9.9423e-07 | 0 | 9.9423e-07 | 0 | 4.8926e-07 | 1.0725e-06 | 0 | 1.0725e-06 | 0 | 0.0055094 | 0.011019 | 0 | 0.011019 | [12 empty] | 7.3.3.17.5 (Remote Grid) Updates to grid topology to minimize risk of ignition in HFTDs Remote GridWLDFRVegetation ContactAggregated | WLDFR | HFTD - Distribution - Tier 2 - 2QU CoRE ¦ 1QU LoRE | Non-Red Flag Warning - Destructive Fires | Vegetation Contact | Aggregated | 2066 | 2.2672e-06 | 193.7699 | 0.00043932 | 2066 | Mitigation | 0.95 | 45 | 0 | esc | 0.00097009 | 2.1994e-09 | 0.00097009 | 2.1994e-09
[79 empty] | WLDFR | HFTD - Distribution - Tier 2 - 5QU CoRE ¦ 1QU LoRE | Non-Red Flag Warning - Small Fires | 2067 | 0 | 8.6426e-06 | 0.11504 | 0.052388 | 0.0022734 | 0.060377 | 0 | 0 | 0.0099744 | 0 | 0 | 0 | 9.9423e-07 | 0 | 9.9423e-07 | 0 | 4.8926e-07 | 1.0725e-06 | 0 | 1.0725e-06 | 0 | 0.0055094 | 0.011019 | 0 | 0.011019 | [12 empty] | 7.3.3.17.5 (Remote Grid) Updates to grid topology to minimize risk of ignition in HFTDs Remote GridWLDFRVegetation ContactAggregated | WLDFR | HFTD - Distribution - Tier 2 - 2QU CoRE ¦ 1QU LoRE | Non-Red Flag Warning - Destructive Fires | Vegetation Contact | Aggregated | 2067 | 2.2672e-06 | 193.7699 | 0.00043932 | 2067 | Mitigation | 0.95 | 45 | 0 | esc | 0 | 0 | 0.00097009 | 2.1994e-09
[79 empty] | WLDFR | HFTD - Distribution - Tier 2 - 5QU CoRE ¦ 1QU LoRE | Red Flag Warning - Catastrophic Fires | 2022 | 2.5643e-09 | 0 | 14146.1306 | 222.2294 | 8585.7228 | 5338.1784 | 0 | 0 | 2.6434e-06 | 3.6275e-05 | 0 | 3.6275e-05 | 0 | 0 | 0 | 0 | 5.1138e-07 | 1.121e-06 | 0 | 1.121e-06 | 0 | 0.0055094 | 0.011019 | 0 | 0.011019 | [12 empty] | 7.3.3.17.5 (Remote Grid) Updates to grid topology to minimize risk of ignition in HFTDs Remote GridWLDFRWire-to-wire contactAggregated | WLDFR | HFTD - Distribution - Tier 2 - 2QU CoRE ¦ 1QU LoRE | Non-Red Flag Warning - Destructive Fires | Wire-to-wire contact | Aggregated | 2022 | 3.705e-06 | 193.7699 | 0.00071793 | 2022 | Mitigation | 0.95 | 45 | 0 | esc | 0.00097009 | 3.5942e-09 | 0 | 0
[79 empty] | WLDFR | HFTD - Distribution - Tier 2 - 5QU CoRE ¦ 1QU LoRE | Red Flag Warning - Catastrophic Fires | 2023 | 2.5643e-09 | 2.5643e-09 | 14664.6376 | 233.2301 | 8896.516 | 5534.8915 | 0 | 0 | 2.6434e-06 | 3.7604e-05 | 0 | 3.7604e-05 | 3.7604e-05 | 0 | 3.7604e-05 | 0 | 5.1138e-07 | 1.121e-06 | 0 | 1.121e-06 | 0 | 0.0055094 | 0.011019 | 0 | 0.011019 | [12 empty] | 7.3.3.17.5 (Remote Grid) Updates to grid topology to minimize risk of ignition in HFTDs Remote GridWLDFRWire-to-wire contactAggregated | WLDFR | HFTD - Distribution - Tier 2 - 2QU CoRE ¦ 1QU LoRE | Non-Red Flag Warning - Destructive Fires | Wire-to-wire contact | Aggregated | 2023 | 3.705e-06 | 193.7699 | 0.00071793 | 2023 | Mitigation | 0.95 | 45 | 0 | esc | 0.00097009 | 3.5942e-09 | 0.00097009 | 3.5942e-09
[79 empty] | WLDFR | HFTD - Distribution - Tier 2 - 5QU CoRE ¦ 1QU LoRE | Red Flag Warning - Catastrophic Fires | 2024 | 2.5643e-09 | 2.5643e-09 | 14664.6376 | 233.2301 | 8896.516 | 5534.8915 | 0 | 0 | 2.6434e-06 | 3.7604e-05 | 0 | 3.7604e-05 | 3.7604e-05 | 0 | 3.7604e-05 | 0 | 5.1138e-07 | 1.121e-06 | 0 | 1.121e-06 | 0 | 0.0055094 | 0.011019 | 0 | 0.011019 | [12 empty] | 7.3.3.17.5 (Remote Grid) Updates to grid topology to minimize risk of ignition in HFTDs Remote GridWLDFRWire-to-wire contactAggregated | WLDFR | HFTD - Distribution - Tier 2 - 2QU CoRE ¦ 1QU LoRE | Non-Red Flag Warning - Destructive Fires | Wire-to-wire contact | Aggregated | 2024 | 3.705e-06 | 193.7699 | 0.00071793 | 2024 | Mitigation | 0.95 | 45 | 0 | esc | 0.00097009 | 3.5942e-09 | 0.00097009 | 3.5942e-09
[79 empty] | WLDFR | HFTD - Distribution - Tier 2 - 5QU CoRE ¦ 1QU LoRE | Red Flag Warning - Catastrophic Fires | 2025 | 2.5643e-09 | 2.5643e-09 | 14664.6376 | 233.2301 | 8896.516 | 5534.8915 | 0 | 0 | 2.6434e-06 | 3.7604e-05 | 0 | 3.7604e-05 | 3.7604e-05 | 0 | 3.7604e-05 | 0 | 0 | 1.121e-06 | 0 | 1.121e-06 | 0 | 0.0057842 | 0.011568 | 0 | 0.011568 | [12 empty] | 7.3.3.17.5 (Remote Grid) Updates to grid topology to minimize risk of ignition in HFTDs Remote GridWLDFRWire-to-wire contactAggregated | WLDFR | HFTD - Distribution - Tier 2 - 2QU CoRE ¦ 1QU LoRE | Non-Red Flag Warning - Destructive Fires | Wire-to-wire contact | Aggregated | 2025 | 3.705e-06 | 193.7699 | 0.00071793 | 2025 | Mitigation | 0.95 | 45 | 0 | esc | 0.00097009 | 3.5942e-09 | 0.00097009 | 3.5942e-09
[79 empty] | WLDFR | HFTD - Distribution - Tier 2 - 5QU CoRE ¦ 1QU LoRE | Red Flag Warning - Catastrophic Fires | 2026 | 2.5643e-09 | 2.5643e-09 | 14664.6376 | 233.2301 | 8896.516 | 5534.8915 | 0 | 0 | 2.6434e-06 | 3.7604e-05 | 0 | 3.7604e-05 | 3.7604e-05 | 0 | 3.7604e-05 | 0 | 0 | 0 | 0 | 0 | 0 | 0.0057842 | 0.011568 | 0 | 0.011568 | [12 empty] | 7.3.3.17.5 (Remote Grid) Updates to grid topology to minimize risk of ignition in HFTDs Remote GridWLDFRWire-to-wire contactAggregated | WLDFR | HFTD - Distribution - Tier 2 - 2QU CoRE ¦ 1QU LoRE | Non-Red Flag Warning - Destructive Fires | Wire-to-wire contact | Aggregated | 2026 | 3.705e-06 | 193.7699 | 0.00071793 | 2026 | Mitigation | 0.95 | 45 | 0 | esc | 0.00097009 | 3.5942e-09 | 0.00097009 | 3.5942e-09
[79 empty] | WLDFR | HFTD - Distribution - Tier 2 - 5QU CoRE ¦ 1QU LoRE | Red Flag Warning - Catastrophic Fires | 2027 | 2.5643e-09 | 2.5643e-09 | 14664.6376 | 233.2301 | 8896.516 | 5534.8915 | 0 | 0 | 2.6434e-06 | 3.7604e-05 | 0 | 3.7604e-05 | 3.7604e-05 | 0 | 3.7604e-05 | 0 | 0.00013317 | 0 | 0 | 0 | 0 | 0.0057842 | 0.011568 | 0 | 0.011568 | [12 empty] | 7.3.3.17.5 (Remote Grid) Updates to grid topology to minimize risk of ignition in HFTDs Remote GridWLDFRWire-to-wire contactAggregated | WLDFR | HFTD - Distribution - Tier 2 - 2QU CoRE ¦ 1QU LoRE | Non-Red Flag Warning - Destructive Fires | Wire-to-wire contact | Aggregated | 2027 | 3.705e-06 | 193.7699 | 0.00071793 | 2027 | Mitigation | 0.95 | 45 | 0 | esc | 0.00097009 | 3.5942e-09 | 0.00097009 | 3.5942e-09
[79 empty] | WLDFR | HFTD - Distribution - Tier 2 - 5QU CoRE ¦ 1QU LoRE | Red Flag Warning - Catastrophic Fires | 2028 | 2.5643e-09 | 2.5643e-09 | 15317.9909 | 247.273 | 9287.6491 | 5783.0689 | 0 | 0 | 2.6434e-06 | 3.928e-05 | 0 | 3.928e-05 | 3.928e-05 | 0 | 3.928e-05 | 0 | 0.00013805 | 0.00030262 | 0 | 0.00030262 | 0 | 0.0057842 | 0.011568 | 0 | 0.011568 | [12 empty] | 7.3.3.17.5 (Remote Grid) Updates to grid topology to minimize risk of ignition in HFTDs Remote GridWLDFRWire-to-wire contactAggregated | WLDFR | HFTD - Distribution - Tier 2 - 2QU CoRE ¦ 1QU LoRE | Non-Red Flag Warning - Destructive Fires | Wire-to-wire contact | Aggregated | 2028 | 3.705e-06 | 193.7699 | 0.00071793 | 2028 | Mitigation | 0.95 | 45 | 0 | esc | 0.00097009 | 3.5942e-09 | 0.00097009 | 3.5942e-09
[79 empty] | WLDFR | HFTD - Distribution - Tier 2 - 5QU CoRE ¦ 1QU LoRE | Red Flag Warning - Catastrophic Fires | 2029 | 2.5643e-09 | 2.5643e-09 | 15317.9909 | 247.273 | 9287.6491 | 5783.0689 | 0 | 0 | 2.6434e-06 | 3.928e-05 | 0 | 3.928e-05 | 3.928e-05 | 0 | 3.928e-05 | 0 | 0.00013805 | 0.00030262 | 0 | 0.00030262 | 0 | 0.0057842 | 0.011568 | 0 | 0.011568 | [12 empty] | 7.3.3.17.5 (Remote Grid) Updates to grid topology to minimize risk of ignition in HFTDs Remote GridWLDFRWire-to-wire contactAggregated | WLDFR | HFTD - Distribution - Tier 2 - 2QU CoRE ¦ 1QU LoRE | Non-Red Flag Warning - Destructive Fires | Wire-to-wire contact | Aggregated | 2029 | 3.705e-06 | 193.7699 | 0.00071793 | 2029 | Mitigation | 0.95 | 45 | 0 | esc | 0.00097009 | 3.5942e-09 | 0.00097009 | 3.5942e-09
[79 empty] | WLDFR | HFTD - Distribution - Tier 2 - 5QU CoRE ¦ 1QU LoRE | Red Flag Warning - Catastrophic Fires | 2030 | 2.5643e-09 | 2.5643e-09 | 15317.9909 | 247.273 | 9287.6491 | 5783.0689 | 0 | 0 | 2.6434e-06 | 3.928e-05 | 0 | 3.928e-05 | 3.928e-05 | 0 | 3.928e-05 | 0 | 0.00013805 | 0.00030262 | 0 | 0.00030262 | 0 | 0.0060723 | 0.012145 | 0 | 0.012145 | [12 empty] | 7.3.3.17.5 (Remote Grid) Updates to grid topology to minimize risk of ignition in HFTDs Remote GridWLDFRWire-to-wire contactAggregated | WLDFR | HFTD - Distribution - Tier 2 - 2QU CoRE ¦ 1QU LoRE | Non-Red Flag Warning - Destructive Fires | Wire-to-wire contact | Aggregated | 2030 | 3.705e-06 | 193.7699 | 0.00071793 | 2030 | Mitigation | 0.95 | 45 | 0 | esc | 0.00097009 | 3.5942e-09 | 0.00097009 | 3.5942e-09
[79 empty] | WLDFR | HFTD - Distribution - Tier 2 - 5QU CoRE ¦ 1QU LoRE | Red Flag Warning - Catastrophic Fires | 2031 | 2.5643e-09 | 2.5643e-09 | 15317.9909 | 247.273 | 9287.6491 | 5783.0689 | 0 | 0 | 2.6434e-06 | 3.928e-05 | 0 | 3.928e-05 | 3.928e-05 | 0 | 3.928e-05 | 0 | 0.00013805 | 0.00030262 | 0 | 0.00030262 | 0 | 0.0060723 | 0.012145 | 0 | 0.012145 | [12 empty] | 7.3.3.17.5 (Remote Grid) Updates to grid topology to minimize risk of ignition in HFTDs Remote GridWLDFRWire-to-wire contactAggregated | WLDFR | HFTD - Distribution - Tier 2 - 2QU CoRE ¦ 1QU LoRE | Non-Red Flag Warning - Destructive Fires | Wire-to-wire contact | Aggregated | 2031 | 3.705e-06 | 193.7699 | 0.00071793 | 2031 | Mitigation | 0.95 | 45 | 0 | esc | 0.00097009 | 3.5942e-09 | 0.00097009 | 3.5942e-09
[79 empty] | WLDFR | HFTD - Distribution - Tier 2 - 5QU CoRE ¦ 1QU LoRE | Red Flag Warning - Catastrophic Fires | 2032 | 2.5643e-09 | 2.5643e-09 | 15317.9909 | 247.273 | 9287.6491 | 5783.0689 | 0 | 0 | 2.6434e-06 | 3.928e-05 | 0 | 3.928e-05 | 3.928e-05 | 0 | 3.928e-05 | 0 | 0.00013805 | 0.00030262 | 0 | 0.00030262 | 0 | 0.0060723 | 0.012145 | 0 | 0.012145 | [12 empty] | 7.3.3.17.5 (Remote Grid) Updates to grid topology to minimize risk of ignition in HFTDs Remote GridWLDFRWire-to-wire contactAggregated | WLDFR | HFTD - Distribution - Tier 2 - 2QU CoRE ¦ 1QU LoRE | Non-Red Flag Warning - Destructive Fires | Wire-to-wire contact | Aggregated | 2032 | 3.705e-06 | 193.7699 | 0.00071793 | 2032 | Mitigation | 0.95 | 45 | 0 | esc | 0.00097009 | 3.5942e-09 | 0.00097009 | 3.5942e-09
[79 empty] | WLDFR | HFTD - Distribution - Tier 2 - 5QU CoRE ¦ 1QU LoRE | Red Flag Warning - Catastrophic Fires | 2033 | 2.5643e-09 | 2.5643e-09 | 16044.1264 | 263.1074 | 9721.74 | 6059.2791 | 0 | 0 | 2.6434e-06 | 4.1142e-05 | 0 | 4.1142e-05 | 4.1142e-05 | 0 | 4.1142e-05 | 0 | 0.0001442 | 0.0003161 | 0 | 0.0003161 | 0 | 0.0060723 | 0.012145 | 0 | 0.012145 | [12 empty] | 7.3.3.17.5 (Remote Grid) Updates to grid topology to minimize risk of ignition in HFTDs Remote GridWLDFRWire-to-wire contactAggregated | WLDFR | HFTD - Distribution - Tier 2 - 2QU CoRE ¦ 1QU LoRE | Non-Red Flag Warning - Destructive Fires | Wire-to-wire contact | Aggregated | 2033 | 3.705e-06 | 193.7699 | 0.00071793 | 2033 | Mitigation | 0.95 | 45 | 0 | esc | 0.00097009 | 3.5942e-09 | 0.00097009 | 3.5942e-09
[79 empty] | WLDFR | HFTD - Distribution - Tier 2 - 5QU CoRE ¦ 1QU LoRE | Red Flag Warning - Catastrophic Fires | 2034 | 2.5643e-09 | 2.5643e-09 | 16044.1264 | 263.1074 | 9721.74 | 6059.2791 | 0 | 0 | 2.6434e-06 | 4.1142e-05 | 0 | 4.1142e-05 | 4.1142e-05 | 0 | 4.1142e-05 | 0 | 0.0001442 | 0.0003161 | 0 | 0.0003161 | 0 | 0 | 0.012145 | 0 | 0.012145 | [12 empty] | 7.3.3.17.5 (Remote Grid) Updates to grid topology to minimize risk of ignition in HFTDs Remote GridWLDFRWire-to-wire contactAggregated | WLDFR | HFTD - Distribution - Tier 2 - 2QU CoRE ¦ 1QU LoRE | Non-Red Flag Warning - Destructive Fires | Wire-to-wire contact | Aggregated | 2034 | 3.705e-06 | 193.7699 | 0.00071793 | 2034 | Mitigation | 0.95 | 45 | 0 | esc | 0.00097009 | 3.5942e-09 | 0.00097009 | 3.5942e-09
[79 empty] | WLDFR | HFTD - Distribution - Tier 2 - 5QU CoRE ¦ 1QU LoRE | Red Flag Warning - Catastrophic Fires | 2035 | 2.5643e-09 | 2.5643e-09 | 16044.1264 | 263.1074 | 9721.74 | 6059.2791 | 0 | 0 | 2.6434e-06 | 4.1142e-05 | 0 | 4.1142e-05 | 4.1142e-05 | 0 | 4.1142e-05 | 0 | 0.0001442 | 0.0003161 | 0 | 0.0003161 | 0 | 0 | 0 | 0 | 0 | [12 empty] | 7.3.3.17.5 (Remote Grid) Updates to grid topology to minimize risk of ignition in HFTDs Remote GridWLDFRWire-to-wire contactAggregated | WLDFR | HFTD - Distribution - Tier 2 - 2QU CoRE ¦ 1QU LoRE | Non-Red Flag Warning - Destructive Fires | Wire-to-wire contact | Aggregated | 2035 | 3.705e-06 | 193.7699 | 0.00071793 | 2035 | Mitigation | 0.95 | 45 | 0 | esc | 0.00097009 | 3.5942e-09 | 0.00097009 | 3.5942e-09
[79 empty] | WLDFR | HFTD - Distribution - Tier 2 - 5QU CoRE ¦ 1QU LoRE | Red Flag Warning - Catastrophic Fires | 2036 | 2.5643e-09 | 2.5643e-09 | 16044.1264 | 263.1074 | 9721.74 | 6059.2791 | 0 | 0 | 2.6434e-06 | 4.1142e-05 | 0 | 4.1142e-05 | 4.1142e-05 | 0 | 4.1142e-05 | 0 | 0.0001442 | 0.0003161 | 0 | 0.0003161 | 0 | 0 | 0 | 0 | 0 | [12 empty] | 7.3.3.17.5 (Remote Grid) Updates to grid topology to minimize risk of ignition in HFTDs Remote GridWLDFRWire-to-wire contactAggregated | WLDFR | HFTD - Distribution - Tier 2 - 2QU CoRE ¦ 1QU LoRE | Non-Red Flag Warning - Destructive Fires | Wire-to-wire contact | Aggregated | 2036 | 3.705e-06 | 193.7699 | 0.00071793 | 2036 | Mitigation | 0.95 | 45 | 0 | esc | 0.00097009 | 3.5942e-09 | 0.00097009 | 3.5942e-09
[79 empty] | WLDFR | HFTD - Distribution - Tier 2 - 5QU CoRE ¦ 1QU LoRE | Red Flag Warning - Catastrophic Fires | 2037 | 2.5643e-09 | 2.5643e-09 | 16044.1264 | 263.1074 | 9721.74 | 6059.2791 | 0 | 0 | 2.6434e-06 | 4.1142e-05 | 0 | 4.1142e-05 | 4.1142e-05 | 0 | 4.1142e-05 | 0 | 0.0001442 | 0.0003161 | 0 | 0.0003161 | 0 | 0.00049421 | 0 | 0 | 0 | [12 empty] | 7.3.3.17.5 (Remote Grid) Updates to grid topology to minimize risk of ignition in HFTDs Remote GridWLDFRWire-to-wire contactAggregated | WLDFR | HFTD - Distribution - Tier 2 - 2QU CoRE ¦ 1QU LoRE | Non-Red Flag Warning - Destructive Fires | Wire-to-wire contact | Aggregated | 2037 | 3.705e-06 | 193.7699 | 0.00071793 | 2037 | Mitigation | 0.95 | 45 | 0 | esc | 0.00097009 | 3.5942e-09 | 0.00097009 | 3.5942e-09
[79 empty] | WLDFR | HFTD - Distribution - Tier 2 - 5QU CoRE ¦ 1QU LoRE | Red Flag Warning - Catastrophic Fires | 2038 | 2.5643e-09 | 2.5643e-09 | 16832.3912 | 280.5544 | 10192.2718 | 6359.5651 | 0 | 0 | 2.6434e-06 | 4.3163e-05 | 0 | 4.3163e-05 | 4.3163e-05 | 0 | 4.3163e-05 | 0 | 0.00015104 | 0.00033108 | 0 | 0.00033108 | 0 | 0.00051227 | 0.0010245 | 0 | 0.0010245 | [12 empty] | 7.3.3.17.5 (Remote Grid) Updates to grid topology to minimize risk of ignition in HFTDs Remote GridWLDFRWire-to-wire contactAggregated | WLDFR | HFTD - Distribution - Tier 2 - 2QU CoRE ¦ 1QU LoRE | Non-Red Flag Warning - Destructive Fires | Wire-to-wire contact | Aggregated | 2038 | 3.705e-06 | 193.7699 | 0.00071793 | 2038 | Mitigation | 0.95 | 45 | 0 | esc | 0.00097009 | 3.5942e-09 | 0.00097009 | 3.5942e-09
[79 empty] | WLDFR | HFTD - Distribution - Tier 2 - 5QU CoRE ¦ 1QU LoRE | Red Flag Warning - Catastrophic Fires | 2039 | 2.5643e-09 | 2.5643e-09 | 16832.3912 | 280.5544 | 10192.2718 | 6359.5651 | 0 | 0 | 2.6434e-06 | 4.3163e-05 | 0 | 4.3163e-05 | 4.3163e-05 | 0 | 4.3163e-05 | 0 | 0.00015104 | 0.00033108 | 0 | 0.00033108 | 0 | 0.00051227 | 0.0010245 | 0 | 0.0010245 | [12 empty] | 7.3.3.17.5 (Remote Grid) Updates to grid topology to minimize risk of ignition in HFTDs Remote GridWLDFRWire-to-wire contactAggregated | WLDFR | HFTD - Distribution - Tier 2 - 2QU CoRE ¦ 1QU LoRE | Non-Red Flag Warning - Destructive Fires | Wire-to-wire contact | Aggregated | 2039 | 3.705e-06 | 193.7699 | 0.00071793 | 2039 | Mitigation | 0.95 | 45 | 0 | esc | 0.00097009 | 3.5942e-09 | 0.00097009 | 3.5942e-09
[79 empty] | WLDFR | HFTD - Distribution - Tier 2 - 5QU CoRE ¦ 1QU LoRE | Red Flag Warning - Catastrophic Fires | 2040 | 2.5643e-09 | 2.5643e-09 | 16832.3912 | 280.5544 | 10192.2718 | 6359.5651 | 0 | 0 | 2.6434e-06 | 4.3163e-05 | 0 | 4.3163e-05 | 4.3163e-05 | 0 | 4.3163e-05 | 0 | 0.00015104 | 0.00033108 | 0 | 0.00033108 | 0 | 0.00051227 | 0.0010245 | 0 | 0.0010245 | [12 empty] | 7.3.3.17.5 (Remote Grid) Updates to grid topology to minimize risk of ignition in HFTDs Remote GridWLDFRWire-to-wire contactAggregated | WLDFR | HFTD - Distribution - Tier 2 - 2QU CoRE ¦ 1QU LoRE | Non-Red Flag Warning - Destructive Fires | Wire-to-wire contact | Aggregated | 2040 | 3.705e-06 | 193.7699 | 0.00071793 | 2040 | Mitigation | 0.95 | 45 | 0 | esc | 0.00097009 | 3.5942e-09 | 0.00097009 | 3.5942e-09
[79 empty] | WLDFR | HFTD - Distribution - Tier 2 - 5QU CoRE ¦ 1QU LoRE | Red Flag Warning - Catastrophic Fires | 2041 | 2.5643e-09 | 2.5643e-09 | 16832.3912 | 280.5544 | 10192.2718 | 6359.5651 | 0 | 0 | 2.6434e-06 | 4.3163e-05 | 0 | 4.3163e-05 | 4.3163e-05 | 0 | 4.3163e-05 | 0 | 0.00015104 | 0.00033108 | 0 | 0.00033108 | 0 | 0.00051227 | 0.0010245 | 0 | 0.0010245 | [12 empty] | 7.3.3.17.5 (Remote Grid) Updates to grid topology to minimize risk of ignition in HFTDs Remote GridWLDFRWire-to-wire contactAggregated | WLDFR | HFTD - Distribution - Tier 2 - 2QU CoRE ¦ 1QU LoRE | Non-Red Flag Warning - Destructive Fires | Wire-to-wire contact | Aggregated | 2041 | 3.705e-06 | 193.7699 | 0.00071793 | 2041 | Mitigation | 0.95 | 45 | 0 | esc | 0.00097009 | 3.5942e-09 | 0.00097009 | 3.5942e-09
[79 empty] | WLDFR | HFTD - Distribution - Tier 2 - 5QU CoRE ¦ 1QU LoRE | Red Flag Warning - Catastrophic Fires | 2042 | 2.5643e-09 | 2.5643e-09 | 16832.3912 | 280.5544 | 10192.2718 | 6359.5651 | 0 | 0 | 2.6434e-06 | 4.3163e-05 | 0 | 4.3163e-05 | 4.3163e-05 | 0 | 4.3163e-05 | 0 | 0.00015104 | 0.00033108 | 0 | 0.00033108 | 0 | 0.00051227 | 0.0010245 | 0 | 0.0010245 | [12 empty] | 7.3.3.17.5 (Remote Grid) Updates to grid topology to minimize risk of ignition in HFTDs Remote GridWLDFRWire-to-wire contactAggregated | WLDFR | HFTD - Distribution - Tier 2 - 2QU CoRE ¦ 1QU LoRE | Non-Red Flag Warning - Destructive Fires | Wire-to-wire contact | Aggregated | 2042 | 3.705e-06 | 193.7699 | 0.00071793 | 2042 | Mitigation | 0.95 | 45 | 0 | esc | 0.00097009 | 3.5942e-09 | 0.00097009 | 3.5942e-09
[79 empty] | WLDFR | HFTD - Distribution - Tier 2 - 5QU CoRE ¦ 1QU LoRE | Red Flag Warning - Catastrophic Fires | 2043 | 2.5643e-09 | 2.5643e-09 | 17672.0852 | 299.42 | 10692.7362 | 6679.929 | 0 | 0 | 2.6434e-06 | 4.5316e-05 | 0 | 4.5316e-05 | 4.5316e-05 | 0 | 4.5316e-05 | 0 | 0.00015846 | 0.00034735 | 0 | 0.00034735 | 0 | 0.00053501 | 0.00107 | 0 | 0.00107 | [12 empty] | 7.3.3.17.5 (Remote Grid) Updates to grid topology to minimize risk of ignition in HFTDs Remote GridWLDFRWire-to-wire contactAggregated | WLDFR | HFTD - Distribution - Tier 2 - 2QU CoRE ¦ 1QU LoRE | Non-Red Flag Warning - Destructive Fires | Wire-to-wire contact | Aggregated | 2043 | 3.705e-06 | 193.7699 | 0.00071793 | 2043 | Mitigation | 0.95 | 45 | 0 | esc | 0.00097009 | 3.5942e-09 | 0.00097009 | 3.5942e-09
[79 empty] | WLDFR | HFTD - Distribution - Tier 2 - 5QU CoRE ¦ 1QU LoRE | Red Flag Warning - Catastrophic Fires | 2044 | 2.5643e-09 | 2.5643e-09 | 17672.0852 | 299.42 | 10692.7362 | 6679.929 | 0 | 0 | 2.6434e-06 | 4.5316e-05 | 0 | 4.5316e-05 | 4.5316e-05 | 0 | 4.5316e-05 | 0 | 0.00015846 | 0.00034735 | 0 | 0.00034735 | 0 | 0.00053501 | 0.00107 | 0 | 0.00107 | [12 empty] | 7.3.3.17.5 (Remote Grid) Updates to grid topology to minimize risk of ignition in HFTDs Remote GridWLDFRWire-to-wire contactAggregated | WLDFR | HFTD - Distribution - Tier 2 - 2QU CoRE ¦ 1QU LoRE | Non-Red Flag Warning - Destructive Fires | Wire-to-wire contact | Aggregated | 2044 | 3.705e-06 | 193.7699 | 0.00071793 | 2044 | Mitigation | 0.95 | 45 | 0 | esc | 0.00097009 | 3.5942e-09 | 0.00097009 | 3.5942e-09
[79 empty] | WLDFR | HFTD - Distribution - Tier 2 - 5QU CoRE ¦ 1QU LoRE | Red Flag Warning - Catastrophic Fires | 2045 | 2.5643e-09 | 2.5643e-09 | 17672.0852 | 299.42 | 10692.7362 | 6679.929 | 0 | 0 | 2.6434e-06 | 4.5316e-05 | 0 | 4.5316e-05 | 4.5316e-05 | 0 | 4.5316e-05 | 0 | 0.00015846 | 0.00034735 | 0 | 0.00034735 | 0 | 0.00053501 | 0.00107 | 0 | 0.00107 | [12 empty] | 7.3.3.17.5 (Remote Grid) Updates to grid topology to minimize risk of ignition in HFTDs Remote GridWLDFRWire-to-wire contactAggregated | WLDFR | HFTD - Distribution - Tier 2 - 2QU CoRE ¦ 1QU LoRE | Non-Red Flag Warning - Destructive Fires | Wire-to-wire contact | Aggregated | 2045 | 3.705e-06 | 193.7699 | 0.00071793 | 2045 | Mitigation | 0.95 | 45 | 0 | esc | 0.00097009 | 3.5942e-09 | 0.00097009 | 3.5942e-09
[79 empty] | WLDFR | HFTD - Distribution - Tier 2 - 5QU CoRE ¦ 1QU LoRE | Red Flag Warning - Catastrophic Fires | 2046 | 2.5643e-09 | 2.5643e-09 | 17672.0852 | 299.42 | 10692.7362 | 6679.929 | 0 | 0 | 2.6434e-06 | 4.5316e-05 | 0 | 4.5316e-05 | 4.5316e-05 | 0 | 4.5316e-05 | 0 | 0.00015846 | 0.00034735 | 0 | 0.00034735 | 0 | 0.00053501 | 0.00107 | 0 | 0.00107 | [12 empty] | 7.3.3.17.5 (Remote Grid) Updates to grid topology to minimize risk of ignition in HFTDs Remote GridWLDFRWire-to-wire contactAggregated | WLDFR | HFTD - Distribution - Tier 2 - 2QU CoRE ¦ 1QU LoRE | Non-Red Flag Warning - Destructive Fires | Wire-to-wire contact | Aggregated | 2046 | 3.705e-06 | 193.7699 | 0.00071793 | 2046 | Mitigation | 0.95 | 45 | 0 | esc | 0.00097009 | 3.5942e-09 | 0.00097009 | 3.5942e-09
[79 empty] | WLDFR | HFTD - Distribution - Tier 2 - 5QU CoRE ¦ 1QU LoRE | Red Flag Warning - Catastrophic Fires | 2047 | 2.5643e-09 | 2.5643e-09 | 17672.0852 | 299.42 | 10692.7362 | 6679.929 | 0 | 0 | 2.6434e-06 | 4.5316e-05 | 0 | 4.5316e-05 | 4.5316e-05 | 0 | 4.5316e-05 | 0 | 0.00015846 | 0.00034735 | 0 | 0.00034735 | 0 | 0.00053501 | 0.00107 | 0 | 0.00107 | [12 empty] | 7.3.3.17.5 (Remote Grid) Updates to grid topology to minimize risk of ignition in HFTDs Remote GridWLDFRWire-to-wire contactAggregated | WLDFR | HFTD - Distribution - Tier 2 - 2QU CoRE ¦ 1QU LoRE | Non-Red Flag Warning - Destructive Fires | Wire-to-wire contact | Aggregated | 2047 | 3.705e-06 | 193.7699 | 0.00071793 | 2047 | Mitigation | 0.95 | 45 | 0 | esc | 0.00097009 | 3.5942e-09 | 0.00097009 | 3.5942e-09
[79 empty] | WLDFR | HFTD - Distribution - Tier 2 - 5QU CoRE ¦ 1QU LoRE | Red Flag Warning - Catastrophic Fires | 2048 | 2.5643e-09 | 2.5643e-09 | 18552.3348 | 319.4911 | 11216.5626 | 7016.281 | 0 | 0 | 2.6434e-06 | 4.7573e-05 | 0 | 4.7573e-05 | 4.7573e-05 | 0 | 4.7573e-05 | 0 | 0.00016637 | 0.00036468 | 0 | 0.00036468 | 0 | 0.00056025 | 0.0011205 | 0 | 0.0011205 | [12 empty] | 7.3.3.17.5 (Remote Grid) Updates to grid topology to minimize risk of ignition in HFTDs Remote GridWLDFRWire-to-wire contactAggregated | WLDFR | HFTD - Distribution - Tier 2 - 2QU CoRE ¦ 1QU LoRE | Non-Red Flag Warning - Destructive Fires | Wire-to-wire contact | Aggregated | 2048 | 3.705e-06 | 193.7699 | 0.00071793 | 2048 | Mitigation | 0.95 | 45 | 0 | esc | 0.00097009 | 3.5942e-09 | 0.00097009 | 3.5942e-09
[79 empty] | WLDFR | HFTD - Distribution - Tier 2 - 5QU CoRE ¦ 1QU LoRE | Red Flag Warning - Catastrophic Fires | 2049 | 2.5643e-09 | 2.5643e-09 | 18552.3348 | 319.4911 | 11216.5626 | 7016.281 | 0 | 0 | 2.6434e-06 | 4.7573e-05 | 0 | 4.7573e-05 | 4.7573e-05 | 0 | 4.7573e-05 | 0 | 0.00016637 | 0.00036468 | 0 | 0.00036468 | 0 | 0.00056025 | 0.0011205 | 0 | 0.0011205 | [12 empty] | 7.3.3.17.5 (Remote Grid) Updates to grid topology to minimize risk of ignition in HFTDs Remote GridWLDFRWire-to-wire contactAggregated | WLDFR | HFTD - Distribution - Tier 2 - 2QU CoRE ¦ 1QU LoRE | Non-Red Flag Warning - Destructive Fires | Wire-to-wire contact | Aggregated | 2049 | 3.705e-06 | 193.7699 | 0.00071793 | 2049 | Mitigation | 0.95 | 45 | 0 | esc | 0.00097009 | 3.5942e-09 | 0.00097009 | 3.5942e-09
[79 empty] | WLDFR | HFTD - Distribution - Tier 2 - 5QU CoRE ¦ 1QU LoRE | Red Flag Warning - Catastrophic Fires | 2050 | 2.5643e-09 | 2.5643e-09 | 18552.3348 | 319.4911 | 11216.5626 | 7016.281 | 0 | 0 | 2.6434e-06 | 4.7573e-05 | 0 | 4.7573e-05 | 4.7573e-05 | 0 | 4.7573e-05 | 0 | 0.00016637 | 0.00036468 | 0 | 0.00036468 | 0 | 0.00056025 | 0.0011205 | 0 | 0.0011205 | [12 empty] | 7.3.3.17.5 (Remote Grid) Updates to grid topology to minimize risk of ignition in HFTDs Remote GridWLDFRWire-to-wire contactAggregated | WLDFR | HFTD - Distribution - Tier 2 - 2QU CoRE ¦ 1QU LoRE | Non-Red Flag Warning - Destructive Fires | Wire-to-wire contact | Aggregated | 2050 | 3.705e-06 | 193.7699 | 0.00071793 | 2050 | Mitigation | 0.95 | 45 | 0 | esc | 0.00097009 | 3.5942e-09 | 0.00097009 | 3.5942e-09
[79 empty] | WLDFR | HFTD - Distribution - Tier 2 - 5QU CoRE ¦ 1QU LoRE | Red Flag Warning - Catastrophic Fires | 2051 | 2.5643e-09 | 2.5643e-09 | 18552.3348 | 319.4911 | 11216.5626 | 7016.281 | 0 | 0 | 2.6434e-06 | 4.7573e-05 | 0 | 4.7573e-05 | 4.7573e-05 | 0 | 4.7573e-05 | 0 | 0.00016637 | 0.00036468 | 0 | 0.00036468 | 0 | 0.00056025 | 0.0011205 | 0 | 0.0011205 | [12 empty] | 7.3.3.17.5 (Remote Grid) Updates to grid topology to minimize risk of ignition in HFTDs Remote GridWLDFRWire-to-wire contactAggregated | WLDFR | HFTD - Distribution - Tier 2 - 2QU CoRE ¦ 1QU LoRE | Non-Red Flag Warning - Destructive Fires | Wire-to-wire contact | Aggregated | 2051 | 3.705e-06 | 193.7699 | 0.00071793 | 2051 | Mitigation | 0.95 | 45 | 0 | esc | 0.00097009 | 3.5942e-09 | 0.00097009 | 3.5942e-09
[79 empty] | WLDFR | HFTD - Distribution - Tier 2 - 5QU CoRE ¦ 1QU LoRE | Red Flag Warning - Catastrophic Fires | 2052 | 2.5643e-09 | 2.5643e-09 | 18552.3348 | 319.4911 | 11216.5626 | 7016.281 | 0 | 0 | 2.6434e-06 | 4.7573e-05 | 0 | 4.7573e-05 | 4.7573e-05 | 0 | 4.7573e-05 | 0 | 0.00016637 | 0.00036468 | 0 | 0.00036468 | 0 | 0.00056025 | 0.0011205 | 0 | 0.0011205 | [12 empty] | 7.3.3.17.5 (Remote Grid) Updates to grid topology to minimize risk of ignition in HFTDs Remote GridWLDFRWire-to-wire contactAggregated | WLDFR | HFTD - Distribution - Tier 2 - 2QU CoRE ¦ 1QU LoRE | Non-Red Flag Warning - Destructive Fires | Wire-to-wire contact | Aggregated | 2052 | 3.705e-06 | 193.7699 | 0.00071793 | 2052 | Mitigation | 0.95 | 45 | 0 | esc | 0.00097009 | 3.5942e-09 | 0.00097009 | 3.5942e-09
[79 empty] | WLDFR | HFTD - Distribution - Tier 2 - 5QU CoRE ¦ 1QU LoRE | Red Flag Warning - Catastrophic Fires | 2053 | 2.5643e-09 | 2.5643e-09 | 19462.1283 | 340.5356 | 11757.1413 | 7364.4514 | 0 | 0 | 2.6434e-06 | 4.9906e-05 | 0 | 4.9906e-05 | 4.9906e-05 | 0 | 4.9906e-05 | 0 | 0.00017465 | 0.00038284 | 0 | 0.00038284 | 0 | 0.00058763 | 0.0011753 | 0 | 0.0011753 | [12 empty] | 7.3.3.17.5 (Remote Grid) Updates to grid topology to minimize risk of ignition in HFTDs Remote GridWLDFRWire-to-wire contactAggregated | WLDFR | HFTD - Distribution - Tier 2 - 2QU CoRE ¦ 1QU LoRE | Non-Red Flag Warning - Destructive Fires | Wire-to-wire contact | Aggregated | 2053 | 3.705e-06 | 193.7699 | 0.00071793 | 2053 | Mitigation | 0.95 | 45 | 0 | esc | 0.00097009 | 3.5942e-09 | 0.00097009 | 3.5942e-09
[79 empty] | WLDFR | HFTD - Distribution - Tier 2 - 5QU CoRE ¦ 1QU LoRE | Red Flag Warning - Catastrophic Fires | 2054 | 2.5643e-09 | 2.5643e-09 | 19462.1283 | 340.5356 | 11757.1413 | 7364.4514 | 0 | 0 | 2.6434e-06 | 4.9906e-05 | 0 | 4.9906e-05 | 4.9906e-05 | 0 | 4.9906e-05 | 0 | 0.00017465 | 0.00038284 | 0 | 0.00038284 | 0 | 0.00058763 | 0.0011753 | 0 | 0.0011753 | [12 empty] | 7.3.3.17.5 (Remote Grid) Updates to grid topology to minimize risk of ignition in HFTDs Remote GridWLDFRWire-to-wire contactAggregated | WLDFR | HFTD - Distribution - Tier 2 - 2QU CoRE ¦ 1QU LoRE | Non-Red Flag Warning - Destructive Fires | Wire-to-wire contact | Aggregated | 2054 | 3.705e-06 | 193.7699 | 0.00071793 | 2054 | Mitigation | 0.95 | 45 | 0 | esc | 0.00097009 | 3.5942e-09 | 0.00097009 | 3.5942e-09
[79 empty] | WLDFR | HFTD - Distribution - Tier 2 - 5QU CoRE ¦ 1QU LoRE | Red Flag Warning - Catastrophic Fires | 2055 | 2.5643e-09 | 2.5643e-09 | 19462.1283 | 340.5356 | 11757.1413 | 7364.4514 | 0 | 0 | 2.6434e-06 | 4.9906e-05 | 0 | 4.9906e-05 | 4.9906e-05 | 0 | 4.9906e-05 | 0 | 0.00017465 | 0.00038284 | 0 | 0.00038284 | 0 | 0.00058763 | 0.0011753 | 0 | 0.0011753 | [12 empty] | 7.3.3.17.5 (Remote Grid) Updates to grid topology to minimize risk of ignition in HFTDs Remote GridWLDFRWire-to-wire contactAggregated | WLDFR | HFTD - Distribution - Tier 2 - 2QU CoRE ¦ 1QU LoRE | Non-Red Flag Warning - Destructive Fires | Wire-to-wire contact | Aggregated | 2055 | 3.705e-06 | 193.7699 | 0.00071793 | 2055 | Mitigation | 0.95 | 45 | 0 | esc | 0.00097009 | 3.5942e-09 | 0.00097009 | 3.5942e-09
[79 empty] | WLDFR | HFTD - Distribution - Tier 2 - 5QU CoRE ¦ 1QU LoRE | Red Flag Warning - Catastrophic Fires | 2056 | 2.5643e-09 | 2.5643e-09 | 19462.1283 | 340.5356 | 11757.1413 | 7364.4514 | 0 | 0 | 2.6434e-06 | 4.9906e-05 | 0 | 4.9906e-05 | 4.9906e-05 | 0 | 4.9906e-05 | 0 | 0.00017465 | 0.00038284 | 0 | 0.00038284 | 0 | 0.00058763 | 0.0011753 | 0 | 0.0011753 | [12 empty] | 7.3.3.17.5 (Remote Grid) Updates to grid topology to minimize risk of ignition in HFTDs Remote GridWLDFRWire-to-wire contactAggregated | WLDFR | HFTD - Distribution - Tier 2 - 2QU CoRE ¦ 1QU LoRE | Non-Red Flag Warning - Destructive Fires | Wire-to-wire contact | Aggregated | 2056 | 3.705e-06 | 193.7699 | 0.00071793 | 2056 | Mitigation | 0.95 | 45 | 0 | esc | 0.00097009 | 3.5942e-09 | 0.00097009 | 3.5942e-09
[79 empty] | WLDFR | HFTD - Distribution - Tier 2 - 5QU CoRE ¦ 1QU LoRE | Red Flag Warning - Catastrophic Fires | 2057 | 2.5643e-09 | 2.5643e-09 | 19462.1283 | 340.5356 | 11757.1413 | 7364.4514 | 0 | 0 | 2.6434e-06 | 4.9906e-05 | 0 | 4.9906e-05 | 4.9906e-05 | 0 | 4.9906e-05 | 0 | 0.00017465 | 0.00038284 | 0 | 0.00038284 | 0 | 0.00058763 | 0.0011753 | 0 | 0.0011753 | [12 empty] | 7.3.3.17.5 (Remote Grid) Updates to grid topology to minimize risk of ignition in HFTDs Remote GridWLDFRWire-to-wire contactAggregated | WLDFR | HFTD - Distribution - Tier 2 - 2QU CoRE ¦ 1QU LoRE | Non-Red Flag Warning - Destructive Fires | Wire-to-wire contact | Aggregated | 2057 | 3.705e-06 | 193.7699 | 0.00071793 | 2057 | Mitigation | 0.95 | 45 | 0 | esc | 0.00097009 | 3.5942e-09 | 0.00097009 | 3.5942e-09
[79 empty] | WLDFR | HFTD - Distribution - Tier 2 - 5QU CoRE ¦ 1QU LoRE | Red Flag Warning - Catastrophic Fires | 2058 | 2.5643e-09 | 2.5643e-09 | 20390.4035 | 362.3049 | 12307.8747 | 7720.2238 | 0 | 0 | 2.6434e-06 | 5.2287e-05 | 0 | 5.2287e-05 | 5.2287e-05 | 0 | 5.2287e-05 | 0 | 0.00018322 | 0.00040162 | 0 | 0.00040162 | 0 | 0.00061677 | 0.0012335 | 0 | 0.0012335 | [12 empty] | 7.3.3.17.5 (Remote Grid) Updates to grid topology to minimize risk of ignition in HFTDs Remote GridWLDFRWire-to-wire contactAggregated | WLDFR | HFTD - Distribution - Tier 2 - 2QU CoRE ¦ 1QU LoRE | Non-Red Flag Warning - Destructive Fires | Wire-to-wire contact | Aggregated | 2058 | 3.705e-06 | 193.7699 | 0.00071793 | 2058 | Mitigation | 0.95 | 45 | 0 | esc | 0.00097009 | 3.5942e-09 | 0.00097009 | 3.5942e-09
[79 empty] | WLDFR | HFTD - Distribution - Tier 2 - 5QU CoRE ¦ 1QU LoRE | Red Flag Warning - Catastrophic Fires | 2059 | 2.5643e-09 | 2.5643e-09 | 20390.4035 | 362.3049 | 12307.8747 | 7720.2238 | 0 | 0 | 2.6434e-06 | 5.2287e-05 | 0 | 5.2287e-05 | 5.2287e-05 | 0 | 5.2287e-05 | 0 | 0.00018322 | 0.00040162 | 0 | 0.00040162 | 0 | 0.00061677 | 0.0012335 | 0 | 0.0012335 | [12 empty] | 7.3.3.17.5 (Remote Grid) Updates to grid topology to minimize risk of ignition in HFTDs Remote GridWLDFRWire-to-wire contactAggregated | WLDFR | HFTD - Distribution - Tier 2 - 2QU CoRE ¦ 1QU LoRE | Non-Red Flag Warning - Destructive Fires | Wire-to-wire contact | Aggregated | 2059 | 3.705e-06 | 193.7699 | 0.00071793 | 2059 | Mitigation | 0.95 | 45 | 0 | esc | 0.00097009 | 3.5942e-09 | 0.00097009 | 3.5942e-09
[79 empty] | WLDFR | HFTD - Distribution - Tier 2 - 5QU CoRE ¦ 1QU LoRE | Red Flag Warning - Catastrophic Fires | 2060 | 2.5643e-09 | 2.5643e-09 | 20390.4035 | 362.3049 | 12307.8747 | 7720.2238 | 0 | 0 | 2.6434e-06 | 5.2287e-05 | 0 | 5.2287e-05 | 5.2287e-05 | 0 | 5.2287e-05 | 0 | 0.00018322 | 0.00040162 | 0 | 0.00040162 | 0 | 0.00061677 | 0.0012335 | 0 | 0.0012335 | [12 empty] | 7.3.3.17.5 (Remote Grid) Updates to grid topology to minimize risk of ignition in HFTDs Remote GridWLDFRWire-to-wire contactAggregated | WLDFR | HFTD - Distribution - Tier 2 - 2QU CoRE ¦ 1QU LoRE | Non-Red Flag Warning - Destructive Fires | Wire-to-wire contact | Aggregated | 2060 | 3.705e-06 | 193.7699 | 0.00071793 | 2060 | Mitigation | 0.95 | 45 | 0 | esc | 0.00097009 | 3.5942e-09 | 0.00097009 | 3.5942e-09
[79 empty] | WLDFR | HFTD - Distribution - Tier 2 - 5QU CoRE ¦ 1QU LoRE | Red Flag Warning - Catastrophic Fires | 2061 | 2.5643e-09 | 2.5643e-09 | 20390.4035 | 362.3049 | 12307.8747 | 7720.2238 | 0 | 0 | 2.6434e-06 | 5.2287e-05 | 0 | 5.2287e-05 | 5.2287e-05 | 0 | 5.2287e-05 | 0 | 0.00018322 | 0.00040162 | 0 | 0.00040162 | 0 | 0.00061677 | 0.0012335 | 0 | 0.0012335 | [12 empty] | 7.3.3.17.5 (Remote Grid) Updates to grid topology to minimize risk of ignition in HFTDs Remote GridWLDFRWire-to-wire contactAggregated | WLDFR | HFTD - Distribution - Tier 2 - 2QU CoRE ¦ 1QU LoRE | Non-Red Flag Warning - Destructive Fires | Wire-to-wire contact | Aggregated | 2061 | 3.705e-06 | 193.7699 | 0.00071793 | 2061 | Mitigation | 0.95 | 45 | 0 | esc | 0.00097009 | 3.5942e-09 | 0.00097009 | 3.5942e-09
[79 empty] | WLDFR | HFTD - Distribution - Tier 2 - 5QU CoRE ¦ 1QU LoRE | Red Flag Warning - Catastrophic Fires | 2062 | 2.5643e-09 | 2.5643e-09 | 20390.4035 | 362.3049 | 12307.8747 | 7720.2238 | 0 | 0 | 2.6434e-06 | 5.2287e-05 | 0 | 5.2287e-05 | 5.2287e-05 | 0 | 5.2287e-05 | 0 | 0.00018322 | 0.00040162 | 0 | 0.00040162 | 0 | 0.00061677 | 0.0012335 | 0 | 0.0012335 | [12 empty] | 7.3.3.17.5 (Remote Grid) Updates to grid topology to minimize risk of ignition in HFTDs Remote GridWLDFRWire-to-wire contactAggregated | WLDFR | HFTD - Distribution - Tier 2 - 2QU CoRE ¦ 1QU LoRE | Non-Red Flag Warning - Destructive Fires | Wire-to-wire contact | Aggregated | 2062 | 3.705e-06 | 193.7699 | 0.00071793 | 2062 | Mitigation | 0.95 | 45 | 0 | esc | 0.00097009 | 3.5942e-09 | 0.00097009 | 3.5942e-09
[79 empty] | WLDFR | HFTD - Distribution - Tier 2 - 5QU CoRE ¦ 1QU LoRE | Red Flag Warning - Catastrophic Fires | 2063 | 2.5643e-09 | 2.5643e-09 | 21325.9188 | 384.5316 | 12862.0997 | 8079.2876 | 0 | 0 | 2.6434e-06 | 5.4686e-05 | 0 | 5.4686e-05 | 5.4686e-05 | 0 | 5.4686e-05 | 0 | 0.00019196 | 0.00042077 | 0 | 0.00042077 | 0 | 0.00064729 | 0.0012946 | 0 | 0.0012946 | [12 empty] | 7.3.3.17.5 (Remote Grid) Updates to grid topology to minimize risk of ignition in HFTDs Remote GridWLDFRWire-to-wire contactAggregated | WLDFR | HFTD - Distribution - Tier 2 - 2QU CoRE ¦ 1QU LoRE | Non-Red Flag Warning - Destructive Fires | Wire-to-wire contact | Aggregated | 2063 | 3.705e-06 | 193.7699 | 0.00071793 | 2063 | Mitigation | 0.95 | 45 | 0 | esc | 0.00097009 | 3.5942e-09 | 0.00097009 | 3.5942e-09
[79 empty] | WLDFR | HFTD - Distribution - Tier 2 - 5QU CoRE ¦ 1QU LoRE | Red Flag Warning - Catastrophic Fires | 2064 | 2.5643e-09 | 2.5643e-09 | 21325.9188 | 384.5316 | 12862.0997 | 8079.2876 | 0 | 0 | 2.6434e-06 | 5.4686e-05 | 0 | 5.4686e-05 | 5.4686e-05 | 0 | 5.4686e-05 | 0 | 0.00019196 | 0.00042077 | 0 | 0.00042077 | 0 | 0.00064729 | 0.0012946 | 0 | 0.0012946 | [12 empty] | 7.3.3.17.5 (Remote Grid) Updates to grid topology to minimize risk of ignition in HFTDs Remote GridWLDFRWire-to-wire contactAggregated | WLDFR | HFTD - Distribution - Tier 2 - 2QU CoRE ¦ 1QU LoRE | Non-Red Flag Warning - Destructive Fires | Wire-to-wire contact | Aggregated | 2064 | 3.705e-06 | 193.7699 | 0.00071793 | 2064 | Mitigation | 0.95 | 45 | 0 | esc | 0.00097009 | 3.5942e-09 | 0.00097009 | 3.5942e-09
[79 empty] | WLDFR | HFTD - Distribution - Tier 2 - 5QU CoRE ¦ 1QU LoRE | Red Flag Warning - Catastrophic Fires | 2065 | 2.5643e-09 | 2.5643e-09 | 21325.9188 | 384.5316 | 12862.0997 | 8079.2876 | 0 | 0 | 2.6434e-06 | 5.4686e-05 | 0 | 5.4686e-05 | 5.4686e-05 | 0 | 5.4686e-05 | 0 | 0.00019196 | 0.00042077 | 0 | 0.00042077 | 0 | 0.00064729 | 0.0012946 | 0 | 0.0012946 | [12 empty] | 7.3.3.17.5 (Remote Grid) Updates to grid topology to minimize risk of ignition in HFTDs Remote GridWLDFRWire-to-wire contactAggregated | WLDFR | HFTD - Distribution - Tier 2 - 2QU CoRE ¦ 1QU LoRE | Non-Red Flag Warning - Destructive Fires | Wire-to-wire contact | Aggregated | 2065 | 3.705e-06 | 193.7699 | 0.00071793 | 2065 | Mitigation | 0.95 | 45 | 0 | esc | 0.00097009 | 3.5942e-09 | 0.00097009 | 3.5942e-09
[79 empty] | WLDFR | HFTD - Distribution - Tier 2 - 5QU CoRE ¦ 1QU LoRE | Red Flag Warning - Catastrophic Fires | 2066 | 2.5643e-09 | 2.5643e-09 | 21325.9188 | 384.5316 | 12862.0997 | 8079.2876 | 0 | 0 | 2.6434e-06 | 5.4686e-05 | 0 | 5.4686e-05 | 5.4686e-05 | 0 | 5.4686e-05 | 0 | 0.00019196 | 0.00042077 | 0 | 0.00042077 | 0 | 0.00064729 | 0.0012946 | 0 | 0.0012946 | [12 empty] | 7.3.3.17.5 (Remote Grid) Updates to grid topology to minimize risk of ignition in HFTDs Remote GridWLDFRWire-to-wire contactAggregated | WLDFR | HFTD - Distribution - Tier 2 - 2QU CoRE ¦ 1QU LoRE | Non-Red Flag Warning - Destructive Fires | Wire-to-wire contact | Aggregated | 2066 | 3.705e-06 | 193.7699 | 0.00071793 | 2066 | Mitigation | 0.95 | 45 | 0 | esc | 0.00097009 | 3.5942e-09 | 0.00097009 | 3.5942e-09
[79 empty] | WLDFR | HFTD - Distribution - Tier 2 - 5QU CoRE ¦ 1QU LoRE | Red Flag Warning - Catastrophic Fires | 2067 | 0 | 2.5643e-09 | 21325.9188 | 384.5316 | 12862.0997 | 8079.2876 | 0 | 0 | 2.6434e-06 | 0 | 0 | 0 | 5.4686e-05 | 0 | 5.4686e-05 | 0 | 0.00019196 | 0.00042077 | 0 | 0.00042077 | 0 | 0 | 0.0012946 | 0 | 0.0012946 | [12 empty] | 7.3.3.17.5 (Remote Grid) Updates to grid topology to minimize risk of ignition in HFTDs Remote GridWLDFRWire-to-wire contactAggregated | WLDFR | HFTD - Distribution - Tier 2 - 2QU CoRE ¦ 1QU LoRE | Non-Red Flag Warning - Destructive Fires | Wire-to-wire contact | Aggregated | 2067 | 3.705e-06 | 193.7699 | 0.00071793 | 2067 | Mitigation | 0.95 | 45 | 0 | esc | 0 | 0 | 0.00097009 | 3.5942e-09
[79 empty] | WLDFR | HFTD - Distribution - Tier 2 - 5QU CoRE ¦ 1QU LoRE | Red Flag Warning - Destructive Fires | 2022 | 4.8177e-10 | 0 | 8807.9522 | 222.2294 | 8585.7228 | 0 | 0 | 0 | 4.9663e-07 | 4.2434e-06 | 0 | 4.2434e-06 | 0 | 0 | 0 | 0 | 0.00020076 | 0.00044008 | 0 | 0.00044008 | 0 | 0 | 0 | 0 | 0 | [12 empty] | 7.3.3.17.5 (Remote Grid) Updates to grid topology to minimize risk of ignition in HFTDs Remote GridWLDFRContact from objectAggregated | WLDFR | HFTD - Distribution - Tier 2 - 2QU CoRE ¦ 1QU LoRE | Non-Red Flag Warning - Large Fires | Contact from object | Aggregated | 2022 | 1.5454e-05 | 193.7699 | 0.0029946 | 2022 | Mitigation | 0.95 | 45 | 0 | esc | 0.00097009 | 1.4992e-08 | 0 | 0
[79 empty] | WLDFR | HFTD - Distribution - Tier 2 - 5QU CoRE ¦ 1QU LoRE | Red Flag Warning - Destructive Fires | 2023 | 4.8177e-10 | 4.8177e-10 | 9129.7461 | 233.2301 | 8896.516 | 0 | 0 | 0 | 4.9663e-07 | 4.3985e-06 | 0 | 4.3985e-06 | 4.3985e-06 | 0 | 4.3985e-06 | 0 | 0.00020076 | 0.00044008 | 0 | 0.00044008 | 0 | 0 | 0 | 0 | 0 | [12 empty] | 7.3.3.17.5 (Remote Grid) Updates to grid topology to minimize risk of ignition in HFTDs Remote GridWLDFRContact from objectAggregated | WLDFR | HFTD - Distribution - Tier 2 - 2QU CoRE ¦ 1QU LoRE | Non-Red Flag Warning - Large Fires | Contact from object | Aggregated | 2023 | 1.5454e-05 | 193.7699 | 0.0029946 | 2023 | Mitigation | 0.95 | 45 | 0 | esc | 0.00097009 | 1.4992e-08 | 0.00097009 | 1.4992e-08
[79 empty] | WLDFR | HFTD - Distribution - Tier 2 - 5QU CoRE ¦ 1QU LoRE | Red Flag Warning - Destructive Fires | 2024 | 4.8177e-10 | 4.8177e-10 | 9129.7461 | 233.2301 | 8896.516 | 0 | 0 | 0 | 4.9663e-07 | 4.3985e-06 | 0 | 4.3985e-06 | 4.3985e-06 | 0 | 4.3985e-06 | 0 | 0.00020076 | 0.00044008 | 0 | 0.00044008 | 0 | 1.1715e-06 | 0 | 0 | 0 | [12 empty] | 7.3.3.17.5 (Remote Grid) Updates to grid topology to minimize risk of ignition in HFTDs Remote GridWLDFRContact from objectAggregated | WLDFR | HFTD - Distribution - Tier 2 - 2QU CoRE ¦ 1QU LoRE | Non-Red Flag Warning - Large Fires | Contact from object | Aggregated | 2024 | 1.5454e-05 | 193.7699 | 0.0029946 | 2024 | Mitigation | 0.95 | 45 | 0 | esc | 0.00097009 | 1.4992e-08 | 0.00097009 | 1.4992e-08
[79 empty] | WLDFR | HFTD - Distribution - Tier 2 - 5QU CoRE ¦ 1QU LoRE | Red Flag Warning - Destructive Fires | 2025 | 4.8177e-10 | 4.8177e-10 | 9129.7461 | 233.2301 | 8896.516 | 0 | 0 | 0 | 4.9663e-07 | 4.3985e-06 | 0 | 4.3985e-06 | 4.3985e-06 | 0 | 4.3985e-06 | 0 | 0.00020076 | 0.00044008 | 0 | 0.00044008 | 0 | 1.2239e-06 | 2.4477e-06 | 0 | 2.4477e-06 | [12 empty] | 7.3.3.17.5 (Remote Grid) Updates to grid topology to minimize risk of ignition in HFTDs Remote GridWLDFRContact from objectAggregated | WLDFR | HFTD - Distribution - Tier 2 - 2QU CoRE ¦ 1QU LoRE | Non-Red Flag Warning - Large Fires | Contact from object | Aggregated | 2025 | 1.5454e-05 | 193.7699 | 0.0029946 | 2025 | Mitigation | 0.95 | 45 | 0 | esc | 0.00097009 | 1.4992e-08 | 0.00097009 | 1.4992e-08
[79 empty] | WLDFR | HFTD - Distribution - Tier 2 - 5QU CoRE ¦ 1QU LoRE | Red Flag Warning - Destructive Fires | 2026 | 4.8177e-10 | 4.8177e-10 | 9129.7461 | 233.2301 | 8896.516 | 0 | 0 | 0 | 4.9663e-07 | 4.3985e-06 | 0 | 4.3985e-06 | 4.3985e-06 | 0 | 4.3985e-06 | 0 | 0.00020076 | 0.00044008 | 0 | 0.00044008 | 0 | 1.2239e-06 | 2.4477e-06 | 0 | 2.4477e-06 | [12 empty] | 7.3.3.17.5 (Remote Grid) Updates to grid topology to minimize risk of ignition in HFTDs Remote GridWLDFRContact from objectAggregated | WLDFR | HFTD - Distribution - Tier 2 - 2QU CoRE ¦ 1QU LoRE | Non-Red Flag Warning - Large Fires | Contact from object | Aggregated | 2026 | 1.5454e-05 | 193.7699 | 0.0029946 | 2026 | Mitigation | 0.95 | 45 | 0 | esc | 0.00097009 | 1.4992e-08 | 0.00097009 | 1.4992e-08
[79 empty] | WLDFR | HFTD - Distribution - Tier 2 - 5QU CoRE ¦ 1QU LoRE | Red Flag Warning - Destructive Fires | 2027 | 4.8177e-10 | 4.8177e-10 | 9129.7461 | 233.2301 | 8896.516 | 0 | 0 | 0 | 4.9663e-07 | 4.3985e-06 | 0 | 4.3985e-06 | 4.3985e-06 | 0 | 4.3985e-06 | 0 | 0.00020953 | 0.0004593 | 0 | 0.0004593 | 0 | 1.2239e-06 | 2.4477e-06 | 0 | 2.4477e-06 | [12 empty] | 7.3.3.17.5 (Remote Grid) Updates to grid topology to minimize risk of ignition in HFTDs Remote GridWLDFRContact from objectAggregated | WLDFR | HFTD - Distribution - Tier 2 - 2QU CoRE ¦ 1QU LoRE | Non-Red Flag Warning - Large Fires | Contact from object | Aggregated | 2027 | 1.5454e-05 | 193.7699 | 0.0029946 | 2027 | Mitigation | 0.95 | 45 | 0 | esc | 0.00097009 | 1.4992e-08 | 0.00097009 | 1.4992e-08
[79 empty] | WLDFR | HFTD - Distribution - Tier 2 - 5QU CoRE ¦ 1QU LoRE | Red Flag Warning - Destructive Fires | 2028 | 4.8177e-10 | 4.8177e-10 | 9534.9221 | 247.273 | 9287.6491 | 0 | 0 | 0 | 4.9663e-07 | 4.5937e-06 | 0 | 4.5937e-06 | 4.5937e-06 | 0 | 4.5937e-06 | 0 | 0.00020953 | 0.0004593 | 0 | 0.0004593 | 0 | 1.2239e-06 | 2.4477e-06 | 0 | 2.4477e-06 | [12 empty] | 7.3.3.17.5 (Remote Grid) Updates to grid topology to minimize risk of ignition in HFTDs Remote GridWLDFRContact from objectAggregated | WLDFR | HFTD - Distribution - Tier 2 - 2QU CoRE ¦ 1QU LoRE | Non-Red Flag Warning - Large Fires | Contact from object | Aggregated | 2028 | 1.5454e-05 | 193.7699 | 0.0029946 | 2028 | Mitigation | 0.95 | 45 | 0 | esc | 0.00097009 | 1.4992e-08 | 0.00097009 | 1.4992e-08
[79 empty] | WLDFR | HFTD - Distribution - Tier 2 - 5QU CoRE ¦ 1QU LoRE | Red Flag Warning - Destructive Fires | 2029 | 4.8177e-10 | 4.8177e-10 | 9534.9221 | 247.273 | 9287.6491 | 0 | 0 | 0 | 4.9663e-07 | 4.5937e-06 | 0 | 4.5937e-06 | 4.5937e-06 | 0 | 4.5937e-06 | 0 | 0.00020953 | 0.0004593 | 0 | 0.0004593 | 0 | 1.2239e-06 | 2.4477e-06 | 0 | 2.4477e-06 | [12 empty] | 7.3.3.17.5 (Remote Grid) Updates to grid topology to minimize risk of ignition in HFTDs Remote GridWLDFRContact from objectAggregated | WLDFR | HFTD - Distribution - Tier 2 - 2QU CoRE ¦ 1QU LoRE | Non-Red Flag Warning - Large Fires | Contact from object | Aggregated | 2029 | 1.5454e-05 | 193.7699 | 0.0029946 | 2029 | Mitigation | 0.95 | 45 | 0 | esc | 0.00097009 | 1.4992e-08 | 0.00097009 | 1.4992e-08
[79 empty] | WLDFR | HFTD - Distribution - Tier 2 - 5QU CoRE ¦ 1QU LoRE | Red Flag Warning - Destructive Fires | 2030 | 4.8177e-10 | 4.8177e-10 | 9534.9221 | 247.273 | 9287.6491 | 0 | 0 | 0 | 4.9663e-07 | 4.5937e-06 | 0 | 4.5937e-06 | 4.5937e-06 | 0 | 4.5937e-06 | 0 | 0 | 0.0004593 | 0 | 0.0004593 | 0 | 1.2914e-06 | 2.5827e-06 | 0 | 2.5827e-06 | [12 empty] | 7.3.3.17.5 (Remote Grid) Updates to grid topology to minimize risk of ignition in HFTDs Remote GridWLDFRContact from objectAggregated | WLDFR | HFTD - Distribution - Tier 2 - 2QU CoRE ¦ 1QU LoRE | Non-Red Flag Warning - Large Fires | Contact from object | Aggregated | 2030 | 1.5454e-05 | 193.7699 | 0.0029946 | 2030 | Mitigation | 0.95 | 45 | 0 | esc | 0.00097009 | 1.4992e-08 | 0.00097009 | 1.4992e-08
[79 empty] | WLDFR | HFTD - Distribution - Tier 2 - 5QU CoRE ¦ 1QU LoRE | Red Flag Warning - Destructive Fires | 2031 | 4.8177e-10 | 4.8177e-10 | 9534.9221 | 247.273 | 9287.6491 | 0 | 0 | 0 | 4.9663e-07 | 4.5937e-06 | 0 | 4.5937e-06 | 4.5937e-06 | 0 | 4.5937e-06 | 0 | 0 | 0 | 0 | 0 | 0 | 1.2914e-06 | 2.5827e-06 | 0 | 2.5827e-06 | [12 empty] | 7.3.3.17.5 (Remote Grid) Updates to grid topology to minimize risk of ignition in HFTDs Remote GridWLDFRContact from objectAggregated | WLDFR | HFTD - Distribution - Tier 2 - 2QU CoRE ¦ 1QU LoRE | Non-Red Flag Warning - Large Fires | Contact from object | Aggregated | 2031 | 1.5454e-05 | 193.7699 | 0.0029946 | 2031 | Mitigation | 0.95 | 45 | 0 | esc | 0.00097009 | 1.4992e-08 | 0.00097009 | 1.4992e-08
[79 empty] | WLDFR | HFTD - Distribution - Tier 2 - 5QU CoRE ¦ 1QU LoRE | Red Flag Warning - Destructive Fires | 2032 | 4.8177e-10 | 4.8177e-10 | 9534.9221 | 247.273 | 9287.6491 | 0 | 0 | 0 | 4.9663e-07 | 4.5937e-06 | 0 | 4.5937e-06 | 4.5937e-06 | 0 | 4.5937e-06 | 0 | 1.4143e-05 | 0 | 0 | 0 | 0 | 1.2914e-06 | 2.5827e-06 | 0 | 2.5827e-06 | [12 empty] | 7.3.3.17.5 (Remote Grid) Updates to grid topology to minimize risk of ignition in HFTDs Remote GridWLDFRContact from objectAggregated | WLDFR | HFTD - Distribution - Tier 2 - 2QU CoRE ¦ 1QU LoRE | Non-Red Flag Warning - Large Fires | Contact from object | Aggregated | 2032 | 1.5454e-05 | 193.7699 | 0.0029946 | 2032 | Mitigation | 0.95 | 45 | 0 | esc | 0.00097009 | 1.4992e-08 | 0.00097009 | 1.4992e-08
[79 empty] | WLDFR | HFTD - Distribution - Tier 2 - 5QU CoRE ¦ 1QU LoRE | Red Flag Warning - Destructive Fires | 2033 | 4.8177e-10 | 4.8177e-10 | 9984.8474 | 263.1074 | 9721.74 | 0 | 0 | 0 | 4.9663e-07 | 4.8104e-06 | 0 | 4.8104e-06 | 4.8104e-06 | 0 | 4.8104e-06 | 0 | 1.466e-05 | 3.2135e-05 | 0 | 3.2135e-05 | 0 | 1.2914e-06 | 2.5827e-06 | 0 | 2.5827e-06 | [12 empty] | 7.3.3.17.5 (Remote Grid) Updates to grid topology to minimize risk of ignition in HFTDs Remote GridWLDFRContact from objectAggregated | WLDFR | HFTD - Distribution - Tier 2 - 2QU CoRE ¦ 1QU LoRE | Non-Red Flag Warning - Large Fires | Contact from object | Aggregated | 2033 | 1.5454e-05 | 193.7699 | 0.0029946 | 2033 | Mitigation | 0.95 | 45 | 0 | esc | 0.00097009 | 1.4992e-08 | 0.00097009 | 1.4992e-08
[79 empty] | WLDFR | HFTD - Distribution - Tier 2 - 5QU CoRE ¦ 1QU LoRE | Red Flag Warning - Destructive Fires | 2034 | 4.8177e-10 | 4.8177e-10 | 9984.8474 | 263.1074 | 9721.74 | 0 | 0 | 0 | 4.9663e-07 | 4.8104e-06 | 0 | 4.8104e-06 | 4.8104e-06 | 0 | 4.8104e-06 | 0 | 1.466e-05 | 3.2135e-05 | 0 | 3.2135e-05 | 0 | 1.2914e-06 | 2.5827e-06 | 0 | 2.5827e-06 | [12 empty] | 7.3.3.17.5 (Remote Grid) Updates to grid topology to minimize risk of ignition in HFTDs Remote GridWLDFRContact from objectAggregated | WLDFR | HFTD - Distribution - Tier 2 - 2QU CoRE ¦ 1QU LoRE | Non-Red Flag Warning - Large Fires | Contact from object | Aggregated | 2034 | 1.5454e-05 | 193.7699 | 0.0029946 | 2034 | Mitigation | 0.95 | 45 | 0 | esc | 0.00097009 | 1.4992e-08 | 0.00097009 | 1.4992e-08
[79 empty] | WLDFR | HFTD - Distribution - Tier 2 - 5QU CoRE ¦ 1QU LoRE | Red Flag Warning - Destructive Fires | 2035 | 4.8177e-10 | 4.8177e-10 | 9984.8474 | 263.1074 | 9721.74 | 0 | 0 | 0 | 4.9663e-07 | 4.8104e-06 | 0 | 4.8104e-06 | 4.8104e-06 | 0 | 4.8104e-06 | 0 | 1.466e-05 | 3.2135e-05 | 0 | 3.2135e-05 | 0 | 1.3682e-06 | 2.7363e-06 | 0 | 2.7363e-06 | [12 empty] | 7.3.3.17.5 (Remote Grid) Updates to grid topology to minimize risk of ignition in HFTDs Remote GridWLDFRContact from objectAggregated | WLDFR | HFTD - Distribution - Tier 2 - 2QU CoRE ¦ 1QU LoRE | Non-Red Flag Warning - Large Fires | Contact from object | Aggregated | 2035 | 1.5454e-05 | 193.7699 | 0.0029946 | 2035 | Mitigation | 0.95 | 45 | 0 | esc | 0.00097009 | 1.4992e-08 | 0.00097009 | 1.4992e-08
[79 empty] | WLDFR | HFTD - Distribution - Tier 2 - 5QU CoRE ¦ 1QU LoRE | Red Flag Warning - Destructive Fires | 2036 | 4.8177e-10 | 4.8177e-10 | 9984.8474 | 263.1074 | 9721.74 | 0 | 0 | 0 | 4.9663e-07 | 4.8104e-06 | 0 | 4.8104e-06 | 4.8104e-06 | 0 | 4.8104e-06 | 0 | 1.466e-05 | 3.2135e-05 | 0 | 3.2135e-05 | 0 | 1.3682e-06 | 2.7363e-06 | 0 | 2.7363e-06 | [12 empty] | 7.3.3.17.5 (Remote Grid) Updates to grid topology to minimize risk of ignition in HFTDs Remote GridWLDFRContact from objectAggregated | WLDFR | HFTD - Distribution - Tier 2 - 2QU CoRE ¦ 1QU LoRE | Non-Red Flag Warning - Large Fires | Contact from object | Aggregated | 2036 | 1.5454e-05 | 193.7699 | 0.0029946 | 2036 | Mitigation | 0.95 | 45 | 0 | esc | 0.00097009 | 1.4992e-08 | 0.00097009 | 1.4992e-08
[79 empty] | WLDFR | HFTD - Distribution - Tier 2 - 5QU CoRE ¦ 1QU LoRE | Red Flag Warning - Destructive Fires | 2037 | 4.8177e-10 | 4.8177e-10 | 9984.8474 | 263.1074 | 9721.74 | 0 | 0 | 0 | 4.9663e-07 | 4.8104e-06 | 0 | 4.8104e-06 | 4.8104e-06 | 0 | 4.8104e-06 | 0 | 1.466e-05 | 3.2135e-05 | 0 | 3.2135e-05 | 0 | 1.3682e-06 | 2.7363e-06 | 0 | 2.7363e-06 | [12 empty] | 7.3.3.17.5 (Remote Grid) Updates to grid topology to minimize risk of ignition in HFTDs Remote GridWLDFRContact from objectAggregated | WLDFR | HFTD - Distribution - Tier 2 - 2QU CoRE ¦ 1QU LoRE | Non-Red Flag Warning - Large Fires | Contact from object | Aggregated | 2037 | 1.5454e-05 | 193.7699 | 0.0029946 | 2037 | Mitigation | 0.95 | 45 | 0 | esc | 0.00097009 | 1.4992e-08 | 0.00097009 | 1.4992e-08
[79 empty] | WLDFR | HFTD - Distribution - Tier 2 - 5QU CoRE ¦ 1QU LoRE | Red Flag Warning - Destructive Fires | 2038 | 4.8177e-10 | 4.8177e-10 | 10472.8261 | 280.5544 | 10192.2718 | 0 | 0 | 0 | 4.9663e-07 | 5.0455e-06 | 0 | 5.0455e-06 | 5.0455e-06 | 0 | 5.0455e-06 | 0 | 1.5311e-05 | 3.3562e-05 | 0 | 3.3562e-05 | 0 | 1.3682e-06 | 2.7363e-06 | 0 | 2.7363e-06 | [12 empty] | 7.3.3.17.5 (Remote Grid) Updates to grid topology to minimize risk of ignition in HFTDs Remote GridWLDFRContact from objectAggregated | WLDFR | HFTD - Distribution - Tier 2 - 2QU CoRE ¦ 1QU LoRE | Non-Red Flag Warning - Large Fires | Contact from object | Aggregated | 2038 | 1.5454e-05 | 193.7699 | 0.0029946 | 2038 | Mitigation | 0.95 | 45 | 0 | esc | 0.00097009 | 1.4992e-08 | 0.00097009 | 1.4992e-08
[79 empty] | WLDFR | HFTD - Distribution - Tier 2 - 5QU CoRE ¦ 1QU LoRE | Red Flag Warning - Destructive Fires | 2039 | 4.8177e-10 | 4.8177e-10 | 10472.8261 | 280.5544 | 10192.2718 | 0 | 0 | 0 | 4.9663e-07 | 5.0455e-06 | 0 | 5.0455e-06 | 5.0455e-06 | 0 | 5.0455e-06 | 0 | 1.5311e-05 | 3.3562e-05 | 0 | 3.3562e-05 | 0 | 1.3682e-06 | 2.7363e-06 | 0 | 2.7363e-06 | [12 empty] | 7.3.3.17.5 (Remote Grid) Updates to grid topology to minimize risk of ignition in HFTDs Remote GridWLDFRContact from objectAggregated | WLDFR | HFTD - Distribution - Tier 2 - 2QU CoRE ¦ 1QU LoRE | Non-Red Flag Warning - Large Fires | Contact from object | Aggregated | 2039 | 1.5454e-05 | 193.7699 | 0.0029946 | 2039 | Mitigation | 0.95 | 45 | 0 | esc | 0.00097009 | 1.4992e-08 | 0.00097009 | 1.4992e-08
[79 empty] | WLDFR | HFTD - Distribution - Tier 2 - 5QU CoRE ¦ 1QU LoRE | Red Flag Warning - Destructive Fires | 2040 | 4.8177e-10 | 4.8177e-10 | 10472.8261 | 280.5544 | 10192.2718 | 0 | 0 | 0 | 4.9663e-07 | 5.0455e-06 | 0 | 5.0455e-06 | 5.0455e-06 | 0 | 5.0455e-06 | 0 | 1.5311e-05 | 3.3562e-05 | 0 | 3.3562e-05 | 0 | 1.4536e-06 | 2.9072e-06 | 0 | 2.9072e-06 | [12 empty] | 7.3.3.17.5 (Remote Grid) Updates to grid topology to minimize risk of ignition in HFTDs Remote GridWLDFRContact from objectAggregated | WLDFR | HFTD - Distribution - Tier 2 - 2QU CoRE ¦ 1QU LoRE | Non-Red Flag Warning - Large Fires | Contact from object | Aggregated | 2040 | 1.5454e-05 | 193.7699 | 0.0029946 | 2040 | Mitigation | 0.95 | 45 | 0 | esc | 0.00097009 | 1.4992e-08 | 0.00097009 | 1.4992e-08
[79 empty] | WLDFR | HFTD - Distribution - Tier 2 - 5QU CoRE ¦ 1QU LoRE | Red Flag Warning - Destructive Fires | 2041 | 4.8177e-10 | 4.8177e-10 | 10472.8261 | 280.5544 | 10192.2718 | 0 | 0 | 0 | 4.9663e-07 | 5.0455e-06 | 0 | 5.0455e-06 | 5.0455e-06 | 0 | 5.0455e-06 | 0 | 1.5311e-05 | 3.3562e-05 | 0 | 3.3562e-05 | 0 | 1.4536e-06 | 2.9072e-06 | 0 | 2.9072e-06 | [12 empty] | 7.3.3.17.5 (Remote Grid) Updates to grid topology to minimize risk of ignition in HFTDs Remote GridWLDFRContact from objectAggregated | WLDFR | HFTD - Distribution - Tier 2 - 2QU CoRE ¦ 1QU LoRE | Non-Red Flag Warning - Large Fires | Contact from object | Aggregated | 2041 | 1.5454e-05 | 193.7699 | 0.0029946 | 2041 | Mitigation | 0.95 | 45 | 0 | esc | 0.00097009 | 1.4992e-08 | 0.00097009 | 1.4992e-08
[79 empty] | WLDFR | HFTD - Distribution - Tier 2 - 5QU CoRE ¦ 1QU LoRE | Red Flag Warning - Destructive Fires | 2042 | 4.8177e-10 | 4.8177e-10 | 10472.8261 | 280.5544 | 10192.2718 | 0 | 0 | 0 | 4.9663e-07 | 5.0455e-06 | 0 | 5.0455e-06 | 5.0455e-06 | 0 | 5.0455e-06 | 0 | 1.5311e-05 | 3.3562e-05 | 0 | 3.3562e-05 | 0 | 1.4536e-06 | 2.9072e-06 | 0 | 2.9072e-06 | [12 empty] | 7.3.3.17.5 (Remote Grid) Updates to grid topology to minimize risk of ignition in HFTDs Remote GridWLDFRContact from objectAggregated | WLDFR | HFTD - Distribution - Tier 2 - 2QU CoRE ¦ 1QU LoRE | Non-Red Flag Warning - Large Fires | Contact from object | Aggregated | 2042 | 1.5454e-05 | 193.7699 | 0.0029946 | 2042 | Mitigation | 0.95 | 45 | 0 | esc | 0.00097009 | 1.4992e-08 | 0.00097009 | 1.4992e-08
[79 empty] | WLDFR | HFTD - Distribution - Tier 2 - 5QU CoRE ¦ 1QU LoRE | Red Flag Warning - Destructive Fires | 2043 | 4.8177e-10 | 4.8177e-10 | 10992.1562 | 299.42 | 10692.7362 | 0 | 0 | 0 | 4.9663e-07 | 5.2957e-06 | 0 | 5.2957e-06 | 5.2957e-06 | 0 | 5.2957e-06 | 0 | 1.6033e-05 | 3.5145e-05 | 0 | 3.5145e-05 | 0 | 1.4536e-06 | 2.9072e-06 | 0 | 2.9072e-06 | [12 empty] | 7.3.3.17.5 (Remote Grid) Updates to grid topology to minimize risk of ignition in HFTDs Remote GridWLDFRContact from objectAggregated | WLDFR | HFTD - Distribution - Tier 2 - 2QU CoRE ¦ 1QU LoRE | Non-Red Flag Warning - Large Fires | Contact from object | Aggregated | 2043 | 1.5454e-05 | 193.7699 | 0.0029946 | 2043 | Mitigation | 0.95 | 45 | 0 | esc | 0.00097009 | 1.4992e-08 | 0.00097009 | 1.4992e-08
[79 empty] | WLDFR | HFTD - Distribution - Tier 2 - 5QU CoRE ¦ 1QU LoRE | Red Flag Warning - Destructive Fires | 2044 | 4.8177e-10 | 4.8177e-10 | 10992.1562 | 299.42 | 10692.7362 | 0 | 0 | 0 | 4.9663e-07 | 5.2957e-06 | 0 | 5.2957e-06 | 5.2957e-06 | 0 | 5.2957e-06 | 0 | 1.6033e-05 | 3.5145e-05 | 0 | 3.5145e-05 | 0 | 1.4536e-06 | 2.9072e-06 | 0 | 2.9072e-06 | [12 empty] | 7.3.3.17.5 (Remote Grid) Updates to grid topology to minimize risk of ignition in HFTDs Remote GridWLDFRContact from objectAggregated | WLDFR | HFTD - Distribution - Tier 2 - 2QU CoRE ¦ 1QU LoRE | Non-Red Flag Warning - Large Fires | Contact from object | Aggregated | 2044 | 1.5454e-05 | 193.7699 | 0.0029946 | 2044 | Mitigation | 0.95 | 45 | 0 | esc | 0.00097009 | 1.4992e-08 | 0.00097009 | 1.4992e-08
[79 empty] | WLDFR | HFTD - Distribution - Tier 2 - 5QU CoRE ¦ 1QU LoRE | Red Flag Warning - Destructive Fires | 2045 | 4.8177e-10 | 4.8177e-10 | 10992.1562 | 299.42 | 10692.7362 | 0 | 0 | 0 | 4.9663e-07 | 5.2957e-06 | 0 | 5.2957e-06 | 5.2957e-06 | 0 | 5.2957e-06 | 0 | 1.6033e-05 | 3.5145e-05 | 0 | 3.5145e-05 | 0 | 1.5471e-06 | 3.0942e-06 | 0 | 3.0942e-06 | [12 empty] | 7.3.3.17.5 (Remote Grid) Updates to grid topology to minimize risk of ignition in HFTDs Remote GridWLDFRContact from objectAggregated | WLDFR | HFTD - Distribution - Tier 2 - 2QU CoRE ¦ 1QU LoRE | Non-Red Flag Warning - Large Fires | Contact from object | Aggregated | 2045 | 1.5454e-05 | 193.7699 | 0.0029946 | 2045 | Mitigation | 0.95 | 45 | 0 | esc | 0.00097009 | 1.4992e-08 | 0.00097009 | 1.4992e-08
[79 empty] | WLDFR | HFTD - Distribution - Tier 2 - 5QU CoRE ¦ 1QU LoRE | Red Flag Warning - Destructive Fires | 2046 | 4.8177e-10 | 4.8177e-10 | 10992.1562 | 299.42 | 10692.7362 | 0 | 0 | 0 | 4.9663e-07 | 5.2957e-06 | 0 | 5.2957e-06 | 5.2957e-06 | 0 | 5.2957e-06 | 0 | 1.6033e-05 | 3.5145e-05 | 0 | 3.5145e-05 | 0 | 1.5471e-06 | 3.0942e-06 | 0 | 3.0942e-06 | [12 empty] | 7.3.3.17.5 (Remote Grid) Updates to grid topology to minimize risk of ignition in HFTDs Remote GridWLDFRContact from objectAggregated | WLDFR | HFTD - Distribution - Tier 2 - 2QU CoRE ¦ 1QU LoRE | Non-Red Flag Warning - Large Fires | Contact from object | Aggregated | 2046 | 1.5454e-05 | 193.7699 | 0.0029946 | 2046 | Mitigation | 0.95 | 45 | 0 | esc | 0.00097009 | 1.4992e-08 | 0.00097009 | 1.4992e-08
[79 empty] | WLDFR | HFTD - Distribution - Tier 2 - 5QU CoRE ¦ 1QU LoRE | Red Flag Warning - Destructive Fires | 2047 | 4.8177e-10 | 4.8177e-10 | 10992.1562 | 299.42 | 10692.7362 | 0 | 0 | 0 | 4.9663e-07 | 5.2957e-06 | 0 | 5.2957e-06 | 5.2957e-06 | 0 | 5.2957e-06 | 0 | 1.6033e-05 | 3.5145e-05 | 0 | 3.5145e-05 | 0 | 1.5471e-06 | 3.0942e-06 | 0 | 3.0942e-06 | [12 empty] | 7.3.3.17.5 (Remote Grid) Updates to grid topology to minimize risk of ignition in HFTDs Remote GridWLDFRContact from objectAggregated | WLDFR | HFTD - Distribution - Tier 2 - 2QU CoRE ¦ 1QU LoRE | Non-Red Flag Warning - Large Fires | Contact from object | Aggregated | 2047 | 1.5454e-05 | 193.7699 | 0.0029946 | 2047 | Mitigation | 0.95 | 45 | 0 | esc | 0.00097009 | 1.4992e-08 | 0.00097009 | 1.4992e-08
[79 empty] | WLDFR | HFTD - Distribution - Tier 2 - 5QU CoRE ¦ 1QU LoRE | Red Flag Warning - Destructive Fires | 2048 | 4.8177e-10 | 4.8177e-10 | 11536.0538 | 319.4911 | 11216.5626 | 0 | 0 | 0 | 4.9663e-07 | 5.5578e-06 | 0 | 5.5578e-06 | 5.5578e-06 | 0 | 5.5578e-06 | 0 | 1.6817e-05 | 3.6863e-05 | 0 | 3.6863e-05 | 0 | 1.5471e-06 | 3.0942e-06 | 0 | 3.0942e-06 | [12 empty] | 7.3.3.17.5 (Remote Grid) Updates to grid topology to minimize risk of ignition in HFTDs Remote GridWLDFRContact from objectAggregated | WLDFR | HFTD - Distribution - Tier 2 - 2QU CoRE ¦ 1QU LoRE | Non-Red Flag Warning - Large Fires | Contact from object | Aggregated | 2048 | 1.5454e-05 | 193.7699 | 0.0029946 | 2048 | Mitigation | 0.95 | 45 | 0 | esc | 0.00097009 | 1.4992e-08 | 0.00097009 | 1.4992e-08
[79 empty] | WLDFR | HFTD - Distribution - Tier 2 - 5QU CoRE ¦ 1QU LoRE | Red Flag Warning - Destructive Fires | 2049 | 4.8177e-10 | 4.8177e-10 | 11536.0538 | 319.4911 | 11216.5626 | 0 | 0 | 0 | 4.9663e-07 | 5.5578e-06 | 0 | 5.5578e-06 | 5.5578e-06 | 0 | 5.5578e-06 | 0 | 1.6817e-05 | 3.6863e-05 | 0 | 3.6863e-05 | 0 | 1.5471e-06 | 3.0942e-06 | 0 | 3.0942e-06 | [12 empty] | 7.3.3.17.5 (Remote Grid) Updates to grid topology to minimize risk of ignition in HFTDs Remote GridWLDFRContact from objectAggregated | WLDFR | HFTD - Distribution - Tier 2 - 2QU CoRE ¦ 1QU LoRE | Non-Red Flag Warning - Large Fires | Contact from object | Aggregated | 2049 | 1.5454e-05 | 193.7699 | 0.0029946 | 2049 | Mitigation | 0.95 | 45 | 0 | esc | 0.00097009 | 1.4992e-08 | 0.00097009 | 1.4992e-08
[79 empty] | WLDFR | HFTD - Distribution - Tier 2 - 5QU CoRE ¦ 1QU LoRE | Red Flag Warning - Destructive Fires | 2050 | 4.8177e-10 | 4.8177e-10 | 11536.0538 | 319.4911 | 11216.5626 | 0 | 0 | 0 | 4.9663e-07 | 5.5578e-06 | 0 | 5.5578e-06 | 5.5578e-06 | 0 | 5.5578e-06 | 0 | 1.6817e-05 | 3.6863e-05 | 0 | 3.6863e-05 | 0 | 1.6478e-06 | 3.2955e-06 | 0 | 3.2955e-06 | [12 empty] | 7.3.3.17.5 (Remote Grid) Updates to grid topology to minimize risk of ignition in HFTDs Remote GridWLDFRContact from objectAggregated | WLDFR | HFTD - Distribution - Tier 2 - 2QU CoRE ¦ 1QU LoRE | Non-Red Flag Warning - Large Fires | Contact from object | Aggregated | 2050 | 1.5454e-05 | 193.7699 | 0.0029946 | 2050 | Mitigation | 0.95 | 45 | 0 | esc | 0.00097009 | 1.4992e-08 | 0.00097009 | 1.4992e-08
[79 empty] | WLDFR | HFTD - Distribution - Tier 2 - 5QU CoRE ¦ 1QU LoRE | Red Flag Warning - Destructive Fires | 2051 | 4.8177e-10 | 4.8177e-10 | 11536.0538 | 319.4911 | 11216.5626 | 0 | 0 | 0 | 4.9663e-07 | 5.5578e-06 | 0 | 5.5578e-06 | 5.5578e-06 | 0 | 5.5578e-06 | 0 | 1.6817e-05 | 3.6863e-05 | 0 | 3.6863e-05 | 0 | 1.6478e-06 | 3.2955e-06 | 0 | 3.2955e-06 | [12 empty] | 7.3.3.17.5 (Remote Grid) Updates to grid topology to minimize risk of ignition in HFTDs Remote GridWLDFRContact from objectAggregated | WLDFR | HFTD - Distribution - Tier 2 - 2QU CoRE ¦ 1QU LoRE | Non-Red Flag Warning - Large Fires | Contact from object | Aggregated | 2051 | 1.5454e-05 | 193.7699 | 0.0029946 | 2051 | Mitigation | 0.95 | 45 | 0 | esc | 0.00097009 | 1.4992e-08 | 0.00097009 | 1.4992e-08
[79 empty] | WLDFR | HFTD - Distribution - Tier 2 - 5QU CoRE ¦ 1QU LoRE | Red Flag Warning - Destructive Fires | 2052 | 4.8177e-10 | 4.8177e-10 | 11536.0538 | 319.4911 | 11216.5626 | 0 | 0 | 0 | 4.9663e-07 | 5.5578e-06 | 0 | 5.5578e-06 | 5.5578e-06 | 0 | 5.5578e-06 | 0 | 1.6817e-05 | 3.6863e-05 | 0 | 3.6863e-05 | 0 | 1.6478e-06 | 3.2955e-06 | 0 | 3.2955e-06 | [12 empty] | 7.3.3.17.5 (Remote Grid) Updates to grid topology to minimize risk of ignition in HFTDs Remote GridWLDFRContact from objectAggregated | WLDFR | HFTD - Distribution - Tier 2 - 2QU CoRE ¦ 1QU LoRE | Non-Red Flag Warning - Large Fires | Contact from object | Aggregated | 2052 | 1.5454e-05 | 193.7699 | 0.0029946 | 2052 | Mitigation | 0.95 | 45 | 0 | esc | 0.00097009 | 1.4992e-08 | 0.00097009 | 1.4992e-08
[79 empty] | WLDFR | HFTD - Distribution - Tier 2 - 5QU CoRE ¦ 1QU LoRE | Red Flag Warning - Destructive Fires | 2053 | 4.8177e-10 | 4.8177e-10 | 12097.6769 | 340.5356 | 11757.1413 | 0 | 0 | 0 | 4.9663e-07 | 5.8283e-06 | 0 | 5.8283e-06 | 5.8283e-06 | 0 | 5.8283e-06 | 0 | 1.7651e-05 | 3.8691e-05 | 0 | 3.8691e-05 | 0 | 1.6478e-06 | 3.2955e-06 | 0 | 3.2955e-06 | [12 empty] | 7.3.3.17.5 (Remote Grid) Updates to grid topology to minimize risk of ignition in HFTDs Remote GridWLDFRContact from objectAggregated | WLDFR | HFTD - Distribution - Tier 2 - 2QU CoRE ¦ 1QU LoRE | Non-Red Flag Warning - Large Fires | Contact from object | Aggregated | 2053 | 1.5454e-05 | 193.7699 | 0.0029946 | 2053 | Mitigation | 0.95 | 45 | 0 | esc | 0.00097009 | 1.4992e-08 | 0.00097009 | 1.4992e-08
[79 empty] | WLDFR | HFTD - Distribution - Tier 2 - 5QU CoRE ¦ 1QU LoRE | Red Flag Warning - Destructive Fires | 2054 | 4.8177e-10 | 4.8177e-10 | 12097.6769 | 340.5356 | 11757.1413 | 0 | 0 | 0 | 4.9663e-07 | 5.8283e-06 | 0 | 5.8283e-06 | 5.8283e-06 | 0 | 5.8283e-06 | 0 | 1.7651e-05 | 3.8691e-05 | 0 | 3.8691e-05 | 0 | 0 | 3.2955e-06 | 0 | 3.2955e-06 | [12 empty] | 7.3.3.17.5 (Remote Grid) Updates to grid topology to minimize risk of ignition in HFTDs Remote GridWLDFRContact from objectAggregated | WLDFR | HFTD - Distribution - Tier 2 - 2QU CoRE ¦ 1QU LoRE | Non-Red Flag Warning - Large Fires | Contact from object | Aggregated | 2054 | 1.5454e-05 | 193.7699 | 0.0029946 | 2054 | Mitigation | 0.95 | 45 | 0 | esc | 0.00097009 | 1.4992e-08 | 0.00097009 | 1.4992e-08
[79 empty] | WLDFR | HFTD - Distribution - Tier 2 - 5QU CoRE ¦ 1QU LoRE | Red Flag Warning - Destructive Fires | 2055 | 4.8177e-10 | 4.8177e-10 | 12097.6769 | 340.5356 | 11757.1413 | 0 | 0 | 0 | 4.9663e-07 | 5.8283e-06 | 0 | 5.8283e-06 | 5.8283e-06 | 0 | 5.8283e-06 | 0 | 1.7651e-05 | 3.8691e-05 | 0 | 3.8691e-05 | 0 | 0 | 0 | 0 | 0 | [12 empty] | 7.3.3.17.5 (Remote Grid) Updates to grid topology to minimize risk of ignition in HFTDs Remote GridWLDFRContact from objectAggregated | WLDFR | HFTD - Distribution - Tier 2 - 2QU CoRE ¦ 1QU LoRE | Non-Red Flag Warning - Large Fires | Contact from object | Aggregated | 2055 | 1.5454e-05 | 193.7699 | 0.0029946 | 2055 | Mitigation | 0.95 | 45 | 0 | esc | 0.00097009 | 1.4992e-08 | 0.00097009 | 1.4992e-08
[79 empty] | WLDFR | HFTD - Distribution - Tier 2 - 5QU CoRE ¦ 1QU LoRE | Red Flag Warning - Destructive Fires | 2056 | 4.8177e-10 | 4.8177e-10 | 12097.6769 | 340.5356 | 11757.1413 | 0 | 0 | 0 | 4.9663e-07 | 5.8283e-06 | 0 | 5.8283e-06 | 5.8283e-06 | 0 | 5.8283e-06 | 0 | 1.7651e-05 | 3.8691e-05 | 0 | 3.8691e-05 | 0 | 0 | 0 | 0 | 0 | [12 empty] | 7.3.3.17.5 (Remote Grid) Updates to grid topology to minimize risk of ignition in HFTDs Remote GridWLDFRContact from objectAggregated | WLDFR | HFTD - Distribution - Tier 2 - 2QU CoRE ¦ 1QU LoRE | Non-Red Flag Warning - Large Fires | Contact from object | Aggregated | 2056 | 1.5454e-05 | 193.7699 | 0.0029946 | 2056 | Mitigation | 0.95 | 45 | 0 | esc | 0.00097009 | 1.4992e-08 | 0.00097009 | 1.4992e-08
[79 empty] | WLDFR | HFTD - Distribution - Tier 2 - 5QU CoRE ¦ 1QU LoRE | Red Flag Warning - Destructive Fires | 2057 | 4.8177e-10 | 4.8177e-10 | 12097.6769 | 340.5356 | 11757.1413 | 0 | 0 | 0 | 4.9663e-07 | 5.8283e-06 | 0 | 5.8283e-06 | 5.8283e-06 | 0 | 5.8283e-06 | 0 | 1.7651e-05 | 3.8691e-05 | 0 | 3.8691e-05 | 0 | 5.017e-08 | 0 | 0 | 0 | [12 empty] | 7.3.3.17.5 (Remote Grid) Updates to grid topology to minimize risk of ignition in HFTDs Remote GridWLDFRContact from objectAggregated | WLDFR | HFTD - Distribution - Tier 2 - 2QU CoRE ¦ 1QU LoRE | Non-Red Flag Warning - Large Fires | Contact from object | Aggregated | 2057 | 1.5454e-05 | 193.7699 | 0.0029946 | 2057 | Mitigation | 0.95 | 45 | 0 | esc | 0.00097009 | 1.4992e-08 | 0.00097009 | 1.4992e-08
[79 empty] | WLDFR | HFTD - Distribution - Tier 2 - 5QU CoRE ¦ 1QU LoRE | Red Flag Warning - Destructive Fires | 2058 | 4.8177e-10 | 4.8177e-10 | 12670.1796 | 362.3049 | 12307.8747 | 0 | 0 | 0 | 4.9663e-07 | 6.1041e-06 | 0 | 6.1041e-06 | 6.1041e-06 | 0 | 6.1041e-06 | 0 | 1.8524e-05 | 4.0605e-05 | 0 | 4.0605e-05 | 0 | 5.1785e-08 | 1.0357e-07 | 0 | 1.0357e-07 | [12 empty] | 7.3.3.17.5 (Remote Grid) Updates to grid topology to minimize risk of ignition in HFTDs Remote GridWLDFRContact from objectAggregated | WLDFR | HFTD - Distribution - Tier 2 - 2QU CoRE ¦ 1QU LoRE | Non-Red Flag Warning - Large Fires | Contact from object | Aggregated | 2058 | 1.5454e-05 | 193.7699 | 0.0029946 | 2058 | Mitigation | 0.95 | 45 | 0 | esc | 0.00097009 | 1.4992e-08 | 0.00097009 | 1.4992e-08
[79 empty] | WLDFR | HFTD - Distribution - Tier 2 - 5QU CoRE ¦ 1QU LoRE | Red Flag Warning - Destructive Fires | 2059 | 4.8177e-10 | 4.8177e-10 | 12670.1796 | 362.3049 | 12307.8747 | 0 | 0 | 0 | 4.9663e-07 | 6.1041e-06 | 0 | 6.1041e-06 | 6.1041e-06 | 0 | 6.1041e-06 | 0 | 1.8524e-05 | 4.0605e-05 | 0 | 4.0605e-05 | 0 | 5.1785e-08 | 1.0357e-07 | 0 | 1.0357e-07 | [12 empty] | 7.3.3.17.5 (Remote Grid) Updates to grid topology to minimize risk of ignition in HFTDs Remote GridWLDFRContact from objectAggregated | WLDFR | HFTD - Distribution - Tier 2 - 2QU CoRE ¦ 1QU LoRE | Non-Red Flag Warning - Large Fires | Contact from object | Aggregated | 2059 | 1.5454e-05 | 193.7699 | 0.0029946 | 2059 | Mitigation | 0.95 | 45 | 0 | esc | 0.00097009 | 1.4992e-08 | 0.00097009 | 1.4992e-08
[79 empty] | WLDFR | HFTD - Distribution - Tier 2 - 5QU CoRE ¦ 1QU LoRE | Red Flag Warning - Destructive Fires | 2060 | 4.8177e-10 | 4.8177e-10 | 12670.1796 | 362.3049 | 12307.8747 | 0 | 0 | 0 | 4.9663e-07 | 6.1041e-06 | 0 | 6.1041e-06 | 6.1041e-06 | 0 | 6.1041e-06 | 0 | 1.8524e-05 | 4.0605e-05 | 0 | 4.0605e-05 | 0 | 5.1785e-08 | 1.0357e-07 | 0 | 1.0357e-07 | [12 empty] | 7.3.3.17.5 (Remote Grid) Updates to grid topology to minimize risk of ignition in HFTDs Remote GridWLDFRContact from objectAggregated | WLDFR | HFTD - Distribution - Tier 2 - 2QU CoRE ¦ 1QU LoRE | Non-Red Flag Warning - Large Fires | Contact from object | Aggregated | 2060 | 1.5454e-05 | 193.7699 | 0.0029946 | 2060 | Mitigation | 0.95 | 45 | 0 | esc | 0.00097009 | 1.4992e-08 | 0.00097009 | 1.4992e-08
[79 empty] | WLDFR | HFTD - Distribution - Tier 2 - 5QU CoRE ¦ 1QU LoRE | Red Flag Warning - Destructive Fires | 2061 | 4.8177e-10 | 4.8177e-10 | 12670.1796 | 362.3049 | 12307.8747 | 0 | 0 | 0 | 4.9663e-07 | 6.1041e-06 | 0 | 6.1041e-06 | 6.1041e-06 | 0 | 6.1041e-06 | 0 | 1.8524e-05 | 4.0605e-05 | 0 | 4.0605e-05 | 0 | 5.1785e-08 | 1.0357e-07 | 0 | 1.0357e-07 | [12 empty] | 7.3.3.17.5 (Remote Grid) Updates to grid topology to minimize risk of ignition in HFTDs Remote GridWLDFRContact from objectAggregated | WLDFR | HFTD - Distribution - Tier 2 - 2QU CoRE ¦ 1QU LoRE | Non-Red Flag Warning - Large Fires | Contact from object | Aggregated | 2061 | 1.5454e-05 | 193.7699 | 0.0029946 | 2061 | Mitigation | 0.95 | 45 | 0 | esc | 0.00097009 | 1.4992e-08 | 0.00097009 | 1.4992e-08
[79 empty] | WLDFR | HFTD - Distribution - Tier 2 - 5QU CoRE ¦ 1QU LoRE | Red Flag Warning - Destructive Fires | 2062 | 4.8177e-10 | 4.8177e-10 | 12670.1796 | 362.3049 | 12307.8747 | 0 | 0 | 0 | 4.9663e-07 | 6.1041e-06 | 0 | 6.1041e-06 | 6.1041e-06 | 0 | 6.1041e-06 | 0 | 1.8524e-05 | 4.0605e-05 | 0 | 4.0605e-05 | 0 | 5.1785e-08 | 1.0357e-07 | 0 | 1.0357e-07 | [12 empty] | 7.3.3.17.5 (Remote Grid) Updates to grid topology to minimize risk of ignition in HFTDs Remote GridWLDFRContact from objectAggregated | WLDFR | HFTD - Distribution - Tier 2 - 2QU CoRE ¦ 1QU LoRE | Non-Red Flag Warning - Large Fires | Contact from object | Aggregated | 2062 | 1.5454e-05 | 193.7699 | 0.0029946 | 2062 | Mitigation | 0.95 | 45 | 0 | esc | 0.00097009 | 1.4992e-08 | 0.00097009 | 1.4992e-08
[79 empty] | WLDFR | HFTD - Distribution - Tier 2 - 5QU CoRE ¦ 1QU LoRE | Red Flag Warning - Destructive Fires | 2063 | 4.8177e-10 | 4.8177e-10 | 13246.6313 | 384.5316 | 12862.0997 | 0 | 0 | 0 | 4.9663e-07 | 6.3819e-06 | 0 | 6.3819e-06 | 6.3819e-06 | 0 | 6.3819e-06 | 0 | 1.9426e-05 | 4.2582e-05 | 0 | 4.2582e-05 | 0 | 5.3844e-08 | 1.0769e-07 | 0 | 1.0769e-07 | [12 empty] | 7.3.3.17.5 (Remote Grid) Updates to grid topology to minimize risk of ignition in HFTDs Remote GridWLDFRContact from objectAggregated | WLDFR | HFTD - Distribution - Tier 2 - 2QU CoRE ¦ 1QU LoRE | Non-Red Flag Warning - Large Fires | Contact from object | Aggregated | 2063 | 1.5454e-05 | 193.7699 | 0.0029946 | 2063 | Mitigation | 0.95 | 45 | 0 | esc | 0.00097009 | 1.4992e-08 | 0.00097009 | 1.4992e-08
[79 empty] | WLDFR | HFTD - Distribution - Tier 2 - 5QU CoRE ¦ 1QU LoRE | Red Flag Warning - Destructive Fires | 2064 | 4.8177e-10 | 4.8177e-10 | 13246.6313 | 384.5316 | 12862.0997 | 0 | 0 | 0 | 4.9663e-07 | 6.3819e-06 | 0 | 6.3819e-06 | 6.3819e-06 | 0 | 6.3819e-06 | 0 | 1.9426e-05 | 4.2582e-05 | 0 | 4.2582e-05 | 0 | 5.3844e-08 | 1.0769e-07 | 0 | 1.0769e-07 | [12 empty] | 7.3.3.17.5 (Remote Grid) Updates to grid topology to minimize risk of ignition in HFTDs Remote GridWLDFRContact from objectAggregated | WLDFR | HFTD - Distribution - Tier 2 - 2QU CoRE ¦ 1QU LoRE | Non-Red Flag Warning - Large Fires | Contact from object | Aggregated | 2064 | 1.5454e-05 | 193.7699 | 0.0029946 | 2064 | Mitigation | 0.95 | 45 | 0 | esc | 0.00097009 | 1.4992e-08 | 0.00097009 | 1.4992e-08
[79 empty] | WLDFR | HFTD - Distribution - Tier 2 - 5QU CoRE ¦ 1QU LoRE | Red Flag Warning - Destructive Fires | 2065 | 4.8177e-10 | 4.8177e-10 | 13246.6313 | 384.5316 | 12862.0997 | 0 | 0 | 0 | 4.9663e-07 | 6.3819e-06 | 0 | 6.3819e-06 | 6.3819e-06 | 0 | 6.3819e-06 | 0 | 1.9426e-05 | 4.2582e-05 | 0 | 4.2582e-05 | 0 | 5.3844e-08 | 1.0769e-07 | 0 | 1.0769e-07 | [12 empty] | 7.3.3.17.5 (Remote Grid) Updates to grid topology to minimize risk of ignition in HFTDs Remote GridWLDFRContact from objectAggregated | WLDFR | HFTD - Distribution - Tier 2 - 2QU CoRE ¦ 1QU LoRE | Non-Red Flag Warning - Large Fires | Contact from object | Aggregated | 2065 | 1.5454e-05 | 193.7699 | 0.0029946 | 2065 | Mitigation | 0.95 | 45 | 0 | esc | 0.00097009 | 1.4992e-08 | 0.00097009 | 1.4992e-08
[79 empty] | WLDFR | HFTD - Distribution - Tier 2 - 5QU CoRE ¦ 1QU LoRE | Red Flag Warning - Destructive Fires | 2066 | 4.8177e-10 | 4.8177e-10 | 13246.6313 | 384.5316 | 12862.0997 | 0 | 0 | 0 | 4.9663e-07 | 6.3819e-06 | 0 | 6.3819e-06 | 6.3819e-06 | 0 | 6.3819e-06 | 0 | 1.9426e-05 | 4.2582e-05 | 0 | 4.2582e-05 | 0 | 5.3844e-08 | 1.0769e-07 | 0 | 1.0769e-07 | [12 empty] | 7.3.3.17.5 (Remote Grid) Updates to grid topology to minimize risk of ignition in HFTDs Remote GridWLDFRContact from objectAggregated | WLDFR | HFTD - Distribution - Tier 2 - 2QU CoRE ¦ 1QU LoRE | Non-Red Flag Warning - Large Fires | Contact from object | Aggregated | 2066 | 1.5454e-05 | 193.7699 | 0.0029946 | 2066 | Mitigation | 0.95 | 45 | 0 | esc | 0.00097009 | 1.4992e-08 | 0.00097009 | 1.4992e-08
[79 empty] | WLDFR | HFTD - Distribution - Tier 2 - 5QU CoRE ¦ 1QU LoRE | Red Flag Warning - Destructive Fires | 2067 | 0 | 4.8177e-10 | 13246.6313 | 384.5316 | 12862.0997 | 0 | 0 | 0 | 4.9663e-07 | 0 | 0 | 0 | 6.3819e-06 | 0 | 6.3819e-06 | 0 | 1.9426e-05 | 4.2582e-05 | 0 | 4.2582e-05 | 0 | 5.3844e-08 | 1.0769e-07 | 0 | 1.0769e-07 | [12 empty] | 7.3.3.17.5 (Remote Grid) Updates to grid topology to minimize risk of ignition in HFTDs Remote GridWLDFRContact from objectAggregated | WLDFR | HFTD - Distribution - Tier 2 - 2QU CoRE ¦ 1QU LoRE | Non-Red Flag Warning - Large Fires | Contact from object | Aggregated | 2067 | 1.5454e-05 | 193.7699 | 0.0029946 | 2067 | Mitigation | 0.95 | 45 | 0 | esc | 0 | 0 | 0.00097009 | 1.4992e-08
[79 empty] | WLDFR | HFTD - Distribution - Tier 2 - 5QU CoRE ¦ 1QU LoRE | Red Flag Warning - Large Fires | 2022 | 3.9076e-08 | 0 | 5.2406 | 0.69642 | 2.942 | 1.6022 | 0 | 0 | 4.0281e-05 | 2.0478e-07 | 0 | 2.0478e-07 | 0 | 0 | 0 | 0 | 2.0345e-05 | 4.4597e-05 | 0 | 4.4597e-05 | 0 | 5.6166e-08 | 1.1233e-07 | 0 | 1.1233e-07 | [12 empty] | 7.3.3.17.5 (Remote Grid) Updates to grid topology to minimize risk of ignition in HFTDs Remote GridWLDFRContaminationAggregated | WLDFR | HFTD - Distribution - Tier 2 - 2QU CoRE ¦ 1QU LoRE | Non-Red Flag Warning - Large Fires | Contamination | Aggregated | 2022 | 3.1036e-07 | 193.7699 | 6.0139e-05 | 2022 | Mitigation | 0.95 | 45 | 0 | esc | 0.00097009 | 3.0108e-10 | 0 | 0
[79 empty] | WLDFR | HFTD - Distribution - Tier 2 - 5QU CoRE ¦ 1QU LoRE | Red Flag Warning - Large Fires | 2023 | 3.9076e-08 | 3.9076e-08 | 5.475 | 0.71896 | 3.0715 | 1.6846 | 0 | 0 | 4.0281e-05 | 2.1394e-07 | 0 | 2.1394e-07 | 2.1394e-07 | 0 | 2.1394e-07 | 0 | 2.0345e-05 | 4.4597e-05 | 0 | 4.4597e-05 | 0 | 5.6166e-08 | 1.1233e-07 | 0 | 1.1233e-07 | [12 empty] | 7.3.3.17.5 (Remote Grid) Updates to grid topology to minimize risk of ignition in HFTDs Remote GridWLDFRContaminationAggregated | WLDFR | HFTD - Distribution - Tier 2 - 2QU CoRE ¦ 1QU LoRE | Non-Red Flag Warning - Large Fires | Contamination | Aggregated | 2023 | 3.1036e-07 | 193.7699 | 6.0139e-05 | 2023 | Mitigation | 0.95 | 45 | 0 | esc | 0.00097009 | 3.0108e-10 | 0.00097009 | 3.0108e-10
[79 empty] | WLDFR | HFTD - Distribution - Tier 2 - 5QU CoRE ¦ 1QU LoRE | Red Flag Warning - Large Fires | 2024 | 3.9076e-08 | 3.9076e-08 | 5.475 | 0.71896 | 3.0715 | 1.6846 | 0 | 0 | 4.0281e-05 | 2.1394e-07 | 0 | 2.1394e-07 | 2.1394e-07 | 0 | 2.1394e-07 | 0 | 2.0345e-05 | 4.4597e-05 | 0 | 4.4597e-05 | 0 | 5.6166e-08 | 1.1233e-07 | 0 | 1.1233e-07 | [12 empty] | 7.3.3.17.5 (Remote Grid) Updates to grid topology to minimize risk of ignition in HFTDs Remote GridWLDFRContaminationAggregated | WLDFR | HFTD - Distribution - Tier 2 - 2QU CoRE ¦ 1QU LoRE | Non-Red Flag Warning - Large Fires | Contamination | Aggregated | 2024 | 3.1036e-07 | 193.7699 | 6.0139e-05 | 2024 | Mitigation | 0.95 | 45 | 0 | esc | 0.00097009 | 3.0108e-10 | 0.00097009 | 3.0108e-10
[79 empty] | WLDFR | HFTD - Distribution - Tier 2 - 5QU CoRE ¦ 1QU LoRE | Red Flag Warning - Large Fires | 2025 | 3.9076e-08 | 3.9076e-08 | 5.475 | 0.71896 | 3.0715 | 1.6846 | 0 | 0 | 4.0281e-05 | 2.1394e-07 | 0 | 2.1394e-07 | 2.1394e-07 | 0 | 2.1394e-07 | 0 | 2.0345e-05 | 4.4597e-05 | 0 | 4.4597e-05 | 0 | 5.6166e-08 | 1.1233e-07 | 0 | 1.1233e-07 | [12 empty] | 7.3.3.17.5 (Remote Grid) Updates to grid topology to minimize risk of ignition in HFTDs Remote GridWLDFRContaminationAggregated | WLDFR | HFTD - Distribution - Tier 2 - 2QU CoRE ¦ 1QU LoRE | Non-Red Flag Warning - Large Fires | Contamination | Aggregated | 2025 | 3.1036e-07 | 193.7699 | 6.0139e-05 | 2025 | Mitigation | 0.95 | 45 | 0 | esc | 0.00097009 | 3.0108e-10 | 0.00097009 | 3.0108e-10
[79 empty] | WLDFR | HFTD - Distribution - Tier 2 - 5QU CoRE ¦ 1QU LoRE | Red Flag Warning - Large Fires | 2026 | 3.9076e-08 | 3.9076e-08 | 5.475 | 0.71896 | 3.0715 | 1.6846 | 0 | 0 | 4.0281e-05 | 2.1394e-07 | 0 | 2.1394e-07 | 2.1394e-07 | 0 | 2.1394e-07 | 0 | 2.0345e-05 | 4.4597e-05 | 0 | 4.4597e-05 | 0 | 5.6166e-08 | 1.1233e-07 | 0 | 1.1233e-07 | [12 empty] | 7.3.3.17.5 (Remote Grid) Updates to grid topology to minimize risk of ignition in HFTDs Remote GridWLDFRContaminationAggregated | WLDFR | HFTD - Distribution - Tier 2 - 2QU CoRE ¦ 1QU LoRE | Non-Red Flag Warning - Large Fires | Contamination | Aggregated | 2026 | 3.1036e-07 | 193.7699 | 6.0139e-05 | 2026 | Mitigation | 0.95 | 45 | 0 | esc | 0.00097009 | 3.0108e-10 | 0.00097009 | 3.0108e-10
[79 empty] | WLDFR | HFTD - Distribution - Tier 2 - 5QU CoRE ¦ 1QU LoRE | Red Flag Warning - Large Fires | 2027 | 3.9076e-08 | 3.9076e-08 | 5.475 | 0.71896 | 3.0715 | 1.6846 | 0 | 0 | 4.0281e-05 | 2.1394e-07 | 0 | 2.1394e-07 | 2.1394e-07 | 0 | 2.1394e-07 | 0 | 2.1271e-05 | 4.6626e-05 | 0 | 4.6626e-05 | 0 | 5.8725e-08 | 1.1745e-07 | 0 | 1.1745e-07 | [12 empty] | 7.3.3.17.5 (Remote Grid) Updates to grid topology to minimize risk of ignition in HFTDs Remote GridWLDFRContaminationAggregated | WLDFR | HFTD - Distribution - Tier 2 - 2QU CoRE ¦ 1QU LoRE | Non-Red Flag Warning - Large Fires | Contamination | Aggregated | 2027 | 3.1036e-07 | 193.7699 | 6.0139e-05 | 2027 | Mitigation | 0.95 | 45 | 0 | esc | 0.00097009 | 3.0108e-10 | 0.00097009 | 3.0108e-10
[79 empty] | WLDFR | HFTD - Distribution - Tier 2 - 5QU CoRE ¦ 1QU LoRE | Red Flag Warning - Large Fires | 2028 | 3.9076e-08 | 3.9076e-08 | 5.777 | 0.74734 | 3.238 | 1.7917 | 0 | 0 | 4.0281e-05 | 2.2574e-07 | 0 | 2.2574e-07 | 2.2574e-07 | 0 | 2.2574e-07 | 0 | 2.1271e-05 | 4.6626e-05 | 0 | 4.6626e-05 | 0 | 5.8725e-08 | 1.1745e-07 | 0 | 1.1745e-07 | [12 empty] | 7.3.3.17.5 (Remote Grid) Updates to grid topology to minimize risk of ignition in HFTDs Remote GridWLDFRContaminationAggregated | WLDFR | HFTD - Distribution - Tier 2 - 2QU CoRE ¦ 1QU LoRE | Non-Red Flag Warning - Large Fires | Contamination | Aggregated | 2028 | 3.1036e-07 | 193.7699 | 6.0139e-05 | 2028 | Mitigation | 0.95 | 45 | 0 | esc | 0.00097009 | 3.0108e-10 | 0.00097009 | 3.0108e-10
[79 empty] | WLDFR | HFTD - Distribution - Tier 2 - 5QU CoRE ¦ 1QU LoRE | Red Flag Warning - Large Fires | 2029 | 3.9076e-08 | 3.9076e-08 | 5.777 | 0.74734 | 3.238 | 1.7917 | 0 | 0 | 4.0281e-05 | 2.2574e-07 | 0 | 2.2574e-07 | 2.2574e-07 | 0 | 2.2574e-07 | 0 | 2.1271e-05 | 4.6626e-05 | 0 | 4.6626e-05 | 0 | 5.8725e-08 | 1.1745e-07 | 0 | 1.1745e-07 | [12 empty] | 7.3.3.17.5 (Remote Grid) Updates to grid topology to minimize risk of ignition in HFTDs Remote GridWLDFRContaminationAggregated | WLDFR | HFTD - Distribution - Tier 2 - 2QU CoRE ¦ 1QU LoRE | Non-Red Flag Warning - Large Fires | Contamination | Aggregated | 2029 | 3.1036e-07 | 193.7699 | 6.0139e-05 | 2029 | Mitigation | 0.95 | 45 | 0 | esc | 0.00097009 | 3.0108e-10 | 0.00097009 | 3.0108e-10
[79 empty] | WLDFR | HFTD - Distribution - Tier 2 - 5QU CoRE ¦ 1QU LoRE | Red Flag Warning - Large Fires | 2030 | 3.9076e-08 | 3.9076e-08 | 5.777 | 0.74734 | 3.238 | 1.7917 | 0 | 0 | 4.0281e-05 | 2.2574e-07 | 0 | 2.2574e-07 | 2.2574e-07 | 0 | 2.2574e-07 | 0 | 2.1271e-05 | 4.6626e-05 | 0 | 4.6626e-05 | 0 | 5.8725e-08 | 1.1745e-07 | 0 | 1.1745e-07 | [12 empty] | 7.3.3.17.5 (Remote Grid) Updates to grid topology to minimize risk of ignition in HFTDs Remote GridWLDFRContaminationAggregated | WLDFR | HFTD - Distribution - Tier 2 - 2QU CoRE ¦ 1QU LoRE | Non-Red Flag Warning - Large Fires | Contamination | Aggregated | 2030 | 3.1036e-07 | 193.7699 | 6.0139e-05 | 2030 | Mitigation | 0.95 | 45 | 0 | esc | 0.00097009 | 3.0108e-10 | 0.00097009 | 3.0108e-10
[79 empty] | WLDFR | HFTD - Distribution - Tier 2 - 5QU CoRE ¦ 1QU LoRE | Red Flag Warning - Large Fires | 2031 | 3.9076e-08 | 3.9076e-08 | 5.777 | 0.74734 | 3.238 | 1.7917 | 0 | 0 | 4.0281e-05 | 2.2574e-07 | 0 | 2.2574e-07 | 2.2574e-07 | 0 | 2.2574e-07 | 0 | 2.1271e-05 | 4.6626e-05 | 0 | 4.6626e-05 | 0 | 5.8725e-08 | 1.1745e-07 | 0 | 1.1745e-07 | [12 empty] | 7.3.3.17.5 (Remote Grid) Updates to grid topology to minimize risk of ignition in HFTDs Remote GridWLDFRContaminationAggregated | WLDFR | HFTD - Distribution - Tier 2 - 2QU CoRE ¦ 1QU LoRE | Non-Red Flag Warning - Large Fires | Contamination | Aggregated | 2031 | 3.1036e-07 | 193.7699 | 6.0139e-05 | 2031 | Mitigation | 0.95 | 45 | 0 | esc | 0.00097009 | 3.0108e-10 | 0.00097009 | 3.0108e-10
[79 empty] | WLDFR | HFTD - Distribution - Tier 2 - 5QU CoRE ¦ 1QU LoRE | Red Flag Warning - Large Fires | 2032 | 3.9076e-08 | 3.9076e-08 | 5.777 | 0.74734 | 3.238 | 1.7917 | 0 | 0 | 4.0281e-05 | 2.2574e-07 | 0 | 2.2574e-07 | 2.2574e-07 | 0 | 2.2574e-07 | 0 | 2.2192e-05 | 4.8645e-05 | 0 | 4.8645e-05 | 0 | 6.1495e-08 | 1.2299e-07 | 0 | 1.2299e-07 | [12 empty] | 7.3.3.17.5 (Remote Grid) Updates to grid topology to minimize risk of ignition in HFTDs Remote GridWLDFRContaminationAggregated | WLDFR | HFTD - Distribution - Tier 2 - 2QU CoRE ¦ 1QU LoRE | Non-Red Flag Warning - Large Fires | Contamination | Aggregated | 2032 | 3.1036e-07 | 193.7699 | 6.0139e-05 | 2032 | Mitigation | 0.95 | 45 | 0 | esc | 0.00097009 | 3.0108e-10 | 0.00097009 | 3.0108e-10
[79 empty] | WLDFR | HFTD - Distribution - Tier 2 - 5QU CoRE ¦ 1QU LoRE | Red Flag Warning - Large Fires | 2033 | 3.9076e-08 | 3.9076e-08 | 6.1205 | 0.77885 | 3.4265 | 1.9151 | 0 | 0 | 4.0281e-05 | 2.3917e-07 | 0 | 2.3917e-07 | 2.3917e-07 | 0 | 2.3917e-07 | 0 | 2.2192e-05 | 4.8645e-05 | 0 | 4.8645e-05 | 0 | 6.1495e-08 | 1.2299e-07 | 0 | 1.2299e-07 | [12 empty] | 7.3.3.17.5 (Remote Grid) Updates to grid topology to minimize risk of ignition in HFTDs Remote GridWLDFRContaminationAggregated | WLDFR | HFTD - Distribution - Tier 2 - 2QU CoRE ¦ 1QU LoRE | Non-Red Flag Warning - Large Fires | Contamination | Aggregated | 2033 | 3.1036e-07 | 193.7699 | 6.0139e-05 | 2033 | Mitigation | 0.95 | 45 | 0 | esc | 0.00097009 | 3.0108e-10 | 0.00097009 | 3.0108e-10
[79 empty] | WLDFR | HFTD - Distribution - Tier 2 - 5QU CoRE ¦ 1QU LoRE | Red Flag Warning - Large Fires | 2034 | 3.9076e-08 | 3.9076e-08 | 6.1205 | 0.77885 | 3.4265 | 1.9151 | 0 | 0 | 4.0281e-05 | 2.3917e-07 | 0 | 2.3917e-07 | 2.3917e-07 | 0 | 2.3917e-07 | 0 | 2.2192e-05 | 4.8645e-05 | 0 | 4.8645e-05 | 0 | 6.1495e-08 | 1.2299e-07 | 0 | 1.2299e-07 | [12 empty] | 7.3.3.17.5 (Remote Grid) Updates to grid topology to minimize risk of ignition in HFTDs Remote GridWLDFRContaminationAggregated | WLDFR | HFTD - Distribution - Tier 2 - 2QU CoRE ¦ 1QU LoRE | Non-Red Flag Warning - Large Fires | Contamination | Aggregated | 2034 | 3.1036e-07 | 193.7699 | 6.0139e-05 | 2034 | Mitigation | 0.95 | 45 | 0 | esc | 0.00097009 | 3.0108e-10 | 0.00097009 | 3.0108e-10
[79 empty] | WLDFR | HFTD - Distribution - Tier 2 - 5QU CoRE ¦ 1QU LoRE | Red Flag Warning - Large Fires | 2035 | 3.9076e-08 | 3.9076e-08 | 6.1205 | 0.77885 | 3.4265 | 1.9151 | 0 | 0 | 4.0281e-05 | 2.3917e-07 | 0 | 2.3917e-07 | 2.3917e-07 | 0 | 2.3917e-07 | 0 | 0 | 4.8645e-05 | 0 | 4.8645e-05 | 0 | 6.1495e-08 | 1.2299e-07 | 0 | 1.2299e-07 | [12 empty] | 7.3.3.17.5 (Remote Grid) Updates to grid topology to minimize risk of ignition in HFTDs Remote GridWLDFRContaminationAggregated | WLDFR | HFTD - Distribution - Tier 2 - 2QU CoRE ¦ 1QU LoRE | Non-Red Flag Warning - Large Fires | Contamination | Aggregated | 2035 | 3.1036e-07 | 193.7699 | 6.0139e-05 | 2035 | Mitigation | 0.95 | 45 | 0 | esc | 0.00097009 | 3.0108e-10 | 0.00097009 | 3.0108e-10
[79 empty] | WLDFR | HFTD - Distribution - Tier 2 - 5QU CoRE ¦ 1QU LoRE | Red Flag Warning - Large Fires | 2036 | 3.9076e-08 | 3.9076e-08 | 6.1205 | 0.77885 | 3.4265 | 1.9151 | 0 | 0 | 4.0281e-05 | 2.3917e-07 | 0 | 2.3917e-07 | 2.3917e-07 | 0 | 2.3917e-07 | 0 | 0 | 0 | 0 | 0 | 0 | 6.1495e-08 | 1.2299e-07 | 0 | 1.2299e-07 | [12 empty] | 7.3.3.17.5 (Remote Grid) Updates to grid topology to minimize risk of ignition in HFTDs Remote GridWLDFRContaminationAggregated | WLDFR | HFTD - Distribution - Tier 2 - 2QU CoRE ¦ 1QU LoRE | Non-Red Flag Warning - Large Fires | Contamination | Aggregated | 2036 | 3.1036e-07 | 193.7699 | 6.0139e-05 | 2036 | Mitigation | 0.95 | 45 | 0 | esc | 0.00097009 | 3.0108e-10 | 0.00097009 | 3.0108e-10
[79 empty] | WLDFR | HFTD - Distribution - Tier 2 - 5QU CoRE ¦ 1QU LoRE | Red Flag Warning - Large Fires | 2037 | 3.9076e-08 | 3.9076e-08 | 6.1205 | 0.77885 | 3.4265 | 1.9151 | 0 | 0 | 4.0281e-05 | 2.3917e-07 | 0 | 2.3917e-07 | 2.3917e-07 | 0 | 2.3917e-07 | 0 | 1.715e-07 | 0 | 0 | 0 | 0 | 6.4448e-08 | 1.289e-07 | 0 | 1.289e-07 | [12 empty] | 7.3.3.17.5 (Remote Grid) Updates to grid topology to minimize risk of ignition in HFTDs Remote GridWLDFRContaminationAggregated | WLDFR | HFTD - Distribution - Tier 2 - 2QU CoRE ¦ 1QU LoRE | Non-Red Flag Warning - Large Fires | Contamination | Aggregated | 2037 | 3.1036e-07 | 193.7699 | 6.0139e-05 | 2037 | Mitigation | 0.95 | 45 | 0 | esc | 0.00097009 | 3.0108e-10 | 0.00097009 | 3.0108e-10
[79 empty] | WLDFR | HFTD - Distribution - Tier 2 - 5QU CoRE ¦ 1QU LoRE | Red Flag Warning - Large Fires | 2038 | 3.9076e-08 | 3.9076e-08 | 6.5028 | 0.81304 | 3.6355 | 2.0543 | 0 | 0 | 4.0281e-05 | 2.5411e-07 | 0 | 2.5411e-07 | 2.5411e-07 | 0 | 2.5411e-07 | 0 | 1.7918e-07 | 3.9276e-07 | 0 | 3.9276e-07 | 0 | 6.4448e-08 | 1.289e-07 | 0 | 1.289e-07 | [12 empty] | 7.3.3.17.5 (Remote Grid) Updates to grid topology to minimize risk of ignition in HFTDs Remote GridWLDFRContaminationAggregated | WLDFR | HFTD - Distribution - Tier 2 - 2QU CoRE ¦ 1QU LoRE | Non-Red Flag Warning - Large Fires | Contamination | Aggregated | 2038 | 3.1036e-07 | 193.7699 | 6.0139e-05 | 2038 | Mitigation | 0.95 | 45 | 0 | esc | 0.00097009 | 3.0108e-10 | 0.00097009 | 3.0108e-10
[79 empty] | WLDFR | HFTD - Distribution - Tier 2 - 5QU CoRE ¦ 1QU LoRE | Red Flag Warning - Large Fires | 2039 | 3.9076e-08 | 3.9076e-08 | 6.5028 | 0.81304 | 3.6355 | 2.0543 | 0 | 0 | 4.0281e-05 | 2.5411e-07 | 0 | 2.5411e-07 | 2.5411e-07 | 0 | 2.5411e-07 | 0 | 1.7918e-07 | 3.9276e-07 | 0 | 3.9276e-07 | 0 | 6.4448e-08 | 1.289e-07 | 0 | 1.289e-07 | [12 empty] | 7.3.3.17.5 (Remote Grid) Updates to grid topology to minimize risk of ignition in HFTDs Remote GridWLDFRContaminationAggregated | WLDFR | HFTD - Distribution - Tier 2 - 2QU CoRE ¦ 1QU LoRE | Non-Red Flag Warning - Large Fires | Contamination | Aggregated | 2039 | 3.1036e-07 | 193.7699 | 6.0139e-05 | 2039 | Mitigation | 0.95 | 45 | 0 | esc | 0.00097009 | 3.0108e-10 | 0.00097009 | 3.0108e-10
[79 empty] | WLDFR | HFTD - Distribution - Tier 2 - 5QU CoRE ¦ 1QU LoRE | Red Flag Warning - Large Fires | 2040 | 3.9076e-08 | 3.9076e-08 | 6.5028 | 0.81304 | 3.6355 | 2.0543 | 0 | 0 | 4.0281e-05 | 2.5411e-07 | 0 | 2.5411e-07 | 2.5411e-07 | 0 | 2.5411e-07 | 0 | 1.7918e-07 | 3.9276e-07 | 0 | 3.9276e-07 | 0 | 6.4448e-08 | 1.289e-07 | 0 | 1.289e-07 | [12 empty] | 7.3.3.17.5 (Remote Grid) Updates to grid topology to minimize risk of ignition in HFTDs Remote GridWLDFRContaminationAggregated | WLDFR | HFTD - Distribution - Tier 2 - 2QU CoRE ¦ 1QU LoRE | Non-Red Flag Warning - Large Fires | Contamination | Aggregated | 2040 | 3.1036e-07 | 193.7699 | 6.0139e-05 | 2040 | Mitigation | 0.95 | 45 | 0 | esc | 0.00097009 | 3.0108e-10 | 0.00097009 | 3.0108e-10
[79 empty] | WLDFR | HFTD - Distribution - Tier 2 - 5QU CoRE ¦ 1QU LoRE | Red Flag Warning - Large Fires | 2041 | 3.9076e-08 | 3.9076e-08 | 6.5028 | 0.81304 | 3.6355 | 2.0543 | 0 | 0 | 4.0281e-05 | 2.5411e-07 | 0 | 2.5411e-07 | 2.5411e-07 | 0 | 2.5411e-07 | 0 | 1.7918e-07 | 3.9276e-07 | 0 | 3.9276e-07 | 0 | 0 | 1.289e-07 | 0 | 1.289e-07 | [12 empty] | 7.3.3.17.5 (Remote Grid) Updates to grid topology to minimize risk of ignition in HFTDs Remote GridWLDFRContaminationAggregated | WLDFR | HFTD - Distribution - Tier 2 - 2QU CoRE ¦ 1QU LoRE | Non-Red Flag Warning - Large Fires | Contamination | Aggregated | 2041 | 3.1036e-07 | 193.7699 | 6.0139e-05 | 2041 | Mitigation | 0.95 | 45 | 0 | esc | 0.00097009 | 3.0108e-10 | 0.00097009 | 3.0108e-10
[79 empty] | WLDFR | HFTD - Distribution - Tier 2 - 5QU CoRE ¦ 1QU LoRE | Red Flag Warning - Large Fires | 2042 | 3.9076e-08 | 3.9076e-08 | 6.5028 | 0.81304 | 3.6355 | 2.0543 | 0 | 0 | 4.0281e-05 | 2.5411e-07 | 0 | 2.5411e-07 | 2.5411e-07 | 0 | 2.5411e-07 | 0 | 1.7918e-07 | 3.9276e-07 | 0 | 3.9276e-07 | 0 | 0 | 0 | 0 | 0 | [12 empty] | 7.3.3.17.5 (Remote Grid) Updates to grid topology to minimize risk of ignition in HFTDs Remote GridWLDFRContaminationAggregated | WLDFR | HFTD - Distribution - Tier 2 - 2QU CoRE ¦ 1QU LoRE | Non-Red Flag Warning - Large Fires | Contamination | Aggregated | 2042 | 3.1036e-07 | 193.7699 | 6.0139e-05 | 2042 | Mitigation | 0.95 | 45 | 0 | esc | 0.00097009 | 3.0108e-10 | 0.00097009 | 3.0108e-10
[79 empty] | WLDFR | HFTD - Distribution - Tier 2 - 5QU CoRE ¦ 1QU LoRE | Red Flag Warning - Large Fires | 2043 | 3.9076e-08 | 3.9076e-08 | 6.9209 | 0.84944 | 3.8632 | 2.2083 | 0 | 0 | 4.0281e-05 | 2.7044e-07 | 0 | 2.7044e-07 | 2.7044e-07 | 0 | 2.7044e-07 | 0 | 1.8906e-07 | 4.1443e-07 | 0 | 4.1443e-07 | 0 | 0 | 0 | 0 | 0 | [12 empty] | 7.3.3.17.5 (Remote Grid) Updates to grid topology to minimize risk of ignition in HFTDs Remote GridWLDFRContaminationAggregated | WLDFR | HFTD - Distribution - Tier 2 - 2QU CoRE ¦ 1QU LoRE | Non-Red Flag Warning - Large Fires | Contamination | Aggregated | 2043 | 3.1036e-07 | 193.7699 | 6.0139e-05 | 2043 | Mitigation | 0.95 | 45 | 0 | esc | 0.00097009 | 3.0108e-10 | 0.00097009 | 3.0108e-10
[79 empty] | WLDFR | HFTD - Distribution - Tier 2 - 5QU CoRE ¦ 1QU LoRE | Red Flag Warning - Large Fires | 2044 | 3.9076e-08 | 3.9076e-08 | 6.9209 | 0.84944 | 3.8632 | 2.2083 | 0 | 0 | 4.0281e-05 | 2.7044e-07 | 0 | 2.7044e-07 | 2.7044e-07 | 0 | 2.7044e-07 | 0 | 1.8906e-07 | 4.1443e-07 | 0 | 4.1443e-07 | 0 | 2.9509e-05 | 0 | 0 | 0 | [12 empty] | 7.3.3.17.5 (Remote Grid) Updates to grid topology to minimize risk of ignition in HFTDs Remote GridWLDFRContaminationAggregated | WLDFR | HFTD - Distribution - Tier 2 - 2QU CoRE ¦ 1QU LoRE | Non-Red Flag Warning - Large Fires | Contamination | Aggregated | 2044 | 3.1036e-07 | 193.7699 | 6.0139e-05 | 2044 | Mitigation | 0.95 | 45 | 0 | esc | 0.00097009 | 3.0108e-10 | 0.00097009 | 3.0108e-10
[79 empty] | WLDFR | HFTD - Distribution - Tier 2 - 5QU CoRE ¦ 1QU LoRE | Red Flag Warning - Large Fires | 2045 | 3.9076e-08 | 3.9076e-08 | 6.9209 | 0.84944 | 3.8632 | 2.2083 | 0 | 0 | 4.0281e-05 | 2.7044e-07 | 0 | 2.7044e-07 | 2.7044e-07 | 0 | 2.7044e-07 | 0 | 1.8906e-07 | 4.1443e-07 | 0 | 4.1443e-07 | 0 | 3.0591e-05 | 6.1182e-05 | 0 | 6.1182e-05 | [12 empty] | 7.3.3.17.5 (Remote Grid) Updates to grid topology to minimize risk of ignition in HFTDs Remote GridWLDFRContaminationAggregated | WLDFR | HFTD - Distribution - Tier 2 - 2QU CoRE ¦ 1QU LoRE | Non-Red Flag Warning - Large Fires | Contamination | Aggregated | 2045 | 3.1036e-07 | 193.7699 | 6.0139e-05 | 2045 | Mitigation | 0.95 | 45 | 0 | esc | 0.00097009 | 3.0108e-10 | 0.00097009 | 3.0108e-10
[79 empty] | WLDFR | HFTD - Distribution - Tier 2 - 5QU CoRE ¦ 1QU LoRE | Red Flag Warning - Large Fires | 2046 | 3.9076e-08 | 3.9076e-08 | 6.9209 | 0.84944 | 3.8632 | 2.2083 | 0 | 0 | 4.0281e-05 | 2.7044e-07 | 0 | 2.7044e-07 | 2.7044e-07 | 0 | 2.7044e-07 | 0 | 1.8906e-07 | 4.1443e-07 | 0 | 4.1443e-07 | 0 | 3.0591e-05 | 6.1182e-05 | 0 | 6.1182e-05 | [12 empty] | 7.3.3.17.5 (Remote Grid) Updates to grid topology to minimize risk of ignition in HFTDs Remote GridWLDFRContaminationAggregated | WLDFR | HFTD - Distribution - Tier 2 - 2QU CoRE ¦ 1QU LoRE | Non-Red Flag Warning - Large Fires | Contamination | Aggregated | 2046 | 3.1036e-07 | 193.7699 | 6.0139e-05 | 2046 | Mitigation | 0.95 | 45 | 0 | esc | 0.00097009 | 3.0108e-10 | 0.00097009 | 3.0108e-10
[79 empty] | WLDFR | HFTD - Distribution - Tier 2 - 5QU CoRE ¦ 1QU LoRE | Red Flag Warning - Large Fires | 2047 | 3.9076e-08 | 3.9076e-08 | 6.9209 | 0.84944 | 3.8632 | 2.2083 | 0 | 0 | 4.0281e-05 | 2.7044e-07 | 0 | 2.7044e-07 | 2.7044e-07 | 0 | 2.7044e-07 | 0 | 1.8906e-07 | 4.1443e-07 | 0 | 4.1443e-07 | 0 | 3.0591e-05 | 6.1182e-05 | 0 | 6.1182e-05 | [12 empty] | 7.3.3.17.5 (Remote Grid) Updates to grid topology to minimize risk of ignition in HFTDs Remote GridWLDFRContaminationAggregated | WLDFR | HFTD - Distribution - Tier 2 - 2QU CoRE ¦ 1QU LoRE | Non-Red Flag Warning - Large Fires | Contamination | Aggregated | 2047 | 3.1036e-07 | 193.7699 | 6.0139e-05 | 2047 | Mitigation | 0.95 | 45 | 0 | esc | 0.00097009 | 3.0108e-10 | 0.00097009 | 3.0108e-10
[79 empty] | WLDFR | HFTD - Distribution - Tier 2 - 5QU CoRE ¦ 1QU LoRE | Red Flag Warning - Large Fires | 2048 | 3.9076e-08 | 3.9076e-08 | 7.3713 | 0.88759 | 4.1075 | 2.3763 | 0 | 0 | 4.0281e-05 | 2.8804e-07 | 0 | 2.8804e-07 | 2.8804e-07 | 0 | 2.8804e-07 | 0 | 2.003e-07 | 4.3907e-07 | 0 | 4.3907e-07 | 0 | 3.0591e-05 | 6.1182e-05 | 0 | 6.1182e-05 | [12 empty] | 7.3.3.17.5 (Remote Grid) Updates to grid topology to minimize risk of ignition in HFTDs Remote GridWLDFRContaminationAggregated | WLDFR | HFTD - Distribution - Tier 2 - 2QU CoRE ¦ 1QU LoRE | Non-Red Flag Warning - Large Fires | Contamination | Aggregated | 2048 | 3.1036e-07 | 193.7699 | 6.0139e-05 | 2048 | Mitigation | 0.95 | 45 | 0 | esc | 0.00097009 | 3.0108e-10 | 0.00097009 | 3.0108e-10
[79 empty] | WLDFR | HFTD - Distribution - Tier 2 - 5QU CoRE ¦ 1QU LoRE | Red Flag Warning - Large Fires | 2049 | 3.9076e-08 | 3.9076e-08 | 7.3713 | 0.88759 | 4.1075 | 2.3763 | 0 | 0 | 4.0281e-05 | 2.8804e-07 | 0 | 2.8804e-07 | 2.8804e-07 | 0 | 2.8804e-07 | 0 | 2.003e-07 | 4.3907e-07 | 0 | 4.3907e-07 | 0 | 3.0591e-05 | 6.1182e-05 | 0 | 6.1182e-05 | [12 empty] | 7.3.3.17.5 (Remote Grid) Updates to grid topology to minimize risk of ignition in HFTDs Remote GridWLDFRContaminationAggregated | WLDFR | HFTD - Distribution - Tier 2 - 2QU CoRE ¦ 1QU LoRE | Non-Red Flag Warning - Large Fires | Contamination | Aggregated | 2049 | 3.1036e-07 | 193.7699 | 6.0139e-05 | 2049 | Mitigation | 0.95 | 45 | 0 | esc | 0.00097009 | 3.0108e-10 | 0.00097009 | 3.0108e-10
[79 empty] | WLDFR | HFTD - Distribution - Tier 2 - 5QU CoRE ¦ 1QU LoRE | Red Flag Warning - Large Fires | 2050 | 3.9076e-08 | 3.9076e-08 | 7.3713 | 0.88759 | 4.1075 | 2.3763 | 0 | 0 | 4.0281e-05 | 2.8804e-07 | 0 | 2.8804e-07 | 2.8804e-07 | 0 | 2.8804e-07 | 0 | 2.003e-07 | 4.3907e-07 | 0 | 4.3907e-07 | 0 | 3.1954e-05 | 6.3908e-05 | 0 | 6.3908e-05 | [12 empty] | 7.3.3.17.5 (Remote Grid) Updates to grid topology to minimize risk of ignition in HFTDs Remote GridWLDFRContaminationAggregated | WLDFR | HFTD - Distribution - Tier 2 - 2QU CoRE ¦ 1QU LoRE | Non-Red Flag Warning - Large Fires | Contamination | Aggregated | 2050 | 3.1036e-07 | 193.7699 | 6.0139e-05 | 2050 | Mitigation | 0.95 | 45 | 0 | esc | 0.00097009 | 3.0108e-10 | 0.00097009 | 3.0108e-10
[79 empty] | WLDFR | HFTD - Distribution - Tier 2 - 5QU CoRE ¦ 1QU LoRE | Red Flag Warning - Large Fires | 2051 | 3.9076e-08 | 3.9076e-08 | 7.3713 | 0.88759 | 4.1075 | 2.3763 | 0 | 0 | 4.0281e-05 | 2.8804e-07 | 0 | 2.8804e-07 | 2.8804e-07 | 0 | 2.8804e-07 | 0 | 2.003e-07 | 4.3907e-07 | 0 | 4.3907e-07 | 0 | 3.1954e-05 | 6.3908e-05 | 0 | 6.3908e-05 | [12 empty] | 7.3.3.17.5 (Remote Grid) Updates to grid topology to minimize risk of ignition in HFTDs Remote GridWLDFRContaminationAggregated | WLDFR | HFTD - Distribution - Tier 2 - 2QU CoRE ¦ 1QU LoRE | Non-Red Flag Warning - Large Fires | Contamination | Aggregated | 2051 | 3.1036e-07 | 193.7699 | 6.0139e-05 | 2051 | Mitigation | 0.95 | 45 | 0 | esc | 0.00097009 | 3.0108e-10 | 0.00097009 | 3.0108e-10
[79 empty] | WLDFR | HFTD - Distribution - Tier 2 - 5QU CoRE ¦ 1QU LoRE | Red Flag Warning - Large Fires | 2052 | 3.9076e-08 | 3.9076e-08 | 7.3713 | 0.88759 | 4.1075 | 2.3763 | 0 | 0 | 4.0281e-05 | 2.8804e-07 | 0 | 2.8804e-07 | 2.8804e-07 | 0 | 2.8804e-07 | 0 | 2.003e-07 | 4.3907e-07 | 0 | 4.3907e-07 | 0 | 3.1954e-05 | 6.3908e-05 | 0 | 6.3908e-05 | [12 empty] | 7.3.3.17.5 (Remote Grid) Updates to grid topology to minimize risk of ignition in HFTDs Remote GridWLDFRContaminationAggregated | WLDFR | HFTD - Distribution - Tier 2 - 2QU CoRE ¦ 1QU LoRE | Non-Red Flag Warning - Large Fires | Contamination | Aggregated | 2052 | 3.1036e-07 | 193.7699 | 6.0139e-05 | 2052 | Mitigation | 0.95 | 45 | 0 | esc | 0.00097009 | 3.0108e-10 | 0.00097009 | 3.0108e-10
[79 empty] | WLDFR | HFTD - Distribution - Tier 2 - 5QU CoRE ¦ 1QU LoRE | Red Flag Warning - Large Fires | 2053 | 3.9076e-08 | 3.9076e-08 | 7.8503 | 0.92702 | 4.3664 | 2.5569 | 0 | 0 | 4.0281e-05 | 3.0676e-07 | 0 | 3.0676e-07 | 3.0676e-07 | 0 | 3.0676e-07 | 0 | 2.1281e-07 | 4.6649e-07 | 0 | 4.6649e-07 | 0 | 3.1954e-05 | 6.3908e-05 | 0 | 6.3908e-05 | [12 empty] | 7.3.3.17.5 (Remote Grid) Updates to grid topology to minimize risk of ignition in HFTDs Remote GridWLDFRContaminationAggregated | WLDFR | HFTD - Distribution - Tier 2 - 2QU CoRE ¦ 1QU LoRE | Non-Red Flag Warning - Large Fires | Contamination | Aggregated | 2053 | 3.1036e-07 | 193.7699 | 6.0139e-05 | 2053 | Mitigation | 0.95 | 45 | 0 | esc | 0.00097009 | 3.0108e-10 | 0.00097009 | 3.0108e-10
[79 empty] | WLDFR | HFTD - Distribution - Tier 2 - 5QU CoRE ¦ 1QU LoRE | Red Flag Warning - Large Fires | 2054 | 3.9076e-08 | 3.9076e-08 | 7.8503 | 0.92702 | 4.3664 | 2.5569 | 0 | 0 | 4.0281e-05 | 3.0676e-07 | 0 | 3.0676e-07 | 3.0676e-07 | 0 | 3.0676e-07 | 0 | 2.1281e-07 | 4.6649e-07 | 0 | 4.6649e-07 | 0 | 3.1954e-05 | 6.3908e-05 | 0 | 6.3908e-05 | [12 empty] | 7.3.3.17.5 (Remote Grid) Updates to grid topology to minimize risk of ignition in HFTDs Remote GridWLDFRContaminationAggregated | WLDFR | HFTD - Distribution - Tier 2 - 2QU CoRE ¦ 1QU LoRE | Non-Red Flag Warning - Large Fires | Contamination | Aggregated | 2054 | 3.1036e-07 | 193.7699 | 6.0139e-05 | 2054 | Mitigation | 0.95 | 45 | 0 | esc | 0.00097009 | 3.0108e-10 | 0.00097009 | 3.0108e-10
[79 empty] | WLDFR | HFTD - Distribution - Tier 2 - 5QU CoRE ¦ 1QU LoRE | Red Flag Warning - Large Fires | 2055 | 3.9076e-08 | 3.9076e-08 | 7.8503 | 0.92702 | 4.3664 | 2.5569 | 0 | 0 | 4.0281e-05 | 3.0676e-07 | 0 | 3.0676e-07 | 3.0676e-07 | 0 | 3.0676e-07 | 0 | 2.1281e-07 | 4.6649e-07 | 0 | 4.6649e-07 | 0 | 3.3469e-05 | 6.6937e-05 | 0 | 6.6937e-05 | [12 empty] | 7.3.3.17.5 (Remote Grid) Updates to grid topology to minimize risk of ignition in HFTDs Remote GridWLDFRContaminationAggregated | WLDFR | HFTD - Distribution - Tier 2 - 2QU CoRE ¦ 1QU LoRE | Non-Red Flag Warning - Large Fires | Contamination | Aggregated | 2055 | 3.1036e-07 | 193.7699 | 6.0139e-05 | 2055 | Mitigation | 0.95 | 45 | 0 | esc | 0.00097009 | 3.0108e-10 | 0.00097009 | 3.0108e-10
[79 empty] | WLDFR | HFTD - Distribution - Tier 2 - 5QU CoRE ¦ 1QU LoRE | Red Flag Warning - Large Fires | 2056 | 3.9076e-08 | 3.9076e-08 | 7.8503 | 0.92702 | 4.3664 | 2.5569 | 0 | 0 | 4.0281e-05 | 3.0676e-07 | 0 | 3.0676e-07 | 3.0676e-07 | 0 | 3.0676e-07 | 0 | 2.1281e-07 | 4.6649e-07 | 0 | 4.6649e-07 | 0 | 3.3469e-05 | 6.6937e-05 | 0 | 6.6937e-05 | [12 empty] | 7.3.3.17.5 (Remote Grid) Updates to grid topology to minimize risk of ignition in HFTDs Remote GridWLDFRContaminationAggregated | WLDFR | HFTD - Distribution - Tier 2 - 2QU CoRE ¦ 1QU LoRE | Non-Red Flag Warning - Large Fires | Contamination | Aggregated | 2056 | 3.1036e-07 | 193.7699 | 6.0139e-05 | 2056 | Mitigation | 0.95 | 45 | 0 | esc | 0.00097009 | 3.0108e-10 | 0.00097009 | 3.0108e-10
[79 empty] | WLDFR | HFTD - Distribution - Tier 2 - 5QU CoRE ¦ 1QU LoRE | Red Flag Warning - Large Fires | 2057 | 3.9076e-08 | 3.9076e-08 | 7.8503 | 0.92702 | 4.3664 | 2.5569 | 0 | 0 | 4.0281e-05 | 3.0676e-07 | 0 | 3.0676e-07 | 3.0676e-07 | 0 | 3.0676e-07 | 0 | 2.1281e-07 | 4.6649e-07 | 0 | 4.6649e-07 | 0 | 3.3469e-05 | 6.6937e-05 | 0 | 6.6937e-05 | [12 empty] | 7.3.3.17.5 (Remote Grid) Updates to grid topology to minimize risk of ignition in HFTDs Remote GridWLDFRContaminationAggregated | WLDFR | HFTD - Distribution - Tier 2 - 2QU CoRE ¦ 1QU LoRE | Non-Red Flag Warning - Large Fires | Contamination | Aggregated | 2057 | 3.1036e-07 | 193.7699 | 6.0139e-05 | 2057 | Mitigation | 0.95 | 45 | 0 | esc | 0.00097009 | 3.0108e-10 | 0.00097009 | 3.0108e-10
[79 empty] | WLDFR | HFTD - Distribution - Tier 2 - 5QU CoRE ¦ 1QU LoRE | Red Flag Warning - Large Fires | 2058 | 3.9076e-08 | 3.9076e-08 | 8.3524 | 0.96727 | 4.6367 | 2.7484 | 0 | 0 | 4.0281e-05 | 3.2638e-07 | 0 | 3.2638e-07 | 3.2638e-07 | 0 | 3.2638e-07 | 0 | 2.265e-07 | 4.9649e-07 | 0 | 4.9649e-07 | 0 | 3.3469e-05 | 6.6937e-05 | 0 | 6.6937e-05 | [12 empty] | 7.3.3.17.5 (Remote Grid) Updates to grid topology to minimize risk of ignition in HFTDs Remote GridWLDFRContaminationAggregated | WLDFR | HFTD - Distribution - Tier 2 - 2QU CoRE ¦ 1QU LoRE | Non-Red Flag Warning - Large Fires | Contamination | Aggregated | 2058 | 3.1036e-07 | 193.7699 | 6.0139e-05 | 2058 | Mitigation | 0.95 | 45 | 0 | esc | 0.00097009 | 3.0108e-10 | 0.00097009 | 3.0108e-10
[79 empty] | WLDFR | HFTD - Distribution - Tier 2 - 5QU CoRE ¦ 1QU LoRE | Red Flag Warning - Large Fires | 2059 | 3.9076e-08 | 3.9076e-08 | 8.3524 | 0.96727 | 4.6367 | 2.7484 | 0 | 0 | 4.0281e-05 | 3.2638e-07 | 0 | 3.2638e-07 | 3.2638e-07 | 0 | 3.2638e-07 | 0 | 2.265e-07 | 4.9649e-07 | 0 | 4.9649e-07 | 0 | 3.3469e-05 | 6.6937e-05 | 0 | 6.6937e-05 | [12 empty] | 7.3.3.17.5 (Remote Grid) Updates to grid topology to minimize risk of ignition in HFTDs Remote GridWLDFRContaminationAggregated | WLDFR | HFTD - Distribution - Tier 2 - 2QU CoRE ¦ 1QU LoRE | Non-Red Flag Warning - Large Fires | Contamination | Aggregated | 2059 | 3.1036e-07 | 193.7699 | 6.0139e-05 | 2059 | Mitigation | 0.95 | 45 | 0 | esc | 0.00097009 | 3.0108e-10 | 0.00097009 | 3.0108e-10
[79 empty] | WLDFR | HFTD - Distribution - Tier 2 - 5QU CoRE ¦ 1QU LoRE | Red Flag Warning - Large Fires | 2060 | 3.9076e-08 | 3.9076e-08 | 8.3524 | 0.96727 | 4.6367 | 2.7484 | 0 | 0 | 4.0281e-05 | 3.2638e-07 | 0 | 3.2638e-07 | 3.2638e-07 | 0 | 3.2638e-07 | 0 | 2.265e-07 | 4.9649e-07 | 0 | 4.9649e-07 | 0 | 3.5113e-05 | 7.0226e-05 | 0 | 7.0226e-05 | [12 empty] | 7.3.3.17.5 (Remote Grid) Updates to grid topology to minimize risk of ignition in HFTDs Remote GridWLDFRContaminationAggregated | WLDFR | HFTD - Distribution - Tier 2 - 2QU CoRE ¦ 1QU LoRE | Non-Red Flag Warning - Large Fires | Contamination | Aggregated | 2060 | 3.1036e-07 | 193.7699 | 6.0139e-05 | 2060 | Mitigation | 0.95 | 45 | 0 | esc | 0.00097009 | 3.0108e-10 | 0.00097009 | 3.0108e-10
[79 empty] | WLDFR | HFTD - Distribution - Tier 2 - 5QU CoRE ¦ 1QU LoRE | Red Flag Warning - Large Fires | 2061 | 3.9076e-08 | 3.9076e-08 | 8.3524 | 0.96727 | 4.6367 | 2.7484 | 0 | 0 | 4.0281e-05 | 3.2638e-07 | 0 | 3.2638e-07 | 3.2638e-07 | 0 | 3.2638e-07 | 0 | 2.265e-07 | 4.9649e-07 | 0 | 4.9649e-07 | 0 | 3.5113e-05 | 7.0226e-05 | 0 | 7.0226e-05 | [12 empty] | 7.3.3.17.5 (Remote Grid) Updates to grid topology to minimize risk of ignition in HFTDs Remote GridWLDFRContaminationAggregated | WLDFR | HFTD - Distribution - Tier 2 - 2QU CoRE ¦ 1QU LoRE | Non-Red Flag Warning - Large Fires | Contamination | Aggregated | 2061 | 3.1036e-07 | 193.7699 | 6.0139e-05 | 2061 | Mitigation | 0.95 | 45 | 0 | esc | 0.00097009 | 3.0108e-10 | 0.00097009 | 3.0108e-10
[79 empty] | WLDFR | HFTD - Distribution - Tier 2 - 5QU CoRE ¦ 1QU LoRE | Red Flag Warning - Large Fires | 2062 | 3.9076e-08 | 3.9076e-08 | 8.3524 | 0.96727 | 4.6367 | 2.7484 | 0 | 0 | 4.0281e-05 | 3.2638e-07 | 0 | 3.2638e-07 | 3.2638e-07 | 0 | 3.2638e-07 | 0 | 2.265e-07 | 4.9649e-07 | 0 | 4.9649e-07 | 0 | 3.5113e-05 | 7.0226e-05 | 0 | 7.0226e-05 | [12 empty] | 7.3.3.17.5 (Remote Grid) Updates to grid topology to minimize risk of ignition in HFTDs Remote GridWLDFRContaminationAggregated | WLDFR | HFTD - Distribution - Tier 2 - 2QU CoRE ¦ 1QU LoRE | Non-Red Flag Warning - Large Fires | Contamination | Aggregated | 2062 | 3.1036e-07 | 193.7699 | 6.0139e-05 | 2062 | Mitigation | 0.95 | 45 | 0 | esc | 0.00097009 | 3.0108e-10 | 0.00097009 | 3.0108e-10
[79 empty] | WLDFR | HFTD - Distribution - Tier 2 - 5QU CoRE ¦ 1QU LoRE | Red Flag Warning - Large Fires | 2063 | 3.9076e-08 | 3.9076e-08 | 8.872 | 1.0079 | 4.9153 | 2.9488 | 0 | 0 | 4.0281e-05 | 3.4668e-07 | 0 | 3.4668e-07 | 3.4668e-07 | 0 | 3.4668e-07 | 0 | 2.4124e-07 | 5.288e-07 | 0 | 5.288e-07 | 0 | 3.5113e-05 | 7.0226e-05 | 0 | 7.0226e-05 | [12 empty] | 7.3.3.17.5 (Remote Grid) Updates to grid topology to minimize risk of ignition in HFTDs Remote GridWLDFRContaminationAggregated | WLDFR | HFTD - Distribution - Tier 2 - 2QU CoRE ¦ 1QU LoRE | Non-Red Flag Warning - Large Fires | Contamination | Aggregated | 2063 | 3.1036e-07 | 193.7699 | 6.0139e-05 | 2063 | Mitigation | 0.95 | 45 | 0 | esc | 0.00097009 | 3.0108e-10 | 0.00097009 | 3.0108e-10
[79 empty] | WLDFR | HFTD - Distribution - Tier 2 - 5QU CoRE ¦ 1QU LoRE | Red Flag Warning - Large Fires | 2064 | 3.9076e-08 | 3.9076e-08 | 8.872 | 1.0079 | 4.9153 | 2.9488 | 0 | 0 | 4.0281e-05 | 3.4668e-07 | 0 | 3.4668e-07 | 3.4668e-07 | 0 | 3.4668e-07 | 0 | 2.4124e-07 | 5.288e-07 | 0 | 5.288e-07 | 0 | 3.5113e-05 | 7.0226e-05 | 0 | 7.0226e-05 | [12 empty] | 7.3.3.17.5 (Remote Grid) Updates to grid topology to minimize risk of ignition in HFTDs Remote GridWLDFRContaminationAggregated | WLDFR | HFTD - Distribution - Tier 2 - 2QU CoRE ¦ 1QU LoRE | Non-Red Flag Warning - Large Fires | Contamination | Aggregated | 2064 | 3.1036e-07 | 193.7699 | 6.0139e-05 | 2064 | Mitigation | 0.95 | 45 | 0 | esc | 0.00097009 | 3.0108e-10 | 0.00097009 | 3.0108e-10
[79 empty] | WLDFR | HFTD - Distribution - Tier 2 - 5QU CoRE ¦ 1QU LoRE | Red Flag Warning - Large Fires | 2065 | 3.9076e-08 | 3.9076e-08 | 8.872 | 1.0079 | 4.9153 | 2.9488 | 0 | 0 | 4.0281e-05 | 3.4668e-07 | 0 | 3.4668e-07 | 3.4668e-07 | 0 | 3.4668e-07 | 0 | 2.4124e-07 | 5.288e-07 | 0 | 5.288e-07 | 0 | 3.6865e-05 | 7.3729e-05 | 0 | 7.3729e-05 | [12 empty] | 7.3.3.17.5 (Remote Grid) Updates to grid topology to minimize risk of ignition in HFTDs Remote GridWLDFRContaminationAggregated | WLDFR | HFTD - Distribution - Tier 2 - 2QU CoRE ¦ 1QU LoRE | Non-Red Flag Warning - Large Fires | Contamination | Aggregated | 2065 | 3.1036e-07 | 193.7699 | 6.0139e-05 | 2065 | Mitigation | 0.95 | 45 | 0 | esc | 0.00097009 | 3.0108e-10 | 0.00097009 | 3.0108e-10
[79 empty] | WLDFR | HFTD - Distribution - Tier 2 - 5QU CoRE ¦ 1QU LoRE | Red Flag Warning - Large Fires | 2066 | 3.9076e-08 | 3.9076e-08 | 8.872 | 1.0079 | 4.9153 | 2.9488 | 0 | 0 | 4.0281e-05 | 3.4668e-07 | 0 | 3.4668e-07 | 3.4668e-07 | 0 | 3.4668e-07 | 0 | 2.4124e-07 | 5.288e-07 | 0 | 5.288e-07 | 0 | 3.6865e-05 | 7.3729e-05 | 0 | 7.3729e-05 | [12 empty] | 7.3.3.17.5 (Remote Grid) Updates to grid topology to minimize risk of ignition in HFTDs Remote GridWLDFRContaminationAggregated | WLDFR | HFTD - Distribution - Tier 2 - 2QU CoRE ¦ 1QU LoRE | Non-Red Flag Warning - Large Fires | Contamination | Aggregated | 2066 | 3.1036e-07 | 193.7699 | 6.0139e-05 | 2066 | Mitigation | 0.95 | 45 | 0 | esc | 0.00097009 | 3.0108e-10 | 0.00097009 | 3.0108e-10
[79 empty] | WLDFR | HFTD - Distribution - Tier 2 - 5QU CoRE ¦ 1QU LoRE | Red Flag Warning - Large Fires | 2067 | 0 | 3.9076e-08 | 8.872 | 1.0079 | 4.9153 | 2.9488 | 0 | 0 | 4.0281e-05 | 0 | 0 | 0 | 3.4668e-07 | 0 | 3.4668e-07 | 0 | 2.4124e-07 | 5.288e-07 | 0 | 5.288e-07 | 0 | 3.6865e-05 | 7.3729e-05 | 0 | 7.3729e-05 | [12 empty] | 7.3.3.17.5 (Remote Grid) Updates to grid topology to minimize risk of ignition in HFTDs Remote GridWLDFRContaminationAggregated | WLDFR | HFTD - Distribution - Tier 2 - 2QU CoRE ¦ 1QU LoRE | Non-Red Flag Warning - Large Fires | Contamination | Aggregated | 2067 | 3.1036e-07 | 193.7699 | 6.0139e-05 | 2067 | Mitigation | 0.95 | 45 | 0 | esc | 0 | 0 | 0.00097009 | 3.0108e-10
[79 empty] | WLDFR | HFTD - Distribution - Tier 2 - 5QU CoRE ¦ 1QU LoRE | Red Flag Warning - Small Fires | 2022 | 1.0273e-06 | 0 | 0.077901 | 0.036425 | 0.0015809 | 0.039895 | 0 | 0 | 0.0010988 | 8.0027e-08 | 0 | 8.0027e-08 | 0 | 0 | 0 | 0 | 2.5691e-07 | 5.6316e-07 | 0 | 5.6316e-07 | 0 | 3.6865e-05 | 7.3729e-05 | 0 | 7.3729e-05 | [12 empty] | 7.3.3.17.5 (Remote Grid) Updates to grid topology to minimize risk of ignition in HFTDs Remote GridWLDFREquipment / facility failureAggregated | WLDFR | HFTD - Distribution - Tier 2 - 2QU CoRE ¦ 1QU LoRE | Non-Red Flag Warning - Large Fires | Equipment / facility failure | Aggregated | 2022 | 8.7902e-06 | 193.7699 | 0.0017033 | 2022 | Mitigation | 0.95 | 45 | 0 | esc | 0.00097009 | 8.5272e-09 | 0 | 0
[79 empty] | WLDFR | HFTD - Distribution - Tier 2 - 5QU CoRE ¦ 1QU LoRE | Red Flag Warning - Small Fires | 2023 | 1.0273e-06 | 1.0273e-06 | 0.080408 | 0.03759 | 0.0016314 | 0.041187 | 0 | 0 | 0.0010988 | 8.2603e-08 | 0 | 8.2603e-08 | 8.2603e-08 | 0 | 8.2603e-08 | 0 | 2.5691e-07 | 5.6316e-07 | 0 | 5.6316e-07 | 0 | 3.6865e-05 | 7.3729e-05 | 0 | 7.3729e-05 | [12 empty] | 7.3.3.17.5 (Remote Grid) Updates to grid topology to minimize risk of ignition in HFTDs Remote GridWLDFREquipment / facility failureAggregated | WLDFR | HFTD - Distribution - Tier 2 - 2QU CoRE ¦ 1QU LoRE | Non-Red Flag Warning - Large Fires | Equipment / facility failure | Aggregated | 2023 | 8.7902e-06 | 193.7699 | 0.0017033 | 2023 | Mitigation | 0.95 | 45 | 0 | esc | 0.00097009 | 8.5272e-09 | 0.00097009 | 8.5272e-09
[79 empty] | WLDFR | HFTD - Distribution - Tier 2 - 5QU CoRE ¦ 1QU LoRE | Red Flag Warning - Small Fires | 2024 | 1.0273e-06 | 1.0273e-06 | 0.080408 | 0.03759 | 0.0016314 | 0.041187 | 0 | 0 | 0.0010988 | 8.2603e-08 | 0 | 8.2603e-08 | 8.2603e-08 | 0 | 8.2603e-08 | 0 | 2.5691e-07 | 5.6316e-07 | 0 | 5.6316e-07 | 0 | 3.8701e-05 | 7.7402e-05 | 0 | 7.7402e-05 | [12 empty] | 7.3.3.17.5 (Remote Grid) Updates to grid topology to minimize risk of ignition in HFTDs Remote GridWLDFREquipment / facility failureAggregated | WLDFR | HFTD - Distribution - Tier 2 - 2QU CoRE ¦ 1QU LoRE | Non-Red Flag Warning - Large Fires | Equipment / facility failure | Aggregated | 2024 | 8.7902e-06 | 193.7699 | 0.0017033 | 2024 | Mitigation | 0.95 | 45 | 0 | esc | 0.00097009 | 8.5272e-09 | 0.00097009 | 8.5272e-09
[79 empty] | WLDFR | HFTD - Distribution - Tier 2 - 5QU CoRE ¦ 1QU LoRE | Red Flag Warning - Small Fires | 2025 | 1.0273e-06 | 1.0273e-06 | 0.080408 | 0.03759 | 0.0016314 | 0.041187 | 0 | 0 | 0.0010988 | 8.2603e-08 | 0 | 8.2603e-08 | 8.2603e-08 | 0 | 8.2603e-08 | 0 | 2.5691e-07 | 5.6316e-07 | 0 | 5.6316e-07 | 0 | 3.8701e-05 | 7.7402e-05 | 0 | 7.7402e-05 | [12 empty] | 7.3.3.17.5 (Remote Grid) Updates to grid topology to minimize risk of ignition in HFTDs Remote GridWLDFREquipment / facility failureAggregated | WLDFR | HFTD - Distribution - Tier 2 - 2QU CoRE ¦ 1QU LoRE | Non-Red Flag Warning - Large Fires | Equipment / facility failure | Aggregated | 2025 | 8.7902e-06 | 193.7699 | 0.0017033 | 2025 | Mitigation | 0.95 | 45 | 0 | esc | 0.00097009 | 8.5272e-09 | 0.00097009 | 8.5272e-09
[79 empty] | WLDFR | HFTD - Distribution - Tier 2 - 5QU CoRE ¦ 1QU LoRE | Red Flag Warning - Small Fires | 2026 | 1.0273e-06 | 1.0273e-06 | 0.080408 | 0.03759 | 0.0016314 | 0.041187 | 0 | 0 | 0.0010988 | 8.2603e-08 | 0 | 8.2603e-08 | 8.2603e-08 | 0 | 8.2603e-08 | 0 | 2.5691e-07 | 5.6316e-07 | 0 | 5.6316e-07 | 0 | 3.8701e-05 | 7.7402e-05 | 0 | 7.7402e-05 | [12 empty] | 7.3.3.17.5 (Remote Grid) Updates to grid topology to minimize risk of ignition in HFTDs Remote GridWLDFREquipment / facility failureAggregated | WLDFR | HFTD - Distribution - Tier 2 - 2QU CoRE ¦ 1QU LoRE | Non-Red Flag Warning - Large Fires | Equipment / facility failure | Aggregated | 2026 | 8.7902e-06 | 193.7699 | 0.0017033 | 2026 | Mitigation | 0.95 | 45 | 0 | esc | 0.00097009 | 8.5272e-09 | 0.00097009 | 8.5272e-09
[79 empty] | WLDFR | HFTD - Distribution - Tier 2 - 5QU CoRE ¦ 1QU LoRE | Red Flag Warning - Small Fires | 2027 | 1.0273e-06 | 1.0273e-06 | 0.080408 | 0.03759 | 0.0016314 | 0.041187 | 0 | 0 | 0.0010988 | 8.2603e-08 | 0 | 8.2603e-08 | 8.2603e-08 | 0 | 8.2603e-08 | 0 | 2.7334e-07 | 5.9917e-07 | 0 | 5.9917e-07 | 0 | 3.8701e-05 | 7.7402e-05 | 0 | 7.7402e-05 | [12 empty] | 7.3.3.17.5 (Remote Grid) Updates to grid topology to minimize risk of ignition in HFTDs Remote GridWLDFREquipment / facility failureAggregated | WLDFR | HFTD - Distribution - Tier 2 - 2QU CoRE ¦ 1QU LoRE | Non-Red Flag Warning - Large Fires | Equipment / facility failure | Aggregated | 2027 | 8.7902e-06 | 193.7699 | 0.0017033 | 2027 | Mitigation | 0.95 | 45 | 0 | esc | 0.00097009 | 8.5272e-09 | 0.00097009 | 8.5272e-09
[79 empty] | WLDFR | HFTD - Distribution - Tier 2 - 5QU CoRE ¦ 1QU LoRE | Red Flag Warning - Small Fires | 2028 | 1.0273e-06 | 1.0273e-06 | 0.083606 | 0.039055 | 0.001695 | 0.042856 | 0 | 0 | 0.0010988 | 8.5889e-08 | 0 | 8.5889e-08 | 8.5889e-08 | 0 | 8.5889e-08 | 0 | 2.7334e-07 | 5.9917e-07 | 0 | 5.9917e-07 | 0 | 0 | 7.7402e-05 | 0 | 7.7402e-05 | [12 empty] | 7.3.3.17.5 (Remote Grid) Updates to grid topology to minimize risk of ignition in HFTDs Remote GridWLDFREquipment / facility failureAggregated | WLDFR | HFTD - Distribution - Tier 2 - 2QU CoRE ¦ 1QU LoRE | Non-Red Flag Warning - Large Fires | Equipment / facility failure | Aggregated | 2028 | 8.7902e-06 | 193.7699 | 0.0017033 | 2028 | Mitigation | 0.95 | 45 | 0 | esc | 0.00097009 | 8.5272e-09 | 0.00097009 | 8.5272e-09
[79 empty] | WLDFR | HFTD - Distribution - Tier 2 - 5QU CoRE ¦ 1QU LoRE | Red Flag Warning - Small Fires | 2029 | 1.0273e-06 | 1.0273e-06 | 0.083606 | 0.039055 | 0.001695 | 0.042856 | 0 | 0 | 0.0010988 | 8.5889e-08 | 0 | 8.5889e-08 | 8.5889e-08 | 0 | 8.5889e-08 | 0 | 2.7334e-07 | 5.9917e-07 | 0 | 5.9917e-07 | 0 | 0 | 0 | 0 | 0 | [12 empty] | 7.3.3.17.5 (Remote Grid) Updates to grid topology to minimize risk of ignition in HFTDs Remote GridWLDFREquipment / facility failureAggregated | WLDFR | HFTD - Distribution - Tier 2 - 2QU CoRE ¦ 1QU LoRE | Non-Red Flag Warning - Large Fires | Equipment / facility failure | Aggregated | 2029 | 8.7902e-06 | 193.7699 | 0.0017033 | 2029 | Mitigation | 0.95 | 45 | 0 | esc | 0.00097009 | 8.5272e-09 | 0.00097009 | 8.5272e-09
[79 empty] | WLDFR | HFTD - Distribution - Tier 2 - 5QU CoRE ¦ 1QU LoRE | Red Flag Warning - Small Fires | 2030 | 1.0273e-06 | 1.0273e-06 | 0.083606 | 0.039055 | 0.001695 | 0.042856 | 0 | 0 | 0.0010988 | 8.5889e-08 | 0 | 8.5889e-08 | 8.5889e-08 | 0 | 8.5889e-08 | 0 | 2.7334e-07 | 5.9917e-07 | 0 | 5.9917e-07 | 0 | 0 | 0 | 0 | 0 | [12 empty] | 7.3.3.17.5 (Remote Grid) Updates to grid topology to minimize risk of ignition in HFTDs Remote GridWLDFREquipment / facility failureAggregated | WLDFR | HFTD - Distribution - Tier 2 - 2QU CoRE ¦ 1QU LoRE | Non-Red Flag Warning - Large Fires | Equipment / facility failure | Aggregated | 2030 | 8.7902e-06 | 193.7699 | 0.0017033 | 2030 | Mitigation | 0.95 | 45 | 0 | esc | 0.00097009 | 8.5272e-09 | 0.00097009 | 8.5272e-09
[79 empty] | WLDFR | HFTD - Distribution - Tier 2 - 5QU CoRE ¦ 1QU LoRE | Red Flag Warning - Small Fires | 2031 | 1.0273e-06 | 1.0273e-06 | 0.083606 | 0.039055 | 0.001695 | 0.042856 | 0 | 0 | 0.0010988 | 8.5889e-08 | 0 | 8.5889e-08 | 8.5889e-08 | 0 | 8.5889e-08 | 0 | 2.7334e-07 | 5.9917e-07 | 0 | 5.9917e-07 | 0 | 5.9346e-05 | 0 | 0 | 0 | [12 empty] | 7.3.3.17.5 (Remote Grid) Updates to grid topology to minimize risk of ignition in HFTDs Remote GridWLDFREquipment / facility failureAggregated | WLDFR | HFTD - Distribution - Tier 2 - 2QU CoRE ¦ 1QU LoRE | Non-Red Flag Warning - Large Fires | Equipment / facility failure | Aggregated | 2031 | 8.7902e-06 | 193.7699 | 0.0017033 | 2031 | Mitigation | 0.95 | 45 | 0 | esc | 0.00097009 | 8.5272e-09 | 0.00097009 | 8.5272e-09
[79 empty] | WLDFR | HFTD - Distribution - Tier 2 - 5QU CoRE ¦ 1QU LoRE | Red Flag Warning - Small Fires | 2032 | 1.0273e-06 | 1.0273e-06 | 0.083606 | 0.039055 | 0.001695 | 0.042856 | 0 | 0 | 0.0010988 | 8.5889e-08 | 0 | 8.5889e-08 | 8.5889e-08 | 0 | 8.5889e-08 | 0 | 2.9035e-07 | 6.3645e-07 | 0 | 6.3645e-07 | 0 | 6.1514e-05 | 0.00012303 | 0 | 0.00012303 | [12 empty] | 7.3.3.17.5 (Remote Grid) Updates to grid topology to minimize risk of ignition in HFTDs Remote GridWLDFREquipment / facility failureAggregated | WLDFR | HFTD - Distribution - Tier 2 - 2QU CoRE ¦ 1QU LoRE | Non-Red Flag Warning - Large Fires | Equipment / facility failure | Aggregated | 2032 | 8.7902e-06 | 193.7699 | 0.0017033 | 2032 | Mitigation | 0.95 | 45 | 0 | esc | 0.00097009 | 8.5272e-09 | 0.00097009 | 8.5272e-09
[79 empty] | WLDFR | HFTD - Distribution - Tier 2 - 5QU CoRE ¦ 1QU LoRE | Red Flag Warning - Small Fires | 2033 | 1.0273e-06 | 1.0273e-06 | 0.087211 | 0.040679 | 0.0017655 | 0.044766 | 0 | 0 | 0.0010988 | 8.9592e-08 | 0 | 8.9592e-08 | 8.9592e-08 | 0 | 8.9592e-08 | 0 | 2.9035e-07 | 6.3645e-07 | 0 | 6.3645e-07 | 0 | 6.1514e-05 | 0.00012303 | 0 | 0.00012303 | [12 empty] | 7.3.3.17.5 (Remote Grid) Updates to grid topology to minimize risk of ignition in HFTDs Remote GridWLDFREquipment / facility failureAggregated | WLDFR | HFTD - Distribution - Tier 2 - 2QU CoRE ¦ 1QU LoRE | Non-Red Flag Warning - Large Fires | Equipment / facility failure | Aggregated | 2033 | 8.7902e-06 | 193.7699 | 0.0017033 | 2033 | Mitigation | 0.95 | 45 | 0 | esc | 0.00097009 | 8.5272e-09 | 0.00097009 | 8.5272e-09
[79 empty] | WLDFR | HFTD - Distribution - Tier 2 - 5QU CoRE ¦ 1QU LoRE | Red Flag Warning - Small Fires | 2034 | 1.0273e-06 | 1.0273e-06 | 0.087211 | 0.040679 | 0.0017655 | 0.044766 | 0 | 0 | 0.0010988 | 8.9592e-08 | 0 | 8.9592e-08 | 8.9592e-08 | 0 | 8.9592e-08 | 0 | 2.9035e-07 | 6.3645e-07 | 0 | 6.3645e-07 | 0 | 6.1514e-05 | 0.00012303 | 0 | 0.00012303 | [12 empty] | 7.3.3.17.5 (Remote Grid) Updates to grid topology to minimize risk of ignition in HFTDs Remote GridWLDFREquipment / facility failureAggregated | WLDFR | HFTD - Distribution - Tier 2 - 2QU CoRE ¦ 1QU LoRE | Non-Red Flag Warning - Large Fires | Equipment / facility failure | Aggregated | 2034 | 8.7902e-06 | 193.7699 | 0.0017033 | 2034 | Mitigation | 0.95 | 45 | 0 | esc | 0.00097009 | 8.5272e-09 | 0.00097009 | 8.5272e-09
[79 empty] | WLDFR | HFTD - Distribution - Tier 2 - 5QU CoRE ¦ 1QU LoRE | Red Flag Warning - Small Fires | 2035 | 1.0273e-06 | 1.0273e-06 | 0.087211 | 0.040679 | 0.0017655 | 0.044766 | 0 | 0 | 0.0010988 | 8.9592e-08 | 0 | 8.9592e-08 | 8.9592e-08 | 0 | 8.9592e-08 | 0 | 2.9035e-07 | 6.3645e-07 | 0 | 6.3645e-07 | 0 | 6.1514e-05 | 0.00012303 | 0 | 0.00012303 | [12 empty] | 7.3.3.17.5 (Remote Grid) Updates to grid topology to minimize risk of ignition in HFTDs Remote GridWLDFREquipment / facility failureAggregated | WLDFR | HFTD - Distribution - Tier 2 - 2QU CoRE ¦ 1QU LoRE | Non-Red Flag Warning - Large Fires | Equipment / facility failure | Aggregated | 2035 | 8.7902e-06 | 193.7699 | 0.0017033 | 2035 | Mitigation | 0.95 | 45 | 0 | esc | 0.00097009 | 8.5272e-09 | 0.00097009 | 8.5272e-09
[79 empty] | WLDFR | HFTD - Distribution - Tier 2 - 5QU CoRE ¦ 1QU LoRE | Red Flag Warning - Small Fires | 2036 | 1.0273e-06 | 1.0273e-06 | 0.087211 | 0.040679 | 0.0017655 | 0.044766 | 0 | 0 | 0.0010988 | 8.9592e-08 | 0 | 8.9592e-08 | 8.9592e-08 | 0 | 8.9592e-08 | 0 | 2.9035e-07 | 6.3645e-07 | 0 | 6.3645e-07 | 0 | 6.1514e-05 | 0.00012303 | 0 | 0.00012303 | [12 empty] | 7.3.3.17.5 (Remote Grid) Updates to grid topology to minimize risk of ignition in HFTDs Remote GridWLDFREquipment / facility failureAggregated | WLDFR | HFTD - Distribution - Tier 2 - 2QU CoRE ¦ 1QU LoRE | Non-Red Flag Warning - Large Fires | Equipment / facility failure | Aggregated | 2036 | 8.7902e-06 | 193.7699 | 0.0017033 | 2036 | Mitigation | 0.95 | 45 | 0 | esc | 0.00097009 | 8.5272e-09 | 0.00097009 | 8.5272e-09
[79 empty] | WLDFR | HFTD - Distribution - Tier 2 - 5QU CoRE ¦ 1QU LoRE | Red Flag Warning - Small Fires | 2037 | 1.0273e-06 | 1.0273e-06 | 0.087211 | 0.040679 | 0.0017655 | 0.044766 | 0 | 0 | 0.0010988 | 8.9592e-08 | 0 | 8.9592e-08 | 8.9592e-08 | 0 | 8.9592e-08 | 0 | 3.0773e-07 | 6.7456e-07 | 0 | 6.7456e-07 | 0 | 6.4244e-05 | 0.00012849 | 0 | 0.00012849 | [12 empty] | 7.3.3.17.5 (Remote Grid) Updates to grid topology to minimize risk of ignition in HFTDs Remote GridWLDFREquipment / facility failureAggregated | WLDFR | HFTD - Distribution - Tier 2 - 2QU CoRE ¦ 1QU LoRE | Non-Red Flag Warning - Large Fires | Equipment / facility failure | Aggregated | 2037 | 8.7902e-06 | 193.7699 | 0.0017033 | 2037 | Mitigation | 0.95 | 45 | 0 | esc | 0.00097009 | 8.5272e-09 | 0.00097009 | 8.5272e-09
[79 empty] | WLDFR | HFTD - Distribution - Tier 2 - 5QU CoRE ¦ 1QU LoRE | Red Flag Warning - Small Fires | 2038 | 1.0273e-06 | 1.0273e-06 | 0.091184 | 0.042438 | 0.0018418 | 0.046905 | 0 | 0 | 0.0010988 | 9.3674e-08 | 0 | 9.3674e-08 | 9.3674e-08 | 0 | 9.3674e-08 | 0 | 3.0773e-07 | 6.7456e-07 | 0 | 6.7456e-07 | 0 | 6.4244e-05 | 0.00012849 | 0 | 0.00012849 | [12 empty] | 7.3.3.17.5 (Remote Grid) Updates to grid topology to minimize risk of ignition in HFTDs Remote GridWLDFREquipment / facility failureAggregated | WLDFR | HFTD - Distribution - Tier 2 - 2QU CoRE ¦ 1QU LoRE | Non-Red Flag Warning - Large Fires | Equipment / facility failure | Aggregated | 2038 | 8.7902e-06 | 193.7699 | 0.0017033 | 2038 | Mitigation | 0.95 | 45 | 0 | esc | 0.00097009 | 8.5272e-09 | 0.00097009 | 8.5272e-09
[79 empty] | WLDFR | HFTD - Distribution - Tier 2 - 5QU CoRE ¦ 1QU LoRE | Red Flag Warning - Small Fires | 2039 | 1.0273e-06 | 1.0273e-06 | 0.091184 | 0.042438 | 0.0018418 | 0.046905 | 0 | 0 | 0.0010988 | 9.3674e-08 | 0 | 9.3674e-08 | 9.3674e-08 | 0 | 9.3674e-08 | 0 | 3.0773e-07 | 6.7456e-07 | 0 | 6.7456e-07 | 0 | 6.4244e-05 | 0.00012849 | 0 | 0.00012849 | [12 empty] | 7.3.3.17.5 (Remote Grid) Updates to grid topology to minimize risk of ignition in HFTDs Remote GridWLDFREquipment / facility failureAggregated | WLDFR | HFTD - Distribution - Tier 2 - 2QU CoRE ¦ 1QU LoRE | Non-Red Flag Warning - Large Fires | Equipment / facility failure | Aggregated | 2039 | 8.7902e-06 | 193.7699 | 0.0017033 | 2039 | Mitigation | 0.95 | 45 | 0 | esc | 0.00097009 | 8.5272e-09 | 0.00097009 | 8.5272e-09
[79 empty] | WLDFR | HFTD - Distribution - Tier 2 - 5QU CoRE ¦ 1QU LoRE | Red Flag Warning - Small Fires | 2040 | 1.0273e-06 | 1.0273e-06 | 0.091184 | 0.042438 | 0.0018418 | 0.046905 | 0 | 0 | 0.0010988 | 9.3674e-08 | 0 | 9.3674e-08 | 9.3674e-08 | 0 | 9.3674e-08 | 0 | 0 | 6.7456e-07 | 0 | 6.7456e-07 | 0 | 6.4244e-05 | 0.00012849 | 0 | 0.00012849 | [12 empty] | 7.3.3.17.5 (Remote Grid) Updates to grid topology to minimize risk of ignition in HFTDs Remote GridWLDFREquipment / facility failureAggregated | WLDFR | HFTD - Distribution - Tier 2 - 2QU CoRE ¦ 1QU LoRE | Non-Red Flag Warning - Large Fires | Equipment / facility failure | Aggregated | 2040 | 8.7902e-06 | 193.7699 | 0.0017033 | 2040 | Mitigation | 0.95 | 45 | 0 | esc | 0.00097009 | 8.5272e-09 | 0.00097009 | 8.5272e-09
[79 empty] | WLDFR | HFTD - Distribution - Tier 2 - 5QU CoRE ¦ 1QU LoRE | Red Flag Warning - Small Fires | 2041 | 1.0273e-06 | 1.0273e-06 | 0.091184 | 0.042438 | 0.0018418 | 0.046905 | 0 | 0 | 0.0010988 | 9.3674e-08 | 0 | 9.3674e-08 | 9.3674e-08 | 0 | 9.3674e-08 | 0 | 0 | 0 | 0 | 0 | 0 | 6.4244e-05 | 0.00012849 | 0 | 0.00012849 | [12 empty] | 7.3.3.17.5 (Remote Grid) Updates to grid topology to minimize risk of ignition in HFTDs Remote GridWLDFREquipment / facility failureAggregated | WLDFR | HFTD - Distribution - Tier 2 - 2QU CoRE ¦ 1QU LoRE | Non-Red Flag Warning - Large Fires | Equipment / facility failure | Aggregated | 2041 | 8.7902e-06 | 193.7699 | 0.0017033 | 2041 | Mitigation | 0.95 | 45 | 0 | esc | 0.00097009 | 8.5272e-09 | 0.00097009 | 8.5272e-09
[79 empty] | WLDFR | HFTD - Distribution - Tier 2 - 5QU CoRE ¦ 1QU LoRE | Red Flag Warning - Small Fires | 2042 | 1.0273e-06 | 1.0273e-06 | 0.091184 | 0.042438 | 0.0018418 | 0.046905 | 0 | 0 | 0.0010988 | 9.3674e-08 | 0 | 9.3674e-08 | 9.3674e-08 | 0 | 9.3674e-08 | 0 | 4.3252e-08 | 0 | 0 | 0 | 0 | 6.7276e-05 | 0.00013455 | 0 | 0.00013455 | [12 empty] | 7.3.3.17.5 (Remote Grid) Updates to grid topology to minimize risk of ignition in HFTDs Remote GridWLDFREquipment / facility failureAggregated | WLDFR | HFTD - Distribution - Tier 2 - 2QU CoRE ¦ 1QU LoRE | Non-Red Flag Warning - Large Fires | Equipment / facility failure | Aggregated | 2042 | 8.7902e-06 | 193.7699 | 0.0017033 | 2042 | Mitigation | 0.95 | 45 | 0 | esc | 0.00097009 | 8.5272e-09 | 0.00097009 | 8.5272e-09
[79 empty] | WLDFR | HFTD - Distribution - Tier 2 - 5QU CoRE ¦ 1QU LoRE | Red Flag Warning - Small Fires | 2043 | 1.0273e-06 | 1.0273e-06 | 0.095486 | 0.044306 | 0.0019228 | 0.049257 | 0 | 0 | 0.0010988 | 9.8093e-08 | 0 | 9.8093e-08 | 9.8093e-08 | 0 | 9.8093e-08 | 0 | 4.4644e-08 | 9.7862e-08 | 0 | 9.7862e-08 | 0 | 6.7276e-05 | 0.00013455 | 0 | 0.00013455 | [12 empty] | 7.3.3.17.5 (Remote Grid) Updates to grid topology to minimize risk of ignition in HFTDs Remote GridWLDFREquipment / facility failureAggregated | WLDFR | HFTD - Distribution - Tier 2 - 2QU CoRE ¦ 1QU LoRE | Non-Red Flag Warning - Large Fires | Equipment / facility failure | Aggregated | 2043 | 8.7902e-06 | 193.7699 | 0.0017033 | 2043 | Mitigation | 0.95 | 45 | 0 | esc | 0.00097009 | 8.5272e-09 | 0.00097009 | 8.5272e-09
[79 empty] | WLDFR | HFTD - Distribution - Tier 2 - 5QU CoRE ¦ 1QU LoRE | Red Flag Warning - Small Fires | 2044 | 1.0273e-06 | 1.0273e-06 | 0.095486 | 0.044306 | 0.0019228 | 0.049257 | 0 | 0 | 0.0010988 | 9.8093e-08 | 0 | 9.8093e-08 | 9.8093e-08 | 0 | 9.8093e-08 | 0 | 4.4644e-08 | 9.7862e-08 | 0 | 9.7862e-08 | 0 | 6.7276e-05 | 0.00013455 | 0 | 0.00013455 | [12 empty] | 7.3.3.17.5 (Remote Grid) Updates to grid topology to minimize risk of ignition in HFTDs Remote GridWLDFREquipment / facility failureAggregated | WLDFR | HFTD - Distribution - Tier 2 - 2QU CoRE ¦ 1QU LoRE | Non-Red Flag Warning - Large Fires | Equipment / facility failure | Aggregated | 2044 | 8.7902e-06 | 193.7699 | 0.0017033 | 2044 | Mitigation | 0.95 | 45 | 0 | esc | 0.00097009 | 8.5272e-09 | 0.00097009 | 8.5272e-09
[79 empty] | WLDFR | HFTD - Distribution - Tier 2 - 5QU CoRE ¦ 1QU LoRE | Red Flag Warning - Small Fires | 2045 | 1.0273e-06 | 1.0273e-06 | 0.095486 | 0.044306 | 0.0019228 | 0.049257 | 0 | 0 | 0.0010988 | 9.8093e-08 | 0 | 9.8093e-08 | 9.8093e-08 | 0 | 9.8093e-08 | 0 | 4.4644e-08 | 9.7862e-08 | 0 | 9.7862e-08 | 0 | 6.7276e-05 | 0.00013455 | 0 | 0.00013455 | [12 empty] | 7.3.3.17.5 (Remote Grid) Updates to grid topology to minimize risk of ignition in HFTDs Remote GridWLDFREquipment / facility failureAggregated | WLDFR | HFTD - Distribution - Tier 2 - 2QU CoRE ¦ 1QU LoRE | Non-Red Flag Warning - Large Fires | Equipment / facility failure | Aggregated | 2045 | 8.7902e-06 | 193.7699 | 0.0017033 | 2045 | Mitigation | 0.95 | 45 | 0 | esc | 0.00097009 | 8.5272e-09 | 0.00097009 | 8.5272e-09
[79 empty] | WLDFR | HFTD - Distribution - Tier 2 - 5QU CoRE ¦ 1QU LoRE | Red Flag Warning - Small Fires | 2046 | 1.0273e-06 | 1.0273e-06 | 0.095486 | 0.044306 | 0.0019228 | 0.049257 | 0 | 0 | 0.0010988 | 9.8093e-08 | 0 | 9.8093e-08 | 9.8093e-08 | 0 | 9.8093e-08 | 0 | 4.4644e-08 | 9.7862e-08 | 0 | 9.7862e-08 | 0 | 6.7276e-05 | 0.00013455 | 0 | 0.00013455 | [12 empty] | 7.3.3.17.5 (Remote Grid) Updates to grid topology to minimize risk of ignition in HFTDs Remote GridWLDFREquipment / facility failureAggregated | WLDFR | HFTD - Distribution - Tier 2 - 2QU CoRE ¦ 1QU LoRE | Non-Red Flag Warning - Large Fires | Equipment / facility failure | Aggregated | 2046 | 8.7902e-06 | 193.7699 | 0.0017033 | 2046 | Mitigation | 0.95 | 45 | 0 | esc | 0.00097009 | 8.5272e-09 | 0.00097009 | 8.5272e-09
[79 empty] | WLDFR | HFTD - Distribution - Tier 2 - 5QU CoRE ¦ 1QU LoRE | Red Flag Warning - Small Fires | 2047 | 1.0273e-06 | 1.0273e-06 | 0.095486 | 0.044306 | 0.0019228 | 0.049257 | 0 | 0 | 0.0010988 | 9.8093e-08 | 0 | 9.8093e-08 | 9.8093e-08 | 0 | 9.8093e-08 | 0 | 4.4644e-08 | 9.7862e-08 | 0 | 9.7862e-08 | 0 | 7.0563e-05 | 0.00014113 | 0 | 0.00014113 | [12 empty] | 7.3.3.17.5 (Remote Grid) Updates to grid topology to minimize risk of ignition in HFTDs Remote GridWLDFREquipment / facility failureAggregated | WLDFR | HFTD - Distribution - Tier 2 - 2QU CoRE ¦ 1QU LoRE | Non-Red Flag Warning - Large Fires | Equipment / facility failure | Aggregated | 2047 | 8.7902e-06 | 193.7699 | 0.0017033 | 2047 | Mitigation | 0.95 | 45 | 0 | esc | 0.00097009 | 8.5272e-09 | 0.00097009 | 8.5272e-09
[79 empty] | WLDFR | HFTD - Distribution - Tier 2 - 5QU CoRE ¦ 1QU LoRE | Red Flag Warning - Small Fires | 2048 | 1.0273e-06 | 1.0273e-06 | 0.10007 | 0.04626 | 0.0020076 | 0.051804 | 0 | 0 | 0.0010988 | 1.028e-07 | 0 | 1.028e-07 | 1.028e-07 | 0 | 1.028e-07 | 0 | 4.642e-08 | 1.0175e-07 | 0 | 1.0175e-07 | 0 | 7.0563e-05 | 0.00014113 | 0 | 0.00014113 | [12 empty] | 7.3.3.17.5 (Remote Grid) Updates to grid topology to minimize risk of ignition in HFTDs Remote GridWLDFREquipment / facility failureAggregated | WLDFR | HFTD - Distribution - Tier 2 - 2QU CoRE ¦ 1QU LoRE | Non-Red Flag Warning - Large Fires | Equipment / facility failure | Aggregated | 2048 | 8.7902e-06 | 193.7699 | 0.0017033 | 2048 | Mitigation | 0.95 | 45 | 0 | esc | 0.00097009 | 8.5272e-09 | 0.00097009 | 8.5272e-09
[79 empty] | WLDFR | HFTD - Distribution - Tier 2 - 5QU CoRE ¦ 1QU LoRE | Red Flag Warning - Small Fires | 2049 | 1.0273e-06 | 1.0273e-06 | 0.10007 | 0.04626 | 0.0020076 | 0.051804 | 0 | 0 | 0.0010988 | 1.028e-07 | 0 | 1.028e-07 | 1.028e-07 | 0 | 1.028e-07 | 0 | 4.642e-08 | 1.0175e-07 | 0 | 1.0175e-07 | 0 | 7.0563e-05 | 0.00014113 | 0 | 0.00014113 | [12 empty] | 7.3.3.17.5 (Remote Grid) Updates to grid topology to minimize risk of ignition in HFTDs Remote GridWLDFREquipment / facility failureAggregated | WLDFR | HFTD - Distribution - Tier 2 - 2QU CoRE ¦ 1QU LoRE | Non-Red Flag Warning - Large Fires | Equipment / facility failure | Aggregated | 2049 | 8.7902e-06 | 193.7699 | 0.0017033 | 2049 | Mitigation | 0.95 | 45 | 0 | esc | 0.00097009 | 8.5272e-09 | 0.00097009 | 8.5272e-09
[79 empty] | WLDFR | HFTD - Distribution - Tier 2 - 5QU CoRE ¦ 1QU LoRE | Red Flag Warning - Small Fires | 2050 | 1.0273e-06 | 1.0273e-06 | 0.10007 | 0.04626 | 0.0020076 | 0.051804 | 0 | 0 | 0.0010988 | 1.028e-07 | 0 | 1.028e-07 | 1.028e-07 | 0 | 1.028e-07 | 0 | 4.642e-08 | 1.0175e-07 | 0 | 1.0175e-07 | 0 | 7.0563e-05 | 0.00014113 | 0 | 0.00014113 | [12 empty] | 7.3.3.17.5 (Remote Grid) Updates to grid topology to minimize risk of ignition in HFTDs Remote GridWLDFREquipment / facility failureAggregated | WLDFR | HFTD - Distribution - Tier 2 - 2QU CoRE ¦ 1QU LoRE | Non-Red Flag Warning - Large Fires | Equipment / facility failure | Aggregated | 2050 | 8.7902e-06 | 193.7699 | 0.0017033 | 2050 | Mitigation | 0.95 | 45 | 0 | esc | 0.00097009 | 8.5272e-09 | 0.00097009 | 8.5272e-09
[79 empty] | WLDFR | HFTD - Distribution - Tier 2 - 5QU CoRE ¦ 1QU LoRE | Red Flag Warning - Small Fires | 2051 | 1.0273e-06 | 1.0273e-06 | 0.10007 | 0.04626 | 0.0020076 | 0.051804 | 0 | 0 | 0.0010988 | 1.028e-07 | 0 | 1.028e-07 | 1.028e-07 | 0 | 1.028e-07 | 0 | 4.642e-08 | 1.0175e-07 | 0 | 1.0175e-07 | 0 | 7.0563e-05 | 0.00014113 | 0 | 0.00014113 | [12 empty] | 7.3.3.17.5 (Remote Grid) Updates to grid topology to minimize risk of ignition in HFTDs Remote GridWLDFREquipment / facility failureAggregated | WLDFR | HFTD - Distribution - Tier 2 - 2QU CoRE ¦ 1QU LoRE | Non-Red Flag Warning - Large Fires | Equipment / facility failure | Aggregated | 2051 | 8.7902e-06 | 193.7699 | 0.0017033 | 2051 | Mitigation | 0.95 | 45 | 0 | esc | 0.00097009 | 8.5272e-09 | 0.00097009 | 8.5272e-09
[79 empty] | WLDFR | HFTD - Distribution - Tier 2 - 5QU CoRE ¦ 1QU LoRE | Red Flag Warning - Small Fires | 2052 | 1.0273e-06 | 1.0273e-06 | 0.10007 | 0.04626 | 0.0020076 | 0.051804 | 0 | 0 | 0.0010988 | 1.028e-07 | 0 | 1.028e-07 | 1.028e-07 | 0 | 1.028e-07 | 0 | 4.642e-08 | 1.0175e-07 | 0 | 1.0175e-07 | 0 | 7.4063e-05 | 0.00014813 | 0 | 0.00014813 | [12 empty] | 7.3.3.17.5 (Remote Grid) Updates to grid topology to minimize risk of ignition in HFTDs Remote GridWLDFREquipment / facility failureAggregated | WLDFR | HFTD - Distribution - Tier 2 - 2QU CoRE ¦ 1QU LoRE | Non-Red Flag Warning - Large Fires | Equipment / facility failure | Aggregated | 2052 | 8.7902e-06 | 193.7699 | 0.0017033 | 2052 | Mitigation | 0.95 | 45 | 0 | esc | 0.00097009 | 8.5272e-09 | 0.00097009 | 8.5272e-09
[79 empty] | WLDFR | HFTD - Distribution - Tier 2 - 5QU CoRE ¦ 1QU LoRE | Red Flag Warning - Small Fires | 2053 | 1.0273e-06 | 1.0273e-06 | 0.10489 | 0.048274 | 0.002095 | 0.054525 | 0 | 0 | 0.0010988 | 1.0776e-07 | 0 | 1.0776e-07 | 1.0776e-07 | 0 | 1.0776e-07 | 0 | 4.8421e-08 | 1.0614e-07 | 0 | 1.0614e-07 | 0 | 7.4063e-05 | 0.00014813 | 0 | 0.00014813 | [12 empty] | 7.3.3.17.5 (Remote Grid) Updates to grid topology to minimize risk of ignition in HFTDs Remote GridWLDFREquipment / facility failureAggregated | WLDFR | HFTD - Distribution - Tier 2 - 2QU CoRE ¦ 1QU LoRE | Non-Red Flag Warning - Large Fires | Equipment / facility failure | Aggregated | 2053 | 8.7902e-06 | 193.7699 | 0.0017033 | 2053 | Mitigation | 0.95 | 45 | 0 | esc | 0.00097009 | 8.5272e-09 | 0.00097009 | 8.5272e-09
[79 empty] | WLDFR | HFTD - Distribution - Tier 2 - 5QU CoRE ¦ 1QU LoRE | Red Flag Warning - Small Fires | 2054 | 1.0273e-06 | 1.0273e-06 | 0.10489 | 0.048274 | 0.002095 | 0.054525 | 0 | 0 | 0.0010988 | 1.0776e-07 | 0 | 1.0776e-07 | 1.0776e-07 | 0 | 1.0776e-07 | 0 | 4.8421e-08 | 1.0614e-07 | 0 | 1.0614e-07 | 0 | 7.4063e-05 | 0.00014813 | 0 | 0.00014813 | [12 empty] | 7.3.3.17.5 (Remote Grid) Updates to grid topology to minimize risk of ignition in HFTDs Remote GridWLDFREquipment / facility failureAggregated | WLDFR | HFTD - Distribution - Tier 2 - 2QU CoRE ¦ 1QU LoRE | Non-Red Flag Warning - Large Fires | Equipment / facility failure | Aggregated | 2054 | 8.7902e-06 | 193.7699 | 0.0017033 | 2054 | Mitigation | 0.95 | 45 | 0 | esc | 0.00097009 | 8.5272e-09 | 0.00097009 | 8.5272e-09
[79 empty] | WLDFR | HFTD - Distribution - Tier 2 - 5QU CoRE ¦ 1QU LoRE | Red Flag Warning - Small Fires | 2055 | 1.0273e-06 | 1.0273e-06 | 0.10489 | 0.048274 | 0.002095 | 0.054525 | 0 | 0 | 0.0010988 | 1.0776e-07 | 0 | 1.0776e-07 | 1.0776e-07 | 0 | 1.0776e-07 | 0 | 4.8421e-08 | 1.0614e-07 | 0 | 1.0614e-07 | 0 | 7.4063e-05 | 0.00014813 | 0 | 0.00014813 | [12 empty] | 7.3.3.17.5 (Remote Grid) Updates to grid topology to minimize risk of ignition in HFTDs Remote GridWLDFREquipment / facility failureAggregated | WLDFR | HFTD - Distribution - Tier 2 - 2QU CoRE ¦ 1QU LoRE | Non-Red Flag Warning - Large Fires | Equipment / facility failure | Aggregated | 2055 | 8.7902e-06 | 193.7699 | 0.0017033 | 2055 | Mitigation | 0.95 | 45 | 0 | esc | 0.00097009 | 8.5272e-09 | 0.00097009 | 8.5272e-09
[79 empty] | WLDFR | HFTD - Distribution - Tier 2 - 5QU CoRE ¦ 1QU LoRE | Red Flag Warning - Small Fires | 2056 | 1.0273e-06 | 1.0273e-06 | 0.10489 | 0.048274 | 0.002095 | 0.054525 | 0 | 0 | 0.0010988 | 1.0776e-07 | 0 | 1.0776e-07 | 1.0776e-07 | 0 | 1.0776e-07 | 0 | 4.8421e-08 | 1.0614e-07 | 0 | 1.0614e-07 | 0 | 7.4063e-05 | 0.00014813 | 0 | 0.00014813 | [12 empty] | 7.3.3.17.5 (Remote Grid) Updates to grid topology to minimize risk of ignition in HFTDs Remote GridWLDFREquipment / facility failureAggregated | WLDFR | HFTD - Distribution - Tier 2 - 2QU CoRE ¦ 1QU LoRE | Non-Red Flag Warning - Large Fires | Equipment / facility failure | Aggregated | 2056 | 8.7902e-06 | 193.7699 | 0.0017033 | 2056 | Mitigation | 0.95 | 45 | 0 | esc | 0.00097009 | 8.5272e-09 | 0.00097009 | 8.5272e-09
[79 empty] | WLDFR | HFTD - Distribution - Tier 2 - 5QU CoRE ¦ 1QU LoRE | Red Flag Warning - Small Fires | 2057 | 1.0273e-06 | 1.0273e-06 | 0.10489 | 0.048274 | 0.002095 | 0.054525 | 0 | 0 | 0.0010988 | 1.0776e-07 | 0 | 1.0776e-07 | 1.0776e-07 | 0 | 1.0776e-07 | 0 | 4.8421e-08 | 1.0614e-07 | 0 | 1.0614e-07 | 0 | 7.7727e-05 | 0.00015545 | 0 | 0.00015545 | [12 empty] | 7.3.3.17.5 (Remote Grid) Updates to grid topology to minimize risk of ignition in HFTDs Remote GridWLDFREquipment / facility failureAggregated | WLDFR | HFTD - Distribution - Tier 2 - 2QU CoRE ¦ 1QU LoRE | Non-Red Flag Warning - Large Fires | Equipment / facility failure | Aggregated | 2057 | 8.7902e-06 | 193.7699 | 0.0017033 | 2057 | Mitigation | 0.95 | 45 | 0 | esc | 0.00097009 | 8.5272e-09 | 0.00097009 | 8.5272e-09
[79 empty] | WLDFR | HFTD - Distribution - Tier 2 - 5QU CoRE ¦ 1QU LoRE | Red Flag Warning - Small Fires | 2058 | 1.0273e-06 | 1.0273e-06 | 0.1099 | 0.050325 | 0.0021839 | 0.057393 | 0 | 0 | 0.0010988 | 1.129e-07 | 0 | 1.129e-07 | 1.129e-07 | 0 | 1.129e-07 | 0 | 5.0627e-08 | 1.1098e-07 | 0 | 1.1098e-07 | 0 | 7.7727e-05 | 0.00015545 | 0 | 0.00015545 | [12 empty] | 7.3.3.17.5 (Remote Grid) Updates to grid topology to minimize risk of ignition in HFTDs Remote GridWLDFREquipment / facility failureAggregated | WLDFR | HFTD - Distribution - Tier 2 - 2QU CoRE ¦ 1QU LoRE | Non-Red Flag Warning - Large Fires | Equipment / facility failure | Aggregated | 2058 | 8.7902e-06 | 193.7699 | 0.0017033 | 2058 | Mitigation | 0.95 | 45 | 0 | esc | 0.00097009 | 8.5272e-09 | 0.00097009 | 8.5272e-09
[79 empty] | WLDFR | HFTD - Distribution - Tier 2 - 5QU CoRE ¦ 1QU LoRE | Red Flag Warning - Small Fires | 2059 | 1.0273e-06 | 1.0273e-06 | 0.1099 | 0.050325 | 0.0021839 | 0.057393 | 0 | 0 | 0.0010988 | 1.129e-07 | 0 | 1.129e-07 | 1.129e-07 | 0 | 1.129e-07 | 0 | 5.0627e-08 | 1.1098e-07 | 0 | 1.1098e-07 | 0 | 7.7727e-05 | 0.00015545 | 0 | 0.00015545 | [12 empty] | 7.3.3.17.5 (Remote Grid) Updates to grid topology to minimize risk of ignition in HFTDs Remote GridWLDFREquipment / facility failureAggregated | WLDFR | HFTD - Distribution - Tier 2 - 2QU CoRE ¦ 1QU LoRE | Non-Red Flag Warning - Large Fires | Equipment / facility failure | Aggregated | 2059 | 8.7902e-06 | 193.7699 | 0.0017033 | 2059 | Mitigation | 0.95 | 45 | 0 | esc | 0.00097009 | 8.5272e-09 | 0.00097009 | 8.5272e-09
[79 empty] | WLDFR | HFTD - Distribution - Tier 2 - 5QU CoRE ¦ 1QU LoRE | Red Flag Warning - Small Fires | 2060 | 1.0273e-06 | 1.0273e-06 | 0.1099 | 0.050325 | 0.0021839 | 0.057393 | 0 | 0 | 0.0010988 | 1.129e-07 | 0 | 1.129e-07 | 1.129e-07 | 0 | 1.129e-07 | 0 | 5.0627e-08 | 1.1098e-07 | 0 | 1.1098e-07 | 0 | 7.7727e-05 | 0.00015545 | 0 | 0.00015545 | [12 empty] | 7.3.3.17.5 (Remote Grid) Updates to grid topology to minimize risk of ignition in HFTDs Remote GridWLDFREquipment / facility failureAggregated | WLDFR | HFTD - Distribution - Tier 2 - 2QU CoRE ¦ 1QU LoRE | Non-Red Flag Warning - Large Fires | Equipment / facility failure | Aggregated | 2060 | 8.7902e-06 | 193.7699 | 0.0017033 | 2060 | Mitigation | 0.95 | 45 | 0 | esc | 0.00097009 | 8.5272e-09 | 0.00097009 | 8.5272e-09
[79 empty] | WLDFR | HFTD - Distribution - Tier 2 - 5QU CoRE ¦ 1QU LoRE | Red Flag Warning - Small Fires | 2061 | 1.0273e-06 | 1.0273e-06 | 0.1099 | 0.050325 | 0.0021839 | 0.057393 | 0 | 0 | 0.0010988 | 1.129e-07 | 0 | 1.129e-07 | 1.129e-07 | 0 | 1.129e-07 | 0 | 5.0627e-08 | 1.1098e-07 | 0 | 1.1098e-07 | 0 | 0 | 0.00015545 | 0 | 0.00015545 | [12 empty] | 7.3.3.17.5 (Remote Grid) Updates to grid topology to minimize risk of ignition in HFTDs Remote GridWLDFREquipment / facility failureAggregated | WLDFR | HFTD - Distribution - Tier 2 - 2QU CoRE ¦ 1QU LoRE | Non-Red Flag Warning - Large Fires | Equipment / facility failure | Aggregated | 2061 | 8.7902e-06 | 193.7699 | 0.0017033 | 2061 | Mitigation | 0.95 | 45 | 0 | esc | 0.00097009 | 8.5272e-09 | 0.00097009 | 8.5272e-09
[79 empty] | WLDFR | HFTD - Distribution - Tier 2 - 5QU CoRE ¦ 1QU LoRE | Red Flag Warning - Small Fires | 2062 | 1.0273e-06 | 1.0273e-06 | 0.1099 | 0.050325 | 0.0021839 | 0.057393 | 0 | 0 | 0.0010988 | 1.129e-07 | 0 | 1.129e-07 | 1.129e-07 | 0 | 1.129e-07 | 0 | 5.0627e-08 | 1.1098e-07 | 0 | 1.1098e-07 | 0 | 0 | 0 | 0 | 0 | [12 empty] | 7.3.3.17.5 (Remote Grid) Updates to grid topology to minimize risk of ignition in HFTDs Remote GridWLDFREquipment / facility failureAggregated | WLDFR | HFTD - Distribution - Tier 2 - 2QU CoRE ¦ 1QU LoRE | Non-Red Flag Warning - Large Fires | Equipment / facility failure | Aggregated | 2062 | 8.7902e-06 | 193.7699 | 0.0017033 | 2062 | Mitigation | 0.95 | 45 | 0 | esc | 0.00097009 | 8.5272e-09 | 0.00097009 | 8.5272e-09
[79 empty] | WLDFR | HFTD - Distribution - Tier 2 - 5QU CoRE ¦ 1QU LoRE | Red Flag Warning - Small Fires | 2063 | 1.0273e-06 | 1.0273e-06 | 0.11504 | 0.052388 | 0.0022734 | 0.060377 | 0 | 0 | 0.0010988 | 1.1818e-07 | 0 | 1.1818e-07 | 1.1818e-07 | 0 | 1.1818e-07 | 0 | 5.3016e-08 | 1.1621e-07 | 0 | 1.1621e-07 | 0 | 0 | 0 | 0 | 0 | [12 empty] | 7.3.3.17.5 (Remote Grid) Updates to grid topology to minimize risk of ignition in HFTDs Remote GridWLDFREquipment / facility failureAggregated | WLDFR | HFTD - Distribution - Tier 2 - 2QU CoRE ¦ 1QU LoRE | Non-Red Flag Warning - Large Fires | Equipment / facility failure | Aggregated | 2063 | 8.7902e-06 | 193.7699 | 0.0017033 | 2063 | Mitigation | 0.95 | 45 | 0 | esc | 0.00097009 | 8.5272e-09 | 0.00097009 | 8.5272e-09
[79 empty] | WLDFR | HFTD - Distribution - Tier 2 - 5QU CoRE ¦ 1QU LoRE | Red Flag Warning - Small Fires | 2064 | 1.0273e-06 | 1.0273e-06 | 0.11504 | 0.052388 | 0.0022734 | 0.060377 | 0 | 0 | 0.0010988 | 1.1818e-07 | 0 | 1.1818e-07 | 1.1818e-07 | 0 | 1.1818e-07 | 0 | 5.3016e-08 | 1.1621e-07 | 0 | 1.1621e-07 | 0 | 3.0515e-07 | 0 | 0 | 0 | [12 empty] | 7.3.3.17.5 (Remote Grid) Updates to grid topology to minimize risk of ignition in HFTDs Remote GridWLDFREquipment / facility failureAggregated | WLDFR | HFTD - Distribution - Tier 2 - 2QU CoRE ¦ 1QU LoRE | Non-Red Flag Warning - Large Fires | Equipment / facility failure | Aggregated | 2064 | 8.7902e-06 | 193.7699 | 0.0017033 | 2064 | Mitigation | 0.95 | 45 | 0 | esc | 0.00097009 | 8.5272e-09 | 0.00097009 | 8.5272e-09
[79 empty] | WLDFR | HFTD - Distribution - Tier 2 - 5QU CoRE ¦ 1QU LoRE | Red Flag Warning - Small Fires | 2065 | 1.0273e-06 | 1.0273e-06 | 0.11504 | 0.052388 | 0.0022734 | 0.060377 | 0 | 0 | 0.0010988 | 1.1818e-07 | 0 | 1.1818e-07 | 1.1818e-07 | 0 | 1.1818e-07 | 0 | 5.3016e-08 | 1.1621e-07 | 0 | 1.1621e-07 | 0 | 3.188e-07 | 6.376e-07 | 0 | 6.376e-07 | [12 empty] | 7.3.3.17.5 (Remote Grid) Updates to grid topology to minimize risk of ignition in HFTDs Remote GridWLDFREquipment / facility failureAggregated | WLDFR | HFTD - Distribution - Tier 2 - 2QU CoRE ¦ 1QU LoRE | Non-Red Flag Warning - Large Fires | Equipment / facility failure | Aggregated | 2065 | 8.7902e-06 | 193.7699 | 0.0017033 | 2065 | Mitigation | 0.95 | 45 | 0 | esc | 0.00097009 | 8.5272e-09 | 0.00097009 | 8.5272e-09
[79 empty] | WLDFR | HFTD - Distribution - Tier 2 - 5QU CoRE ¦ 1QU LoRE | Red Flag Warning - Small Fires | 2066 | 1.0273e-06 | 1.0273e-06 | 0.11504 | 0.052388 | 0.0022734 | 0.060377 | 0 | 0 | 0.0010988 | 1.1818e-07 | 0 | 1.1818e-07 | 1.1818e-07 | 0 | 1.1818e-07 | 0 | 5.3016e-08 | 1.1621e-07 | 0 | 1.1621e-07 | 0 | 3.188e-07 | 6.376e-07 | 0 | 6.376e-07 | [12 empty] | 7.3.3.17.5 (Remote Grid) Updates to grid topology to minimize risk of ignition in HFTDs Remote GridWLDFREquipment / facility failureAggregated | WLDFR | HFTD - Distribution - Tier 2 - 2QU CoRE ¦ 1QU LoRE | Non-Red Flag Warning - Large Fires | Equipment / facility failure | Aggregated | 2066 | 8.7902e-06 | 193.7699 | 0.0017033 | 2066 | Mitigation | 0.95 | 45 | 0 | esc | 0.00097009 | 8.5272e-09 | 0.00097009 | 8.5272e-09
[79 empty] | WLDFR | HFTD - Distribution - Tier 2 - 5QU CoRE ¦ 1QU LoRE | Red Flag Warning - Small Fires | 2067 | 0 | 1.0273e-06 | 0.11504 | 0.052388 | 0.0022734 | 0.060377 | 0 | 0 | 0.0010988 | 0 | 0 | 0 | 1.1818e-07 | 0 | 1.1818e-07 | 0 | 5.3016e-08 | 1.1621e-07 | 0 | 1.1621e-07 | 0 | 3.188e-07 | 6.376e-07 | 0 | 6.376e-07 | [12 empty] | 7.3.3.17.5 (Remote Grid) Updates to grid topology to minimize risk of ignition in HFTDs Remote GridWLDFREquipment / facility failureAggregated | WLDFR | HFTD - Distribution - Tier 2 - 2QU CoRE ¦ 1QU LoRE | Non-Red Flag Warning - Large Fires | Equipment / facility failure | Aggregated | 2067 | 8.7902e-06 | 193.7699 | 0.0017033 | 2067 | Mitigation | 0.95 | 45 | 0 | esc | 0 | 0 | 0.00097009 | 8.5272e-09
[79 empty] | WLDFR | HFTD - Distribution - Tier 2 - 5QU CoRE ¦ 2QU LoRE | Non-Red Flag Warning - Catastrophic Fires | 2022 | 9.4493e-11 | 0 | 14146.1306 | 222.2294 | 8585.7228 | 5338.1784 | 0 | 0 | 1.1721e-07 | 1.3367e-06 | 0 | 1.3367e-06 | 0 | 0 | 0 | 0 | 5.5562e-08 | 1.2179e-07 | 0 | 1.2179e-07 | 0 | 3.188e-07 | 6.376e-07 | 0 | 6.376e-07 | [12 empty] | 7.3.3.17.5 (Remote Grid) Updates to grid topology to minimize risk of ignition in HFTDs Remote GridWLDFRVegetation ContactAggregated | WLDFR | HFTD - Distribution - Tier 2 - 2QU CoRE ¦ 1QU LoRE | Non-Red Flag Warning - Large Fires | Vegetation Contact | Aggregated | 2022 | 1.5187e-05 | 193.7699 | 0.0029427 | 2022 | Mitigation | 0.95 | 45 | 0 | esc | 0.00097009 | 1.4732e-08 | 0 | 0
[79 empty] | WLDFR | HFTD - Distribution - Tier 2 - 5QU CoRE ¦ 2QU LoRE | Non-Red Flag Warning - Catastrophic Fires | 2023 | 9.4493e-11 | 9.4493e-11 | 14664.6376 | 233.2301 | 8896.516 | 5534.8915 | 0 | 0 | 1.1721e-07 | 1.3857e-06 | 0 | 1.3857e-06 | 1.3857e-06 | 0 | 1.3857e-06 | 0 | 5.5562e-08 | 1.2179e-07 | 0 | 1.2179e-07 | 0 | 3.188e-07 | 6.376e-07 | 0 | 6.376e-07 | [12 empty] | 7.3.3.17.5 (Remote Grid) Updates to grid topology to minimize risk of ignition in HFTDs Remote GridWLDFRVegetation ContactAggregated | WLDFR | HFTD - Distribution - Tier 2 - 2QU CoRE ¦ 1QU LoRE | Non-Red Flag Warning - Large Fires | Vegetation Contact | Aggregated | 2023 | 1.5187e-05 | 193.7699 | 0.0029427 | 2023 | Mitigation | 0.95 | 45 | 0 | esc | 0.00097009 | 1.4732e-08 | 0.00097009 | 1.4732e-08
[79 empty] | WLDFR | HFTD - Distribution - Tier 2 - 5QU CoRE ¦ 2QU LoRE | Non-Red Flag Warning - Catastrophic Fires | 2024 | 9.4493e-11 | 9.4493e-11 | 14664.6376 | 233.2301 | 8896.516 | 5534.8915 | 0 | 0 | 1.1721e-07 | 1.3857e-06 | 0 | 1.3857e-06 | 1.3857e-06 | 0 | 1.3857e-06 | 0 | 5.5562e-08 | 1.2179e-07 | 0 | 1.2179e-07 | 0 | 3.3638e-07 | 6.7276e-07 | 0 | 6.7276e-07 | [12 empty] | 7.3.3.17.5 (Remote Grid) Updates to grid topology to minimize risk of ignition in HFTDs Remote GridWLDFRVegetation ContactAggregated | WLDFR | HFTD - Distribution - Tier 2 - 2QU CoRE ¦ 1QU LoRE | Non-Red Flag Warning - Large Fires | Vegetation Contact | Aggregated | 2024 | 1.5187e-05 | 193.7699 | 0.0029427 | 2024 | Mitigation | 0.95 | 45 | 0 | esc | 0.00097009 | 1.4732e-08 | 0.00097009 | 1.4732e-08
[79 empty] | WLDFR | HFTD - Distribution - Tier 2 - 5QU CoRE ¦ 2QU LoRE | Non-Red Flag Warning - Catastrophic Fires | 2025 | 9.4493e-11 | 9.4493e-11 | 14664.6376 | 233.2301 | 8896.516 | 5534.8915 | 0 | 0 | 1.1721e-07 | 1.3857e-06 | 0 | 1.3857e-06 | 1.3857e-06 | 0 | 1.3857e-06 | 0 | 5.5562e-08 | 1.2179e-07 | 0 | 1.2179e-07 | 0 | 3.3638e-07 | 6.7276e-07 | 0 | 6.7276e-07 | [12 empty] | 7.3.3.17.5 (Remote Grid) Updates to grid topology to minimize risk of ignition in HFTDs Remote GridWLDFRVegetation ContactAggregated | WLDFR | HFTD - Distribution - Tier 2 - 2QU CoRE ¦ 1QU LoRE | Non-Red Flag Warning - Large Fires | Vegetation Contact | Aggregated | 2025 | 1.5187e-05 | 193.7699 | 0.0029427 | 2025 | Mitigation | 0.95 | 45 | 0 | esc | 0.00097009 | 1.4732e-08 | 0.00097009 | 1.4732e-08
[79 empty] | WLDFR | HFTD - Distribution - Tier 2 - 5QU CoRE ¦ 2QU LoRE | Non-Red Flag Warning - Catastrophic Fires | 2026 | 9.4493e-11 | 9.4493e-11 | 14664.6376 | 233.2301 | 8896.516 | 5534.8915 | 0 | 0 | 1.1721e-07 | 1.3857e-06 | 0 | 1.3857e-06 | 1.3857e-06 | 0 | 1.3857e-06 | 0 | 5.5562e-08 | 1.2179e-07 | 0 | 1.2179e-07 | 0 | 3.3638e-07 | 6.7276e-07 | 0 | 6.7276e-07 | [12 empty] | 7.3.3.17.5 (Remote Grid) Updates to grid topology to minimize risk of ignition in HFTDs Remote GridWLDFRVegetation ContactAggregated | WLDFR | HFTD - Distribution - Tier 2 - 2QU CoRE ¦ 1QU LoRE | Non-Red Flag Warning - Large Fires | Vegetation Contact | Aggregated | 2026 | 1.5187e-05 | 193.7699 | 0.0029427 | 2026 | Mitigation | 0.95 | 45 | 0 | esc | 0.00097009 | 1.4732e-08 | 0.00097009 | 1.4732e-08
[79 empty] | WLDFR | HFTD - Distribution - Tier 2 - 5QU CoRE ¦ 2QU LoRE | Non-Red Flag Warning - Catastrophic Fires | 2027 | 9.4493e-11 | 9.4493e-11 | 14664.6376 | 233.2301 | 8896.516 | 5534.8915 | 0 | 0 | 1.1721e-07 | 1.3857e-06 | 0 | 1.3857e-06 | 1.3857e-06 | 0 | 1.3857e-06 | 0 | 5.824e-08 | 1.2766e-07 | 0 | 1.2766e-07 | 0 | 3.3638e-07 | 6.7276e-07 | 0 | 6.7276e-07 | [12 empty] | 7.3.3.17.5 (Remote Grid) Updates to grid topology to minimize risk of ignition in HFTDs Remote GridWLDFRVegetation ContactAggregated | WLDFR | HFTD - Distribution - Tier 2 - 2QU CoRE ¦ 1QU LoRE | Non-Red Flag Warning - Large Fires | Vegetation Contact | Aggregated | 2027 | 1.5187e-05 | 193.7699 | 0.0029427 | 2027 | Mitigation | 0.95 | 45 | 0 | esc | 0.00097009 | 1.4732e-08 | 0.00097009 | 1.4732e-08
[79 empty] | WLDFR | HFTD - Distribution - Tier 2 - 5QU CoRE ¦ 2QU LoRE | Non-Red Flag Warning - Catastrophic Fires | 2028 | 9.4493e-11 | 9.4493e-11 | 15317.9909 | 247.273 | 9287.6491 | 5783.0689 | 0 | 0 | 1.1721e-07 | 1.4474e-06 | 0 | 1.4474e-06 | 1.4474e-06 | 0 | 1.4474e-06 | 0 | 5.824e-08 | 1.2766e-07 | 0 | 1.2766e-07 | 0 | 3.3638e-07 | 6.7276e-07 | 0 | 6.7276e-07 | [12 empty] | 7.3.3.17.5 (Remote Grid) Updates to grid topology to minimize risk of ignition in HFTDs Remote GridWLDFRVegetation ContactAggregated | WLDFR | HFTD - Distribution - Tier 2 - 2QU CoRE ¦ 1QU LoRE | Non-Red Flag Warning - Large Fires | Vegetation Contact | Aggregated | 2028 | 1.5187e-05 | 193.7699 | 0.0029427 | 2028 | Mitigation | 0.95 | 45 | 0 | esc | 0.00097009 | 1.4732e-08 | 0.00097009 | 1.4732e-08
[79 empty] | WLDFR | HFTD - Distribution - Tier 2 - 5QU CoRE ¦ 2QU LoRE | Non-Red Flag Warning - Catastrophic Fires | 2029 | 9.4493e-11 | 9.4493e-11 | 15317.9909 | 247.273 | 9287.6491 | 5783.0689 | 0 | 0 | 1.1721e-07 | 1.4474e-06 | 0 | 1.4474e-06 | 1.4474e-06 | 0 | 1.4474e-06 | 0 | 5.824e-08 | 1.2766e-07 | 0 | 1.2766e-07 | 0 | 3.5638e-07 | 7.1277e-07 | 0 | 7.1277e-07 | [12 empty] | 7.3.3.17.5 (Remote Grid) Updates to grid topology to minimize risk of ignition in HFTDs Remote GridWLDFRVegetation ContactAggregated | WLDFR | HFTD - Distribution - Tier 2 - 2QU CoRE ¦ 1QU LoRE | Non-Red Flag Warning - Large Fires | Vegetation Contact | Aggregated | 2029 | 1.5187e-05 | 193.7699 | 0.0029427 | 2029 | Mitigation | 0.95 | 45 | 0 | esc | 0.00097009 | 1.4732e-08 | 0.00097009 | 1.4732e-08
[79 empty] | WLDFR | HFTD - Distribution - Tier 2 - 5QU CoRE ¦ 2QU LoRE | Non-Red Flag Warning - Catastrophic Fires | 2030 | 9.4493e-11 | 9.4493e-11 | 15317.9909 | 247.273 | 9287.6491 | 5783.0689 | 0 | 0 | 1.1721e-07 | 1.4474e-06 | 0 | 1.4474e-06 | 1.4474e-06 | 0 | 1.4474e-06 | 0 | 5.824e-08 | 1.2766e-07 | 0 | 1.2766e-07 | 0 | 3.5638e-07 | 7.1277e-07 | 0 | 7.1277e-07 | [12 empty] | 7.3.3.17.5 (Remote Grid) Updates to grid topology to minimize risk of ignition in HFTDs Remote GridWLDFRVegetation ContactAggregated | WLDFR | HFTD - Distribution - Tier 2 - 2QU CoRE ¦ 1QU LoRE | Non-Red Flag Warning - Large Fires | Vegetation Contact | Aggregated | 2030 | 1.5187e-05 | 193.7699 | 0.0029427 | 2030 | Mitigation | 0.95 | 45 | 0 | esc | 0.00097009 | 1.4732e-08 | 0.00097009 | 1.4732e-08
[79 empty] | WLDFR | HFTD - Distribution - Tier 2 - 5QU CoRE ¦ 2QU LoRE | Non-Red Flag Warning - Catastrophic Fires | 2031 | 9.4493e-11 | 9.4493e-11 | 15317.9909 | 247.273 | 9287.6491 | 5783.0689 | 0 | 0 | 1.1721e-07 | 1.4474e-06 | 0 | 1.4474e-06 | 1.4474e-06 | 0 | 1.4474e-06 | 0 | 5.824e-08 | 1.2766e-07 | 0 | 1.2766e-07 | 0 | 3.5638e-07 | 7.1277e-07 | 0 | 7.1277e-07 | [12 empty] | 7.3.3.17.5 (Remote Grid) Updates to grid topology to minimize risk of ignition in HFTDs Remote GridWLDFRVegetation ContactAggregated | WLDFR | HFTD - Distribution - Tier 2 - 2QU CoRE ¦ 1QU LoRE | Non-Red Flag Warning - Large Fires | Vegetation Contact | Aggregated | 2031 | 1.5187e-05 | 193.7699 | 0.0029427 | 2031 | Mitigation | 0.95 | 45 | 0 | esc | 0.00097009 | 1.4732e-08 | 0.00097009 | 1.4732e-08
[79 empty] | WLDFR | HFTD - Distribution - Tier 2 - 5QU CoRE ¦ 2QU LoRE | Non-Red Flag Warning - Catastrophic Fires | 2032 | 9.4493e-11 | 9.4493e-11 | 15317.9909 | 247.273 | 9287.6491 | 5783.0689 | 0 | 0 | 1.1721e-07 | 1.4474e-06 | 0 | 1.4474e-06 | 1.4474e-06 | 0 | 1.4474e-06 | 0 | 6.102e-08 | 1.3376e-07 | 0 | 1.3376e-07 | 0 | 3.5638e-07 | 7.1277e-07 | 0 | 7.1277e-07 | [12 empty] | 7.3.3.17.5 (Remote Grid) Updates to grid topology to minimize risk of ignition in HFTDs Remote GridWLDFRVegetation ContactAggregated | WLDFR | HFTD - Distribution - Tier 2 - 2QU CoRE ¦ 1QU LoRE | Non-Red Flag Warning - Large Fires | Vegetation Contact | Aggregated | 2032 | 1.5187e-05 | 193.7699 | 0.0029427 | 2032 | Mitigation | 0.95 | 45 | 0 | esc | 0.00097009 | 1.4732e-08 | 0.00097009 | 1.4732e-08
[79 empty] | WLDFR | HFTD - Distribution - Tier 2 - 5QU CoRE ¦ 2QU LoRE | Non-Red Flag Warning - Catastrophic Fires | 2033 | 9.4493e-11 | 9.4493e-11 | 16044.1264 | 263.1074 | 9721.74 | 6059.2791 | 0 | 0 | 1.1721e-07 | 1.5161e-06 | 0 | 1.5161e-06 | 1.5161e-06 | 0 | 1.5161e-06 | 0 | 6.102e-08 | 1.3376e-07 | 0 | 1.3376e-07 | 0 | 3.5638e-07 | 7.1277e-07 | 0 | 7.1277e-07 | [12 empty] | 7.3.3.17.5 (Remote Grid) Updates to grid topology to minimize risk of ignition in HFTDs Remote GridWLDFRVegetation ContactAggregated | WLDFR | HFTD - Distribution - Tier 2 - 2QU CoRE ¦ 1QU LoRE | Non-Red Flag Warning - Large Fires | Vegetation Contact | Aggregated | 2033 | 1.5187e-05 | 193.7699 | 0.0029427 | 2033 | Mitigation | 0.95 | 45 | 0 | esc | 0.00097009 | 1.4732e-08 | 0.00097009 | 1.4732e-08
[79 empty] | WLDFR | HFTD - Distribution - Tier 2 - 5QU CoRE ¦ 2QU LoRE | Non-Red Flag Warning - Catastrophic Fires | 2034 | 9.4493e-11 | 9.4493e-11 | 16044.1264 | 263.1074 | 9721.74 | 6059.2791 | 0 | 0 | 1.1721e-07 | 1.5161e-06 | 0 | 1.5161e-06 | 1.5161e-06 | 0 | 1.5161e-06 | 0 | 6.102e-08 | 1.3376e-07 | 0 | 1.3376e-07 | 0 | 3.7864e-07 | 7.5729e-07 | 0 | 7.5729e-07 | [12 empty] | 7.3.3.17.5 (Remote Grid) Updates to grid topology to minimize risk of ignition in HFTDs Remote GridWLDFRVegetation ContactAggregated | WLDFR | HFTD - Distribution - Tier 2 - 2QU CoRE ¦ 1QU LoRE | Non-Red Flag Warning - Large Fires | Vegetation Contact | Aggregated | 2034 | 1.5187e-05 | 193.7699 | 0.0029427 | 2034 | Mitigation | 0.95 | 45 | 0 | esc | 0.00097009 | 1.4732e-08 | 0.00097009 | 1.4732e-08
[79 empty] | WLDFR | HFTD - Distribution - Tier 2 - 5QU CoRE ¦ 2QU LoRE | Non-Red Flag Warning - Catastrophic Fires | 2035 | 9.4493e-11 | 9.4493e-11 | 16044.1264 | 263.1074 | 9721.74 | 6059.2791 | 0 | 0 | 1.1721e-07 | 1.5161e-06 | 0 | 1.5161e-06 | 1.5161e-06 | 0 | 1.5161e-06 | 0 | 6.102e-08 | 1.3376e-07 | 0 | 1.3376e-07 | 0 | 3.7864e-07 | 7.5729e-07 | 0 | 7.5729e-07 | [12 empty] | 7.3.3.17.5 (Remote Grid) Updates to grid topology to minimize risk of ignition in HFTDs Remote GridWLDFRVegetation ContactAggregated | WLDFR | HFTD - Distribution - Tier 2 - 2QU CoRE ¦ 1QU LoRE | Non-Red Flag Warning - Large Fires | Vegetation Contact | Aggregated | 2035 | 1.5187e-05 | 193.7699 | 0.0029427 | 2035 | Mitigation | 0.95 | 45 | 0 | esc | 0.00097009 | 1.4732e-08 | 0.00097009 | 1.4732e-08
[79 empty] | WLDFR | HFTD - Distribution - Tier 2 - 5QU CoRE ¦ 2QU LoRE | Non-Red Flag Warning - Catastrophic Fires | 2036 | 9.4493e-11 | 9.4493e-11 | 16044.1264 | 263.1074 | 9721.74 | 6059.2791 | 0 | 0 | 1.1721e-07 | 1.5161e-06 | 0 | 1.5161e-06 | 1.5161e-06 | 0 | 1.5161e-06 | 0 | 6.102e-08 | 1.3376e-07 | 0 | 1.3376e-07 | 0 | 3.7864e-07 | 7.5729e-07 | 0 | 7.5729e-07 | [12 empty] | 7.3.3.17.5 (Remote Grid) Updates to grid topology to minimize risk of ignition in HFTDs Remote GridWLDFRVegetation ContactAggregated | WLDFR | HFTD - Distribution - Tier 2 - 2QU CoRE ¦ 1QU LoRE | Non-Red Flag Warning - Large Fires | Vegetation Contact | Aggregated | 2036 | 1.5187e-05 | 193.7699 | 0.0029427 | 2036 | Mitigation | 0.95 | 45 | 0 | esc | 0.00097009 | 1.4732e-08 | 0.00097009 | 1.4732e-08
[79 empty] | WLDFR | HFTD - Distribution - Tier 2 - 5QU CoRE ¦ 2QU LoRE | Non-Red Flag Warning - Catastrophic Fires | 2037 | 9.4493e-11 | 9.4493e-11 | 16044.1264 | 263.1074 | 9721.74 | 6059.2791 | 0 | 0 | 1.1721e-07 | 1.5161e-06 | 0 | 1.5161e-06 | 1.5161e-06 | 0 | 1.5161e-06 | 0 | 6.3872e-08 | 1.4001e-07 | 0 | 1.4001e-07 | 0 | 3.7864e-07 | 7.5729e-07 | 0 | 7.5729e-07 | [12 empty] | 7.3.3.17.5 (Remote Grid) Updates to grid topology to minimize risk of ignition in HFTDs Remote GridWLDFRVegetation ContactAggregated | WLDFR | HFTD - Distribution - Tier 2 - 2QU CoRE ¦ 1QU LoRE | Non-Red Flag Warning - Large Fires | Vegetation Contact | Aggregated | 2037 | 1.5187e-05 | 193.7699 | 0.0029427 | 2037 | Mitigation | 0.95 | 45 | 0 | esc | 0.00097009 | 1.4732e-08 | 0.00097009 | 1.4732e-08
[79 empty] | WLDFR | HFTD - Distribution - Tier 2 - 5QU CoRE ¦ 2QU LoRE | Non-Red Flag Warning - Catastrophic Fires | 2038 | 9.4493e-11 | 9.4493e-11 | 16832.3912 | 280.5544 | 10192.2718 | 6359.5651 | 0 | 0 | 1.1721e-07 | 1.5905e-06 | 0 | 1.5905e-06 | 1.5905e-06 | 0 | 1.5905e-06 | 0 | 6.3872e-08 | 1.4001e-07 | 0 | 1.4001e-07 | 0 | 3.7864e-07 | 7.5729e-07 | 0 | 7.5729e-07 | [12 empty] | 7.3.3.17.5 (Remote Grid) Updates to grid topology to minimize risk of ignition in HFTDs Remote GridWLDFRVegetation ContactAggregated | WLDFR | HFTD - Distribution - Tier 2 - 2QU CoRE ¦ 1QU LoRE | Non-Red Flag Warning - Large Fires | Vegetation Contact | Aggregated | 2038 | 1.5187e-05 | 193.7699 | 0.0029427 | 2038 | Mitigation | 0.95 | 45 | 0 | esc | 0.00097009 | 1.4732e-08 | 0.00097009 | 1.4732e-08
[79 empty] | WLDFR | HFTD - Distribution - Tier 2 - 5QU CoRE ¦ 2QU LoRE | Non-Red Flag Warning - Catastrophic Fires | 2039 | 9.4493e-11 | 9.4493e-11 | 16832.3912 | 280.5544 | 10192.2718 | 6359.5651 | 0 | 0 | 1.1721e-07 | 1.5905e-06 | 0 | 1.5905e-06 | 1.5905e-06 | 0 | 1.5905e-06 | 0 | 6.3872e-08 | 1.4001e-07 | 0 | 1.4001e-07 | 0 | 4.0299e-07 | 8.0598e-07 | 0 | 8.0598e-07 | [12 empty] | 7.3.3.17.5 (Remote Grid) Updates to grid topology to minimize risk of ignition in HFTDs Remote GridWLDFRVegetation ContactAggregated | WLDFR | HFTD - Distribution - Tier 2 - 2QU CoRE ¦ 1QU LoRE | Non-Red Flag Warning - Large Fires | Vegetation Contact | Aggregated | 2039 | 1.5187e-05 | 193.7699 | 0.0029427 | 2039 | Mitigation | 0.95 | 45 | 0 | esc | 0.00097009 | 1.4732e-08 | 0.00097009 | 1.4732e-08
[79 empty] | WLDFR | HFTD - Distribution - Tier 2 - 5QU CoRE ¦ 2QU LoRE | Non-Red Flag Warning - Catastrophic Fires | 2040 | 9.4493e-11 | 9.4493e-11 | 16832.3912 | 280.5544 | 10192.2718 | 6359.5651 | 0 | 0 | 1.1721e-07 | 1.5905e-06 | 0 | 1.5905e-06 | 1.5905e-06 | 0 | 1.5905e-06 | 0 | 6.3872e-08 | 1.4001e-07 | 0 | 1.4001e-07 | 0 | 4.0299e-07 | 8.0598e-07 | 0 | 8.0598e-07 | [12 empty] | 7.3.3.17.5 (Remote Grid) Updates to grid topology to minimize risk of ignition in HFTDs Remote GridWLDFRVegetation ContactAggregated | WLDFR | HFTD - Distribution - Tier 2 - 2QU CoRE ¦ 1QU LoRE | Non-Red Flag Warning - Large Fires | Vegetation Contact | Aggregated | 2040 | 1.5187e-05 | 193.7699 | 0.0029427 | 2040 | Mitigation | 0.95 | 45 | 0 | esc | 0.00097009 | 1.4732e-08 | 0.00097009 | 1.4732e-08
[79 empty] | WLDFR | HFTD - Distribution - Tier 2 - 5QU CoRE ¦ 2QU LoRE | Non-Red Flag Warning - Catastrophic Fires | 2041 | 9.4493e-11 | 9.4493e-11 | 16832.3912 | 280.5544 | 10192.2718 | 6359.5651 | 0 | 0 | 1.1721e-07 | 1.5905e-06 | 0 | 1.5905e-06 | 1.5905e-06 | 0 | 1.5905e-06 | 0 | 6.3872e-08 | 1.4001e-07 | 0 | 1.4001e-07 | 0 | 4.0299e-07 | 8.0598e-07 | 0 | 8.0598e-07 | [12 empty] | 7.3.3.17.5 (Remote Grid) Updates to grid topology to minimize risk of ignition in HFTDs Remote GridWLDFRVegetation ContactAggregated | WLDFR | HFTD - Distribution - Tier 2 - 2QU CoRE ¦ 1QU LoRE | Non-Red Flag Warning - Large Fires | Vegetation Contact | Aggregated | 2041 | 1.5187e-05 | 193.7699 | 0.0029427 | 2041 | Mitigation | 0.95 | 45 | 0 | esc | 0.00097009 | 1.4732e-08 | 0.00097009 | 1.4732e-08
[79 empty] | WLDFR | HFTD - Distribution - Tier 2 - 5QU CoRE ¦ 2QU LoRE | Non-Red Flag Warning - Catastrophic Fires | 2042 | 9.4493e-11 | 9.4493e-11 | 16832.3912 | 280.5544 | 10192.2718 | 6359.5651 | 0 | 0 | 1.1721e-07 | 1.5905e-06 | 0 | 1.5905e-06 | 1.5905e-06 | 0 | 1.5905e-06 | 0 | 6.6761e-08 | 1.4634e-07 | 0 | 1.4634e-07 | 0 | 4.0299e-07 | 8.0598e-07 | 0 | 8.0598e-07 | [12 empty] | 7.3.3.17.5 (Remote Grid) Updates to grid topology to minimize risk of ignition in HFTDs Remote GridWLDFRVegetation ContactAggregated | WLDFR | HFTD - Distribution - Tier 2 - 2QU CoRE ¦ 1QU LoRE | Non-Red Flag Warning - Large Fires | Vegetation Contact | Aggregated | 2042 | 1.5187e-05 | 193.7699 | 0.0029427 | 2042 | Mitigation | 0.95 | 45 | 0 | esc | 0.00097009 | 1.4732e-08 | 0.00097009 | 1.4732e-08
[79 empty] | WLDFR | HFTD - Distribution - Tier 2 - 5QU CoRE ¦ 2QU LoRE | Non-Red Flag Warning - Catastrophic Fires | 2043 | 9.4493e-11 | 9.4493e-11 | 17672.0852 | 299.42 | 10692.7362 | 6679.929 | 0 | 0 | 1.1721e-07 | 1.6699e-06 | 0 | 1.6699e-06 | 1.6699e-06 | 0 | 1.6699e-06 | 0 | 6.6761e-08 | 1.4634e-07 | 0 | 1.4634e-07 | 0 | 4.0299e-07 | 8.0598e-07 | 0 | 8.0598e-07 | [12 empty] | 7.3.3.17.5 (Remote Grid) Updates to grid topology to minimize risk of ignition in HFTDs Remote GridWLDFRVegetation ContactAggregated | WLDFR | HFTD - Distribution - Tier 2 - 2QU CoRE ¦ 1QU LoRE | Non-Red Flag Warning - Large Fires | Vegetation Contact | Aggregated | 2043 | 1.5187e-05 | 193.7699 | 0.0029427 | 2043 | Mitigation | 0.95 | 45 | 0 | esc | 0.00097009 | 1.4732e-08 | 0.00097009 | 1.4732e-08
[79 empty] | WLDFR | HFTD - Distribution - Tier 2 - 5QU CoRE ¦ 2QU LoRE | Non-Red Flag Warning - Catastrophic Fires | 2044 | 9.4493e-11 | 9.4493e-11 | 17672.0852 | 299.42 | 10692.7362 | 6679.929 | 0 | 0 | 1.1721e-07 | 1.6699e-06 | 0 | 1.6699e-06 | 1.6699e-06 | 0 | 1.6699e-06 | 0 | 6.6761e-08 | 1.4634e-07 | 0 | 1.4634e-07 | 0 | 4.2922e-07 | 8.5843e-07 | 0 | 8.5843e-07 | [12 empty] | 7.3.3.17.5 (Remote Grid) Updates to grid topology to minimize risk of ignition in HFTDs Remote GridWLDFRVegetation ContactAggregated | WLDFR | HFTD - Distribution - Tier 2 - 2QU CoRE ¦ 1QU LoRE | Non-Red Flag Warning - Large Fires | Vegetation Contact | Aggregated | 2044 | 1.5187e-05 | 193.7699 | 0.0029427 | 2044 | Mitigation | 0.95 | 45 | 0 | esc | 0.00097009 | 1.4732e-08 | 0.00097009 | 1.4732e-08
[79 empty] | WLDFR | HFTD - Distribution - Tier 2 - 5QU CoRE ¦ 2QU LoRE | Non-Red Flag Warning - Catastrophic Fires | 2045 | 9.4493e-11 | 9.4493e-11 | 17672.0852 | 299.42 | 10692.7362 | 6679.929 | 0 | 0 | 1.1721e-07 | 1.6699e-06 | 0 | 1.6699e-06 | 1.6699e-06 | 0 | 1.6699e-06 | 0 | 0 | 1.4634e-07 | 0 | 1.4634e-07 | 0 | 4.2922e-07 | 8.5843e-07 | 0 | 8.5843e-07 | [12 empty] | 7.3.3.17.5 (Remote Grid) Updates to grid topology to minimize risk of ignition in HFTDs Remote GridWLDFRVegetation ContactAggregated | WLDFR | HFTD - Distribution - Tier 2 - 2QU CoRE ¦ 1QU LoRE | Non-Red Flag Warning - Large Fires | Vegetation Contact | Aggregated | 2045 | 1.5187e-05 | 193.7699 | 0.0029427 | 2045 | Mitigation | 0.95 | 45 | 0 | esc | 0.00097009 | 1.4732e-08 | 0.00097009 | 1.4732e-08
[79 empty] | WLDFR | HFTD - Distribution - Tier 2 - 5QU CoRE ¦ 2QU LoRE | Non-Red Flag Warning - Catastrophic Fires | 2046 | 9.4493e-11 | 9.4493e-11 | 17672.0852 | 299.42 | 10692.7362 | 6679.929 | 0 | 0 | 1.1721e-07 | 1.6699e-06 | 0 | 1.6699e-06 | 1.6699e-06 | 0 | 1.6699e-06 | 0 | 0 | 0 | 0 | 0 | 0 | 4.2922e-07 | 8.5843e-07 | 0 | 8.5843e-07 | [12 empty] | 7.3.3.17.5 (Remote Grid) Updates to grid topology to minimize risk of ignition in HFTDs Remote GridWLDFRVegetation ContactAggregated | WLDFR | HFTD - Distribution - Tier 2 - 2QU CoRE ¦ 1QU LoRE | Non-Red Flag Warning - Large Fires | Vegetation Contact | Aggregated | 2046 | 1.5187e-05 | 193.7699 | 0.0029427 | 2046 | Mitigation | 0.95 | 45 | 0 | esc | 0.00097009 | 1.4732e-08 | 0.00097009 | 1.4732e-08
[79 empty] | WLDFR | HFTD - Distribution - Tier 2 - 5QU CoRE ¦ 2QU LoRE | Non-Red Flag Warning - Catastrophic Fires | 2047 | 9.4493e-11 | 9.4493e-11 | 17672.0852 | 299.42 | 10692.7362 | 6679.929 | 0 | 0 | 1.1721e-07 | 1.6699e-06 | 0 | 1.6699e-06 | 1.6699e-06 | 0 | 1.6699e-06 | 0 | 5.7348e-06 | 0 | 0 | 0 | 0 | 4.2922e-07 | 8.5843e-07 | 0 | 8.5843e-07 | [12 empty] | 7.3.3.17.5 (Remote Grid) Updates to grid topology to minimize risk of ignition in HFTDs Remote GridWLDFRVegetation ContactAggregated | WLDFR | HFTD - Distribution - Tier 2 - 2QU CoRE ¦ 1QU LoRE | Non-Red Flag Warning - Large Fires | Vegetation Contact | Aggregated | 2047 | 1.5187e-05 | 193.7699 | 0.0029427 | 2047 | Mitigation | 0.95 | 45 | 0 | esc | 0.00097009 | 1.4732e-08 | 0.00097009 | 1.4732e-08
[79 empty] | WLDFR | HFTD - Distribution - Tier 2 - 5QU CoRE ¦ 2QU LoRE | Non-Red Flag Warning - Catastrophic Fires | 2048 | 9.4493e-11 | 9.4493e-11 | 18552.3348 | 319.4911 | 11216.5626 | 7016.281 | 0 | 0 | 1.1721e-07 | 1.7531e-06 | 0 | 1.7531e-06 | 1.7531e-06 | 0 | 1.7531e-06 | 0 | 5.945e-06 | 1.3032e-05 | 0 | 1.3032e-05 | 0 | 0 | 8.5843e-07 | 0 | 8.5843e-07 | [12 empty] | 7.3.3.17.5 (Remote Grid) Updates to grid topology to minimize risk of ignition in HFTDs Remote GridWLDFRVegetation ContactAggregated | WLDFR | HFTD - Distribution - Tier 2 - 2QU CoRE ¦ 1QU LoRE | Non-Red Flag Warning - Large Fires | Vegetation Contact | Aggregated | 2048 | 1.5187e-05 | 193.7699 | 0.0029427 | 2048 | Mitigation | 0.95 | 45 | 0 | esc | 0.00097009 | 1.4732e-08 | 0.00097009 | 1.4732e-08
[79 empty] | WLDFR | HFTD - Distribution - Tier 2 - 5QU CoRE ¦ 2QU LoRE | Non-Red Flag Warning - Catastrophic Fires | 2049 | 9.4493e-11 | 9.4493e-11 | 18552.3348 | 319.4911 | 11216.5626 | 7016.281 | 0 | 0 | 1.1721e-07 | 1.7531e-06 | 0 | 1.7531e-06 | 1.7531e-06 | 0 | 1.7531e-06 | 0 | 5.945e-06 | 1.3032e-05 | 0 | 1.3032e-05 | 0 | 0 | 0 | 0 | 0 | [12 empty] | 7.3.3.17.5 (Remote Grid) Updates to grid topology to minimize risk of ignition in HFTDs Remote GridWLDFRVegetation ContactAggregated | WLDFR | HFTD - Distribution - Tier 2 - 2QU CoRE ¦ 1QU LoRE | Non-Red Flag Warning - Large Fires | Vegetation Contact | Aggregated | 2049 | 1.5187e-05 | 193.7699 | 0.0029427 | 2049 | Mitigation | 0.95 | 45 | 0 | esc | 0.00097009 | 1.4732e-08 | 0.00097009 | 1.4732e-08
[79 empty] | WLDFR | HFTD - Distribution - Tier 2 - 5QU CoRE ¦ 2QU LoRE | Non-Red Flag Warning - Catastrophic Fires | 2050 | 9.4493e-11 | 9.4493e-11 | 18552.3348 | 319.4911 | 11216.5626 | 7016.281 | 0 | 0 | 1.1721e-07 | 1.7531e-06 | 0 | 1.7531e-06 | 1.7531e-06 | 0 | 1.7531e-06 | 0 | 5.945e-06 | 1.3032e-05 | 0 | 1.3032e-05 | 0 | 0 | 0 | 0 | 0 | [12 empty] | 7.3.3.17.5 (Remote Grid) Updates to grid topology to minimize risk of ignition in HFTDs Remote GridWLDFRVegetation ContactAggregated | WLDFR | HFTD - Distribution - Tier 2 - 2QU CoRE ¦ 1QU LoRE | Non-Red Flag Warning - Large Fires | Vegetation Contact | Aggregated | 2050 | 1.5187e-05 | 193.7699 | 0.0029427 | 2050 | Mitigation | 0.95 | 45 | 0 | esc | 0.00097009 | 1.4732e-08 | 0.00097009 | 1.4732e-08
[79 empty] | WLDFR | HFTD - Distribution - Tier 2 - 5QU CoRE ¦ 2QU LoRE | Non-Red Flag Warning - Catastrophic Fires | 2051 | 9.4493e-11 | 9.4493e-11 | 18552.3348 | 319.4911 | 11216.5626 | 7016.281 | 0 | 0 | 1.1721e-07 | 1.7531e-06 | 0 | 1.7531e-06 | 1.7531e-06 | 0 | 1.7531e-06 | 0 | 5.945e-06 | 1.3032e-05 | 0 | 1.3032e-05 | 0 | 9.0974e-07 | 0 | 0 | 0 | [12 empty] | 7.3.3.17.5 (Remote Grid) Updates to grid topology to minimize risk of ignition in HFTDs Remote GridWLDFRVegetation ContactAggregated | WLDFR | HFTD - Distribution - Tier 2 - 2QU CoRE ¦ 1QU LoRE | Non-Red Flag Warning - Large Fires | Vegetation Contact | Aggregated | 2051 | 1.5187e-05 | 193.7699 | 0.0029427 | 2051 | Mitigation | 0.95 | 45 | 0 | esc | 0.00097009 | 1.4732e-08 | 0.00097009 | 1.4732e-08
[79 empty] | WLDFR | HFTD - Distribution - Tier 2 - 5QU CoRE ¦ 2QU LoRE | Non-Red Flag Warning - Catastrophic Fires | 2052 | 9.4493e-11 | 9.4493e-11 | 18552.3348 | 319.4911 | 11216.5626 | 7016.281 | 0 | 0 | 1.1721e-07 | 1.7531e-06 | 0 | 1.7531e-06 | 1.7531e-06 | 0 | 1.7531e-06 | 0 | 5.945e-06 | 1.3032e-05 | 0 | 1.3032e-05 | 0 | 9.3902e-07 | 1.878e-06 | 0 | 1.878e-06 | [12 empty] | 7.3.3.17.5 (Remote Grid) Updates to grid topology to minimize risk of ignition in HFTDs Remote GridWLDFRVegetation ContactAggregated | WLDFR | HFTD - Distribution - Tier 2 - 2QU CoRE ¦ 1QU LoRE | Non-Red Flag Warning - Large Fires | Vegetation Contact | Aggregated | 2052 | 1.5187e-05 | 193.7699 | 0.0029427 | 2052 | Mitigation | 0.95 | 45 | 0 | esc | 0.00097009 | 1.4732e-08 | 0.00097009 | 1.4732e-08
[79 empty] | WLDFR | HFTD - Distribution - Tier 2 - 5QU CoRE ¦ 2QU LoRE | Non-Red Flag Warning - Catastrophic Fires | 2053 | 9.4493e-11 | 9.4493e-11 | 19462.1283 | 340.5356 | 11757.1413 | 7364.4514 | 0 | 0 | 1.1721e-07 | 1.839e-06 | 0 | 1.839e-06 | 1.839e-06 | 0 | 1.839e-06 | 0 | 6.2099e-06 | 1.3612e-05 | 0 | 1.3612e-05 | 0 | 9.3902e-07 | 1.878e-06 | 0 | 1.878e-06 | [12 empty] | 7.3.3.17.5 (Remote Grid) Updates to grid topology to minimize risk of ignition in HFTDs Remote GridWLDFRVegetation ContactAggregated | WLDFR | HFTD - Distribution - Tier 2 - 2QU CoRE ¦ 1QU LoRE | Non-Red Flag Warning - Large Fires | Vegetation Contact | Aggregated | 2053 | 1.5187e-05 | 193.7699 | 0.0029427 | 2053 | Mitigation | 0.95 | 45 | 0 | esc | 0.00097009 | 1.4732e-08 | 0.00097009 | 1.4732e-08
[79 empty] | WLDFR | HFTD - Distribution - Tier 2 - 5QU CoRE ¦ 2QU LoRE | Non-Red Flag Warning - Catastrophic Fires | 2054 | 9.4493e-11 | 9.4493e-11 | 19462.1283 | 340.5356 | 11757.1413 | 7364.4514 | 0 | 0 | 1.1721e-07 | 1.839e-06 | 0 | 1.839e-06 | 1.839e-06 | 0 | 1.839e-06 | 0 | 6.2099e-06 | 1.3612e-05 | 0 | 1.3612e-05 | 0 | 9.3902e-07 | 1.878e-06 | 0 | 1.878e-06 | [12 empty] | 7.3.3.17.5 (Remote Grid) Updates to grid topology to minimize risk of ignition in HFTDs Remote GridWLDFRVegetation ContactAggregated | WLDFR | HFTD - Distribution - Tier 2 - 2QU CoRE ¦ 1QU LoRE | Non-Red Flag Warning - Large Fires | Vegetation Contact | Aggregated | 2054 | 1.5187e-05 | 193.7699 | 0.0029427 | 2054 | Mitigation | 0.95 | 45 | 0 | esc | 0.00097009 | 1.4732e-08 | 0.00097009 | 1.4732e-08
[79 empty] | WLDFR | HFTD - Distribution - Tier 2 - 5QU CoRE ¦ 2QU LoRE | Non-Red Flag Warning - Catastrophic Fires | 2055 | 9.4493e-11 | 9.4493e-11 | 19462.1283 | 340.5356 | 11757.1413 | 7364.4514 | 0 | 0 | 1.1721e-07 | 1.839e-06 | 0 | 1.839e-06 | 1.839e-06 | 0 | 1.839e-06 | 0 | 6.2099e-06 | 1.3612e-05 | 0 | 1.3612e-05 | 0 | 9.3902e-07 | 1.878e-06 | 0 | 1.878e-06 | [12 empty] | 7.3.3.17.5 (Remote Grid) Updates to grid topology to minimize risk of ignition in HFTDs Remote GridWLDFRVegetation ContactAggregated | WLDFR | HFTD - Distribution - Tier 2 - 2QU CoRE ¦ 1QU LoRE | Non-Red Flag Warning - Large Fires | Vegetation Contact | Aggregated | 2055 | 1.5187e-05 | 193.7699 | 0.0029427 | 2055 | Mitigation | 0.95 | 45 | 0 | esc | 0.00097009 | 1.4732e-08 | 0.00097009 | 1.4732e-08
[79 empty] | WLDFR | HFTD - Distribution - Tier 2 - 5QU CoRE ¦ 2QU LoRE | Non-Red Flag Warning - Catastrophic Fires | 2056 | 9.4493e-11 | 9.4493e-11 | 19462.1283 | 340.5356 | 11757.1413 | 7364.4514 | 0 | 0 | 1.1721e-07 | 1.839e-06 | 0 | 1.839e-06 | 1.839e-06 | 0 | 1.839e-06 | 0 | 6.2099e-06 | 1.3612e-05 | 0 | 1.3612e-05 | 0 | 9.3902e-07 | 1.878e-06 | 0 | 1.878e-06 | [12 empty] | 7.3.3.17.5 (Remote Grid) Updates to grid topology to minimize risk of ignition in HFTDs Remote GridWLDFRVegetation ContactAggregated | WLDFR | HFTD - Distribution - Tier 2 - 2QU CoRE ¦ 1QU LoRE | Non-Red Flag Warning - Large Fires | Vegetation Contact | Aggregated | 2056 | 1.5187e-05 | 193.7699 | 0.0029427 | 2056 | Mitigation | 0.95 | 45 | 0 | esc | 0.00097009 | 1.4732e-08 | 0.00097009 | 1.4732e-08
[79 empty] | WLDFR | HFTD - Distribution - Tier 2 - 5QU CoRE ¦ 2QU LoRE | Non-Red Flag Warning - Catastrophic Fires | 2057 | 9.4493e-11 | 9.4493e-11 | 19462.1283 | 340.5356 | 11757.1413 | 7364.4514 | 0 | 0 | 1.1721e-07 | 1.839e-06 | 0 | 1.839e-06 | 1.839e-06 | 0 | 1.839e-06 | 0 | 6.2099e-06 | 1.3612e-05 | 0 | 1.3612e-05 | 0 | 9.7637e-07 | 1.9527e-06 | 0 | 1.9527e-06 | [12 empty] | 7.3.3.17.5 (Remote Grid) Updates to grid topology to minimize risk of ignition in HFTDs Remote GridWLDFRVegetation ContactAggregated | WLDFR | HFTD - Distribution - Tier 2 - 2QU CoRE ¦ 1QU LoRE | Non-Red Flag Warning - Large Fires | Vegetation Contact | Aggregated | 2057 | 1.5187e-05 | 193.7699 | 0.0029427 | 2057 | Mitigation | 0.95 | 45 | 0 | esc | 0.00097009 | 1.4732e-08 | 0.00097009 | 1.4732e-08
[79 empty] | WLDFR | HFTD - Distribution - Tier 2 - 5QU CoRE ¦ 2QU LoRE | Non-Red Flag Warning - Catastrophic Fires | 2058 | 9.4493e-11 | 9.4493e-11 | 20390.4035 | 362.3049 | 12307.8747 | 7720.2238 | 0 | 0 | 1.1721e-07 | 1.9267e-06 | 0 | 1.9267e-06 | 1.9267e-06 | 0 | 1.9267e-06 | 0 | 6.5043e-06 | 1.4258e-05 | 0 | 1.4258e-05 | 0 | 9.7637e-07 | 1.9527e-06 | 0 | 1.9527e-06 | [12 empty] | 7.3.3.17.5 (Remote Grid) Updates to grid topology to minimize risk of ignition in HFTDs Remote GridWLDFRVegetation ContactAggregated | WLDFR | HFTD - Distribution - Tier 2 - 2QU CoRE ¦ 1QU LoRE | Non-Red Flag Warning - Large Fires | Vegetation Contact | Aggregated | 2058 | 1.5187e-05 | 193.7699 | 0.0029427 | 2058 | Mitigation | 0.95 | 45 | 0 | esc | 0.00097009 | 1.4732e-08 | 0.00097009 | 1.4732e-08
[79 empty] | WLDFR | HFTD - Distribution - Tier 2 - 5QU CoRE ¦ 2QU LoRE | Non-Red Flag Warning - Catastrophic Fires | 2059 | 9.4493e-11 | 9.4493e-11 | 20390.4035 | 362.3049 | 12307.8747 | 7720.2238 | 0 | 0 | 1.1721e-07 | 1.9267e-06 | 0 | 1.9267e-06 | 1.9267e-06 | 0 | 1.9267e-06 | 0 | 6.5043e-06 | 1.4258e-05 | 0 | 1.4258e-05 | 0 | 9.7637e-07 | 1.9527e-06 | 0 | 1.9527e-06 | [12 empty] | 7.3.3.17.5 (Remote Grid) Updates to grid topology to minimize risk of ignition in HFTDs Remote GridWLDFRVegetation ContactAggregated | WLDFR | HFTD - Distribution - Tier 2 - 2QU CoRE ¦ 1QU LoRE | Non-Red Flag Warning - Large Fires | Vegetation Contact | Aggregated | 2059 | 1.5187e-05 | 193.7699 | 0.0029427 | 2059 | Mitigation | 0.95 | 45 | 0 | esc | 0.00097009 | 1.4732e-08 | 0.00097009 | 1.4732e-08
[79 empty] | WLDFR | HFTD - Distribution - Tier 2 - 5QU CoRE ¦ 2QU LoRE | Non-Red Flag Warning - Catastrophic Fires | 2060 | 9.4493e-11 | 9.4493e-11 | 20390.4035 | 362.3049 | 12307.8747 | 7720.2238 | 0 | 0 | 1.1721e-07 | 1.9267e-06 | 0 | 1.9267e-06 | 1.9267e-06 | 0 | 1.9267e-06 | 0 | 6.5043e-06 | 1.4258e-05 | 0 | 1.4258e-05 | 0 | 9.7637e-07 | 1.9527e-06 | 0 | 1.9527e-06 | [12 empty] | 7.3.3.17.5 (Remote Grid) Updates to grid topology to minimize risk of ignition in HFTDs Remote GridWLDFRVegetation ContactAggregated | WLDFR | HFTD - Distribution - Tier 2 - 2QU CoRE ¦ 1QU LoRE | Non-Red Flag Warning - Large Fires | Vegetation Contact | Aggregated | 2060 | 1.5187e-05 | 193.7699 | 0.0029427 | 2060 | Mitigation | 0.95 | 45 | 0 | esc | 0.00097009 | 1.4732e-08 | 0.00097009 | 1.4732e-08
[79 empty] | WLDFR | HFTD - Distribution - Tier 2 - 5QU CoRE ¦ 2QU LoRE | Non-Red Flag Warning - Catastrophic Fires | 2061 | 9.4493e-11 | 9.4493e-11 | 20390.4035 | 362.3049 | 12307.8747 | 7720.2238 | 0 | 0 | 1.1721e-07 | 1.9267e-06 | 0 | 1.9267e-06 | 1.9267e-06 | 0 | 1.9267e-06 | 0 | 6.5043e-06 | 1.4258e-05 | 0 | 1.4258e-05 | 0 | 9.7637e-07 | 1.9527e-06 | 0 | 1.9527e-06 | [12 empty] | 7.3.3.17.5 (Remote Grid) Updates to grid topology to minimize risk of ignition in HFTDs Remote GridWLDFRVegetation ContactAggregated | WLDFR | HFTD - Distribution - Tier 2 - 2QU CoRE ¦ 1QU LoRE | Non-Red Flag Warning - Large Fires | Vegetation Contact | Aggregated | 2061 | 1.5187e-05 | 193.7699 | 0.0029427 | 2061 | Mitigation | 0.95 | 45 | 0 | esc | 0.00097009 | 1.4732e-08 | 0.00097009 | 1.4732e-08
[79 empty] | WLDFR | HFTD - Distribution - Tier 2 - 5QU CoRE ¦ 2QU LoRE | Non-Red Flag Warning - Catastrophic Fires | 2062 | 9.4493e-11 | 9.4493e-11 | 20390.4035 | 362.3049 | 12307.8747 | 7720.2238 | 0 | 0 | 1.1721e-07 | 1.9267e-06 | 0 | 1.9267e-06 | 1.9267e-06 | 0 | 1.9267e-06 | 0 | 6.5043e-06 | 1.4258e-05 | 0 | 1.4258e-05 | 0 | 1.0185e-06 | 2.0369e-06 | 0 | 2.0369e-06 | [12 empty] | 7.3.3.17.5 (Remote Grid) Updates to grid topology to minimize risk of ignition in HFTDs Remote GridWLDFRVegetation ContactAggregated | WLDFR | HFTD - Distribution - Tier 2 - 2QU CoRE ¦ 1QU LoRE | Non-Red Flag Warning - Large Fires | Vegetation Contact | Aggregated | 2062 | 1.5187e-05 | 193.7699 | 0.0029427 | 2062 | Mitigation | 0.95 | 45 | 0 | esc | 0.00097009 | 1.4732e-08 | 0.00097009 | 1.4732e-08
[79 empty] | WLDFR | HFTD - Distribution - Tier 2 - 5QU CoRE ¦ 2QU LoRE | Non-Red Flag Warning - Catastrophic Fires | 2063 | 9.4493e-11 | 9.4493e-11 | 21325.9188 | 384.5316 | 12862.0997 | 8079.2876 | 0 | 0 | 1.1721e-07 | 2.0151e-06 | 0 | 2.0151e-06 | 2.0151e-06 | 0 | 2.0151e-06 | 0 | 6.8238e-06 | 1.4958e-05 | 0 | 1.4958e-05 | 0 | 1.0185e-06 | 2.0369e-06 | 0 | 2.0369e-06 | [12 empty] | 7.3.3.17.5 (Remote Grid) Updates to grid topology to minimize risk of ignition in HFTDs Remote GridWLDFRVegetation ContactAggregated | WLDFR | HFTD - Distribution - Tier 2 - 2QU CoRE ¦ 1QU LoRE | Non-Red Flag Warning - Large Fires | Vegetation Contact | Aggregated | 2063 | 1.5187e-05 | 193.7699 | 0.0029427 | 2063 | Mitigation | 0.95 | 45 | 0 | esc | 0.00097009 | 1.4732e-08 | 0.00097009 | 1.4732e-08
[79 empty] | WLDFR | HFTD - Distribution - Tier 2 - 5QU CoRE ¦ 2QU LoRE | Non-Red Flag Warning - Catastrophic Fires | 2064 | 9.4493e-11 | 9.4493e-11 | 21325.9188 | 384.5316 | 12862.0997 | 8079.2876 | 0 | 0 | 1.1721e-07 | 2.0151e-06 | 0 | 2.0151e-06 | 2.0151e-06 | 0 | 2.0151e-06 | 0 | 6.8238e-06 | 1.4958e-05 | 0 | 1.4958e-05 | 0 | 1.0185e-06 | 2.0369e-06 | 0 | 2.0369e-06 | [12 empty] | 7.3.3.17.5 (Remote Grid) Updates to grid topology to minimize risk of ignition in HFTDs Remote GridWLDFRVegetation ContactAggregated | WLDFR | HFTD - Distribution - Tier 2 - 2QU CoRE ¦ 1QU LoRE | Non-Red Flag Warning - Large Fires | Vegetation Contact | Aggregated | 2064 | 1.5187e-05 | 193.7699 | 0.0029427 | 2064 | Mitigation | 0.95 | 45 | 0 | esc | 0.00097009 | 1.4732e-08 | 0.00097009 | 1.4732e-08
[79 empty] | WLDFR | HFTD - Distribution - Tier 2 - 5QU CoRE ¦ 2QU LoRE | Non-Red Flag Warning - Catastrophic Fires | 2065 | 9.4493e-11 | 9.4493e-11 | 21325.9188 | 384.5316 | 12862.0997 | 8079.2876 | 0 | 0 | 1.1721e-07 | 2.0151e-06 | 0 | 2.0151e-06 | 2.0151e-06 | 0 | 2.0151e-06 | 0 | 6.8238e-06 | 1.4958e-05 | 0 | 1.4958e-05 | 0 | 1.0185e-06 | 2.0369e-06 | 0 | 2.0369e-06 | [12 empty] | 7.3.3.17.5 (Remote Grid) Updates to grid topology to minimize risk of ignition in HFTDs Remote GridWLDFRVegetation ContactAggregated | WLDFR | HFTD - Distribution - Tier 2 - 2QU CoRE ¦ 1QU LoRE | Non-Red Flag Warning - Large Fires | Vegetation Contact | Aggregated | 2065 | 1.5187e-05 | 193.7699 | 0.0029427 | 2065 | Mitigation | 0.95 | 45 | 0 | esc | 0.00097009 | 1.4732e-08 | 0.00097009 | 1.4732e-08
[79 empty] | WLDFR | HFTD - Distribution - Tier 2 - 5QU CoRE ¦ 2QU LoRE | Non-Red Flag Warning - Catastrophic Fires | 2066 | 9.4493e-11 | 9.4493e-11 | 21325.9188 | 384.5316 | 12862.0997 | 8079.2876 | 0 | 0 | 1.1721e-07 | 2.0151e-06 | 0 | 2.0151e-06 | 2.0151e-06 | 0 | 2.0151e-06 | 0 | 6.8238e-06 | 1.4958e-05 | 0 | 1.4958e-05 | 0 | 1.0185e-06 | 2.0369e-06 | 0 | 2.0369e-06 | [12 empty] | 7.3.3.17.5 (Remote Grid) Updates to grid topology to minimize risk of ignition in HFTDs Remote GridWLDFRVegetation ContactAggregated | WLDFR | HFTD - Distribution - Tier 2 - 2QU CoRE ¦ 1QU LoRE | Non-Red Flag Warning - Large Fires | Vegetation Contact | Aggregated | 2066 | 1.5187e-05 | 193.7699 | 0.0029427 | 2066 | Mitigation | 0.95 | 45 | 0 | esc | 0.00097009 | 1.4732e-08 | 0.00097009 | 1.4732e-08
[79 empty] | WLDFR | HFTD - Distribution - Tier 2 - 5QU CoRE ¦ 2QU LoRE | Non-Red Flag Warning - Catastrophic Fires | 2067 | 0 | 9.4493e-11 | 21325.9188 | 384.5316 | 12862.0997 | 8079.2876 | 0 | 0 | 1.1721e-07 | 0 | 0 | 0 | 2.0151e-06 | 0 | 2.0151e-06 | 0 | 6.8238e-06 | 1.4958e-05 | 0 | 1.4958e-05 | 0 | 1.0649e-06 | 2.1297e-06 | 0 | 2.1297e-06 | [12 empty] | 7.3.3.17.5 (Remote Grid) Updates to grid topology to minimize risk of ignition in HFTDs Remote GridWLDFRVegetation ContactAggregated | WLDFR | HFTD - Distribution - Tier 2 - 2QU CoRE ¦ 1QU LoRE | Non-Red Flag Warning - Large Fires | Vegetation Contact | Aggregated | 2067 | 1.5187e-05 | 193.7699 | 0.0029427 | 2067 | Mitigation | 0.95 | 45 | 0 | esc | 0 | 0 | 0.00097009 | 1.4732e-08
[79 empty] | WLDFR | HFTD - Distribution - Tier 2 - 5QU CoRE ¦ 2QU LoRE | Non-Red Flag Warning - Destructive Fires | 2022 | 1.1995e-10 | 0 | 8807.9522 | 222.2294 | 8585.7228 | 0 | 0 | 0 | 1.3975e-07 | 1.0566e-06 | 0 | 1.0566e-06 | 0 | 0 | 0 | 0 | 7.1643e-06 | 1.5704e-05 | 0 | 1.5704e-05 | 0 | 1.0649e-06 | 2.1297e-06 | 0 | 2.1297e-06 | [12 empty] | 7.3.3.17.5 (Remote Grid) Updates to grid topology to minimize risk of ignition in HFTDs Remote GridWLDFRWire-to-wire contactAggregated | WLDFR | HFTD - Distribution - Tier 2 - 2QU CoRE ¦ 1QU LoRE | Non-Red Flag Warning - Large Fires | Wire-to-wire contact | Aggregated | 2022 | 2.0394e-05 | 193.7699 | 0.0039517 | 2022 | Mitigation | 0.95 | 45 | 0 | esc | 0.00097009 | 1.9783e-08 | 0 | 0
[79 empty] | WLDFR | HFTD - Distribution - Tier 2 - 5QU CoRE ¦ 2QU LoRE | Non-Red Flag Warning - Destructive Fires | 2023 | 1.1995e-10 | 1.1995e-10 | 9129.7461 | 233.2301 | 8896.516 | 0 | 0 | 0 | 1.3975e-07 | 1.0952e-06 | 0 | 1.0952e-06 | 1.0952e-06 | 0 | 1.0952e-06 | 0 | 7.1643e-06 | 1.5704e-05 | 0 | 1.5704e-05 | 0 | 1.0649e-06 | 2.1297e-06 | 0 | 2.1297e-06 | [12 empty] | 7.3.3.17.5 (Remote Grid) Updates to grid topology to minimize risk of ignition in HFTDs Remote GridWLDFRWire-to-wire contactAggregated | WLDFR | HFTD - Distribution - Tier 2 - 2QU CoRE ¦ 1QU LoRE | Non-Red Flag Warning - Large Fires | Wire-to-wire contact | Aggregated | 2023 | 2.0394e-05 | 193.7699 | 0.0039517 | 2023 | Mitigation | 0.95 | 45 | 0 | esc | 0.00097009 | 1.9783e-08 | 0.00097009 | 1.9783e-08
[79 empty] | WLDFR | HFTD - Distribution - Tier 2 - 5QU CoRE ¦ 2QU LoRE | Non-Red Flag Warning - Destructive Fires | 2024 | 1.1995e-10 | 1.1995e-10 | 9129.7461 | 233.2301 | 8896.516 | 0 | 0 | 0 | 1.3975e-07 | 1.0952e-06 | 0 | 1.0952e-06 | 1.0952e-06 | 0 | 1.0952e-06 | 0 | 7.1643e-06 | 1.5704e-05 | 0 | 1.5704e-05 | 0 | 1.0649e-06 | 2.1297e-06 | 0 | 2.1297e-06 | [12 empty] | 7.3.3.17.5 (Remote Grid) Updates to grid topology to minimize risk of ignition in HFTDs Remote GridWLDFRWire-to-wire contactAggregated | WLDFR | HFTD - Distribution - Tier 2 - 2QU CoRE ¦ 1QU LoRE | Non-Red Flag Warning - Large Fires | Wire-to-wire contact | Aggregated | 2024 | 2.0394e-05 | 193.7699 | 0.0039517 | 2024 | Mitigation | 0.95 | 45 | 0 | esc | 0.00097009 | 1.9783e-08 | 0.00097009 | 1.9783e-08
[79 empty] | WLDFR | HFTD - Distribution - Tier 2 - 5QU CoRE ¦ 2QU LoRE | Non-Red Flag Warning - Destructive Fires | 2025 | 1.1995e-10 | 1.1995e-10 | 9129.7461 | 233.2301 | 8896.516 | 0 | 0 | 0 | 1.3975e-07 | 1.0952e-06 | 0 | 1.0952e-06 | 1.0952e-06 | 0 | 1.0952e-06 | 0 | 7.1643e-06 | 1.5704e-05 | 0 | 1.5704e-05 | 0 | 1.0649e-06 | 2.1297e-06 | 0 | 2.1297e-06 | [12 empty] | 7.3.3.17.5 (Remote Grid) Updates to grid topology to minimize risk of ignition in HFTDs Remote GridWLDFRWire-to-wire contactAggregated | WLDFR | HFTD - Distribution - Tier 2 - 2QU CoRE ¦ 1QU LoRE | Non-Red Flag Warning - Large Fires | Wire-to-wire contact | Aggregated | 2025 | 2.0394e-05 | 193.7699 | 0.0039517 | 2025 | Mitigation | 0.95 | 45 | 0 | esc | 0.00097009 | 1.9783e-08 | 0.00097009 | 1.9783e-08
[79 empty] | WLDFR | HFTD - Distribution - Tier 2 - 5QU CoRE ¦ 2QU LoRE | Non-Red Flag Warning - Destructive Fires | 2026 | 1.1995e-10 | 1.1995e-10 | 9129.7461 | 233.2301 | 8896.516 | 0 | 0 | 0 | 1.3975e-07 | 1.0952e-06 | 0 | 1.0952e-06 | 1.0952e-06 | 0 | 1.0952e-06 | 0 | 7.1643e-06 | 1.5704e-05 | 0 | 1.5704e-05 | 0 | 1.1151e-06 | 2.2302e-06 | 0 | 2.2302e-06 | [12 empty] | 7.3.3.17.5 (Remote Grid) Updates to grid topology to minimize risk of ignition in HFTDs Remote GridWLDFRWire-to-wire contactAggregated | WLDFR | HFTD - Distribution - Tier 2 - 2QU CoRE ¦ 1QU LoRE | Non-Red Flag Warning - Large Fires | Wire-to-wire contact | Aggregated | 2026 | 2.0394e-05 | 193.7699 | 0.0039517 | 2026 | Mitigation | 0.95 | 45 | 0 | esc | 0.00097009 | 1.9783e-08 | 0.00097009 | 1.9783e-08
[79 empty] | WLDFR | HFTD - Distribution - Tier 2 - 5QU CoRE ¦ 2QU LoRE | Non-Red Flag Warning - Destructive Fires | 2027 | 1.1995e-10 | 1.1995e-10 | 9129.7461 | 233.2301 | 8896.516 | 0 | 0 | 0 | 1.3975e-07 | 1.0952e-06 | 0 | 1.0952e-06 | 1.0952e-06 | 0 | 1.0952e-06 | 0 | 7.5211e-06 | 1.6486e-05 | 0 | 1.6486e-05 | 0 | 1.1151e-06 | 2.2302e-06 | 0 | 2.2302e-06 | [12 empty] | 7.3.3.17.5 (Remote Grid) Updates to grid topology to minimize risk of ignition in HFTDs Remote GridWLDFRWire-to-wire contactAggregated | WLDFR | HFTD - Distribution - Tier 2 - 2QU CoRE ¦ 1QU LoRE | Non-Red Flag Warning - Large Fires | Wire-to-wire contact | Aggregated | 2027 | 2.0394e-05 | 193.7699 | 0.0039517 | 2027 | Mitigation | 0.95 | 45 | 0 | esc | 0.00097009 | 1.9783e-08 | 0.00097009 | 1.9783e-08
[79 empty] | WLDFR | HFTD - Distribution - Tier 2 - 5QU CoRE ¦ 2QU LoRE | Non-Red Flag Warning - Destructive Fires | 2028 | 1.1995e-10 | 1.1995e-10 | 9534.9221 | 247.273 | 9287.6491 | 0 | 0 | 0 | 1.3975e-07 | 1.1438e-06 | 0 | 1.1438e-06 | 1.1438e-06 | 0 | 1.1438e-06 | 0 | 7.5211e-06 | 1.6486e-05 | 0 | 1.6486e-05 | 0 | 1.1151e-06 | 2.2302e-06 | 0 | 2.2302e-06 | [12 empty] | 7.3.3.17.5 (Remote Grid) Updates to grid topology to minimize risk of ignition in HFTDs Remote GridWLDFRWire-to-wire contactAggregated | WLDFR | HFTD - Distribution - Tier 2 - 2QU CoRE ¦ 1QU LoRE | Non-Red Flag Warning - Large Fires | Wire-to-wire contact | Aggregated | 2028 | 2.0394e-05 | 193.7699 | 0.0039517 | 2028 | Mitigation | 0.95 | 45 | 0 | esc | 0.00097009 | 1.9783e-08 | 0.00097009 | 1.9783e-08
[79 empty] | WLDFR | HFTD - Distribution - Tier 2 - 5QU CoRE ¦ 2QU LoRE | Non-Red Flag Warning - Destructive Fires | 2029 | 1.1995e-10 | 1.1995e-10 | 9534.9221 | 247.273 | 9287.6491 | 0 | 0 | 0 | 1.3975e-07 | 1.1438e-06 | 0 | 1.1438e-06 | 1.1438e-06 | 0 | 1.1438e-06 | 0 | 7.5211e-06 | 1.6486e-05 | 0 | 1.6486e-05 | 0 | 1.1151e-06 | 2.2302e-06 | 0 | 2.2302e-06 | [12 empty] | 7.3.3.17.5 (Remote Grid) Updates to grid topology to minimize risk of ignition in HFTDs Remote GridWLDFRWire-to-wire contactAggregated | WLDFR | HFTD - Distribution - Tier 2 - 2QU CoRE ¦ 1QU LoRE | Non-Red Flag Warning - Large Fires | Wire-to-wire contact | Aggregated | 2029 | 2.0394e-05 | 193.7699 | 0.0039517 | 2029 | Mitigation | 0.95 | 45 | 0 | esc | 0.00097009 | 1.9783e-08 | 0.00097009 | 1.9783e-08
[79 empty] | WLDFR | HFTD - Distribution - Tier 2 - 5QU CoRE ¦ 2QU LoRE | Non-Red Flag Warning - Destructive Fires | 2030 | 1.1995e-10 | 1.1995e-10 | 9534.9221 | 247.273 | 9287.6491 | 0 | 0 | 0 | 1.3975e-07 | 1.1438e-06 | 0 | 1.1438e-06 | 1.1438e-06 | 0 | 1.1438e-06 | 0 | 7.5211e-06 | 1.6486e-05 | 0 | 1.6486e-05 | 0 | 1.1151e-06 | 2.2302e-06 | 0 | 2.2302e-06 | [12 empty] | 7.3.3.17.5 (Remote Grid) Updates to grid topology to minimize risk of ignition in HFTDs Remote GridWLDFRWire-to-wire contactAggregated | WLDFR | HFTD - Distribution - Tier 2 - 2QU CoRE ¦ 1QU LoRE | Non-Red Flag Warning - Large Fires | Wire-to-wire contact | Aggregated | 2030 | 2.0394e-05 | 193.7699 | 0.0039517 | 2030 | Mitigation | 0.95 | 45 | 0 | esc | 0.00097009 | 1.9783e-08 | 0.00097009 | 1.9783e-08
[79 empty] | WLDFR | HFTD - Distribution - Tier 2 - 5QU CoRE ¦ 2QU LoRE | Non-Red Flag Warning - Destructive Fires | 2031 | 1.1995e-10 | 1.1995e-10 | 9534.9221 | 247.273 | 9287.6491 | 0 | 0 | 0 | 1.3975e-07 | 1.1438e-06 | 0 | 1.1438e-06 | 1.1438e-06 | 0 | 1.1438e-06 | 0 | 7.5211e-06 | 1.6486e-05 | 0 | 1.6486e-05 | 0 | 1.1687e-06 | 2.3373e-06 | 0 | 2.3373e-06 | [12 empty] | 7.3.3.17.5 (Remote Grid) Updates to grid topology to minimize risk of ignition in HFTDs Remote GridWLDFRWire-to-wire contactAggregated | WLDFR | HFTD - Distribution - Tier 2 - 2QU CoRE ¦ 1QU LoRE | Non-Red Flag Warning - Large Fires | Wire-to-wire contact | Aggregated | 2031 | 2.0394e-05 | 193.7699 | 0.0039517 | 2031 | Mitigation | 0.95 | 45 | 0 | esc | 0.00097009 | 1.9783e-08 | 0.00097009 | 1.9783e-08
[79 empty] | WLDFR | HFTD - Distribution - Tier 2 - 5QU CoRE ¦ 2QU LoRE | Non-Red Flag Warning - Destructive Fires | 2032 | 1.1995e-10 | 1.1995e-10 | 9534.9221 | 247.273 | 9287.6491 | 0 | 0 | 0 | 1.3975e-07 | 1.1438e-06 | 0 | 1.1438e-06 | 1.1438e-06 | 0 | 1.1438e-06 | 0 | 7.8899e-06 | 1.7295e-05 | 0 | 1.7295e-05 | 0 | 1.1687e-06 | 2.3373e-06 | 0 | 2.3373e-06 | [12 empty] | 7.3.3.17.5 (Remote Grid) Updates to grid topology to minimize risk of ignition in HFTDs Remote GridWLDFRWire-to-wire contactAggregated | WLDFR | HFTD - Distribution - Tier 2 - 2QU CoRE ¦ 1QU LoRE | Non-Red Flag Warning - Large Fires | Wire-to-wire contact | Aggregated | 2032 | 2.0394e-05 | 193.7699 | 0.0039517 | 2032 | Mitigation | 0.95 | 45 | 0 | esc | 0.00097009 | 1.9783e-08 | 0.00097009 | 1.9783e-08
[79 empty] | WLDFR | HFTD - Distribution - Tier 2 - 5QU CoRE ¦ 2QU LoRE | Non-Red Flag Warning - Destructive Fires | 2033 | 1.1995e-10 | 1.1995e-10 | 9984.8474 | 263.1074 | 9721.74 | 0 | 0 | 0 | 1.3975e-07 | 1.1977e-06 | 0 | 1.1977e-06 | 1.1977e-06 | 0 | 1.1977e-06 | 0 | 7.8899e-06 | 1.7295e-05 | 0 | 1.7295e-05 | 0 | 1.1687e-06 | 2.3373e-06 | 0 | 2.3373e-06 | [12 empty] | 7.3.3.17.5 (Remote Grid) Updates to grid topology to minimize risk of ignition in HFTDs Remote GridWLDFRWire-to-wire contactAggregated | WLDFR | HFTD - Distribution - Tier 2 - 2QU CoRE ¦ 1QU LoRE | Non-Red Flag Warning - Large Fires | Wire-to-wire contact | Aggregated | 2033 | 2.0394e-05 | 193.7699 | 0.0039517 | 2033 | Mitigation | 0.95 | 45 | 0 | esc | 0.00097009 | 1.9783e-08 | 0.00097009 | 1.9783e-08
[79 empty] | WLDFR | HFTD - Distribution - Tier 2 - 5QU CoRE ¦ 2QU LoRE | Non-Red Flag Warning - Destructive Fires | 2034 | 1.1995e-10 | 1.1995e-10 | 9984.8474 | 263.1074 | 9721.74 | 0 | 0 | 0 | 1.3975e-07 | 1.1977e-06 | 0 | 1.1977e-06 | 1.1977e-06 | 0 | 1.1977e-06 | 0 | 7.8899e-06 | 1.7295e-05 | 0 | 1.7295e-05 | 0 | 1.1687e-06 | 2.3373e-06 | 0 | 2.3373e-06 | [12 empty] | 7.3.3.17.5 (Remote Grid) Updates to grid topology to minimize risk of ignition in HFTDs Remote GridWLDFRWire-to-wire contactAggregated | WLDFR | HFTD - Distribution - Tier 2 - 2QU CoRE ¦ 1QU LoRE | Non-Red Flag Warning - Large Fires | Wire-to-wire contact | Aggregated | 2034 | 2.0394e-05 | 193.7699 | 0.0039517 | 2034 | Mitigation | 0.95 | 45 | 0 | esc | 0.00097009 | 1.9783e-08 | 0.00097009 | 1.9783e-08
[79 empty] | WLDFR | HFTD - Distribution - Tier 2 - 5QU CoRE ¦ 2QU LoRE | Non-Red Flag Warning - Destructive Fires | 2035 | 1.1995e-10 | 1.1995e-10 | 9984.8474 | 263.1074 | 9721.74 | 0 | 0 | 0 | 1.3975e-07 | 1.1977e-06 | 0 | 1.1977e-06 | 1.1977e-06 | 0 | 1.1977e-06 | 0 | 7.8899e-06 | 1.7295e-05 | 0 | 1.7295e-05 | 0 | 0 | 2.3373e-06 | 0 | 2.3373e-06 | [12 empty] | 7.3.3.17.5 (Remote Grid) Updates to grid topology to minimize risk of ignition in HFTDs Remote GridWLDFRWire-to-wire contactAggregated | WLDFR | HFTD - Distribution - Tier 2 - 2QU CoRE ¦ 1QU LoRE | Non-Red Flag Warning - Large Fires | Wire-to-wire contact | Aggregated | 2035 | 2.0394e-05 | 193.7699 | 0.0039517 | 2035 | Mitigation | 0.95 | 45 | 0 | esc | 0.00097009 | 1.9783e-08 | 0.00097009 | 1.9783e-08
[79 empty] | WLDFR | HFTD - Distribution - Tier 2 - 5QU CoRE ¦ 2QU LoRE | Non-Red Flag Warning - Destructive Fires | 2036 | 1.1995e-10 | 1.1995e-10 | 9984.8474 | 263.1074 | 9721.74 | 0 | 0 | 0 | 1.3975e-07 | 1.1977e-06 | 0 | 1.1977e-06 | 1.1977e-06 | 0 | 1.1977e-06 | 0 | 7.8899e-06 | 1.7295e-05 | 0 | 1.7295e-05 | 0 | 0 | 0 | 0 | 0 | [12 empty] | 7.3.3.17.5 (Remote Grid) Updates to grid topology to minimize risk of ignition in HFTDs Remote GridWLDFRWire-to-wire contactAggregated | WLDFR | HFTD - Distribution - Tier 2 - 2QU CoRE ¦ 1QU LoRE | Non-Red Flag Warning - Large Fires | Wire-to-wire contact | Aggregated | 2036 | 2.0394e-05 | 193.7699 | 0.0039517 | 2036 | Mitigation | 0.95 | 45 | 0 | esc | 0.00097009 | 1.9783e-08 | 0.00097009 | 1.9783e-08
[79 empty] | WLDFR | HFTD - Distribution - Tier 2 - 5QU CoRE ¦ 2QU LoRE | Non-Red Flag Warning - Destructive Fires | 2037 | 1.1995e-10 | 1.1995e-10 | 9984.8474 | 263.1074 | 9721.74 | 0 | 0 | 0 | 1.3975e-07 | 1.1977e-06 | 0 | 1.1977e-06 | 1.1977e-06 | 0 | 1.1977e-06 | 0 | 8.2663e-06 | 1.812e-05 | 0 | 1.812e-05 | 0 | 0 | 0 | 0 | 0 | [12 empty] | 7.3.3.17.5 (Remote Grid) Updates to grid topology to minimize risk of ignition in HFTDs Remote GridWLDFRWire-to-wire contactAggregated | WLDFR | HFTD - Distribution - Tier 2 - 2QU CoRE ¦ 1QU LoRE | Non-Red Flag Warning - Large Fires | Wire-to-wire contact | Aggregated | 2037 | 2.0394e-05 | 193.7699 | 0.0039517 | 2037 | Mitigation | 0.95 | 45 | 0 | esc | 0.00097009 | 1.9783e-08 | 0.00097009 | 1.9783e-08
[79 empty] | WLDFR | HFTD - Distribution - Tier 2 - 5QU CoRE ¦ 2QU LoRE | Non-Red Flag Warning - Destructive Fires | 2038 | 1.1995e-10 | 1.1995e-10 | 10472.8261 | 280.5544 | 10192.2718 | 0 | 0 | 0 | 1.3975e-07 | 1.2563e-06 | 0 | 1.2563e-06 | 1.2563e-06 | 0 | 1.2563e-06 | 0 | 8.2663e-06 | 1.812e-05 | 0 | 1.812e-05 | 0 | 0.0026691 | 0 | 0 | 0 | [12 empty] | 7.3.3.17.5 (Remote Grid) Updates to grid topology to minimize risk of ignition in HFTDs Remote GridWLDFRWire-to-wire contactAggregated | WLDFR | HFTD - Distribution - Tier 2 - 2QU CoRE ¦ 1QU LoRE | Non-Red Flag Warning - Large Fires | Wire-to-wire contact | Aggregated | 2038 | 2.0394e-05 | 193.7699 | 0.0039517 | 2038 | Mitigation | 0.95 | 45 | 0 | esc | 0.00097009 | 1.9783e-08 | 0.00097009 | 1.9783e-08
[79 empty] | WLDFR | HFTD - Distribution - Tier 2 - 5QU CoRE ¦ 2QU LoRE | Non-Red Flag Warning - Destructive Fires | 2039 | 1.1995e-10 | 1.1995e-10 | 10472.8261 | 280.5544 | 10192.2718 | 0 | 0 | 0 | 1.3975e-07 | 1.2563e-06 | 0 | 1.2563e-06 | 1.2563e-06 | 0 | 1.2563e-06 | 0 | 8.2663e-06 | 1.812e-05 | 0 | 1.812e-05 | 0 | 0.002767 | 0.005534 | 0 | 0.005534 | [12 empty] | 7.3.3.17.5 (Remote Grid) Updates to grid topology to minimize risk of ignition in HFTDs Remote GridWLDFRWire-to-wire contactAggregated | WLDFR | HFTD - Distribution - Tier 2 - 2QU CoRE ¦ 1QU LoRE | Non-Red Flag Warning - Large Fires | Wire-to-wire contact | Aggregated | 2039 | 2.0394e-05 | 193.7699 | 0.0039517 | 2039 | Mitigation | 0.95 | 45 | 0 | esc | 0.00097009 | 1.9783e-08 | 0.00097009 | 1.9783e-08
[79 empty] | WLDFR | HFTD - Distribution - Tier 2 - 5QU CoRE ¦ 2QU LoRE | Non-Red Flag Warning - Destructive Fires | 2040 | 1.1995e-10 | 1.1995e-10 | 10472.8261 | 280.5544 | 10192.2718 | 0 | 0 | 0 | 1.3975e-07 | 1.2563e-06 | 0 | 1.2563e-06 | 1.2563e-06 | 0 | 1.2563e-06 | 0 | 8.2663e-06 | 1.812e-05 | 0 | 1.812e-05 | 0 | 0.002767 | 0.005534 | 0 | 0.005534 | [12 empty] | 7.3.3.17.5 (Remote Grid) Updates to grid topology to minimize risk of ignition in HFTDs Remote GridWLDFRWire-to-wire contactAggregated | WLDFR | HFTD - Distribution - Tier 2 - 2QU CoRE ¦ 1QU LoRE | Non-Red Flag Warning - Large Fires | Wire-to-wire contact | Aggregated | 2040 | 2.0394e-05 | 193.7699 | 0.0039517 | 2040 | Mitigation | 0.95 | 45 | 0 | esc | 0.00097009 | 1.9783e-08 | 0.00097009 | 1.9783e-08
[79 empty] | WLDFR | HFTD - Distribution - Tier 2 - 5QU CoRE ¦ 2QU LoRE | Non-Red Flag Warning - Destructive Fires | 2041 | 1.1995e-10 | 1.1995e-10 | 10472.8261 | 280.5544 | 10192.2718 | 0 | 0 | 0 | 1.3975e-07 | 1.2563e-06 | 0 | 1.2563e-06 | 1.2563e-06 | 0 | 1.2563e-06 | 0 | 8.2663e-06 | 1.812e-05 | 0 | 1.812e-05 | 0 | 0.002767 | 0.005534 | 0 | 0.005534 | [12 empty] | 7.3.3.17.5 (Remote Grid) Updates to grid topology to minimize risk of ignition in HFTDs Remote GridWLDFRWire-to-wire contactAggregated | WLDFR | HFTD - Distribution - Tier 2 - 2QU CoRE ¦ 1QU LoRE | Non-Red Flag Warning - Large Fires | Wire-to-wire contact | Aggregated | 2041 | 2.0394e-05 | 193.7699 | 0.0039517 | 2041 | Mitigation | 0.95 | 45 | 0 | esc | 0.00097009 | 1.9783e-08 | 0.00097009 | 1.9783e-08
[79 empty] | WLDFR | HFTD - Distribution - Tier 2 - 5QU CoRE ¦ 2QU LoRE | Non-Red Flag Warning - Destructive Fires | 2042 | 1.1995e-10 | 1.1995e-10 | 10472.8261 | 280.5544 | 10192.2718 | 0 | 0 | 0 | 1.3975e-07 | 1.2563e-06 | 0 | 1.2563e-06 | 1.2563e-06 | 0 | 1.2563e-06 | 0 | 8.6455e-06 | 1.8951e-05 | 0 | 1.8951e-05 | 0 | 0.002767 | 0.005534 | 0 | 0.005534 | [12 empty] | 7.3.3.17.5 (Remote Grid) Updates to grid topology to minimize risk of ignition in HFTDs Remote GridWLDFRWire-to-wire contactAggregated | WLDFR | HFTD - Distribution - Tier 2 - 2QU CoRE ¦ 1QU LoRE | Non-Red Flag Warning - Large Fires | Wire-to-wire contact | Aggregated | 2042 | 2.0394e-05 | 193.7699 | 0.0039517 | 2042 | Mitigation | 0.95 | 45 | 0 | esc | 0.00097009 | 1.9783e-08 | 0.00097009 | 1.9783e-08
[79 empty] | WLDFR | HFTD - Distribution - Tier 2 - 5QU CoRE ¦ 2QU LoRE | Non-Red Flag Warning - Destructive Fires | 2043 | 1.1995e-10 | 1.1995e-10 | 10992.1562 | 299.42 | 10692.7362 | 0 | 0 | 0 | 1.3975e-07 | 1.3186e-06 | 0 | 1.3186e-06 | 1.3186e-06 | 0 | 1.3186e-06 | 0 | 8.6455e-06 | 1.8951e-05 | 0 | 1.8951e-05 | 0 | 0.002767 | 0.005534 | 0 | 0.005534 | [12 empty] | 7.3.3.17.5 (Remote Grid) Updates to grid topology to minimize risk of ignition in HFTDs Remote GridWLDFRWire-to-wire contactAggregated | WLDFR | HFTD - Distribution - Tier 2 - 2QU CoRE ¦ 1QU LoRE | Non-Red Flag Warning - Large Fires | Wire-to-wire contact | Aggregated | 2043 | 2.0394e-05 | 193.7699 | 0.0039517 | 2043 | Mitigation | 0.95 | 45 | 0 | esc | 0.00097009 | 1.9783e-08 | 0.00097009 | 1.9783e-08
[79 empty] | WLDFR | HFTD - Distribution - Tier 2 - 5QU CoRE ¦ 2QU LoRE | Non-Red Flag Warning - Destructive Fires | 2044 | 1.1995e-10 | 1.1995e-10 | 10992.1562 | 299.42 | 10692.7362 | 0 | 0 | 0 | 1.3975e-07 | 1.3186e-06 | 0 | 1.3186e-06 | 1.3186e-06 | 0 | 1.3186e-06 | 0 | 8.6455e-06 | 1.8951e-05 | 0 | 1.8951e-05 | 0 | 0.0028903 | 0.0057805 | 0 | 0.0057805 | [12 empty] | 7.3.3.17.5 (Remote Grid) Updates to grid topology to minimize risk of ignition in HFTDs Remote GridWLDFRWire-to-wire contactAggregated | WLDFR | HFTD - Distribution - Tier 2 - 2QU CoRE ¦ 1QU LoRE | Non-Red Flag Warning - Large Fires | Wire-to-wire contact | Aggregated | 2044 | 2.0394e-05 | 193.7699 | 0.0039517 | 2044 | Mitigation | 0.95 | 45 | 0 | esc | 0.00097009 | 1.9783e-08 | 0.00097009 | 1.9783e-08
[79 empty] | WLDFR | HFTD - Distribution - Tier 2 - 5QU CoRE ¦ 2QU LoRE | Non-Red Flag Warning - Destructive Fires | 2045 | 1.1995e-10 | 1.1995e-10 | 10992.1562 | 299.42 | 10692.7362 | 0 | 0 | 0 | 1.3975e-07 | 1.3186e-06 | 0 | 1.3186e-06 | 1.3186e-06 | 0 | 1.3186e-06 | 0 | 8.6455e-06 | 1.8951e-05 | 0 | 1.8951e-05 | 0 | 0.0028903 | 0.0057805 | 0 | 0.0057805 | [12 empty] | 7.3.3.17.5 (Remote Grid) Updates to grid topology to minimize risk of ignition in HFTDs Remote GridWLDFRWire-to-wire contactAggregated | WLDFR | HFTD - Distribution - Tier 2 - 2QU CoRE ¦ 1QU LoRE | Non-Red Flag Warning - Large Fires | Wire-to-wire contact | Aggregated | 2045 | 2.0394e-05 | 193.7699 | 0.0039517 | 2045 | Mitigation | 0.95 | 45 | 0 | esc | 0.00097009 | 1.9783e-08 | 0.00097009 | 1.9783e-08
[79 empty] | WLDFR | HFTD - Distribution - Tier 2 - 5QU CoRE ¦ 2QU LoRE | Non-Red Flag Warning - Destructive Fires | 2046 | 1.1995e-10 | 1.1995e-10 | 10992.1562 | 299.42 | 10692.7362 | 0 | 0 | 0 | 1.3975e-07 | 1.3186e-06 | 0 | 1.3186e-06 | 1.3186e-06 | 0 | 1.3186e-06 | 0 | 8.6455e-06 | 1.8951e-05 | 0 | 1.8951e-05 | 0 | 0.0028903 | 0.0057805 | 0 | 0.0057805 | [12 empty] | 7.3.3.17.5 (Remote Grid) Updates to grid topology to minimize risk of ignition in HFTDs Remote GridWLDFRWire-to-wire contactAggregated | WLDFR | HFTD - Distribution - Tier 2 - 2QU CoRE ¦ 1QU LoRE | Non-Red Flag Warning - Large Fires | Wire-to-wire contact | Aggregated | 2046 | 2.0394e-05 | 193.7699 | 0.0039517 | 2046 | Mitigation | 0.95 | 45 | 0 | esc | 0.00097009 | 1.9783e-08 | 0.00097009 | 1.9783e-08
[79 empty] | WLDFR | HFTD - Distribution - Tier 2 - 5QU CoRE ¦ 2QU LoRE | Non-Red Flag Warning - Destructive Fires | 2047 | 1.1995e-10 | 1.1995e-10 | 10992.1562 | 299.42 | 10692.7362 | 0 | 0 | 0 | 1.3975e-07 | 1.3186e-06 | 0 | 1.3186e-06 | 1.3186e-06 | 0 | 1.3186e-06 | 0 | 9.0232e-06 | 1.9779e-05 | 0 | 1.9779e-05 | 0 | 0.0028903 | 0.0057805 | 0 | 0.0057805 | [12 empty] | 7.3.3.17.5 (Remote Grid) Updates to grid topology to minimize risk of ignition in HFTDs Remote GridWLDFRWire-to-wire contactAggregated | WLDFR | HFTD - Distribution - Tier 2 - 2QU CoRE ¦ 1QU LoRE | Non-Red Flag Warning - Large Fires | Wire-to-wire contact | Aggregated | 2047 | 2.0394e-05 | 193.7699 | 0.0039517 | 2047 | Mitigation | 0.95 | 45 | 0 | esc | 0.00097009 | 1.9783e-08 | 0.00097009 | 1.9783e-08
[79 empty] | WLDFR | HFTD - Distribution - Tier 2 - 5QU CoRE ¦ 2QU LoRE | Non-Red Flag Warning - Destructive Fires | 2048 | 1.1995e-10 | 1.1995e-10 | 11536.0538 | 319.4911 | 11216.5626 | 0 | 0 | 0 | 1.3975e-07 | 1.3838e-06 | 0 | 1.3838e-06 | 1.3838e-06 | 0 | 1.3838e-06 | 0 | 9.0232e-06 | 1.9779e-05 | 0 | 1.9779e-05 | 0 | 0.0028903 | 0.0057805 | 0 | 0.0057805 | [12 empty] | 7.3.3.17.5 (Remote Grid) Updates to grid topology to minimize risk of ignition in HFTDs Remote GridWLDFRWire-to-wire contactAggregated | WLDFR | HFTD - Distribution - Tier 2 - 2QU CoRE ¦ 1QU LoRE | Non-Red Flag Warning - Large Fires | Wire-to-wire contact | Aggregated | 2048 | 2.0394e-05 | 193.7699 | 0.0039517 | 2048 | Mitigation | 0.95 | 45 | 0 | esc | 0.00097009 | 1.9783e-08 | 0.00097009 | 1.9783e-08
[79 empty] | WLDFR | HFTD - Distribution - Tier 2 - 5QU CoRE ¦ 2QU LoRE | Non-Red Flag Warning - Destructive Fires | 2049 | 1.1995e-10 | 1.1995e-10 | 11536.0538 | 319.4911 | 11216.5626 | 0 | 0 | 0 | 1.3975e-07 | 1.3838e-06 | 0 | 1.3838e-06 | 1.3838e-06 | 0 | 1.3838e-06 | 0 | 9.0232e-06 | 1.9779e-05 | 0 | 1.9779e-05 | 0 | 0.0030273 | 0.0060545 | 0 | 0.0060545 | [12 empty] | 7.3.3.17.5 (Remote Grid) Updates to grid topology to minimize risk of ignition in HFTDs Remote GridWLDFRWire-to-wire contactAggregated | WLDFR | HFTD - Distribution - Tier 2 - 2QU CoRE ¦ 1QU LoRE | Non-Red Flag Warning - Large Fires | Wire-to-wire contact | Aggregated | 2049 | 2.0394e-05 | 193.7699 | 0.0039517 | 2049 | Mitigation | 0.95 | 45 | 0 | esc | 0.00097009 | 1.9783e-08 | 0.00097009 | 1.9783e-08
[79 empty] | WLDFR | HFTD - Distribution - Tier 2 - 5QU CoRE ¦ 2QU LoRE | Non-Red Flag Warning - Destructive Fires | 2050 | 1.1995e-10 | 1.1995e-10 | 11536.0538 | 319.4911 | 11216.5626 | 0 | 0 | 0 | 1.3975e-07 | 1.3838e-06 | 0 | 1.3838e-06 | 1.3838e-06 | 0 | 1.3838e-06 | 0 | 0 | 1.9779e-05 | 0 | 1.9779e-05 | 0 | 0.0030273 | 0.0060545 | 0 | 0.0060545 | [12 empty] | 7.3.3.17.5 (Remote Grid) Updates to grid topology to minimize risk of ignition in HFTDs Remote GridWLDFRWire-to-wire contactAggregated | WLDFR | HFTD - Distribution - Tier 2 - 2QU CoRE ¦ 1QU LoRE | Non-Red Flag Warning - Large Fires | Wire-to-wire contact | Aggregated | 2050 | 2.0394e-05 | 193.7699 | 0.0039517 | 2050 | Mitigation | 0.95 | 45 | 0 | esc | 0.00097009 | 1.9783e-08 | 0.00097009 | 1.9783e-08
[79 empty] | WLDFR | HFTD - Distribution - Tier 2 - 5QU CoRE ¦ 2QU LoRE | Non-Red Flag Warning - Destructive Fires | 2051 | 1.1995e-10 | 1.1995e-10 | 11536.0538 | 319.4911 | 11216.5626 | 0 | 0 | 0 | 1.3975e-07 | 1.3838e-06 | 0 | 1.3838e-06 | 1.3838e-06 | 0 | 1.3838e-06 | 0 | 0 | 0 | 0 | 0 | 0 | 0.0030273 | 0.0060545 | 0 | 0.0060545 | [12 empty] | 7.3.3.17.5 (Remote Grid) Updates to grid topology to minimize risk of ignition in HFTDs Remote GridWLDFRWire-to-wire contactAggregated | WLDFR | HFTD - Distribution - Tier 2 - 2QU CoRE ¦ 1QU LoRE | Non-Red Flag Warning - Large Fires | Wire-to-wire contact | Aggregated | 2051 | 2.0394e-05 | 193.7699 | 0.0039517 | 2051 | Mitigation | 0.95 | 45 | 0 | esc | 0.00097009 | 1.9783e-08 | 0.00097009 | 1.9783e-08
[79 empty] | WLDFR | HFTD - Distribution - Tier 2 - 5QU CoRE ¦ 2QU LoRE | Non-Red Flag Warning - Destructive Fires | 2052 | 1.1995e-10 | 1.1995e-10 | 11536.0538 | 319.4911 | 11216.5626 | 0 | 0 | 0 | 1.3975e-07 | 1.3838e-06 | 0 | 1.3838e-06 | 1.3838e-06 | 0 | 1.3838e-06 | 0 | 3.8001e-06 | 0 | 0 | 0 | 0 | 0.0030273 | 0.0060545 | 0 | 0.0060545 | [12 empty] | 7.3.3.17.5 (Remote Grid) Updates to grid topology to minimize risk of ignition in HFTDs Remote GridWLDFRWire-to-wire contactAggregated | WLDFR | HFTD - Distribution - Tier 2 - 2QU CoRE ¦ 1QU LoRE | Non-Red Flag Warning - Large Fires | Wire-to-wire contact | Aggregated | 2052 | 2.0394e-05 | 193.7699 | 0.0039517 | 2052 | Mitigation | 0.95 | 45 | 0 | esc | 0.00097009 | 1.9783e-08 | 0.00097009 | 1.9783e-08
[79 empty] | WLDFR | HFTD - Distribution - Tier 2 - 5QU CoRE ¦ 2QU LoRE | Non-Red Flag Warning - Destructive Fires | 2053 | 1.1995e-10 | 1.1995e-10 | 12097.6769 | 340.5356 | 11757.1413 | 0 | 0 | 0 | 1.3975e-07 | 1.4512e-06 | 0 | 1.4512e-06 | 1.4512e-06 | 0 | 1.4512e-06 | 0 | 3.939e-06 | 8.6343e-06 | 0 | 8.6343e-06 | 0 | 0.0030273 | 0.0060545 | 0 | 0.0060545 | [12 empty] | 7.3.3.17.5 (Remote Grid) Updates to grid topology to minimize risk of ignition in HFTDs Remote GridWLDFRWire-to-wire contactAggregated | WLDFR | HFTD - Distribution - Tier 2 - 2QU CoRE ¦ 1QU LoRE | Non-Red Flag Warning - Large Fires | Wire-to-wire contact | Aggregated | 2053 | 2.0394e-05 | 193.7699 | 0.0039517 | 2053 | Mitigation | 0.95 | 45 | 0 | esc | 0.00097009 | 1.9783e-08 | 0.00097009 | 1.9783e-08
[79 empty] | WLDFR | HFTD - Distribution - Tier 2 - 5QU CoRE ¦ 2QU LoRE | Non-Red Flag Warning - Destructive Fires | 2054 | 1.1995e-10 | 1.1995e-10 | 12097.6769 | 340.5356 | 11757.1413 | 0 | 0 | 0 | 1.3975e-07 | 1.4512e-06 | 0 | 1.4512e-06 | 1.4512e-06 | 0 | 1.4512e-06 | 0 | 3.939e-06 | 8.6343e-06 | 0 | 8.6343e-06 | 0 | 0.003176 | 0.006352 | 0 | 0.006352 | [12 empty] | 7.3.3.17.5 (Remote Grid) Updates to grid topology to minimize risk of ignition in HFTDs Remote GridWLDFRWire-to-wire contactAggregated | WLDFR | HFTD - Distribution - Tier 2 - 2QU CoRE ¦ 1QU LoRE | Non-Red Flag Warning - Large Fires | Wire-to-wire contact | Aggregated | 2054 | 2.0394e-05 | 193.7699 | 0.0039517 | 2054 | Mitigation | 0.95 | 45 | 0 | esc | 0.00097009 | 1.9783e-08 | 0.00097009 | 1.9783e-08
[79 empty] | WLDFR | HFTD - Distribution - Tier 2 - 5QU CoRE ¦ 2QU LoRE | Non-Red Flag Warning - Destructive Fires | 2055 | 1.1995e-10 | 1.1995e-10 | 12097.6769 | 340.5356 | 11757.1413 | 0 | 0 | 0 | 1.3975e-07 | 1.4512e-06 | 0 | 1.4512e-06 | 1.4512e-06 | 0 | 1.4512e-06 | 0 | 3.939e-06 | 8.6343e-06 | 0 | 8.6343e-06 | 0 | 0.003176 | 0.006352 | 0 | 0.006352 | [12 empty] | 7.3.3.17.5 (Remote Grid) Updates to grid topology to minimize risk of ignition in HFTDs Remote GridWLDFRWire-to-wire contactAggregated | WLDFR | HFTD - Distribution - Tier 2 - 2QU CoRE ¦ 1QU LoRE | Non-Red Flag Warning - Large Fires | Wire-to-wire contact | Aggregated | 2055 | 2.0394e-05 | 193.7699 | 0.0039517 | 2055 | Mitigation | 0.95 | 45 | 0 | esc | 0.00097009 | 1.9783e-08 | 0.00097009 | 1.9783e-08
[79 empty] | WLDFR | HFTD - Distribution - Tier 2 - 5QU CoRE ¦ 2QU LoRE | Non-Red Flag Warning - Destructive Fires | 2056 | 1.1995e-10 | 1.1995e-10 | 12097.6769 | 340.5356 | 11757.1413 | 0 | 0 | 0 | 1.3975e-07 | 1.4512e-06 | 0 | 1.4512e-06 | 1.4512e-06 | 0 | 1.4512e-06 | 0 | 3.939e-06 | 8.6343e-06 | 0 | 8.6343e-06 | 0 | 0.003176 | 0.006352 | 0 | 0.006352 | [12 empty] | 7.3.3.17.5 (Remote Grid) Updates to grid topology to minimize risk of ignition in HFTDs Remote GridWLDFRWire-to-wire contactAggregated | WLDFR | HFTD - Distribution - Tier 2 - 2QU CoRE ¦ 1QU LoRE | Non-Red Flag Warning - Large Fires | Wire-to-wire contact | Aggregated | 2056 | 2.0394e-05 | 193.7699 | 0.0039517 | 2056 | Mitigation | 0.95 | 45 | 0 | esc | 0.00097009 | 1.9783e-08 | 0.00097009 | 1.9783e-08
[79 empty] | WLDFR | HFTD - Distribution - Tier 2 - 5QU CoRE ¦ 2QU LoRE | Non-Red Flag Warning - Destructive Fires | 2057 | 1.1995e-10 | 1.1995e-10 | 12097.6769 | 340.5356 | 11757.1413 | 0 | 0 | 0 | 1.3975e-07 | 1.4512e-06 | 0 | 1.4512e-06 | 1.4512e-06 | 0 | 1.4512e-06 | 0 | 3.939e-06 | 8.6343e-06 | 0 | 8.6343e-06 | 0 | 0.003176 | 0.006352 | 0 | 0.006352 | [12 empty] | 7.3.3.17.5 (Remote Grid) Updates to grid topology to minimize risk of ignition in HFTDs Remote GridWLDFRWire-to-wire contactAggregated | WLDFR | HFTD - Distribution - Tier 2 - 2QU CoRE ¦ 1QU LoRE | Non-Red Flag Warning - Large Fires | Wire-to-wire contact | Aggregated | 2057 | 2.0394e-05 | 193.7699 | 0.0039517 | 2057 | Mitigation | 0.95 | 45 | 0 | esc | 0.00097009 | 1.9783e-08 | 0.00097009 | 1.9783e-08
[79 empty] | WLDFR | HFTD - Distribution - Tier 2 - 5QU CoRE ¦ 2QU LoRE | Non-Red Flag Warning - Destructive Fires | 2058 | 1.1995e-10 | 1.1995e-10 | 12670.1796 | 362.3049 | 12307.8747 | 0 | 0 | 0 | 1.3975e-07 | 1.5198e-06 | 0 | 1.5198e-06 | 1.5198e-06 | 0 | 1.5198e-06 | 0 | 4.1138e-06 | 9.0175e-06 | 0 | 9.0175e-06 | 0 | 0.003176 | 0.006352 | 0 | 0.006352 | [12 empty] | 7.3.3.17.5 (Remote Grid) Updates to grid topology to minimize risk of ignition in HFTDs Remote GridWLDFRWire-to-wire contactAggregated | WLDFR | HFTD - Distribution - Tier 2 - 2QU CoRE ¦ 1QU LoRE | Non-Red Flag Warning - Large Fires | Wire-to-wire contact | Aggregated | 2058 | 2.0394e-05 | 193.7699 | 0.0039517 | 2058 | Mitigation | 0.95 | 45 | 0 | esc | 0.00097009 | 1.9783e-08 | 0.00097009 | 1.9783e-08
[79 empty] | WLDFR | HFTD - Distribution - Tier 2 - 5QU CoRE ¦ 2QU LoRE | Non-Red Flag Warning - Destructive Fires | 2059 | 1.1995e-10 | 1.1995e-10 | 12670.1796 | 362.3049 | 12307.8747 | 0 | 0 | 0 | 1.3975e-07 | 1.5198e-06 | 0 | 1.5198e-06 | 1.5198e-06 | 0 | 1.5198e-06 | 0 | 4.1138e-06 | 9.0175e-06 | 0 | 9.0175e-06 | 0 | 0.0033344 | 0.0066689 | 0 | 0.0066689 | [12 empty] | 7.3.3.17.5 (Remote Grid) Updates to grid topology to minimize risk of ignition in HFTDs Remote GridWLDFRWire-to-wire contactAggregated | WLDFR | HFTD - Distribution - Tier 2 - 2QU CoRE ¦ 1QU LoRE | Non-Red Flag Warning - Large Fires | Wire-to-wire contact | Aggregated | 2059 | 2.0394e-05 | 193.7699 | 0.0039517 | 2059 | Mitigation | 0.95 | 45 | 0 | esc | 0.00097009 | 1.9783e-08 | 0.00097009 | 1.9783e-08
[79 empty] | WLDFR | HFTD - Distribution - Tier 2 - 5QU CoRE ¦ 2QU LoRE | Non-Red Flag Warning - Destructive Fires | 2060 | 1.1995e-10 | 1.1995e-10 | 12670.1796 | 362.3049 | 12307.8747 | 0 | 0 | 0 | 1.3975e-07 | 1.5198e-06 | 0 | 1.5198e-06 | 1.5198e-06 | 0 | 1.5198e-06 | 0 | 4.1138e-06 | 9.0175e-06 | 0 | 9.0175e-06 | 0 | 0.0033344 | 0.0066689 | 0 | 0.0066689 | [12 empty] | 7.3.3.17.5 (Remote Grid) Updates to grid topology to minimize risk of ignition in HFTDs Remote GridWLDFRWire-to-wire contactAggregated | WLDFR | HFTD - Distribution - Tier 2 - 2QU CoRE ¦ 1QU LoRE | Non-Red Flag Warning - Large Fires | Wire-to-wire contact | Aggregated | 2060 | 2.0394e-05 | 193.7699 | 0.0039517 | 2060 | Mitigation | 0.95 | 45 | 0 | esc | 0.00097009 | 1.9783e-08 | 0.00097009 | 1.9783e-08
[79 empty] | WLDFR | HFTD - Distribution - Tier 2 - 5QU CoRE ¦ 2QU LoRE | Non-Red Flag Warning - Destructive Fires | 2061 | 1.1995e-10 | 1.1995e-10 | 12670.1796 | 362.3049 | 12307.8747 | 0 | 0 | 0 | 1.3975e-07 | 1.5198e-06 | 0 | 1.5198e-06 | 1.5198e-06 | 0 | 1.5198e-06 | 0 | 4.1138e-06 | 9.0175e-06 | 0 | 9.0175e-06 | 0 | 0.0033344 | 0.0066689 | 0 | 0.0066689 | [12 empty] | 7.3.3.17.5 (Remote Grid) Updates to grid topology to minimize risk of ignition in HFTDs Remote GridWLDFRWire-to-wire contactAggregated | WLDFR | HFTD - Distribution - Tier 2 - 2QU CoRE ¦ 1QU LoRE | Non-Red Flag Warning - Large Fires | Wire-to-wire contact | Aggregated | 2061 | 2.0394e-05 | 193.7699 | 0.0039517 | 2061 | Mitigation | 0.95 | 45 | 0 | esc | 0.00097009 | 1.9783e-08 | 0.00097009 | 1.9783e-08
[79 empty] | WLDFR | HFTD - Distribution - Tier 2 - 5QU CoRE ¦ 2QU LoRE | Non-Red Flag Warning - Destructive Fires | 2062 | 1.1995e-10 | 1.1995e-10 | 12670.1796 | 362.3049 | 12307.8747 | 0 | 0 | 0 | 1.3975e-07 | 1.5198e-06 | 0 | 1.5198e-06 | 1.5198e-06 | 0 | 1.5198e-06 | 0 | 4.1138e-06 | 9.0175e-06 | 0 | 9.0175e-06 | 0 | 0.0033344 | 0.0066689 | 0 | 0.0066689 | [12 empty] | 7.3.3.17.5 (Remote Grid) Updates to grid topology to minimize risk of ignition in HFTDs Remote GridWLDFRWire-to-wire contactAggregated | WLDFR | HFTD - Distribution - Tier 2 - 2QU CoRE ¦ 1QU LoRE | Non-Red Flag Warning - Large Fires | Wire-to-wire contact | Aggregated | 2062 | 2.0394e-05 | 193.7699 | 0.0039517 | 2062 | Mitigation | 0.95 | 45 | 0 | esc | 0.00097009 | 1.9783e-08 | 0.00097009 | 1.9783e-08
[79 empty] | WLDFR | HFTD - Distribution - Tier 2 - 5QU CoRE ¦ 2QU LoRE | Non-Red Flag Warning - Destructive Fires | 2063 | 1.1995e-10 | 1.1995e-10 | 13246.6313 | 384.5316 | 12862.0997 | 0 | 0 | 0 | 1.3975e-07 | 1.589e-06 | 0 | 1.589e-06 | 1.589e-06 | 0 | 1.589e-06 | 0 | 4.3079e-06 | 9.443e-06 | 0 | 9.443e-06 | 0 | 0.0033344 | 0.0066689 | 0 | 0.0066689 | [12 empty] | 7.3.3.17.5 (Remote Grid) Updates to grid topology to minimize risk of ignition in HFTDs Remote GridWLDFRWire-to-wire contactAggregated | WLDFR | HFTD - Distribution - Tier 2 - 2QU CoRE ¦ 1QU LoRE | Non-Red Flag Warning - Large Fires | Wire-to-wire contact | Aggregated | 2063 | 2.0394e-05 | 193.7699 | 0.0039517 | 2063 | Mitigation | 0.95 | 45 | 0 | esc | 0.00097009 | 1.9783e-08 | 0.00097009 | 1.9783e-08
[79 empty] | WLDFR | HFTD - Distribution - Tier 2 - 5QU CoRE ¦ 2QU LoRE | Non-Red Flag Warning - Destructive Fires | 2064 | 1.1995e-10 | 1.1995e-10 | 13246.6313 | 384.5316 | 12862.0997 | 0 | 0 | 0 | 1.3975e-07 | 1.589e-06 | 0 | 1.589e-06 | 1.589e-06 | 0 | 1.589e-06 | 0 | 4.3079e-06 | 9.443e-06 | 0 | 9.443e-06 | 0 | 0.0035005 | 0.007001 | 0 | 0.007001 | [12 empty] | 7.3.3.17.5 (Remote Grid) Updates to grid topology to minimize risk of ignition in HFTDs Remote GridWLDFRWire-to-wire contactAggregated | WLDFR | HFTD - Distribution - Tier 2 - 2QU CoRE ¦ 1QU LoRE | Non-Red Flag Warning - Large Fires | Wire-to-wire contact | Aggregated | 2064 | 2.0394e-05 | 193.7699 | 0.0039517 | 2064 | Mitigation | 0.95 | 45 | 0 | esc | 0.00097009 | 1.9783e-08 | 0.00097009 | 1.9783e-08
[79 empty] | WLDFR | HFTD - Distribution - Tier 2 - 5QU CoRE ¦ 2QU LoRE | Non-Red Flag Warning - Destructive Fires | 2065 | 1.1995e-10 | 1.1995e-10 | 13246.6313 | 384.5316 | 12862.0997 | 0 | 0 | 0 | 1.3975e-07 | 1.589e-06 | 0 | 1.589e-06 | 1.589e-06 | 0 | 1.589e-06 | 0 | 4.3079e-06 | 9.443e-06 | 0 | 9.443e-06 | 0 | 0.0035005 | 0.007001 | 0 | 0.007001 | [12 empty] | 7.3.3.17.5 (Remote Grid) Updates to grid topology to minimize risk of ignition in HFTDs Remote GridWLDFRWire-to-wire contactAggregated | WLDFR | HFTD - Distribution - Tier 2 - 2QU CoRE ¦ 1QU LoRE | Non-Red Flag Warning - Large Fires | Wire-to-wire contact | Aggregated | 2065 | 2.0394e-05 | 193.7699 | 0.0039517 | 2065 | Mitigation | 0.95 | 45 | 0 | esc | 0.00097009 | 1.9783e-08 | 0.00097009 | 1.9783e-08
[79 empty] | WLDFR | HFTD - Distribution - Tier 2 - 5QU CoRE ¦ 2QU LoRE | Non-Red Flag Warning - Destructive Fires | 2066 | 1.1995e-10 | 1.1995e-10 | 13246.6313 | 384.5316 | 12862.0997 | 0 | 0 | 0 | 1.3975e-07 | 1.589e-06 | 0 | 1.589e-06 | 1.589e-06 | 0 | 1.589e-06 | 0 | 4.3079e-06 | 9.443e-06 | 0 | 9.443e-06 | 0 | 0.0035005 | 0.007001 | 0 | 0.007001 | [12 empty] | 7.3.3.17.5 (Remote Grid) Updates to grid topology to minimize risk of ignition in HFTDs Remote GridWLDFRWire-to-wire contactAggregated | WLDFR | HFTD - Distribution - Tier 2 - 2QU CoRE ¦ 1QU LoRE | Non-Red Flag Warning - Large Fires | Wire-to-wire contact | Aggregated | 2066 | 2.0394e-05 | 193.7699 | 0.0039517 | 2066 | Mitigation | 0.95 | 45 | 0 | esc | 0.00097009 | 1.9783e-08 | 0.00097009 | 1.9783e-08
[79 empty] | WLDFR | HFTD - Distribution - Tier 2 - 5QU CoRE ¦ 2QU LoRE | Non-Red Flag Warning - Destructive Fires | 2067 | 0 | 1.1995e-10 | 13246.6313 | 384.5316 | 12862.0997 | 0 | 0 | 0 | 1.3975e-07 | 0 | 0 | 0 | 1.589e-06 | 0 | 1.589e-06 | 0 | 4.3079e-06 | 9.443e-06 | 0 | 9.443e-06 | 0 | 0.0035005 | 0.007001 | 0 | 0.007001 | [12 empty] | 7.3.3.17.5 (Remote Grid) Updates to grid topology to minimize risk of ignition in HFTDs Remote GridWLDFRWire-to-wire contactAggregated | WLDFR | HFTD - Distribution - Tier 2 - 2QU CoRE ¦ 1QU LoRE | Non-Red Flag Warning - Large Fires | Wire-to-wire contact | Aggregated | 2067 | 2.0394e-05 | 193.7699 | 0.0039517 | 2067 | Mitigation | 0.95 | 45 | 0 | esc | 0 | 0 | 0.00097009 | 1.9783e-08
[79 empty] | WLDFR | HFTD - Distribution - Tier 2 - 5QU CoRE ¦ 2QU LoRE | Non-Red Flag Warning - Large Fires | 2022 | 1.243e-08 | 0 | 5.2406 | 0.69642 | 2.942 | 1.6022 | 0 | 0 | 1.4025e-05 | 6.5141e-08 | 0 | 6.5141e-08 | 0 | 0 | 0 | 0 | 4.5184e-06 | 9.9045e-06 | 0 | 9.9045e-06 | 0 | 0 | 0.007001 | 0 | 0.007001 | [12 empty] | 7.3.3.17.5 (Remote Grid) Updates to grid topology to minimize risk of ignition in HFTDs Remote GridWLDFRContact from objectAggregated | WLDFR | HFTD - Distribution - Tier 2 - 2QU CoRE ¦ 1QU LoRE | Non-Red Flag Warning - Small Fires | Contact from object | Aggregated | 2022 | 0.001343 | 193.7699 | 0.26023 | 2022 | Mitigation | 0.95 | 45 | 0 | esc | 0.00097009 | 1.3028e-06 | 0 | 0
[79 empty] | WLDFR | HFTD - Distribution - Tier 2 - 5QU CoRE ¦ 2QU LoRE | Non-Red Flag Warning - Large Fires | 2023 | 1.243e-08 | 1.243e-08 | 5.475 | 0.71896 | 3.0715 | 1.6846 | 0 | 0 | 1.4025e-05 | 6.8055e-08 | 0 | 6.8055e-08 | 6.8055e-08 | 0 | 6.8055e-08 | 0 | 4.5184e-06 | 9.9045e-06 | 0 | 9.9045e-06 | 0 | 0 | 0 | 0 | 0 | [12 empty] | 7.3.3.17.5 (Remote Grid) Updates to grid topology to minimize risk of ignition in HFTDs Remote GridWLDFRContact from objectAggregated | WLDFR | HFTD - Distribution - Tier 2 - 2QU CoRE ¦ 1QU LoRE | Non-Red Flag Warning - Small Fires | Contact from object | Aggregated | 2023 | 0.001343 | 193.7699 | 0.26023 | 2023 | Mitigation | 0.95 | 45 | 0 | esc | 0.00097009 | 1.3028e-06 | 0.00097009 | 1.3028e-06
[79 empty] | WLDFR | HFTD - Distribution - Tier 2 - 5QU CoRE ¦ 2QU LoRE | Non-Red Flag Warning - Large Fires | 2024 | 1.243e-08 | 1.243e-08 | 5.475 | 0.71896 | 3.0715 | 1.6846 | 0 | 0 | 1.4025e-05 | 6.8055e-08 | 0 | 6.8055e-08 | 6.8055e-08 | 0 | 6.8055e-08 | 0 | 4.5184e-06 | 9.9045e-06 | 0 | 9.9045e-06 | 0 | 0 | 0 | 0 | 0 | [12 empty] | 7.3.3.17.5 (Remote Grid) Updates to grid topology to minimize risk of ignition in HFTDs Remote GridWLDFRContact from objectAggregated | WLDFR | HFTD - Distribution - Tier 2 - 2QU CoRE ¦ 1QU LoRE | Non-Red Flag Warning - Small Fires | Contact from object | Aggregated | 2024 | 0.001343 | 193.7699 | 0.26023 | 2024 | Mitigation | 0.95 | 45 | 0 | esc | 0.00097009 | 1.3028e-06 | 0.00097009 | 1.3028e-06
[79 empty] | WLDFR | HFTD - Distribution - Tier 2 - 5QU CoRE ¦ 2QU LoRE | Non-Red Flag Warning - Large Fires | 2025 | 1.243e-08 | 1.243e-08 | 5.475 | 0.71896 | 3.0715 | 1.6846 | 0 | 0 | 1.4025e-05 | 6.8055e-08 | 0 | 6.8055e-08 | 6.8055e-08 | 0 | 6.8055e-08 | 0 | 4.5184e-06 | 9.9045e-06 | 0 | 9.9045e-06 | 0 | 0.00027015 | 0 | 0 | 0 | [12 empty] | 7.3.3.17.5 (Remote Grid) Updates to grid topology to minimize risk of ignition in HFTDs Remote GridWLDFRContact from objectAggregated | WLDFR | HFTD - Distribution - Tier 2 - 2QU CoRE ¦ 1QU LoRE | Non-Red Flag Warning - Small Fires | Contact from object | Aggregated | 2025 | 0.001343 | 193.7699 | 0.26023 | 2025 | Mitigation | 0.95 | 45 | 0 | esc | 0.00097009 | 1.3028e-06 | 0.00097009 | 1.3028e-06
[79 empty] | WLDFR | HFTD - Distribution - Tier 2 - 5QU CoRE ¦ 2QU LoRE | Non-Red Flag Warning - Large Fires | 2026 | 1.243e-08 | 1.243e-08 | 5.475 | 0.71896 | 3.0715 | 1.6846 | 0 | 0 | 1.4025e-05 | 6.8055e-08 | 0 | 6.8055e-08 | 6.8055e-08 | 0 | 6.8055e-08 | 0 | 4.5184e-06 | 9.9045e-06 | 0 | 9.9045e-06 | 0 | 0.00028002 | 0.00056004 | 0 | 0.00056004 | [12 empty] | 7.3.3.17.5 (Remote Grid) Updates to grid topology to minimize risk of ignition in HFTDs Remote GridWLDFRContact from objectAggregated | WLDFR | HFTD - Distribution - Tier 2 - 2QU CoRE ¦ 1QU LoRE | Non-Red Flag Warning - Small Fires | Contact from object | Aggregated | 2026 | 0.001343 | 193.7699 | 0.26023 | 2026 | Mitigation | 0.95 | 45 | 0 | esc | 0.00097009 | 1.3028e-06 | 0.00097009 | 1.3028e-06
[79 empty] | WLDFR | HFTD - Distribution - Tier 2 - 5QU CoRE ¦ 2QU LoRE | Non-Red Flag Warning - Large Fires | 2027 | 1.243e-08 | 1.243e-08 | 5.475 | 0.71896 | 3.0715 | 1.6846 | 0 | 0 | 1.4025e-05 | 6.8055e-08 | 0 | 6.8055e-08 | 6.8055e-08 | 0 | 6.8055e-08 | 0 | 4.7425e-06 | 1.0396e-05 | 0 | 1.0396e-05 | 0 | 0.00028002 | 0.00056004 | 0 | 0.00056004 | [12 empty] | 7.3.3.17.5 (Remote Grid) Updates to grid topology to minimize risk of ignition in HFTDs Remote GridWLDFRContact from objectAggregated | WLDFR | HFTD - Distribution - Tier 2 - 2QU CoRE ¦ 1QU LoRE | Non-Red Flag Warning - Small Fires | Contact from object | Aggregated | 2027 | 0.001343 | 193.7699 | 0.26023 | 2027 | Mitigation | 0.95 | 45 | 0 | esc | 0.00097009 | 1.3028e-06 | 0.00097009 | 1.3028e-06
[79 empty] | WLDFR | HFTD - Distribution - Tier 2 - 5QU CoRE ¦ 2QU LoRE | Non-Red Flag Warning - Large Fires | 2028 | 1.243e-08 | 1.243e-08 | 5.777 | 0.74734 | 3.238 | 1.7917 | 0 | 0 | 1.4025e-05 | 7.1809e-08 | 0 | 7.1809e-08 | 7.1809e-08 | 0 | 7.1809e-08 | 0 | 4.7425e-06 | 1.0396e-05 | 0 | 1.0396e-05 | 0 | 0.00028002 | 0.00056004 | 0 | 0.00056004 | [12 empty] | 7.3.3.17.5 (Remote Grid) Updates to grid topology to minimize risk of ignition in HFTDs Remote GridWLDFRContact from objectAggregated | WLDFR | HFTD - Distribution - Tier 2 - 2QU CoRE ¦ 1QU LoRE | Non-Red Flag Warning - Small Fires | Contact from object | Aggregated | 2028 | 0.001343 | 193.7699 | 0.26023 | 2028 | Mitigation | 0.95 | 45 | 0 | esc | 0.00097009 | 1.3028e-06 | 0.00097009 | 1.3028e-06
[79 empty] | WLDFR | HFTD - Distribution - Tier 2 - 5QU CoRE ¦ 2QU LoRE | Non-Red Flag Warning - Large Fires | 2029 | 1.243e-08 | 1.243e-08 | 5.777 | 0.74734 | 3.238 | 1.7917 | 0 | 0 | 1.4025e-05 | 7.1809e-08 | 0 | 7.1809e-08 | 7.1809e-08 | 0 | 7.1809e-08 | 0 | 4.7425e-06 | 1.0396e-05 | 0 | 1.0396e-05 | 0 | 0.00028002 | 0.00056004 | 0 | 0.00056004 | [12 empty] | 7.3.3.17.5 (Remote Grid) Updates to grid topology to minimize risk of ignition in HFTDs Remote GridWLDFRContact from objectAggregated | WLDFR | HFTD - Distribution - Tier 2 - 2QU CoRE ¦ 1QU LoRE | Non-Red Flag Warning - Small Fires | Contact from object | Aggregated | 2029 | 0.001343 | 193.7699 | 0.26023 | 2029 | Mitigation | 0.95 | 45 | 0 | esc | 0.00097009 | 1.3028e-06 | 0.00097009 | 1.3028e-06
[79 empty] | WLDFR | HFTD - Distribution - Tier 2 - 5QU CoRE ¦ 2QU LoRE | Non-Red Flag Warning - Large Fires | 2030 | 1.243e-08 | 1.243e-08 | 5.777 | 0.74734 | 3.238 | 1.7917 | 0 | 0 | 1.4025e-05 | 7.1809e-08 | 0 | 7.1809e-08 | 7.1809e-08 | 0 | 7.1809e-08 | 0 | 4.7425e-06 | 1.0396e-05 | 0 | 1.0396e-05 | 0 | 0.00028002 | 0.00056004 | 0 | 0.00056004 | [12 empty] | 7.3.3.17.5 (Remote Grid) Updates to grid topology to minimize risk of ignition in HFTDs Remote GridWLDFRContact from objectAggregated | WLDFR | HFTD - Distribution - Tier 2 - 2QU CoRE ¦ 1QU LoRE | Non-Red Flag Warning - Small Fires | Contact from object | Aggregated | 2030 | 0.001343 | 193.7699 | 0.26023 | 2030 | Mitigation | 0.95 | 45 | 0 | esc | 0.00097009 | 1.3028e-06 | 0.00097009 | 1.3028e-06
[79 empty] | WLDFR | HFTD - Distribution - Tier 2 - 5QU CoRE ¦ 2QU LoRE | Non-Red Flag Warning - Large Fires | 2031 | 1.243e-08 | 1.243e-08 | 5.777 | 0.74734 | 3.238 | 1.7917 | 0 | 0 | 1.4025e-05 | 7.1809e-08 | 0 | 7.1809e-08 | 7.1809e-08 | 0 | 7.1809e-08 | 0 | 4.7425e-06 | 1.0396e-05 | 0 | 1.0396e-05 | 0 | 0.00029245 | 0.00058489 | 0 | 0.00058489 | [12 empty] | 7.3.3.17.5 (Remote Grid) Updates to grid topology to minimize risk of ignition in HFTDs Remote GridWLDFRContact from objectAggregated | WLDFR | HFTD - Distribution - Tier 2 - 2QU CoRE ¦ 1QU LoRE | Non-Red Flag Warning - Small Fires | Contact from object | Aggregated | 2031 | 0.001343 | 193.7699 | 0.26023 | 2031 | Mitigation | 0.95 | 45 | 0 | esc | 0.00097009 | 1.3028e-06 | 0.00097009 | 1.3028e-06
[79 empty] | WLDFR | HFTD - Distribution - Tier 2 - 5QU CoRE ¦ 2QU LoRE | Non-Red Flag Warning - Large Fires | 2032 | 1.243e-08 | 1.243e-08 | 5.777 | 0.74734 | 3.238 | 1.7917 | 0 | 0 | 1.4025e-05 | 7.1809e-08 | 0 | 7.1809e-08 | 7.1809e-08 | 0 | 7.1809e-08 | 0 | 4.9772e-06 | 1.091e-05 | 0 | 1.091e-05 | 0 | 0.00029245 | 0.00058489 | 0 | 0.00058489 | [12 empty] | 7.3.3.17.5 (Remote Grid) Updates to grid topology to minimize risk of ignition in HFTDs Remote GridWLDFRContact from objectAggregated | WLDFR | HFTD - Distribution - Tier 2 - 2QU CoRE ¦ 1QU LoRE | Non-Red Flag Warning - Small Fires | Contact from object | Aggregated | 2032 | 0.001343 | 193.7699 | 0.26023 | 2032 | Mitigation | 0.95 | 45 | 0 | esc | 0.00097009 | 1.3028e-06 | 0.00097009 | 1.3028e-06
[79 empty] | WLDFR | HFTD - Distribution - Tier 2 - 5QU CoRE ¦ 2QU LoRE | Non-Red Flag Warning - Large Fires | 2033 | 1.243e-08 | 1.243e-08 | 6.1205 | 0.77885 | 3.4265 | 1.9151 | 0 | 0 | 1.4025e-05 | 7.6078e-08 | 0 | 7.6078e-08 | 7.6078e-08 | 0 | 7.6078e-08 | 0 | 4.9772e-06 | 1.091e-05 | 0 | 1.091e-05 | 0 | 0.00029245 | 0.00058489 | 0 | 0.00058489 | [12 empty] | 7.3.3.17.5 (Remote Grid) Updates to grid topology to minimize risk of ignition in HFTDs Remote GridWLDFRContact from objectAggregated | WLDFR | HFTD - Distribution - Tier 2 - 2QU CoRE ¦ 1QU LoRE | Non-Red Flag Warning - Small Fires | Contact from object | Aggregated | 2033 | 0.001343 | 193.7699 | 0.26023 | 2033 | Mitigation | 0.95 | 45 | 0 | esc | 0.00097009 | 1.3028e-06 | 0.00097009 | 1.3028e-06
[79 empty] | WLDFR | HFTD - Distribution - Tier 2 - 5QU CoRE ¦ 2QU LoRE | Non-Red Flag Warning - Large Fires | 2034 | 1.243e-08 | 1.243e-08 | 6.1205 | 0.77885 | 3.4265 | 1.9151 | 0 | 0 | 1.4025e-05 | 7.6078e-08 | 0 | 7.6078e-08 | 7.6078e-08 | 0 | 7.6078e-08 | 0 | 4.9772e-06 | 1.091e-05 | 0 | 1.091e-05 | 0 | 0.00029245 | 0.00058489 | 0 | 0.00058489 | [12 empty] | 7.3.3.17.5 (Remote Grid) Updates to grid topology to minimize risk of ignition in HFTDs Remote GridWLDFRContact from objectAggregated | WLDFR | HFTD - Distribution - Tier 2 - 2QU CoRE ¦ 1QU LoRE | Non-Red Flag Warning - Small Fires | Contact from object | Aggregated | 2034 | 0.001343 | 193.7699 | 0.26023 | 2034 | Mitigation | 0.95 | 45 | 0 | esc | 0.00097009 | 1.3028e-06 | 0.00097009 | 1.3028e-06
[79 empty] | WLDFR | HFTD - Distribution - Tier 2 - 5QU CoRE ¦ 2QU LoRE | Non-Red Flag Warning - Large Fires | 2035 | 1.243e-08 | 1.243e-08 | 6.1205 | 0.77885 | 3.4265 | 1.9151 | 0 | 0 | 1.4025e-05 | 7.6078e-08 | 0 | 7.6078e-08 | 7.6078e-08 | 0 | 7.6078e-08 | 0 | 4.9772e-06 | 1.091e-05 | 0 | 1.091e-05 | 0 | 0.00029245 | 0.00058489 | 0 | 0.00058489 | [12 empty] | 7.3.3.17.5 (Remote Grid) Updates to grid topology to minimize risk of ignition in HFTDs Remote GridWLDFRContact from objectAggregated | WLDFR | HFTD - Distribution - Tier 2 - 2QU CoRE ¦ 1QU LoRE | Non-Red Flag Warning - Small Fires | Contact from object | Aggregated | 2035 | 0.001343 | 193.7699 | 0.26023 | 2035 | Mitigation | 0.95 | 45 | 0 | esc | 0.00097009 | 1.3028e-06 | 0.00097009 | 1.3028e-06
[79 empty] | WLDFR | HFTD - Distribution - Tier 2 - 5QU CoRE ¦ 2QU LoRE | Non-Red Flag Warning - Large Fires | 2036 | 1.243e-08 | 1.243e-08 | 6.1205 | 0.77885 | 3.4265 | 1.9151 | 0 | 0 | 1.4025e-05 | 7.6078e-08 | 0 | 7.6078e-08 | 7.6078e-08 | 0 | 7.6078e-08 | 0 | 4.9772e-06 | 1.091e-05 | 0 | 1.091e-05 | 0 | 0.00030625 | 0.00061249 | 0 | 0.00061249 | [12 empty] | 7.3.3.17.5 (Remote Grid) Updates to grid topology to minimize risk of ignition in HFTDs Remote GridWLDFRContact from objectAggregated | WLDFR | HFTD - Distribution - Tier 2 - 2QU CoRE ¦ 1QU LoRE | Non-Red Flag Warning - Small Fires | Contact from object | Aggregated | 2036 | 0.001343 | 193.7699 | 0.26023 | 2036 | Mitigation | 0.95 | 45 | 0 | esc | 0.00097009 | 1.3028e-06 | 0.00097009 | 1.3028e-06
[79 empty] | WLDFR | HFTD - Distribution - Tier 2 - 5QU CoRE ¦ 2QU LoRE | Non-Red Flag Warning - Large Fires | 2037 | 1.243e-08 | 1.243e-08 | 6.1205 | 0.77885 | 3.4265 | 1.9151 | 0 | 0 | 1.4025e-05 | 7.6078e-08 | 0 | 7.6078e-08 | 7.6078e-08 | 0 | 7.6078e-08 | 0 | 5.2195e-06 | 1.1441e-05 | 0 | 1.1441e-05 | 0 | 0.00030625 | 0.00061249 | 0 | 0.00061249 | [12 empty] | 7.3.3.17.5 (Remote Grid) Updates to grid topology to minimize risk of ignition in HFTDs Remote GridWLDFRContact from objectAggregated | WLDFR | HFTD - Distribution - Tier 2 - 2QU CoRE ¦ 1QU LoRE | Non-Red Flag Warning - Small Fires | Contact from object | Aggregated | 2037 | 0.001343 | 193.7699 | 0.26023 | 2037 | Mitigation | 0.95 | 45 | 0 | esc | 0.00097009 | 1.3028e-06 | 0.00097009 | 1.3028e-06
[79 empty] | WLDFR | HFTD - Distribution - Tier 2 - 5QU CoRE ¦ 2QU LoRE | Non-Red Flag Warning - Large Fires | 2038 | 1.243e-08 | 1.243e-08 | 6.5028 | 0.81304 | 3.6355 | 2.0543 | 0 | 0 | 1.4025e-05 | 8.0831e-08 | 0 | 8.0831e-08 | 8.0831e-08 | 0 | 8.0831e-08 | 0 | 5.2195e-06 | 1.1441e-05 | 0 | 1.1441e-05 | 0 | 0.00030625 | 0.00061249 | 0 | 0.00061249 | [12 empty] | 7.3.3.17.5 (Remote Grid) Updates to grid topology to minimize risk of ignition in HFTDs Remote GridWLDFRContact from objectAggregated | WLDFR | HFTD - Distribution - Tier 2 - 2QU CoRE ¦ 1QU LoRE | Non-Red Flag Warning - Small Fires | Contact from object | Aggregated | 2038 | 0.001343 | 193.7699 | 0.26023 | 2038 | Mitigation | 0.95 | 45 | 0 | esc | 0.00097009 | 1.3028e-06 | 0.00097009 | 1.3028e-06
[79 empty] | WLDFR | HFTD - Distribution - Tier 2 - 5QU CoRE ¦ 2QU LoRE | Non-Red Flag Warning - Large Fires | 2039 | 1.243e-08 | 1.243e-08 | 6.5028 | 0.81304 | 3.6355 | 2.0543 | 0 | 0 | 1.4025e-05 | 8.0831e-08 | 0 | 8.0831e-08 | 8.0831e-08 | 0 | 8.0831e-08 | 0 | 5.2195e-06 | 1.1441e-05 | 0 | 1.1441e-05 | 0 | 0.00030625 | 0.00061249 | 0 | 0.00061249 | [12 empty] | 7.3.3.17.5 (Remote Grid) Updates to grid topology to minimize risk of ignition in HFTDs Remote GridWLDFRContact from objectAggregated | WLDFR | HFTD - Distribution - Tier 2 - 2QU CoRE ¦ 1QU LoRE | Non-Red Flag Warning - Small Fires | Contact from object | Aggregated | 2039 | 0.001343 | 193.7699 | 0.26023 | 2039 | Mitigation | 0.95 | 45 | 0 | esc | 0.00097009 | 1.3028e-06 | 0.00097009 | 1.3028e-06
[79 empty] | WLDFR | HFTD - Distribution - Tier 2 - 5QU CoRE ¦ 2QU LoRE | Non-Red Flag Warning - Large Fires | 2040 | 1.243e-08 | 1.243e-08 | 6.5028 | 0.81304 | 3.6355 | 2.0543 | 0 | 0 | 1.4025e-05 | 8.0831e-08 | 0 | 8.0831e-08 | 8.0831e-08 | 0 | 8.0831e-08 | 0 | 5.2195e-06 | 1.1441e-05 | 0 | 1.1441e-05 | 0 | 0.00030625 | 0.00061249 | 0 | 0.00061249 | [12 empty] | 7.3.3.17.5 (Remote Grid) Updates to grid topology to minimize risk of ignition in HFTDs Remote GridWLDFRContact from objectAggregated | WLDFR | HFTD - Distribution - Tier 2 - 2QU CoRE ¦ 1QU LoRE | Non-Red Flag Warning - Small Fires | Contact from object | Aggregated | 2040 | 0.001343 | 193.7699 | 0.26023 | 2040 | Mitigation | 0.95 | 45 | 0 | esc | 0.00097009 | 1.3028e-06 | 0.00097009 | 1.3028e-06
[79 empty] | WLDFR | HFTD - Distribution - Tier 2 - 5QU CoRE ¦ 2QU LoRE | Non-Red Flag Warning - Large Fires | 2041 | 1.243e-08 | 1.243e-08 | 6.5028 | 0.81304 | 3.6355 | 2.0543 | 0 | 0 | 1.4025e-05 | 8.0831e-08 | 0 | 8.0831e-08 | 8.0831e-08 | 0 | 8.0831e-08 | 0 | 5.2195e-06 | 1.1441e-05 | 0 | 1.1441e-05 | 0 | 0.00032121 | 0.00064243 | 0 | 0.00064243 | [12 empty] | 7.3.3.17.5 (Remote Grid) Updates to grid topology to minimize risk of ignition in HFTDs Remote GridWLDFRContact from objectAggregated | WLDFR | HFTD - Distribution - Tier 2 - 2QU CoRE ¦ 1QU LoRE | Non-Red Flag Warning - Small Fires | Contact from object | Aggregated | 2041 | 0.001343 | 193.7699 | 0.26023 | 2041 | Mitigation | 0.95 | 45 | 0 | esc | 0.00097009 | 1.3028e-06 | 0.00097009 | 1.3028e-06
[79 empty] | WLDFR | HFTD - Distribution - Tier 2 - 5QU CoRE ¦ 2QU LoRE | Non-Red Flag Warning - Large Fires | 2042 | 1.243e-08 | 1.243e-08 | 6.5028 | 0.81304 | 3.6355 | 2.0543 | 0 | 0 | 1.4025e-05 | 8.0831e-08 | 0 | 8.0831e-08 | 8.0831e-08 | 0 | 8.0831e-08 | 0 | 5.4665e-06 | 1.1983e-05 | 0 | 1.1983e-05 | 0 | 0.00032121 | 0.00064243 | 0 | 0.00064243 | [12 empty] | 7.3.3.17.5 (Remote Grid) Updates to grid topology to minimize risk of ignition in HFTDs Remote GridWLDFRContact from objectAggregated | WLDFR | HFTD - Distribution - Tier 2 - 2QU CoRE ¦ 1QU LoRE | Non-Red Flag Warning - Small Fires | Contact from object | Aggregated | 2042 | 0.001343 | 193.7699 | 0.26023 | 2042 | Mitigation | 0.95 | 45 | 0 | esc | 0.00097009 | 1.3028e-06 | 0.00097009 | 1.3028e-06
[79 empty] | WLDFR | HFTD - Distribution - Tier 2 - 5QU CoRE ¦ 2QU LoRE | Non-Red Flag Warning - Large Fires | 2043 | 1.243e-08 | 1.243e-08 | 6.9209 | 0.84944 | 3.8632 | 2.2083 | 0 | 0 | 1.4025e-05 | 8.6028e-08 | 0 | 8.6028e-08 | 8.6028e-08 | 0 | 8.6028e-08 | 0 | 5.4665e-06 | 1.1983e-05 | 0 | 1.1983e-05 | 0 | 0.00032121 | 0.00064243 | 0 | 0.00064243 | [12 empty] | 7.3.3.17.5 (Remote Grid) Updates to grid topology to minimize risk of ignition in HFTDs Remote GridWLDFRContact from objectAggregated | WLDFR | HFTD - Distribution - Tier 2 - 2QU CoRE ¦ 1QU LoRE | Non-Red Flag Warning - Small Fires | Contact from object | Aggregated | 2043 | 0.001343 | 193.7699 | 0.26023 | 2043 | Mitigation | 0.95 | 45 | 0 | esc | 0.00097009 | 1.3028e-06 | 0.00097009 | 1.3028e-06
[79 empty] | WLDFR | HFTD - Distribution - Tier 2 - 5QU CoRE ¦ 2QU LoRE | Non-Red Flag Warning - Large Fires | 2044 | 1.243e-08 | 1.243e-08 | 6.9209 | 0.84944 | 3.8632 | 2.2083 | 0 | 0 | 1.4025e-05 | 8.6028e-08 | 0 | 8.6028e-08 | 8.6028e-08 | 0 | 8.6028e-08 | 0 | 5.4665e-06 | 1.1983e-05 | 0 | 1.1983e-05 | 0 | 0.00032121 | 0.00064243 | 0 | 0.00064243 | [12 empty] | 7.3.3.17.5 (Remote Grid) Updates to grid topology to minimize risk of ignition in HFTDs Remote GridWLDFRContact from objectAggregated | WLDFR | HFTD - Distribution - Tier 2 - 2QU CoRE ¦ 1QU LoRE | Non-Red Flag Warning - Small Fires | Contact from object | Aggregated | 2044 | 0.001343 | 193.7699 | 0.26023 | 2044 | Mitigation | 0.95 | 45 | 0 | esc | 0.00097009 | 1.3028e-06 | 0.00097009 | 1.3028e-06
[79 empty] | WLDFR | HFTD - Distribution - Tier 2 - 5QU CoRE ¦ 2QU LoRE | Non-Red Flag Warning - Large Fires | 2045 | 1.243e-08 | 1.243e-08 | 6.9209 | 0.84944 | 3.8632 | 2.2083 | 0 | 0 | 1.4025e-05 | 8.6028e-08 | 0 | 8.6028e-08 | 8.6028e-08 | 0 | 8.6028e-08 | 0 | 5.4665e-06 | 1.1983e-05 | 0 | 1.1983e-05 | 0 | 0.00032121 | 0.00064243 | 0 | 0.00064243 | [12 empty] | 7.3.3.17.5 (Remote Grid) Updates to grid topology to minimize risk of ignition in HFTDs Remote GridWLDFRContact from objectAggregated | WLDFR | HFTD - Distribution - Tier 2 - 2QU CoRE ¦ 1QU LoRE | Non-Red Flag Warning - Small Fires | Contact from object | Aggregated | 2045 | 0.001343 | 193.7699 | 0.26023 | 2045 | Mitigation | 0.95 | 45 | 0 | esc | 0.00097009 | 1.3028e-06 | 0.00097009 | 1.3028e-06
[79 empty] | WLDFR | HFTD - Distribution - Tier 2 - 5QU CoRE ¦ 2QU LoRE | Non-Red Flag Warning - Large Fires | 2046 | 1.243e-08 | 1.243e-08 | 6.9209 | 0.84944 | 3.8632 | 2.2083 | 0 | 0 | 1.4025e-05 | 8.6028e-08 | 0 | 8.6028e-08 | 8.6028e-08 | 0 | 8.6028e-08 | 0 | 5.4665e-06 | 1.1983e-05 | 0 | 1.1983e-05 | 0 | 0.00033714 | 0.00067428 | 0 | 0.00067428 | [12 empty] | 7.3.3.17.5 (Remote Grid) Updates to grid topology to minimize risk of ignition in HFTDs Remote GridWLDFRContact from objectAggregated | WLDFR | HFTD - Distribution - Tier 2 - 2QU CoRE ¦ 1QU LoRE | Non-Red Flag Warning - Small Fires | Contact from object | Aggregated | 2046 | 0.001343 | 193.7699 | 0.26023 | 2046 | Mitigation | 0.95 | 45 | 0 | esc | 0.00097009 | 1.3028e-06 | 0.00097009 | 1.3028e-06
[79 empty] | WLDFR | HFTD - Distribution - Tier 2 - 5QU CoRE ¦ 2QU LoRE | Non-Red Flag Warning - Large Fires | 2047 | 1.243e-08 | 1.243e-08 | 6.9209 | 0.84944 | 3.8632 | 2.2083 | 0 | 0 | 1.4025e-05 | 8.6028e-08 | 0 | 8.6028e-08 | 8.6028e-08 | 0 | 8.6028e-08 | 0 | 5.7152e-06 | 1.2528e-05 | 0 | 1.2528e-05 | 0 | 0.00033714 | 0.00067428 | 0 | 0.00067428 | [12 empty] | 7.3.3.17.5 (Remote Grid) Updates to grid topology to minimize risk of ignition in HFTDs Remote GridWLDFRContact from objectAggregated | WLDFR | HFTD - Distribution - Tier 2 - 2QU CoRE ¦ 1QU LoRE | Non-Red Flag Warning - Small Fires | Contact from object | Aggregated | 2047 | 0.001343 | 193.7699 | 0.26023 | 2047 | Mitigation | 0.95 | 45 | 0 | esc | 0.00097009 | 1.3028e-06 | 0.00097009 | 1.3028e-06
[79 empty] | WLDFR | HFTD - Distribution - Tier 2 - 5QU CoRE ¦ 2QU LoRE | Non-Red Flag Warning - Large Fires | 2048 | 1.243e-08 | 1.243e-08 | 7.3713 | 0.88759 | 4.1075 | 2.3763 | 0 | 0 | 1.4025e-05 | 9.1627e-08 | 0 | 9.1627e-08 | 9.1627e-08 | 0 | 9.1627e-08 | 0 | 5.7152e-06 | 1.2528e-05 | 0 | 1.2528e-05 | 0 | 0.00033714 | 0.00067428 | 0 | 0.00067428 | [12 empty] | 7.3.3.17.5 (Remote Grid) Updates to grid topology to minimize risk of ignition in HFTDs Remote GridWLDFRContact from objectAggregated | WLDFR | HFTD - Distribution - Tier 2 - 2QU CoRE ¦ 1QU LoRE | Non-Red Flag Warning - Small Fires | Contact from object | Aggregated | 2048 | 0.001343 | 193.7699 | 0.26023 | 2048 | Mitigation | 0.95 | 45 | 0 | esc | 0.00097009 | 1.3028e-06 | 0.00097009 | 1.3028e-06
[79 empty] | WLDFR | HFTD - Distribution - Tier 2 - 5QU CoRE ¦ 2QU LoRE | Non-Red Flag Warning - Large Fires | 2049 | 1.243e-08 | 1.243e-08 | 7.3713 | 0.88759 | 4.1075 | 2.3763 | 0 | 0 | 1.4025e-05 | 9.1627e-08 | 0 | 9.1627e-08 | 9.1627e-08 | 0 | 9.1627e-08 | 0 | 5.7152e-06 | 1.2528e-05 | 0 | 1.2528e-05 | 0 | 0.00033714 | 0.00067428 | 0 | 0.00067428 | [12 empty] | 7.3.3.17.5 (Remote Grid) Updates to grid topology to minimize risk of ignition in HFTDs Remote GridWLDFRContact from objectAggregated | WLDFR | HFTD - Distribution - Tier 2 - 2QU CoRE ¦ 1QU LoRE | Non-Red Flag Warning - Small Fires | Contact from object | Aggregated | 2049 | 0.001343 | 193.7699 | 0.26023 | 2049 | Mitigation | 0.95 | 45 | 0 | esc | 0.00097009 | 1.3028e-06 | 0.00097009 | 1.3028e-06
[79 empty] | WLDFR | HFTD - Distribution - Tier 2 - 5QU CoRE ¦ 2QU LoRE | Non-Red Flag Warning - Large Fires | 2050 | 1.243e-08 | 1.243e-08 | 7.3713 | 0.88759 | 4.1075 | 2.3763 | 0 | 0 | 1.4025e-05 | 9.1627e-08 | 0 | 9.1627e-08 | 9.1627e-08 | 0 | 9.1627e-08 | 0 | 5.7152e-06 | 1.2528e-05 | 0 | 1.2528e-05 | 0 | 0.00033714 | 0.00067428 | 0 | 0.00067428 | [12 empty] | 7.3.3.17.5 (Remote Grid) Updates to grid topology to minimize risk of ignition in HFTDs Remote GridWLDFRContact from objectAggregated | WLDFR | HFTD - Distribution - Tier 2 - 2QU CoRE ¦ 1QU LoRE | Non-Red Flag Warning - Small Fires | Contact from object | Aggregated | 2050 | 0.001343 | 193.7699 | 0.26023 | 2050 | Mitigation | 0.95 | 45 | 0 | esc | 0.00097009 | 1.3028e-06 | 0.00097009 | 1.3028e-06
[79 empty] | WLDFR | HFTD - Distribution - Tier 2 - 5QU CoRE ¦ 2QU LoRE | Non-Red Flag Warning - Large Fires | 2051 | 1.243e-08 | 1.243e-08 | 7.3713 | 0.88759 | 4.1075 | 2.3763 | 0 | 0 | 1.4025e-05 | 9.1627e-08 | 0 | 9.1627e-08 | 9.1627e-08 | 0 | 9.1627e-08 | 0 | 5.7152e-06 | 1.2528e-05 | 0 | 1.2528e-05 | 0 | 0.00035382 | 0.00070765 | 0 | 0.00070765 | [12 empty] | 7.3.3.17.5 (Remote Grid) Updates to grid topology to minimize risk of ignition in HFTDs Remote GridWLDFRContact from objectAggregated | WLDFR | HFTD - Distribution - Tier 2 - 2QU CoRE ¦ 1QU LoRE | Non-Red Flag Warning - Small Fires | Contact from object | Aggregated | 2051 | 0.001343 | 193.7699 | 0.26023 | 2051 | Mitigation | 0.95 | 45 | 0 | esc | 0.00097009 | 1.3028e-06 | 0.00097009 | 1.3028e-06
[79 empty] | WLDFR | HFTD - Distribution - Tier 2 - 5QU CoRE ¦ 2QU LoRE | Non-Red Flag Warning - Large Fires | 2052 | 1.243e-08 | 1.243e-08 | 7.3713 | 0.88759 | 4.1075 | 2.3763 | 0 | 0 | 1.4025e-05 | 9.1627e-08 | 0 | 9.1627e-08 | 9.1627e-08 | 0 | 9.1627e-08 | 0 | 5.9626e-06 | 1.307e-05 | 0 | 1.307e-05 | 0 | 0.00035382 | 0.00070765 | 0 | 0.00070765 | [12 empty] | 7.3.3.17.5 (Remote Grid) Updates to grid topology to minimize risk of ignition in HFTDs Remote GridWLDFRContact from objectAggregated | WLDFR | HFTD - Distribution - Tier 2 - 2QU CoRE ¦ 1QU LoRE | Non-Red Flag Warning - Small Fires | Contact from object | Aggregated | 2052 | 0.001343 | 193.7699 | 0.26023 | 2052 | Mitigation | 0.95 | 45 | 0 | esc | 0.00097009 | 1.3028e-06 | 0.00097009 | 1.3028e-06
[79 empty] | WLDFR | HFTD - Distribution - Tier 2 - 5QU CoRE ¦ 2QU LoRE | Non-Red Flag Warning - Large Fires | 2053 | 1.243e-08 | 1.243e-08 | 7.8503 | 0.92702 | 4.3664 | 2.5569 | 0 | 0 | 1.4025e-05 | 9.758e-08 | 0 | 9.758e-08 | 9.758e-08 | 0 | 9.758e-08 | 0 | 5.9626e-06 | 1.307e-05 | 0 | 1.307e-05 | 0 | 0.00035382 | 0.00070765 | 0 | 0.00070765 | [12 empty] | 7.3.3.17.5 (Remote Grid) Updates to grid topology to minimize risk of ignition in HFTDs Remote GridWLDFRContact from objectAggregated | WLDFR | HFTD - Distribution - Tier 2 - 2QU CoRE ¦ 1QU LoRE | Non-Red Flag Warning - Small Fires | Contact from object | Aggregated | 2053 | 0.001343 | 193.7699 | 0.26023 | 2053 | Mitigation | 0.95 | 45 | 0 | esc | 0.00097009 | 1.3028e-06 | 0.00097009 | 1.3028e-06
[79 empty] | WLDFR | HFTD - Distribution - Tier 2 - 5QU CoRE ¦ 2QU LoRE | Non-Red Flag Warning - Large Fires | 2054 | 1.243e-08 | 1.243e-08 | 7.8503 | 0.92702 | 4.3664 | 2.5569 | 0 | 0 | 1.4025e-05 | 9.758e-08 | 0 | 9.758e-08 | 9.758e-08 | 0 | 9.758e-08 | 0 | 5.9626e-06 | 1.307e-05 | 0 | 1.307e-05 | 0 | 0.00035382 | 0.00070765 | 0 | 0.00070765 | [12 empty] | 7.3.3.17.5 (Remote Grid) Updates to grid topology to minimize risk of ignition in HFTDs Remote GridWLDFRContact from objectAggregated | WLDFR | HFTD - Distribution - Tier 2 - 2QU CoRE ¦ 1QU LoRE | Non-Red Flag Warning - Small Fires | Contact from object | Aggregated | 2054 | 0.001343 | 193.7699 | 0.26023 | 2054 | Mitigation | 0.95 | 45 | 0 | esc | 0.00097009 | 1.3028e-06 | 0.00097009 | 1.3028e-06
[79 empty] | WLDFR | HFTD - Distribution - Tier 2 - 5QU CoRE ¦ 2QU LoRE | Non-Red Flag Warning - Large Fires | 2055 | 1.243e-08 | 1.243e-08 | 7.8503 | 0.92702 | 4.3664 | 2.5569 | 0 | 0 | 1.4025e-05 | 9.758e-08 | 0 | 9.758e-08 | 9.758e-08 | 0 | 9.758e-08 | 0 | 0 | 1.307e-05 | 0 | 1.307e-05 | 0 | 0 | 0.00070765 | 0 | 0.00070765 | [12 empty] | 7.3.3.17.5 (Remote Grid) Updates to grid topology to minimize risk of ignition in HFTDs Remote GridWLDFRContact from objectAggregated | WLDFR | HFTD - Distribution - Tier 2 - 2QU CoRE ¦ 1QU LoRE | Non-Red Flag Warning - Small Fires | Contact from object | Aggregated | 2055 | 0.001343 | 193.7699 | 0.26023 | 2055 | Mitigation | 0.95 | 45 | 0 | esc | 0.00097009 | 1.3028e-06 | 0.00097009 | 1.3028e-06
[79 empty] | WLDFR | HFTD - Distribution - Tier 2 - 5QU CoRE ¦ 2QU LoRE | Non-Red Flag Warning - Large Fires | 2056 | 1.243e-08 | 1.243e-08 | 7.8503 | 0.92702 | 4.3664 | 2.5569 | 0 | 0 | 1.4025e-05 | 9.758e-08 | 0 | 9.758e-08 | 9.758e-08 | 0 | 9.758e-08 | 0 | 0 | 0 | 0 | 0 | 0 | 0 | 0 | 0 | 0 | [12 empty] | 7.3.3.17.5 (Remote Grid) Updates to grid topology to minimize risk of ignition in HFTDs Remote GridWLDFRContact from objectAggregated | WLDFR | HFTD - Distribution - Tier 2 - 2QU CoRE ¦ 1QU LoRE | Non-Red Flag Warning - Small Fires | Contact from object | Aggregated | 2056 | 0.001343 | 193.7699 | 0.26023 | 2056 | Mitigation | 0.95 | 45 | 0 | esc | 0.00097009 | 1.3028e-06 | 0.00097009 | 1.3028e-06
[79 empty] | WLDFR | HFTD - Distribution - Tier 2 - 5QU CoRE ¦ 2QU LoRE | Non-Red Flag Warning - Large Fires | 2057 | 1.243e-08 | 1.243e-08 | 7.8503 | 0.92702 | 4.3664 | 2.5569 | 0 | 0 | 1.4025e-05 | 9.758e-08 | 0 | 9.758e-08 | 9.758e-08 | 0 | 9.758e-08 | 0 | 6.8926e-08 | 0 | 0 | 0 | 0 | 0 | 0 | 0 | 0 | [12 empty] | 7.3.3.17.5 (Remote Grid) Updates to grid topology to minimize risk of ignition in HFTDs Remote GridWLDFRContact from objectAggregated | WLDFR | HFTD - Distribution - Tier 2 - 2QU CoRE ¦ 1QU LoRE | Non-Red Flag Warning - Small Fires | Contact from object | Aggregated | 2057 | 0.001343 | 193.7699 | 0.26023 | 2057 | Mitigation | 0.95 | 45 | 0 | esc | 0.00097009 | 1.3028e-06 | 0.00097009 | 1.3028e-06
[79 empty] | WLDFR | HFTD - Distribution - Tier 2 - 5QU CoRE ¦ 2QU LoRE | Non-Red Flag Warning - Large Fires | 2058 | 1.243e-08 | 1.243e-08 | 8.3524 | 0.96727 | 4.6367 | 2.7484 | 0 | 0 | 1.4025e-05 | 1.0382e-07 | 0 | 1.0382e-07 | 1.0382e-07 | 0 | 1.0382e-07 | 0 | 7.201e-08 | 1.5785e-07 | 0 | 1.5785e-07 | 0 | 7.6055e-07 | 0 | 0 | 0 | [12 empty] | 7.3.3.17.5 (Remote Grid) Updates to grid topology to minimize risk of ignition in HFTDs Remote GridWLDFRContact from objectAggregated | WLDFR | HFTD - Distribution - Tier 2 - 2QU CoRE ¦ 1QU LoRE | Non-Red Flag Warning - Small Fires | Contact from object | Aggregated | 2058 | 0.001343 | 193.7699 | 0.26023 | 2058 | Mitigation | 0.95 | 45 | 0 | esc | 0.00097009 | 1.3028e-06 | 0.00097009 | 1.3028e-06
[79 empty] | WLDFR | HFTD - Distribution - Tier 2 - 5QU CoRE ¦ 2QU LoRE | Non-Red Flag Warning - Large Fires | 2059 | 1.243e-08 | 1.243e-08 | 8.3524 | 0.96727 | 4.6367 | 2.7484 | 0 | 0 | 1.4025e-05 | 1.0382e-07 | 0 | 1.0382e-07 | 1.0382e-07 | 0 | 1.0382e-07 | 0 | 7.201e-08 | 1.5785e-07 | 0 | 1.5785e-07 | 0 | 7.9458e-07 | 1.5892e-06 | 0 | 1.5892e-06 | [12 empty] | 7.3.3.17.5 (Remote Grid) Updates to grid topology to minimize risk of ignition in HFTDs Remote GridWLDFRContact from objectAggregated | WLDFR | HFTD - Distribution - Tier 2 - 2QU CoRE ¦ 1QU LoRE | Non-Red Flag Warning - Small Fires | Contact from object | Aggregated | 2059 | 0.001343 | 193.7699 | 0.26023 | 2059 | Mitigation | 0.95 | 45 | 0 | esc | 0.00097009 | 1.3028e-06 | 0.00097009 | 1.3028e-06
[79 empty] | WLDFR | HFTD - Distribution - Tier 2 - 5QU CoRE ¦ 2QU LoRE | Non-Red Flag Warning - Large Fires | 2060 | 1.243e-08 | 1.243e-08 | 8.3524 | 0.96727 | 4.6367 | 2.7484 | 0 | 0 | 1.4025e-05 | 1.0382e-07 | 0 | 1.0382e-07 | 1.0382e-07 | 0 | 1.0382e-07 | 0 | 7.201e-08 | 1.5785e-07 | 0 | 1.5785e-07 | 0 | 7.9458e-07 | 1.5892e-06 | 0 | 1.5892e-06 | [12 empty] | 7.3.3.17.5 (Remote Grid) Updates to grid topology to minimize risk of ignition in HFTDs Remote GridWLDFRContact from objectAggregated | WLDFR | HFTD - Distribution - Tier 2 - 2QU CoRE ¦ 1QU LoRE | Non-Red Flag Warning - Small Fires | Contact from object | Aggregated | 2060 | 0.001343 | 193.7699 | 0.26023 | 2060 | Mitigation | 0.95 | 45 | 0 | esc | 0.00097009 | 1.3028e-06 | 0.00097009 | 1.3028e-06
[79 empty] | WLDFR | HFTD - Distribution - Tier 2 - 5QU CoRE ¦ 2QU LoRE | Non-Red Flag Warning - Large Fires | 2061 | 1.243e-08 | 1.243e-08 | 8.3524 | 0.96727 | 4.6367 | 2.7484 | 0 | 0 | 1.4025e-05 | 1.0382e-07 | 0 | 1.0382e-07 | 1.0382e-07 | 0 | 1.0382e-07 | 0 | 7.201e-08 | 1.5785e-07 | 0 | 1.5785e-07 | 0 | 7.9458e-07 | 1.5892e-06 | 0 | 1.5892e-06 | [12 empty] | 7.3.3.17.5 (Remote Grid) Updates to grid topology to minimize risk of ignition in HFTDs Remote GridWLDFRContact from objectAggregated | WLDFR | HFTD - Distribution - Tier 2 - 2QU CoRE ¦ 1QU LoRE | Non-Red Flag Warning - Small Fires | Contact from object | Aggregated | 2061 | 0.001343 | 193.7699 | 0.26023 | 2061 | Mitigation | 0.95 | 45 | 0 | esc | 0.00097009 | 1.3028e-06 | 0.00097009 | 1.3028e-06
[79 empty] | WLDFR | HFTD - Distribution - Tier 2 - 5QU CoRE ¦ 2QU LoRE | Non-Red Flag Warning - Large Fires | 2062 | 1.243e-08 | 1.243e-08 | 8.3524 | 0.96727 | 4.6367 | 2.7484 | 0 | 0 | 1.4025e-05 | 1.0382e-07 | 0 | 1.0382e-07 | 1.0382e-07 | 0 | 1.0382e-07 | 0 | 7.201e-08 | 1.5785e-07 | 0 | 1.5785e-07 | 0 | 7.9458e-07 | 1.5892e-06 | 0 | 1.5892e-06 | [12 empty] | 7.3.3.17.5 (Remote Grid) Updates to grid topology to minimize risk of ignition in HFTDs Remote GridWLDFRContact from objectAggregated | WLDFR | HFTD - Distribution - Tier 2 - 2QU CoRE ¦ 1QU LoRE | Non-Red Flag Warning - Small Fires | Contact from object | Aggregated | 2062 | 0.001343 | 193.7699 | 0.26023 | 2062 | Mitigation | 0.95 | 45 | 0 | esc | 0.00097009 | 1.3028e-06 | 0.00097009 | 1.3028e-06
[79 empty] | WLDFR | HFTD - Distribution - Tier 2 - 5QU CoRE ¦ 2QU LoRE | Non-Red Flag Warning - Large Fires | 2063 | 1.243e-08 | 1.243e-08 | 8.872 | 1.0079 | 4.9153 | 2.9488 | 0 | 0 | 1.4025e-05 | 1.1028e-07 | 0 | 1.1028e-07 | 1.1028e-07 | 0 | 1.1028e-07 | 0 | 7.5981e-08 | 1.6655e-07 | 0 | 1.6655e-07 | 0 | 7.9458e-07 | 1.5892e-06 | 0 | 1.5892e-06 | [12 empty] | 7.3.3.17.5 (Remote Grid) Updates to grid topology to minimize risk of ignition in HFTDs Remote GridWLDFRContact from objectAggregated | WLDFR | HFTD - Distribution - Tier 2 - 2QU CoRE ¦ 1QU LoRE | Non-Red Flag Warning - Small Fires | Contact from object | Aggregated | 2063 | 0.001343 | 193.7699 | 0.26023 | 2063 | Mitigation | 0.95 | 45 | 0 | esc | 0.00097009 | 1.3028e-06 | 0.00097009 | 1.3028e-06
[79 empty] | WLDFR | HFTD - Distribution - Tier 2 - 5QU CoRE ¦ 2QU LoRE | Non-Red Flag Warning - Large Fires | 2064 | 1.243e-08 | 1.243e-08 | 8.872 | 1.0079 | 4.9153 | 2.9488 | 0 | 0 | 1.4025e-05 | 1.1028e-07 | 0 | 1.1028e-07 | 1.1028e-07 | 0 | 1.1028e-07 | 0 | 7.5981e-08 | 1.6655e-07 | 0 | 1.6655e-07 | 0 | 8.3841e-07 | 1.6768e-06 | 0 | 1.6768e-06 | [12 empty] | 7.3.3.17.5 (Remote Grid) Updates to grid topology to minimize risk of ignition in HFTDs Remote GridWLDFRContact from objectAggregated | WLDFR | HFTD - Distribution - Tier 2 - 2QU CoRE ¦ 1QU LoRE | Non-Red Flag Warning - Small Fires | Contact from object | Aggregated | 2064 | 0.001343 | 193.7699 | 0.26023 | 2064 | Mitigation | 0.95 | 45 | 0 | esc | 0.00097009 | 1.3028e-06 | 0.00097009 | 1.3028e-06
[79 empty] | WLDFR | HFTD - Distribution - Tier 2 - 5QU CoRE ¦ 2QU LoRE | Non-Red Flag Warning - Large Fires | 2065 | 1.243e-08 | 1.243e-08 | 8.872 | 1.0079 | 4.9153 | 2.9488 | 0 | 0 | 1.4025e-05 | 1.1028e-07 | 0 | 1.1028e-07 | 1.1028e-07 | 0 | 1.1028e-07 | 0 | 7.5981e-08 | 1.6655e-07 | 0 | 1.6655e-07 | 0 | 8.3841e-07 | 1.6768e-06 | 0 | 1.6768e-06 | [12 empty] | 7.3.3.17.5 (Remote Grid) Updates to grid topology to minimize risk of ignition in HFTDs Remote GridWLDFRContact from objectAggregated | WLDFR | HFTD - Distribution - Tier 2 - 2QU CoRE ¦ 1QU LoRE | Non-Red Flag Warning - Small Fires | Contact from object | Aggregated | 2065 | 0.001343 | 193.7699 | 0.26023 | 2065 | Mitigation | 0.95 | 45 | 0 | esc | 0.00097009 | 1.3028e-06 | 0.00097009 | 1.3028e-06
[79 empty] | WLDFR | HFTD - Distribution - Tier 2 - 5QU CoRE ¦ 2QU LoRE | Non-Red Flag Warning - Large Fires | 2066 | 1.243e-08 | 1.243e-08 | 8.872 | 1.0079 | 4.9153 | 2.9488 | 0 | 0 | 1.4025e-05 | 1.1028e-07 | 0 | 1.1028e-07 | 1.1028e-07 | 0 | 1.1028e-07 | 0 | 7.5981e-08 | 1.6655e-07 | 0 | 1.6655e-07 | 0 | 8.3841e-07 | 1.6768e-06 | 0 | 1.6768e-06 | [12 empty] | 7.3.3.17.5 (Remote Grid) Updates to grid topology to minimize risk of ignition in HFTDs Remote GridWLDFRContact from objectAggregated | WLDFR | HFTD - Distribution - Tier 2 - 2QU CoRE ¦ 1QU LoRE | Non-Red Flag Warning - Small Fires | Contact from object | Aggregated | 2066 | 0.001343 | 193.7699 | 0.26023 | 2066 | Mitigation | 0.95 | 45 | 0 | esc | 0.00097009 | 1.3028e-06 | 0.00097009 | 1.3028e-06
[79 empty] | WLDFR | HFTD - Distribution - Tier 2 - 5QU CoRE ¦ 2QU LoRE | Non-Red Flag Warning - Large Fires | 2067 | 0 | 1.243e-08 | 8.872 | 1.0079 | 4.9153 | 2.9488 | 0 | 0 | 1.4025e-05 | 0 | 0 | 0 | 1.1028e-07 | 0 | 1.1028e-07 | 0 | 7.5981e-08 | 1.6655e-07 | 0 | 1.6655e-07 | 0 | 8.3841e-07 | 1.6768e-06 | 0 | 1.6768e-06 | [12 empty] | 7.3.3.17.5 (Remote Grid) Updates to grid topology to minimize risk of ignition in HFTDs Remote GridWLDFRContact from objectAggregated | WLDFR | HFTD - Distribution - Tier 2 - 2QU CoRE ¦ 1QU LoRE | Non-Red Flag Warning - Small Fires | Contact from object | Aggregated | 2067 | 0.001343 | 193.7699 | 0.26023 | 2067 | Mitigation | 0.95 | 45 | 0 | esc | 0 | 0 | 0.00097009 | 1.3028e-06
[79 empty] | WLDFR | HFTD - Distribution - Tier 2 - 5QU CoRE ¦ 2QU LoRE | Non-Red Flag Warning - Small Fires | 2022 | 5.0344e-06 | 0 | 0.077901 | 0.036425 | 0.0015809 | 0.039895 | 0 | 0 | 0.0055144 | 3.9218e-07 | 0 | 3.9218e-07 | 0 | 0 | 0 | 0 | 8.0499e-08 | 1.7646e-07 | 0 | 1.7646e-07 | 0 | 8.3841e-07 | 1.6768e-06 | 0 | 1.6768e-06 | [12 empty] | 7.3.3.17.5 (Remote Grid) Updates to grid topology to minimize risk of ignition in HFTDs Remote GridWLDFRContaminationAggregated | WLDFR | HFTD - Distribution - Tier 2 - 2QU CoRE ¦ 1QU LoRE | Non-Red Flag Warning - Small Fires | Contamination | Aggregated | 2022 | 3.2965e-05 | 193.7699 | 0.0063876 | 2022 | Mitigation | 0.95 | 45 | 0 | esc | 0.00097009 | 3.1979e-08 | 0 | 0
[79 empty] | WLDFR | HFTD - Distribution - Tier 2 - 5QU CoRE ¦ 2QU LoRE | Non-Red Flag Warning - Small Fires | 2023 | 5.0344e-06 | 5.0344e-06 | 0.080408 | 0.03759 | 0.0016314 | 0.041187 | 0 | 0 | 0.0055144 | 4.048e-07 | 0 | 4.048e-07 | 4.048e-07 | 0 | 4.048e-07 | 0 | 8.0499e-08 | 1.7646e-07 | 0 | 1.7646e-07 | 0 | 8.8826e-07 | 1.7765e-06 | 0 | 1.7765e-06 | [12 empty] | 7.3.3.17.5 (Remote Grid) Updates to grid topology to minimize risk of ignition in HFTDs Remote GridWLDFRContaminationAggregated | WLDFR | HFTD - Distribution - Tier 2 - 2QU CoRE ¦ 1QU LoRE | Non-Red Flag Warning - Small Fires | Contamination | Aggregated | 2023 | 3.2965e-05 | 193.7699 | 0.0063876 | 2023 | Mitigation | 0.95 | 45 | 0 | esc | 0.00097009 | 3.1979e-08 | 0.00097009 | 3.1979e-08
[79 empty] | WLDFR | HFTD - Distribution - Tier 2 - 5QU CoRE ¦ 2QU LoRE | Non-Red Flag Warning - Small Fires | 2024 | 5.0344e-06 | 5.0344e-06 | 0.080408 | 0.03759 | 0.0016314 | 0.041187 | 0 | 0 | 0.0055144 | 4.048e-07 | 0 | 4.048e-07 | 4.048e-07 | 0 | 4.048e-07 | 0 | 8.0499e-08 | 1.7646e-07 | 0 | 1.7646e-07 | 0 | 8.8826e-07 | 1.7765e-06 | 0 | 1.7765e-06 | [12 empty] | 7.3.3.17.5 (Remote Grid) Updates to grid topology to minimize risk of ignition in HFTDs Remote GridWLDFRContaminationAggregated | WLDFR | HFTD - Distribution - Tier 2 - 2QU CoRE ¦ 1QU LoRE | Non-Red Flag Warning - Small Fires | Contamination | Aggregated | 2024 | 3.2965e-05 | 193.7699 | 0.0063876 | 2024 | Mitigation | 0.95 | 45 | 0 | esc | 0.00097009 | 3.1979e-08 | 0.00097009 | 3.1979e-08
[79 empty] | WLDFR | HFTD - Distribution - Tier 2 - 5QU CoRE ¦ 2QU LoRE | Non-Red Flag Warning - Small Fires | 2025 | 5.0344e-06 | 5.0344e-06 | 0.080408 | 0.03759 | 0.0016314 | 0.041187 | 0 | 0 | 0.0055144 | 4.048e-07 | 0 | 4.048e-07 | 4.048e-07 | 0 | 4.048e-07 | 0 | 8.0499e-08 | 1.7646e-07 | 0 | 1.7646e-07 | 0 | 8.8826e-07 | 1.7765e-06 | 0 | 1.7765e-06 | [12 empty] | 7.3.3.17.5 (Remote Grid) Updates to grid topology to minimize risk of ignition in HFTDs Remote GridWLDFRContaminationAggregated | WLDFR | HFTD - Distribution - Tier 2 - 2QU CoRE ¦ 1QU LoRE | Non-Red Flag Warning - Small Fires | Contamination | Aggregated | 2025 | 3.2965e-05 | 193.7699 | 0.0063876 | 2025 | Mitigation | 0.95 | 45 | 0 | esc | 0.00097009 | 3.1979e-08 | 0.00097009 | 3.1979e-08
[79 empty] | WLDFR | HFTD - Distribution - Tier 2 - 5QU CoRE ¦ 2QU LoRE | Non-Red Flag Warning - Small Fires | 2026 | 5.0344e-06 | 5.0344e-06 | 0.080408 | 0.03759 | 0.0016314 | 0.041187 | 0 | 0 | 0.0055144 | 4.048e-07 | 0 | 4.048e-07 | 4.048e-07 | 0 | 4.048e-07 | 0 | 8.0499e-08 | 1.7646e-07 | 0 | 1.7646e-07 | 0 | 8.8826e-07 | 1.7765e-06 | 0 | 1.7765e-06 | [12 empty] | 7.3.3.17.5 (Remote Grid) Updates to grid topology to minimize risk of ignition in HFTDs Remote GridWLDFRContaminationAggregated | WLDFR | HFTD - Distribution - Tier 2 - 2QU CoRE ¦ 1QU LoRE | Non-Red Flag Warning - Small Fires | Contamination | Aggregated | 2026 | 3.2965e-05 | 193.7699 | 0.0063876 | 2026 | Mitigation | 0.95 | 45 | 0 | esc | 0.00097009 | 3.1979e-08 | 0.00097009 | 3.1979e-08
[79 empty] | WLDFR | HFTD - Distribution - Tier 2 - 5QU CoRE ¦ 2QU LoRE | Non-Red Flag Warning - Small Fires | 2027 | 5.0344e-06 | 5.0344e-06 | 0.080408 | 0.03759 | 0.0016314 | 0.041187 | 0 | 0 | 0.0055144 | 4.048e-07 | 0 | 4.048e-07 | 4.048e-07 | 0 | 4.048e-07 | 0 | 8.5527e-08 | 1.8748e-07 | 0 | 1.8748e-07 | 0 | 8.8826e-07 | 1.7765e-06 | 0 | 1.7765e-06 | [12 empty] | 7.3.3.17.5 (Remote Grid) Updates to grid topology to minimize risk of ignition in HFTDs Remote GridWLDFRContaminationAggregated | WLDFR | HFTD - Distribution - Tier 2 - 2QU CoRE ¦ 1QU LoRE | Non-Red Flag Warning - Small Fires | Contamination | Aggregated | 2027 | 3.2965e-05 | 193.7699 | 0.0063876 | 2027 | Mitigation | 0.95 | 45 | 0 | esc | 0.00097009 | 3.1979e-08 | 0.00097009 | 3.1979e-08
[79 empty] | WLDFR | HFTD - Distribution - Tier 2 - 5QU CoRE ¦ 2QU LoRE | Non-Red Flag Warning - Small Fires | 2028 | 5.0344e-06 | 5.0344e-06 | 0.083606 | 0.039055 | 0.001695 | 0.042856 | 0 | 0 | 0.0055144 | 4.209e-07 | 0 | 4.209e-07 | 4.209e-07 | 0 | 4.209e-07 | 0 | 8.5527e-08 | 1.8748e-07 | 0 | 1.8748e-07 | 0 | 9.4374e-07 | 1.8875e-06 | 0 | 1.8875e-06 | [12 empty] | 7.3.3.17.5 (Remote Grid) Updates to grid topology to minimize risk of ignition in HFTDs Remote GridWLDFRContaminationAggregated | WLDFR | HFTD - Distribution - Tier 2 - 2QU CoRE ¦ 1QU LoRE | Non-Red Flag Warning - Small Fires | Contamination | Aggregated | 2028 | 3.2965e-05 | 193.7699 | 0.0063876 | 2028 | Mitigation | 0.95 | 45 | 0 | esc | 0.00097009 | 3.1979e-08 | 0.00097009 | 3.1979e-08
[79 empty] | WLDFR | HFTD - Distribution - Tier 2 - 5QU CoRE ¦ 2QU LoRE | Non-Red Flag Warning - Small Fires | 2029 | 5.0344e-06 | 5.0344e-06 | 0.083606 | 0.039055 | 0.001695 | 0.042856 | 0 | 0 | 0.0055144 | 4.209e-07 | 0 | 4.209e-07 | 4.209e-07 | 0 | 4.209e-07 | 0 | 8.5527e-08 | 1.8748e-07 | 0 | 1.8748e-07 | 0 | 9.4374e-07 | 1.8875e-06 | 0 | 1.8875e-06 | [12 empty] | 7.3.3.17.5 (Remote Grid) Updates to grid topology to minimize risk of ignition in HFTDs Remote GridWLDFRContaminationAggregated | WLDFR | HFTD - Distribution - Tier 2 - 2QU CoRE ¦ 1QU LoRE | Non-Red Flag Warning - Small Fires | Contamination | Aggregated | 2029 | 3.2965e-05 | 193.7699 | 0.0063876 | 2029 | Mitigation | 0.95 | 45 | 0 | esc | 0.00097009 | 3.1979e-08 | 0.00097009 | 3.1979e-08
[79 empty] | WLDFR | HFTD - Distribution - Tier 2 - 5QU CoRE ¦ 2QU LoRE | Non-Red Flag Warning - Small Fires | 2030 | 5.0344e-06 | 5.0344e-06 | 0.083606 | 0.039055 | 0.001695 | 0.042856 | 0 | 0 | 0.0055144 | 4.209e-07 | 0 | 4.209e-07 | 4.209e-07 | 0 | 4.209e-07 | 0 | 8.5527e-08 | 1.8748e-07 | 0 | 1.8748e-07 | 0 | 9.4374e-07 | 1.8875e-06 | 0 | 1.8875e-06 | [12 empty] | 7.3.3.17.5 (Remote Grid) Updates to grid topology to minimize risk of ignition in HFTDs Remote GridWLDFRContaminationAggregated | WLDFR | HFTD - Distribution - Tier 2 - 2QU CoRE ¦ 1QU LoRE | Non-Red Flag Warning - Small Fires | Contamination | Aggregated | 2030 | 3.2965e-05 | 193.7699 | 0.0063876 | 2030 | Mitigation | 0.95 | 45 | 0 | esc | 0.00097009 | 3.1979e-08 | 0.00097009 | 3.1979e-08
[79 empty] | WLDFR | HFTD - Distribution - Tier 2 - 5QU CoRE ¦ 2QU LoRE | Non-Red Flag Warning - Small Fires | 2031 | 5.0344e-06 | 5.0344e-06 | 0.083606 | 0.039055 | 0.001695 | 0.042856 | 0 | 0 | 0.0055144 | 4.209e-07 | 0 | 4.209e-07 | 4.209e-07 | 0 | 4.209e-07 | 0 | 8.5527e-08 | 1.8748e-07 | 0 | 1.8748e-07 | 0 | 9.4374e-07 | 1.8875e-06 | 0 | 1.8875e-06 | [12 empty] | 7.3.3.17.5 (Remote Grid) Updates to grid topology to minimize risk of ignition in HFTDs Remote GridWLDFRContaminationAggregated | WLDFR | HFTD - Distribution - Tier 2 - 2QU CoRE ¦ 1QU LoRE | Non-Red Flag Warning - Small Fires | Contamination | Aggregated | 2031 | 3.2965e-05 | 193.7699 | 0.0063876 | 2031 | Mitigation | 0.95 | 45 | 0 | esc | 0.00097009 | 3.1979e-08 | 0.00097009 | 3.1979e-08
[79 empty] | WLDFR | HFTD - Distribution - Tier 2 - 5QU CoRE ¦ 2QU LoRE | Non-Red Flag Warning - Small Fires | 2032 | 5.0344e-06 | 5.0344e-06 | 0.083606 | 0.039055 | 0.001695 | 0.042856 | 0 | 0 | 0.0055144 | 4.209e-07 | 0 | 4.209e-07 | 4.209e-07 | 0 | 4.209e-07 | 0 | 9.1026e-08 | 1.9953e-07 | 0 | 1.9953e-07 | 0 | 9.4374e-07 | 1.8875e-06 | 0 | 1.8875e-06 | [12 empty] | 7.3.3.17.5 (Remote Grid) Updates to grid topology to minimize risk of ignition in HFTDs Remote GridWLDFRContaminationAggregated | WLDFR | HFTD - Distribution - Tier 2 - 2QU CoRE ¦ 1QU LoRE | Non-Red Flag Warning - Small Fires | Contamination | Aggregated | 2032 | 3.2965e-05 | 193.7699 | 0.0063876 | 2032 | Mitigation | 0.95 | 45 | 0 | esc | 0.00097009 | 3.1979e-08 | 0.00097009 | 3.1979e-08
[79 empty] | WLDFR | HFTD - Distribution - Tier 2 - 5QU CoRE ¦ 2QU LoRE | Non-Red Flag Warning - Small Fires | 2033 | 5.0344e-06 | 5.0344e-06 | 0.087211 | 0.040679 | 0.0017655 | 0.044766 | 0 | 0 | 0.0055144 | 4.3905e-07 | 0 | 4.3905e-07 | 4.3905e-07 | 0 | 4.3905e-07 | 0 | 9.1026e-08 | 1.9953e-07 | 0 | 1.9953e-07 | 0 | 1.0044e-06 | 2.0088e-06 | 0 | 2.0088e-06 | [12 empty] | 7.3.3.17.5 (Remote Grid) Updates to grid topology to minimize risk of ignition in HFTDs Remote GridWLDFRContaminationAggregated | WLDFR | HFTD - Distribution - Tier 2 - 2QU CoRE ¦ 1QU LoRE | Non-Red Flag Warning - Small Fires | Contamination | Aggregated | 2033 | 3.2965e-05 | 193.7699 | 0.0063876 | 2033 | Mitigation | 0.95 | 45 | 0 | esc | 0.00097009 | 3.1979e-08 | 0.00097009 | 3.1979e-08
[79 empty] | WLDFR | HFTD - Distribution - Tier 2 - 5QU CoRE ¦ 2QU LoRE | Non-Red Flag Warning - Small Fires | 2034 | 5.0344e-06 | 5.0344e-06 | 0.087211 | 0.040679 | 0.0017655 | 0.044766 | 0 | 0 | 0.0055144 | 4.3905e-07 | 0 | 4.3905e-07 | 4.3905e-07 | 0 | 4.3905e-07 | 0 | 9.1026e-08 | 1.9953e-07 | 0 | 1.9953e-07 | 0 | 1.0044e-06 | 2.0088e-06 | 0 | 2.0088e-06 | [12 empty] | 7.3.3.17.5 (Remote Grid) Updates to grid topology to minimize risk of ignition in HFTDs Remote GridWLDFRContaminationAggregated | WLDFR | HFTD - Distribution - Tier 2 - 2QU CoRE ¦ 1QU LoRE | Non-Red Flag Warning - Small Fires | Contamination | Aggregated | 2034 | 3.2965e-05 | 193.7699 | 0.0063876 | 2034 | Mitigation | 0.95 | 45 | 0 | esc | 0.00097009 | 3.1979e-08 | 0.00097009 | 3.1979e-08
[79 empty] | WLDFR | HFTD - Distribution - Tier 2 - 5QU CoRE ¦ 2QU LoRE | Non-Red Flag Warning - Small Fires | 2035 | 5.0344e-06 | 5.0344e-06 | 0.087211 | 0.040679 | 0.0017655 | 0.044766 | 0 | 0 | 0.0055144 | 4.3905e-07 | 0 | 4.3905e-07 | 4.3905e-07 | 0 | 4.3905e-07 | 0 | 9.1026e-08 | 1.9953e-07 | 0 | 1.9953e-07 | 0 | 1.0044e-06 | 2.0088e-06 | 0 | 2.0088e-06 | [12 empty] | 7.3.3.17.5 (Remote Grid) Updates to grid topology to minimize risk of ignition in HFTDs Remote GridWLDFRContaminationAggregated | WLDFR | HFTD - Distribution - Tier 2 - 2QU CoRE ¦ 1QU LoRE | Non-Red Flag Warning - Small Fires | Contamination | Aggregated | 2035 | 3.2965e-05 | 193.7699 | 0.0063876 | 2035 | Mitigation | 0.95 | 45 | 0 | esc | 0.00097009 | 3.1979e-08 | 0.00097009 | 3.1979e-08
[79 empty] | WLDFR | HFTD - Distribution - Tier 2 - 5QU CoRE ¦ 2QU LoRE | Non-Red Flag Warning - Small Fires | 2036 | 5.0344e-06 | 5.0344e-06 | 0.087211 | 0.040679 | 0.0017655 | 0.044766 | 0 | 0 | 0.0055144 | 4.3905e-07 | 0 | 4.3905e-07 | 4.3905e-07 | 0 | 4.3905e-07 | 0 | 9.1026e-08 | 1.9953e-07 | 0 | 1.9953e-07 | 0 | 1.0044e-06 | 2.0088e-06 | 0 | 2.0088e-06 | [12 empty] | 7.3.3.17.5 (Remote Grid) Updates to grid topology to minimize risk of ignition in HFTDs Remote GridWLDFRContaminationAggregated | WLDFR | HFTD - Distribution - Tier 2 - 2QU CoRE ¦ 1QU LoRE | Non-Red Flag Warning - Small Fires | Contamination | Aggregated | 2036 | 3.2965e-05 | 193.7699 | 0.0063876 | 2036 | Mitigation | 0.95 | 45 | 0 | esc | 0.00097009 | 3.1979e-08 | 0.00097009 | 3.1979e-08
[79 empty] | WLDFR | HFTD - Distribution - Tier 2 - 5QU CoRE ¦ 2QU LoRE | Non-Red Flag Warning - Small Fires | 2037 | 5.0344e-06 | 5.0344e-06 | 0.087211 | 0.040679 | 0.0017655 | 0.044766 | 0 | 0 | 0.0055144 | 4.3905e-07 | 0 | 4.3905e-07 | 4.3905e-07 | 0 | 4.3905e-07 | 0 | 9.695e-08 | 2.1252e-07 | 0 | 2.1252e-07 | 0 | 1.0044e-06 | 2.0088e-06 | 0 | 2.0088e-06 | [12 empty] | 7.3.3.17.5 (Remote Grid) Updates to grid topology to minimize risk of ignition in HFTDs Remote GridWLDFRContaminationAggregated | WLDFR | HFTD - Distribution - Tier 2 - 2QU CoRE ¦ 1QU LoRE | Non-Red Flag Warning - Small Fires | Contamination | Aggregated | 2037 | 3.2965e-05 | 193.7699 | 0.0063876 | 2037 | Mitigation | 0.95 | 45 | 0 | esc | 0.00097009 | 3.1979e-08 | 0.00097009 | 3.1979e-08
[79 empty] | WLDFR | HFTD - Distribution - Tier 2 - 5QU CoRE ¦ 2QU LoRE | Non-Red Flag Warning - Small Fires | 2038 | 5.0344e-06 | 5.0344e-06 | 0.091184 | 0.042438 | 0.0018418 | 0.046905 | 0 | 0 | 0.0055144 | 4.5905e-07 | 0 | 4.5905e-07 | 4.5905e-07 | 0 | 4.5905e-07 | 0 | 9.695e-08 | 2.1252e-07 | 0 | 2.1252e-07 | 0 | 1.0698e-06 | 2.1396e-06 | 0 | 2.1396e-06 | [12 empty] | 7.3.3.17.5 (Remote Grid) Updates to grid topology to minimize risk of ignition in HFTDs Remote GridWLDFRContaminationAggregated | WLDFR | HFTD - Distribution - Tier 2 - 2QU CoRE ¦ 1QU LoRE | Non-Red Flag Warning - Small Fires | Contamination | Aggregated | 2038 | 3.2965e-05 | 193.7699 | 0.0063876 | 2038 | Mitigation | 0.95 | 45 | 0 | esc | 0.00097009 | 3.1979e-08 | 0.00097009 | 3.1979e-08
[79 empty] | WLDFR | HFTD - Distribution - Tier 2 - 5QU CoRE ¦ 2QU LoRE | Non-Red Flag Warning - Small Fires | 2039 | 5.0344e-06 | 5.0344e-06 | 0.091184 | 0.042438 | 0.0018418 | 0.046905 | 0 | 0 | 0.0055144 | 4.5905e-07 | 0 | 4.5905e-07 | 4.5905e-07 | 0 | 4.5905e-07 | 0 | 9.695e-08 | 2.1252e-07 | 0 | 2.1252e-07 | 0 | 1.0698e-06 | 2.1396e-06 | 0 | 2.1396e-06 | [12 empty] | 7.3.3.17.5 (Remote Grid) Updates to grid topology to minimize risk of ignition in HFTDs Remote GridWLDFRContaminationAggregated | WLDFR | HFTD - Distribution - Tier 2 - 2QU CoRE ¦ 1QU LoRE | Non-Red Flag Warning - Small Fires | Contamination | Aggregated | 2039 | 3.2965e-05 | 193.7699 | 0.0063876 | 2039 | Mitigation | 0.95 | 45 | 0 | esc | 0.00097009 | 3.1979e-08 | 0.00097009 | 3.1979e-08
[79 empty] | WLDFR | HFTD - Distribution - Tier 2 - 5QU CoRE ¦ 2QU LoRE | Non-Red Flag Warning - Small Fires | 2040 | 5.0344e-06 | 5.0344e-06 | 0.091184 | 0.042438 | 0.0018418 | 0.046905 | 0 | 0 | 0.0055144 | 4.5905e-07 | 0 | 4.5905e-07 | 4.5905e-07 | 0 | 4.5905e-07 | 0 | 9.695e-08 | 2.1252e-07 | 0 | 2.1252e-07 | 0 | 1.0698e-06 | 2.1396e-06 | 0 | 2.1396e-06 | [12 empty] | 7.3.3.17.5 (Remote Grid) Updates to grid topology to minimize risk of ignition in HFTDs Remote GridWLDFRContaminationAggregated | WLDFR | HFTD - Distribution - Tier 2 - 2QU CoRE ¦ 1QU LoRE | Non-Red Flag Warning - Small Fires | Contamination | Aggregated | 2040 | 3.2965e-05 | 193.7699 | 0.0063876 | 2040 | Mitigation | 0.95 | 45 | 0 | esc | 0.00097009 | 3.1979e-08 | 0.00097009 | 3.1979e-08
[79 empty] | WLDFR | HFTD - Distribution - Tier 2 - 5QU CoRE ¦ 2QU LoRE | Non-Red Flag Warning - Small Fires | 2041 | 5.0344e-06 | 5.0344e-06 | 0.091184 | 0.042438 | 0.0018418 | 0.046905 | 0 | 0 | 0.0055144 | 4.5905e-07 | 0 | 4.5905e-07 | 4.5905e-07 | 0 | 4.5905e-07 | 0 | 9.695e-08 | 2.1252e-07 | 0 | 2.1252e-07 | 0 | 1.0698e-06 | 2.1396e-06 | 0 | 2.1396e-06 | [12 empty] | 7.3.3.17.5 (Remote Grid) Updates to grid topology to minimize risk of ignition in HFTDs Remote GridWLDFRContaminationAggregated | WLDFR | HFTD - Distribution - Tier 2 - 2QU CoRE ¦ 1QU LoRE | Non-Red Flag Warning - Small Fires | Contamination | Aggregated | 2041 | 3.2965e-05 | 193.7699 | 0.0063876 | 2041 | Mitigation | 0.95 | 45 | 0 | esc | 0.00097009 | 3.1979e-08 | 0.00097009 | 3.1979e-08
[79 empty] | WLDFR | HFTD - Distribution - Tier 2 - 5QU CoRE ¦ 2QU LoRE | Non-Red Flag Warning - Small Fires | 2042 | 5.0344e-06 | 5.0344e-06 | 0.091184 | 0.042438 | 0.0018418 | 0.046905 | 0 | 0 | 0.0055144 | 4.5905e-07 | 0 | 4.5905e-07 | 4.5905e-07 | 0 | 4.5905e-07 | 0 | 1.0325e-07 | 2.2633e-07 | 0 | 2.2633e-07 | 0 | 0 | 2.1396e-06 | 0 | 2.1396e-06 | [12 empty] | 7.3.3.17.5 (Remote Grid) Updates to grid topology to minimize risk of ignition in HFTDs Remote GridWLDFRContaminationAggregated | WLDFR | HFTD - Distribution - Tier 2 - 2QU CoRE ¦ 1QU LoRE | Non-Red Flag Warning - Small Fires | Contamination | Aggregated | 2042 | 3.2965e-05 | 193.7699 | 0.0063876 | 2042 | Mitigation | 0.95 | 45 | 0 | esc | 0.00097009 | 3.1979e-08 | 0.00097009 | 3.1979e-08
[79 empty] | WLDFR | HFTD - Distribution - Tier 2 - 5QU CoRE ¦ 2QU LoRE | Non-Red Flag Warning - Small Fires | 2043 | 5.0344e-06 | 5.0344e-06 | 0.095486 | 0.044306 | 0.0019228 | 0.049257 | 0 | 0 | 0.0055144 | 4.8071e-07 | 0 | 4.8071e-07 | 4.8071e-07 | 0 | 4.8071e-07 | 0 | 1.0325e-07 | 2.2633e-07 | 0 | 2.2633e-07 | 0 | 0 | 0 | 0 | 0 | [12 empty] | 7.3.3.17.5 (Remote Grid) Updates to grid topology to minimize risk of ignition in HFTDs Remote GridWLDFRContaminationAggregated | WLDFR | HFTD - Distribution - Tier 2 - 2QU CoRE ¦ 1QU LoRE | Non-Red Flag Warning - Small Fires | Contamination | Aggregated | 2043 | 3.2965e-05 | 193.7699 | 0.0063876 | 2043 | Mitigation | 0.95 | 45 | 0 | esc | 0.00097009 | 3.1979e-08 | 0.00097009 | 3.1979e-08
[79 empty] | WLDFR | HFTD - Distribution - Tier 2 - 5QU CoRE ¦ 2QU LoRE | Non-Red Flag Warning - Small Fires | 2044 | 5.0344e-06 | 5.0344e-06 | 0.095486 | 0.044306 | 0.0019228 | 0.049257 | 0 | 0 | 0.0055144 | 4.8071e-07 | 0 | 4.8071e-07 | 4.8071e-07 | 0 | 4.8071e-07 | 0 | 1.0325e-07 | 2.2633e-07 | 0 | 2.2633e-07 | 0 | 0 | 0 | 0 | 0 | [12 empty] | 7.3.3.17.5 (Remote Grid) Updates to grid topology to minimize risk of ignition in HFTDs Remote GridWLDFRContaminationAggregated | WLDFR | HFTD - Distribution - Tier 2 - 2QU CoRE ¦ 1QU LoRE | Non-Red Flag Warning - Small Fires | Contamination | Aggregated | 2044 | 3.2965e-05 | 193.7699 | 0.0063876 | 2044 | Mitigation | 0.95 | 45 | 0 | esc | 0.00097009 | 3.1979e-08 | 0.00097009 | 3.1979e-08
[79 empty] | WLDFR | HFTD - Distribution - Tier 2 - 5QU CoRE ¦ 2QU LoRE | Non-Red Flag Warning - Small Fires | 2045 | 5.0344e-06 | 5.0344e-06 | 0.095486 | 0.044306 | 0.0019228 | 0.049257 | 0 | 0 | 0.0055144 | 4.8071e-07 | 0 | 4.8071e-07 | 4.8071e-07 | 0 | 4.8071e-07 | 0 | 1.0325e-07 | 2.2633e-07 | 0 | 2.2633e-07 | 0 | 3.5479e-08 | 0 | 0 | 0 | [12 empty] | 7.3.3.17.5 (Remote Grid) Updates to grid topology to minimize risk of ignition in HFTDs Remote GridWLDFRContaminationAggregated | WLDFR | HFTD - Distribution - Tier 2 - 2QU CoRE ¦ 1QU LoRE | Non-Red Flag Warning - Small Fires | Contamination | Aggregated | 2045 | 3.2965e-05 | 193.7699 | 0.0063876 | 2045 | Mitigation | 0.95 | 45 | 0 | esc | 0.00097009 | 3.1979e-08 | 0.00097009 | 3.1979e-08
[79 empty] | WLDFR | HFTD - Distribution - Tier 2 - 5QU CoRE ¦ 2QU LoRE | Non-Red Flag Warning - Small Fires | 2046 | 5.0344e-06 | 5.0344e-06 | 0.095486 | 0.044306 | 0.0019228 | 0.049257 | 0 | 0 | 0.0055144 | 4.8071e-07 | 0 | 4.8071e-07 | 4.8071e-07 | 0 | 4.8071e-07 | 0 | 1.0325e-07 | 2.2633e-07 | 0 | 2.2633e-07 | 0 | 3.6621e-08 | 7.3242e-08 | 0 | 7.3242e-08 | [12 empty] | 7.3.3.17.5 (Remote Grid) Updates to grid topology to minimize risk of ignition in HFTDs Remote GridWLDFRContaminationAggregated | WLDFR | HFTD - Distribution - Tier 2 - 2QU CoRE ¦ 1QU LoRE | Non-Red Flag Warning - Small Fires | Contamination | Aggregated | 2046 | 3.2965e-05 | 193.7699 | 0.0063876 | 2046 | Mitigation | 0.95 | 45 | 0 | esc | 0.00097009 | 3.1979e-08 | 0.00097009 | 3.1979e-08
[79 empty] | WLDFR | HFTD - Distribution - Tier 2 - 5QU CoRE ¦ 2QU LoRE | Non-Red Flag Warning - Small Fires | 2047 | 5.0344e-06 | 5.0344e-06 | 0.095486 | 0.044306 | 0.0019228 | 0.049257 | 0 | 0 | 0.0055144 | 4.8071e-07 | 0 | 4.8071e-07 | 4.8071e-07 | 0 | 4.8071e-07 | 0 | 1.0985e-07 | 2.408e-07 | 0 | 2.408e-07 | 0 | 3.6621e-08 | 7.3242e-08 | 0 | 7.3242e-08 | [12 empty] | 7.3.3.17.5 (Remote Grid) Updates to grid topology to minimize risk of ignition in HFTDs Remote GridWLDFRContaminationAggregated | WLDFR | HFTD - Distribution - Tier 2 - 2QU CoRE ¦ 1QU LoRE | Non-Red Flag Warning - Small Fires | Contamination | Aggregated | 2047 | 3.2965e-05 | 193.7699 | 0.0063876 | 2047 | Mitigation | 0.95 | 45 | 0 | esc | 0.00097009 | 3.1979e-08 | 0.00097009 | 3.1979e-08
[79 empty] | WLDFR | HFTD - Distribution - Tier 2 - 5QU CoRE ¦ 2QU LoRE | Non-Red Flag Warning - Small Fires | 2048 | 5.0344e-06 | 5.0344e-06 | 0.10007 | 0.04626 | 0.0020076 | 0.051804 | 0 | 0 | 0.0055144 | 5.038e-07 | 0 | 5.038e-07 | 5.038e-07 | 0 | 5.038e-07 | 0 | 1.0985e-07 | 2.408e-07 | 0 | 2.408e-07 | 0 | 3.6621e-08 | 7.3242e-08 | 0 | 7.3242e-08 | [12 empty] | 7.3.3.17.5 (Remote Grid) Updates to grid topology to minimize risk of ignition in HFTDs Remote GridWLDFRContaminationAggregated | WLDFR | HFTD - Distribution - Tier 2 - 2QU CoRE ¦ 1QU LoRE | Non-Red Flag Warning - Small Fires | Contamination | Aggregated | 2048 | 3.2965e-05 | 193.7699 | 0.0063876 | 2048 | Mitigation | 0.95 | 45 | 0 | esc | 0.00097009 | 3.1979e-08 | 0.00097009 | 3.1979e-08
[79 empty] | WLDFR | HFTD - Distribution - Tier 2 - 5QU CoRE ¦ 2QU LoRE | Non-Red Flag Warning - Small Fires | 2049 | 5.0344e-06 | 5.0344e-06 | 0.10007 | 0.04626 | 0.0020076 | 0.051804 | 0 | 0 | 0.0055144 | 5.038e-07 | 0 | 5.038e-07 | 5.038e-07 | 0 | 5.038e-07 | 0 | 1.0985e-07 | 2.408e-07 | 0 | 2.408e-07 | 0 | 3.6621e-08 | 7.3242e-08 | 0 | 7.3242e-08 | [12 empty] | 7.3.3.17.5 (Remote Grid) Updates to grid topology to minimize risk of ignition in HFTDs Remote GridWLDFRContaminationAggregated | WLDFR | HFTD - Distribution - Tier 2 - 2QU CoRE ¦ 1QU LoRE | Non-Red Flag Warning - Small Fires | Contamination | Aggregated | 2049 | 3.2965e-05 | 193.7699 | 0.0063876 | 2049 | Mitigation | 0.95 | 45 | 0 | esc | 0.00097009 | 3.1979e-08 | 0.00097009 | 3.1979e-08
[79 empty] | WLDFR | HFTD - Distribution - Tier 2 - 5QU CoRE ¦ 2QU LoRE | Non-Red Flag Warning - Small Fires | 2050 | 5.0344e-06 | 5.0344e-06 | 0.10007 | 0.04626 | 0.0020076 | 0.051804 | 0 | 0 | 0.0055144 | 5.038e-07 | 0 | 5.038e-07 | 5.038e-07 | 0 | 5.038e-07 | 0 | 1.0985e-07 | 2.408e-07 | 0 | 2.408e-07 | 0 | 3.6621e-08 | 7.3242e-08 | 0 | 7.3242e-08 | [12 empty] | 7.3.3.17.5 (Remote Grid) Updates to grid topology to minimize risk of ignition in HFTDs Remote GridWLDFRContaminationAggregated | WLDFR | HFTD - Distribution - Tier 2 - 2QU CoRE ¦ 1QU LoRE | Non-Red Flag Warning - Small Fires | Contamination | Aggregated | 2050 | 3.2965e-05 | 193.7699 | 0.0063876 | 2050 | Mitigation | 0.95 | 45 | 0 | esc | 0.00097009 | 3.1979e-08 | 0.00097009 | 3.1979e-08
[79 empty] | WLDFR | HFTD - Distribution - Tier 2 - 5QU CoRE ¦ 2QU LoRE | Non-Red Flag Warning - Small Fires | 2051 | 5.0344e-06 | 5.0344e-06 | 0.10007 | 0.04626 | 0.0020076 | 0.051804 | 0 | 0 | 0.0055144 | 5.038e-07 | 0 | 5.038e-07 | 5.038e-07 | 0 | 5.038e-07 | 0 | 1.0985e-07 | 2.408e-07 | 0 | 2.408e-07 | 0 | 3.8078e-08 | 7.6155e-08 | 0 | 7.6155e-08 | [12 empty] | 7.3.3.17.5 (Remote Grid) Updates to grid topology to minimize risk of ignition in HFTDs Remote GridWLDFRContaminationAggregated | WLDFR | HFTD - Distribution - Tier 2 - 2QU CoRE ¦ 1QU LoRE | Non-Red Flag Warning - Small Fires | Contamination | Aggregated | 2051 | 3.2965e-05 | 193.7699 | 0.0063876 | 2051 | Mitigation | 0.95 | 45 | 0 | esc | 0.00097009 | 3.1979e-08 | 0.00097009 | 3.1979e-08
[79 empty] | WLDFR | HFTD - Distribution - Tier 2 - 5QU CoRE ¦ 2QU LoRE | Non-Red Flag Warning - Small Fires | 2052 | 5.0344e-06 | 5.0344e-06 | 0.10007 | 0.04626 | 0.0020076 | 0.051804 | 0 | 0 | 0.0055144 | 5.038e-07 | 0 | 5.038e-07 | 5.038e-07 | 0 | 5.038e-07 | 0 | 1.1669e-07 | 2.5578e-07 | 0 | 2.5578e-07 | 0 | 3.8078e-08 | 7.6155e-08 | 0 | 7.6155e-08 | [12 empty] | 7.3.3.17.5 (Remote Grid) Updates to grid topology to minimize risk of ignition in HFTDs Remote GridWLDFRContaminationAggregated | WLDFR | HFTD - Distribution - Tier 2 - 2QU CoRE ¦ 1QU LoRE | Non-Red Flag Warning - Small Fires | Contamination | Aggregated | 2052 | 3.2965e-05 | 193.7699 | 0.0063876 | 2052 | Mitigation | 0.95 | 45 | 0 | esc | 0.00097009 | 3.1979e-08 | 0.00097009 | 3.1979e-08
[79 empty] | WLDFR | HFTD - Distribution - Tier 2 - 5QU CoRE ¦ 2QU LoRE | Non-Red Flag Warning - Small Fires | 2053 | 5.0344e-06 | 5.0344e-06 | 0.10489 | 0.048274 | 0.002095 | 0.054525 | 0 | 0 | 0.0055144 | 5.2808e-07 | 0 | 5.2808e-07 | 5.2808e-07 | 0 | 5.2808e-07 | 0 | 1.1669e-07 | 2.5578e-07 | 0 | 2.5578e-07 | 0 | 3.8078e-08 | 7.6155e-08 | 0 | 7.6155e-08 | [12 empty] | 7.3.3.17.5 (Remote Grid) Updates to grid topology to minimize risk of ignition in HFTDs Remote GridWLDFRContaminationAggregated | WLDFR | HFTD - Distribution - Tier 2 - 2QU CoRE ¦ 1QU LoRE | Non-Red Flag Warning - Small Fires | Contamination | Aggregated | 2053 | 3.2965e-05 | 193.7699 | 0.0063876 | 2053 | Mitigation | 0.95 | 45 | 0 | esc | 0.00097009 | 3.1979e-08 | 0.00097009 | 3.1979e-08
[79 empty] | WLDFR | HFTD - Distribution - Tier 2 - 5QU CoRE ¦ 2QU LoRE | Non-Red Flag Warning - Small Fires | 2054 | 5.0344e-06 | 5.0344e-06 | 0.10489 | 0.048274 | 0.002095 | 0.054525 | 0 | 0 | 0.0055144 | 5.2808e-07 | 0 | 5.2808e-07 | 5.2808e-07 | 0 | 5.2808e-07 | 0 | 1.1669e-07 | 2.5578e-07 | 0 | 2.5578e-07 | 0 | 3.8078e-08 | 7.6155e-08 | 0 | 7.6155e-08 | [12 empty] | 7.3.3.17.5 (Remote Grid) Updates to grid topology to minimize risk of ignition in HFTDs Remote GridWLDFRContaminationAggregated | WLDFR | HFTD - Distribution - Tier 2 - 2QU CoRE ¦ 1QU LoRE | Non-Red Flag Warning - Small Fires | Contamination | Aggregated | 2054 | 3.2965e-05 | 193.7699 | 0.0063876 | 2054 | Mitigation | 0.95 | 45 | 0 | esc | 0.00097009 | 3.1979e-08 | 0.00097009 | 3.1979e-08
[79 empty] | WLDFR | HFTD - Distribution - Tier 2 - 5QU CoRE ¦ 2QU LoRE | Non-Red Flag Warning - Small Fires | 2055 | 5.0344e-06 | 5.0344e-06 | 0.10489 | 0.048274 | 0.002095 | 0.054525 | 0 | 0 | 0.0055144 | 5.2808e-07 | 0 | 5.2808e-07 | 5.2808e-07 | 0 | 5.2808e-07 | 0 | 1.1669e-07 | 2.5578e-07 | 0 | 2.5578e-07 | 0 | 3.8078e-08 | 7.6155e-08 | 0 | 7.6155e-08 | [12 empty] | 7.3.3.17.5 (Remote Grid) Updates to grid topology to minimize risk of ignition in HFTDs Remote GridWLDFRContaminationAggregated | WLDFR | HFTD - Distribution - Tier 2 - 2QU CoRE ¦ 1QU LoRE | Non-Red Flag Warning - Small Fires | Contamination | Aggregated | 2055 | 3.2965e-05 | 193.7699 | 0.0063876 | 2055 | Mitigation | 0.95 | 45 | 0 | esc | 0.00097009 | 3.1979e-08 | 0.00097009 | 3.1979e-08
[79 empty] | WLDFR | HFTD - Distribution - Tier 2 - 5QU CoRE ¦ 2QU LoRE | Non-Red Flag Warning - Small Fires | 2056 | 5.0344e-06 | 5.0344e-06 | 0.10489 | 0.048274 | 0.002095 | 0.054525 | 0 | 0 | 0.0055144 | 5.2808e-07 | 0 | 5.2808e-07 | 5.2808e-07 | 0 | 5.2808e-07 | 0 | 1.1669e-07 | 2.5578e-07 | 0 | 2.5578e-07 | 0 | 3.9719e-08 | 7.9439e-08 | 0 | 7.9439e-08 | [12 empty] | 7.3.3.17.5 (Remote Grid) Updates to grid topology to minimize risk of ignition in HFTDs Remote GridWLDFRContaminationAggregated | WLDFR | HFTD - Distribution - Tier 2 - 2QU CoRE ¦ 1QU LoRE | Non-Red Flag Warning - Small Fires | Contamination | Aggregated | 2056 | 3.2965e-05 | 193.7699 | 0.0063876 | 2056 | Mitigation | 0.95 | 45 | 0 | esc | 0.00097009 | 3.1979e-08 | 0.00097009 | 3.1979e-08
[79 empty] | WLDFR | HFTD - Distribution - Tier 2 - 5QU CoRE ¦ 2QU LoRE | Non-Red Flag Warning - Small Fires | 2057 | 5.0344e-06 | 5.0344e-06 | 0.10489 | 0.048274 | 0.002095 | 0.054525 | 0 | 0 | 0.0055144 | 5.2808e-07 | 0 | 5.2808e-07 | 5.2808e-07 | 0 | 5.2808e-07 | 0 | 1.2367e-07 | 2.711e-07 | 0 | 2.711e-07 | 0 | 3.9719e-08 | 7.9439e-08 | 0 | 7.9439e-08 | [12 empty] | 7.3.3.17.5 (Remote Grid) Updates to grid topology to minimize risk of ignition in HFTDs Remote GridWLDFRContaminationAggregated | WLDFR | HFTD - Distribution - Tier 2 - 2QU CoRE ¦ 1QU LoRE | Non-Red Flag Warning - Small Fires | Contamination | Aggregated | 2057 | 3.2965e-05 | 193.7699 | 0.0063876 | 2057 | Mitigation | 0.95 | 45 | 0 | esc | 0.00097009 | 3.1979e-08 | 0.00097009 | 3.1979e-08
[79 empty] | WLDFR | HFTD - Distribution - Tier 2 - 5QU CoRE ¦ 2QU LoRE | Non-Red Flag Warning - Small Fires | 2058 | 5.0344e-06 | 5.0344e-06 | 0.1099 | 0.050325 | 0.0021839 | 0.057393 | 0 | 0 | 0.0055144 | 5.5329e-07 | 0 | 5.5329e-07 | 5.5329e-07 | 0 | 5.5329e-07 | 0 | 1.2367e-07 | 2.711e-07 | 0 | 2.711e-07 | 0 | 3.9719e-08 | 7.9439e-08 | 0 | 7.9439e-08 | [12 empty] | 7.3.3.17.5 (Remote Grid) Updates to grid topology to minimize risk of ignition in HFTDs Remote GridWLDFRContaminationAggregated | WLDFR | HFTD - Distribution - Tier 2 - 2QU CoRE ¦ 1QU LoRE | Non-Red Flag Warning - Small Fires | Contamination | Aggregated | 2058 | 3.2965e-05 | 193.7699 | 0.0063876 | 2058 | Mitigation | 0.95 | 45 | 0 | esc | 0.00097009 | 3.1979e-08 | 0.00097009 | 3.1979e-08
[79 empty] | WLDFR | HFTD - Distribution - Tier 2 - 5QU CoRE ¦ 2QU LoRE | Non-Red Flag Warning - Small Fires | 2059 | 5.0344e-06 | 5.0344e-06 | 0.1099 | 0.050325 | 0.0021839 | 0.057393 | 0 | 0 | 0.0055144 | 5.5329e-07 | 0 | 5.5329e-07 | 5.5329e-07 | 0 | 5.5329e-07 | 0 | 1.2367e-07 | 2.711e-07 | 0 | 2.711e-07 | 0 | 3.9719e-08 | 7.9439e-08 | 0 | 7.9439e-08 | [12 empty] | 7.3.3.17.5 (Remote Grid) Updates to grid topology to minimize risk of ignition in HFTDs Remote GridWLDFRContaminationAggregated | WLDFR | HFTD - Distribution - Tier 2 - 2QU CoRE ¦ 1QU LoRE | Non-Red Flag Warning - Small Fires | Contamination | Aggregated | 2059 | 3.2965e-05 | 193.7699 | 0.0063876 | 2059 | Mitigation | 0.95 | 45 | 0 | esc | 0.00097009 | 3.1979e-08 | 0.00097009 | 3.1979e-08
[79 empty] | WLDFR | HFTD - Distribution - Tier 2 - 5QU CoRE ¦ 2QU LoRE | Non-Red Flag Warning - Small Fires | 2060 | 5.0344e-06 | 5.0344e-06 | 0.1099 | 0.050325 | 0.0021839 | 0.057393 | 0 | 0 | 0.0055144 | 5.5329e-07 | 0 | 5.5329e-07 | 5.5329e-07 | 0 | 5.5329e-07 | 0 | 0 | 2.711e-07 | 0 | 2.711e-07 | 0 | 3.9719e-08 | 7.9439e-08 | 0 | 7.9439e-08 | [12 empty] | 7.3.3.17.5 (Remote Grid) Updates to grid topology to minimize risk of ignition in HFTDs Remote GridWLDFRContaminationAggregated | WLDFR | HFTD - Distribution - Tier 2 - 2QU CoRE ¦ 1QU LoRE | Non-Red Flag Warning - Small Fires | Contamination | Aggregated | 2060 | 3.2965e-05 | 193.7699 | 0.0063876 | 2060 | Mitigation | 0.95 | 45 | 0 | esc | 0.00097009 | 3.1979e-08 | 0.00097009 | 3.1979e-08
[79 empty] | WLDFR | HFTD - Distribution - Tier 2 - 5QU CoRE ¦ 2QU LoRE | Non-Red Flag Warning - Small Fires | 2061 | 5.0344e-06 | 5.0344e-06 | 0.1099 | 0.050325 | 0.0021839 | 0.057393 | 0 | 0 | 0.0055144 | 5.5329e-07 | 0 | 5.5329e-07 | 5.5329e-07 | 0 | 5.5329e-07 | 0 | 0 | 0 | 0 | 0 | 0 | 4.1529e-08 | 8.3058e-08 | 0 | 8.3058e-08 | [12 empty] | 7.3.3.17.5 (Remote Grid) Updates to grid topology to minimize risk of ignition in HFTDs Remote GridWLDFRContaminationAggregated | WLDFR | HFTD - Distribution - Tier 2 - 2QU CoRE ¦ 1QU LoRE | Non-Red Flag Warning - Small Fires | Contamination | Aggregated | 2061 | 3.2965e-05 | 193.7699 | 0.0063876 | 2061 | Mitigation | 0.95 | 45 | 0 | esc | 0.00097009 | 3.1979e-08 | 0.00097009 | 3.1979e-08
[79 empty] | WLDFR | HFTD - Distribution - Tier 2 - 5QU CoRE ¦ 2QU LoRE | Non-Red Flag Warning - Small Fires | 2062 | 5.0344e-06 | 5.0344e-06 | 0.1099 | 0.050325 | 0.0021839 | 0.057393 | 0 | 0 | 0.0055144 | 5.5329e-07 | 0 | 5.5329e-07 | 5.5329e-07 | 0 | 5.5329e-07 | 0 | 2.136e-07 | 0 | 0 | 0 | 0 | 4.1529e-08 | 8.3058e-08 | 0 | 8.3058e-08 | [12 empty] | 7.3.3.17.5 (Remote Grid) Updates to grid topology to minimize risk of ignition in HFTDs Remote GridWLDFRContaminationAggregated | WLDFR | HFTD - Distribution - Tier 2 - 2QU CoRE ¦ 1QU LoRE | Non-Red Flag Warning - Small Fires | Contamination | Aggregated | 2062 | 3.2965e-05 | 193.7699 | 0.0063876 | 2062 | Mitigation | 0.95 | 45 | 0 | esc | 0.00097009 | 3.1979e-08 | 0.00097009 | 3.1979e-08
[79 empty] | WLDFR | HFTD - Distribution - Tier 2 - 5QU CoRE ¦ 2QU LoRE | Non-Red Flag Warning - Small Fires | 2063 | 5.0344e-06 | 5.0344e-06 | 0.11504 | 0.052388 | 0.0022734 | 0.060377 | 0 | 0 | 0.0055144 | 5.7914e-07 | 0 | 5.7914e-07 | 5.7914e-07 | 0 | 5.7914e-07 | 0 | 2.2047e-07 | 4.8328e-07 | 0 | 4.8328e-07 | 0 | 4.1529e-08 | 8.3058e-08 | 0 | 8.3058e-08 | [12 empty] | 7.3.3.17.5 (Remote Grid) Updates to grid topology to minimize risk of ignition in HFTDs Remote GridWLDFRContaminationAggregated | WLDFR | HFTD - Distribution - Tier 2 - 2QU CoRE ¦ 1QU LoRE | Non-Red Flag Warning - Small Fires | Contamination | Aggregated | 2063 | 3.2965e-05 | 193.7699 | 0.0063876 | 2063 | Mitigation | 0.95 | 45 | 0 | esc | 0.00097009 | 3.1979e-08 | 0.00097009 | 3.1979e-08
[79 empty] | WLDFR | HFTD - Distribution - Tier 2 - 5QU CoRE ¦ 2QU LoRE | Non-Red Flag Warning - Small Fires | 2064 | 5.0344e-06 | 5.0344e-06 | 0.11504 | 0.052388 | 0.0022734 | 0.060377 | 0 | 0 | 0.0055144 | 5.7914e-07 | 0 | 5.7914e-07 | 5.7914e-07 | 0 | 5.7914e-07 | 0 | 2.2047e-07 | 4.8328e-07 | 0 | 4.8328e-07 | 0 | 4.1529e-08 | 8.3058e-08 | 0 | 8.3058e-08 | [12 empty] | 7.3.3.17.5 (Remote Grid) Updates to grid topology to minimize risk of ignition in HFTDs Remote GridWLDFRContaminationAggregated | WLDFR | HFTD - Distribution - Tier 2 - 2QU CoRE ¦ 1QU LoRE | Non-Red Flag Warning - Small Fires | Contamination | Aggregated | 2064 | 3.2965e-05 | 193.7699 | 0.0063876 | 2064 | Mitigation | 0.95 | 45 | 0 | esc | 0.00097009 | 3.1979e-08 | 0.00097009 | 3.1979e-08
[79 empty] | WLDFR | HFTD - Distribution - Tier 2 - 5QU CoRE ¦ 2QU LoRE | Non-Red Flag Warning - Small Fires | 2065 | 5.0344e-06 | 5.0344e-06 | 0.11504 | 0.052388 | 0.0022734 | 0.060377 | 0 | 0 | 0.0055144 | 5.7914e-07 | 0 | 5.7914e-07 | 5.7914e-07 | 0 | 5.7914e-07 | 0 | 2.2047e-07 | 4.8328e-07 | 0 | 4.8328e-07 | 0 | 4.1529e-08 | 8.3058e-08 | 0 | 8.3058e-08 | [12 empty] | 7.3.3.17.5 (Remote Grid) Updates to grid topology to minimize risk of ignition in HFTDs Remote GridWLDFRContaminationAggregated | WLDFR | HFTD - Distribution - Tier 2 - 2QU CoRE ¦ 1QU LoRE | Non-Red Flag Warning - Small Fires | Contamination | Aggregated | 2065 | 3.2965e-05 | 193.7699 | 0.0063876 | 2065 | Mitigation | 0.95 | 45 | 0 | esc | 0.00097009 | 3.1979e-08 | 0.00097009 | 3.1979e-08
[79 empty] | WLDFR | HFTD - Distribution - Tier 2 - 5QU CoRE ¦ 2QU LoRE | Non-Red Flag Warning - Small Fires | 2066 | 5.0344e-06 | 5.0344e-06 | 0.11504 | 0.052388 | 0.0022734 | 0.060377 | 0 | 0 | 0.0055144 | 5.7914e-07 | 0 | 5.7914e-07 | 5.7914e-07 | 0 | 5.7914e-07 | 0 | 2.2047e-07 | 4.8328e-07 | 0 | 4.8328e-07 | 0 | 4.3488e-08 | 8.6976e-08 | 0 | 8.6976e-08 | [12 empty] | 7.3.3.17.5 (Remote Grid) Updates to grid topology to minimize risk of ignition in HFTDs Remote GridWLDFRContaminationAggregated | WLDFR | HFTD - Distribution - Tier 2 - 2QU CoRE ¦ 1QU LoRE | Non-Red Flag Warning - Small Fires | Contamination | Aggregated | 2066 | 3.2965e-05 | 193.7699 | 0.0063876 | 2066 | Mitigation | 0.95 | 45 | 0 | esc | 0.00097009 | 3.1979e-08 | 0.00097009 | 3.1979e-08
[79 empty] | WLDFR | HFTD - Distribution - Tier 2 - 5QU CoRE ¦ 2QU LoRE | Non-Red Flag Warning - Small Fires | 2067 | 0 | 5.0344e-06 | 0.11504 | 0.052388 | 0.0022734 | 0.060377 | 0 | 0 | 0.0055144 | 0 | 0 | 0 | 5.7914e-07 | 0 | 5.7914e-07 | 0 | 2.2047e-07 | 4.8328e-07 | 0 | 4.8328e-07 | 0 | 4.3488e-08 | 8.6976e-08 | 0 | 8.6976e-08 | [12 empty] | 7.3.3.17.5 (Remote Grid) Updates to grid topology to minimize risk of ignition in HFTDs Remote GridWLDFRContaminationAggregated | WLDFR | HFTD - Distribution - Tier 2 - 2QU CoRE ¦ 1QU LoRE | Non-Red Flag Warning - Small Fires | Contamination | Aggregated | 2067 | 3.2965e-05 | 193.7699 | 0.0063876 | 2067 | Mitigation | 0.95 | 45 | 0 | esc | 0 | 0 | 0.00097009 | 3.1979e-08
[79 empty] | WLDFR | HFTD - Distribution - Tier 2 - 5QU CoRE ¦ 2QU LoRE | Red Flag Warning - Catastrophic Fires | 2022 | 2.0342e-09 | 0 | 14146.1306 | 222.2294 | 8585.7228 | 5338.1784 | 0 | 0 | 2.0969e-06 | 2.8776e-05 | 0 | 2.8776e-05 | 0 | 0 | 0 | 0 | 2.2924e-07 | 5.025e-07 | 0 | 5.025e-07 | 0 | 4.3488e-08 | 8.6976e-08 | 0 | 8.6976e-08 | [12 empty] | 7.3.3.17.5 (Remote Grid) Updates to grid topology to minimize risk of ignition in HFTDs Remote GridWLDFREquipment / facility failureAggregated | WLDFR | HFTD - Distribution - Tier 2 - 2QU CoRE ¦ 1QU LoRE | Non-Red Flag Warning - Small Fires | Equipment / facility failure | Aggregated | 2022 | 0.0023374 | 193.7699 | 0.45292 | 2022 | Mitigation | 0.95 | 45 | 0 | esc | 0.00097009 | 2.2675e-06 | 0 | 0
[79 empty] | WLDFR | HFTD - Distribution - Tier 2 - 5QU CoRE ¦ 2QU LoRE | Red Flag Warning - Catastrophic Fires | 2023 | 2.0342e-09 | 2.0342e-09 | 14664.6376 | 233.2301 | 8896.516 | 5534.8915 | 0 | 0 | 2.0969e-06 | 2.983e-05 | 0 | 2.983e-05 | 2.983e-05 | 0 | 2.983e-05 | 0 | 2.2924e-07 | 5.025e-07 | 0 | 5.025e-07 | 0 | 4.3488e-08 | 8.6976e-08 | 0 | 8.6976e-08 | [12 empty] | 7.3.3.17.5 (Remote Grid) Updates to grid topology to minimize risk of ignition in HFTDs Remote GridWLDFREquipment / facility failureAggregated | WLDFR | HFTD - Distribution - Tier 2 - 2QU CoRE ¦ 1QU LoRE | Non-Red Flag Warning - Small Fires | Equipment / facility failure | Aggregated | 2023 | 0.0023374 | 193.7699 | 0.45292 | 2023 | Mitigation | 0.95 | 45 | 0 | esc | 0.00097009 | 2.2675e-06 | 0.00097009 | 2.2675e-06
[79 empty] | WLDFR | HFTD - Distribution - Tier 2 - 5QU CoRE ¦ 2QU LoRE | Red Flag Warning - Catastrophic Fires | 2024 | 2.0342e-09 | 2.0342e-09 | 14664.6376 | 233.2301 | 8896.516 | 5534.8915 | 0 | 0 | 2.0969e-06 | 2.983e-05 | 0 | 2.983e-05 | 2.983e-05 | 0 | 2.983e-05 | 0 | 2.2924e-07 | 5.025e-07 | 0 | 5.025e-07 | 0 | 4.3488e-08 | 8.6976e-08 | 0 | 8.6976e-08 | [12 empty] | 7.3.3.17.5 (Remote Grid) Updates to grid topology to minimize risk of ignition in HFTDs Remote GridWLDFREquipment / facility failureAggregated | WLDFR | HFTD - Distribution - Tier 2 - 2QU CoRE ¦ 1QU LoRE | Non-Red Flag Warning - Small Fires | Equipment / facility failure | Aggregated | 2024 | 0.0023374 | 193.7699 | 0.45292 | 2024 | Mitigation | 0.95 | 45 | 0 | esc | 0.00097009 | 2.2675e-06 | 0.00097009 | 2.2675e-06
[79 empty] | WLDFR | HFTD - Distribution - Tier 2 - 5QU CoRE ¦ 2QU LoRE | Red Flag Warning - Catastrophic Fires | 2025 | 2.0342e-09 | 2.0342e-09 | 14664.6376 | 233.2301 | 8896.516 | 5534.8915 | 0 | 0 | 2.0969e-06 | 2.983e-05 | 0 | 2.983e-05 | 2.983e-05 | 0 | 2.983e-05 | 0 | 2.2924e-07 | 5.025e-07 | 0 | 5.025e-07 | 0 | 4.5577e-08 | 9.1153e-08 | 0 | 9.1153e-08 | [12 empty] | 7.3.3.17.5 (Remote Grid) Updates to grid topology to minimize risk of ignition in HFTDs Remote GridWLDFREquipment / facility failureAggregated | WLDFR | HFTD - Distribution - Tier 2 - 2QU CoRE ¦ 1QU LoRE | Non-Red Flag Warning - Small Fires | Equipment / facility failure | Aggregated | 2025 | 0.0023374 | 193.7699 | 0.45292 | 2025 | Mitigation | 0.95 | 45 | 0 | esc | 0.00097009 | 2.2675e-06 | 0.00097009 | 2.2675e-06
[79 empty] | WLDFR | HFTD - Distribution - Tier 2 - 5QU CoRE ¦ 2QU LoRE | Red Flag Warning - Catastrophic Fires | 2026 | 2.0342e-09 | 2.0342e-09 | 14664.6376 | 233.2301 | 8896.516 | 5534.8915 | 0 | 0 | 2.0969e-06 | 2.983e-05 | 0 | 2.983e-05 | 2.983e-05 | 0 | 2.983e-05 | 0 | 2.2924e-07 | 5.025e-07 | 0 | 5.025e-07 | 0 | 4.5577e-08 | 9.1153e-08 | 0 | 9.1153e-08 | [12 empty] | 7.3.3.17.5 (Remote Grid) Updates to grid topology to minimize risk of ignition in HFTDs Remote GridWLDFREquipment / facility failureAggregated | WLDFR | HFTD - Distribution - Tier 2 - 2QU CoRE ¦ 1QU LoRE | Non-Red Flag Warning - Small Fires | Equipment / facility failure | Aggregated | 2026 | 0.0023374 | 193.7699 | 0.45292 | 2026 | Mitigation | 0.95 | 45 | 0 | esc | 0.00097009 | 2.2675e-06 | 0.00097009 | 2.2675e-06
[79 empty] | WLDFR | HFTD - Distribution - Tier 2 - 5QU CoRE ¦ 2QU LoRE | Red Flag Warning - Catastrophic Fires | 2027 | 2.0342e-09 | 2.0342e-09 | 14664.6376 | 233.2301 | 8896.516 | 5534.8915 | 0 | 0 | 2.0969e-06 | 2.983e-05 | 0 | 2.983e-05 | 2.983e-05 | 0 | 2.983e-05 | 0 | 2.3912e-07 | 5.2417e-07 | 0 | 5.2417e-07 | 0 | 4.5577e-08 | 9.1153e-08 | 0 | 9.1153e-08 | [12 empty] | 7.3.3.17.5 (Remote Grid) Updates to grid topology to minimize risk of ignition in HFTDs Remote GridWLDFREquipment / facility failureAggregated | WLDFR | HFTD - Distribution - Tier 2 - 2QU CoRE ¦ 1QU LoRE | Non-Red Flag Warning - Small Fires | Equipment / facility failure | Aggregated | 2027 | 0.0023374 | 193.7699 | 0.45292 | 2027 | Mitigation | 0.95 | 45 | 0 | esc | 0.00097009 | 2.2675e-06 | 0.00097009 | 2.2675e-06
[79 empty] | WLDFR | HFTD - Distribution - Tier 2 - 5QU CoRE ¦ 2QU LoRE | Red Flag Warning - Catastrophic Fires | 2028 | 2.0342e-09 | 2.0342e-09 | 15317.9909 | 247.273 | 9287.6491 | 5783.0689 | 0 | 0 | 2.0969e-06 | 3.1159e-05 | 0 | 3.1159e-05 | 3.1159e-05 | 0 | 3.1159e-05 | 0 | 2.3912e-07 | 5.2417e-07 | 0 | 5.2417e-07 | 0 | 4.5577e-08 | 9.1153e-08 | 0 | 9.1153e-08 | [12 empty] | 7.3.3.17.5 (Remote Grid) Updates to grid topology to minimize risk of ignition in HFTDs Remote GridWLDFREquipment / facility failureAggregated | WLDFR | HFTD - Distribution - Tier 2 - 2QU CoRE ¦ 1QU LoRE | Non-Red Flag Warning - Small Fires | Equipment / facility failure | Aggregated | 2028 | 0.0023374 | 193.7699 | 0.45292 | 2028 | Mitigation | 0.95 | 45 | 0 | esc | 0.00097009 | 2.2675e-06 | 0.00097009 | 2.2675e-06
[79 empty] | WLDFR | HFTD - Distribution - Tier 2 - 5QU CoRE ¦ 2QU LoRE | Red Flag Warning - Catastrophic Fires | 2029 | 2.0342e-09 | 2.0342e-09 | 15317.9909 | 247.273 | 9287.6491 | 5783.0689 | 0 | 0 | 2.0969e-06 | 3.1159e-05 | 0 | 3.1159e-05 | 3.1159e-05 | 0 | 3.1159e-05 | 0 | 2.3912e-07 | 5.2417e-07 | 0 | 5.2417e-07 | 0 | 0 | 9.1153e-08 | 0 | 9.1153e-08 | [12 empty] | 7.3.3.17.5 (Remote Grid) Updates to grid topology to minimize risk of ignition in HFTDs Remote GridWLDFREquipment / facility failureAggregated | WLDFR | HFTD - Distribution - Tier 2 - 2QU CoRE ¦ 1QU LoRE | Non-Red Flag Warning - Small Fires | Equipment / facility failure | Aggregated | 2029 | 0.0023374 | 193.7699 | 0.45292 | 2029 | Mitigation | 0.95 | 45 | 0 | esc | 0.00097009 | 2.2675e-06 | 0.00097009 | 2.2675e-06
[79 empty] | WLDFR | HFTD - Distribution - Tier 2 - 5QU CoRE ¦ 2QU LoRE | Red Flag Warning - Catastrophic Fires | 2030 | 2.0342e-09 | 2.0342e-09 | 15317.9909 | 247.273 | 9287.6491 | 5783.0689 | 0 | 0 | 2.0969e-06 | 3.1159e-05 | 0 | 3.1159e-05 | 3.1159e-05 | 0 | 3.1159e-05 | 0 | 2.3912e-07 | 5.2417e-07 | 0 | 5.2417e-07 | 0 | 0 | 0 | 0 | 0 | [12 empty] | 7.3.3.17.5 (Remote Grid) Updates to grid topology to minimize risk of ignition in HFTDs Remote GridWLDFREquipment / facility failureAggregated | WLDFR | HFTD - Distribution - Tier 2 - 2QU CoRE ¦ 1QU LoRE | Non-Red Flag Warning - Small Fires | Equipment / facility failure | Aggregated | 2030 | 0.0023374 | 193.7699 | 0.45292 | 2030 | Mitigation | 0.95 | 45 | 0 | esc | 0.00097009 | 2.2675e-06 | 0.00097009 | 2.2675e-06
[79 empty] | WLDFR | HFTD - Distribution - Tier 2 - 5QU CoRE ¦ 2QU LoRE | Red Flag Warning - Catastrophic Fires | 2031 | 2.0342e-09 | 2.0342e-09 | 15317.9909 | 247.273 | 9287.6491 | 5783.0689 | 0 | 0 | 2.0969e-06 | 3.1159e-05 | 0 | 3.1159e-05 | 3.1159e-05 | 0 | 3.1159e-05 | 0 | 2.3912e-07 | 5.2417e-07 | 0 | 5.2417e-07 | 0 | 0 | 0 | 0 | 0 | [12 empty] | 7.3.3.17.5 (Remote Grid) Updates to grid topology to minimize risk of ignition in HFTDs Remote GridWLDFREquipment / facility failureAggregated | WLDFR | HFTD - Distribution - Tier 2 - 2QU CoRE ¦ 1QU LoRE | Non-Red Flag Warning - Small Fires | Equipment / facility failure | Aggregated | 2031 | 0.0023374 | 193.7699 | 0.45292 | 2031 | Mitigation | 0.95 | 45 | 0 | esc | 0.00097009 | 2.2675e-06 | 0.00097009 | 2.2675e-06
[79 empty] | WLDFR | HFTD - Distribution - Tier 2 - 5QU CoRE ¦ 2QU LoRE | Red Flag Warning - Catastrophic Fires | 2032 | 2.0342e-09 | 2.0342e-09 | 15317.9909 | 247.273 | 9287.6491 | 5783.0689 | 0 | 0 | 2.0969e-06 | 3.1159e-05 | 0 | 3.1159e-05 | 3.1159e-05 | 0 | 3.1159e-05 | 0 | 2.5002e-07 | 5.4805e-07 | 0 | 5.4805e-07 | 0 | 5.6246e-05 | 0 | 0 | 0 | [12 empty] | 7.3.3.17.5 (Remote Grid) Updates to grid topology to minimize risk of ignition in HFTDs Remote GridWLDFREquipment / facility failureAggregated | WLDFR | HFTD - Distribution - Tier 2 - 2QU CoRE ¦ 1QU LoRE | Non-Red Flag Warning - Small Fires | Equipment / facility failure | Aggregated | 2032 | 0.0023374 | 193.7699 | 0.45292 | 2032 | Mitigation | 0.95 | 45 | 0 | esc | 0.00097009 | 2.2675e-06 | 0.00097009 | 2.2675e-06
[79 empty] | WLDFR | HFTD - Distribution - Tier 2 - 5QU CoRE ¦ 2QU LoRE | Red Flag Warning - Catastrophic Fires | 2033 | 2.0342e-09 | 2.0342e-09 | 16044.1264 | 263.1074 | 9721.74 | 6059.2791 | 0 | 0 | 2.0969e-06 | 3.2636e-05 | 0 | 3.2636e-05 | 3.2636e-05 | 0 | 3.2636e-05 | 0 | 2.5002e-07 | 5.4805e-07 | 0 | 5.4805e-07 | 0 | 5.8308e-05 | 0.00011662 | 0 | 0.00011662 | [12 empty] | 7.3.3.17.5 (Remote Grid) Updates to grid topology to minimize risk of ignition in HFTDs Remote GridWLDFREquipment / facility failureAggregated | WLDFR | HFTD - Distribution - Tier 2 - 2QU CoRE ¦ 1QU LoRE | Non-Red Flag Warning - Small Fires | Equipment / facility failure | Aggregated | 2033 | 0.0023374 | 193.7699 | 0.45292 | 2033 | Mitigation | 0.95 | 45 | 0 | esc | 0.00097009 | 2.2675e-06 | 0.00097009 | 2.2675e-06
[79 empty] | WLDFR | HFTD - Distribution - Tier 2 - 5QU CoRE ¦ 2QU LoRE | Red Flag Warning - Catastrophic Fires | 2034 | 2.0342e-09 | 2.0342e-09 | 16044.1264 | 263.1074 | 9721.74 | 6059.2791 | 0 | 0 | 2.0969e-06 | 3.2636e-05 | 0 | 3.2636e-05 | 3.2636e-05 | 0 | 3.2636e-05 | 0 | 2.5002e-07 | 5.4805e-07 | 0 | 5.4805e-07 | 0 | 5.8308e-05 | 0.00011662 | 0 | 0.00011662 | [12 empty] | 7.3.3.17.5 (Remote Grid) Updates to grid topology to minimize risk of ignition in HFTDs Remote GridWLDFREquipment / facility failureAggregated | WLDFR | HFTD - Distribution - Tier 2 - 2QU CoRE ¦ 1QU LoRE | Non-Red Flag Warning - Small Fires | Equipment / facility failure | Aggregated | 2034 | 0.0023374 | 193.7699 | 0.45292 | 2034 | Mitigation | 0.95 | 45 | 0 | esc | 0.00097009 | 2.2675e-06 | 0.00097009 | 2.2675e-06
[79 empty] | WLDFR | HFTD - Distribution - Tier 2 - 5QU CoRE ¦ 2QU LoRE | Red Flag Warning - Catastrophic Fires | 2035 | 2.0342e-09 | 2.0342e-09 | 16044.1264 | 263.1074 | 9721.74 | 6059.2791 | 0 | 0 | 2.0969e-06 | 3.2636e-05 | 0 | 3.2636e-05 | 3.2636e-05 | 0 | 3.2636e-05 | 0 | 2.5002e-07 | 5.4805e-07 | 0 | 5.4805e-07 | 0 | 5.8308e-05 | 0.00011662 | 0 | 0.00011662 | [12 empty] | 7.3.3.17.5 (Remote Grid) Updates to grid topology to minimize risk of ignition in HFTDs Remote GridWLDFREquipment / facility failureAggregated | WLDFR | HFTD - Distribution - Tier 2 - 2QU CoRE ¦ 1QU LoRE | Non-Red Flag Warning - Small Fires | Equipment / facility failure | Aggregated | 2035 | 0.0023374 | 193.7699 | 0.45292 | 2035 | Mitigation | 0.95 | 45 | 0 | esc | 0.00097009 | 2.2675e-06 | 0.00097009 | 2.2675e-06
[79 empty] | WLDFR | HFTD - Distribution - Tier 2 - 5QU CoRE ¦ 2QU LoRE | Red Flag Warning - Catastrophic Fires | 2036 | 2.0342e-09 | 2.0342e-09 | 16044.1264 | 263.1074 | 9721.74 | 6059.2791 | 0 | 0 | 2.0969e-06 | 3.2636e-05 | 0 | 3.2636e-05 | 3.2636e-05 | 0 | 3.2636e-05 | 0 | 2.5002e-07 | 5.4805e-07 | 0 | 5.4805e-07 | 0 | 5.8308e-05 | 0.00011662 | 0 | 0.00011662 | [12 empty] | 7.3.3.17.5 (Remote Grid) Updates to grid topology to minimize risk of ignition in HFTDs Remote GridWLDFREquipment / facility failureAggregated | WLDFR | HFTD - Distribution - Tier 2 - 2QU CoRE ¦ 1QU LoRE | Non-Red Flag Warning - Small Fires | Equipment / facility failure | Aggregated | 2036 | 0.0023374 | 193.7699 | 0.45292 | 2036 | Mitigation | 0.95 | 45 | 0 | esc | 0.00097009 | 2.2675e-06 | 0.00097009 | 2.2675e-06
[79 empty] | WLDFR | HFTD - Distribution - Tier 2 - 5QU CoRE ¦ 2QU LoRE | Red Flag Warning - Catastrophic Fires | 2037 | 2.0342e-09 | 2.0342e-09 | 16044.1264 | 263.1074 | 9721.74 | 6059.2791 | 0 | 0 | 2.0969e-06 | 3.2636e-05 | 0 | 3.2636e-05 | 3.2636e-05 | 0 | 3.2636e-05 | 0 | 2.6181e-07 | 5.739e-07 | 0 | 5.739e-07 | 0 | 5.8308e-05 | 0.00011662 | 0 | 0.00011662 | [12 empty] | 7.3.3.17.5 (Remote Grid) Updates to grid topology to minimize risk of ignition in HFTDs Remote GridWLDFREquipment / facility failureAggregated | WLDFR | HFTD - Distribution - Tier 2 - 2QU CoRE ¦ 1QU LoRE | Non-Red Flag Warning - Small Fires | Equipment / facility failure | Aggregated | 2037 | 0.0023374 | 193.7699 | 0.45292 | 2037 | Mitigation | 0.95 | 45 | 0 | esc | 0.00097009 | 2.2675e-06 | 0.00097009 | 2.2675e-06
[79 empty] | WLDFR | HFTD - Distribution - Tier 2 - 5QU CoRE ¦ 2QU LoRE | Red Flag Warning - Catastrophic Fires | 2038 | 2.0342e-09 | 2.0342e-09 | 16832.3912 | 280.5544 | 10192.2718 | 6359.5651 | 0 | 0 | 2.0969e-06 | 3.424e-05 | 0 | 3.424e-05 | 3.424e-05 | 0 | 3.424e-05 | 0 | 2.6181e-07 | 5.739e-07 | 0 | 5.739e-07 | 0 | 6.0905e-05 | 0.00012181 | 0 | 0.00012181 | [12 empty] | 7.3.3.17.5 (Remote Grid) Updates to grid topology to minimize risk of ignition in HFTDs Remote GridWLDFREquipment / facility failureAggregated | WLDFR | HFTD - Distribution - Tier 2 - 2QU CoRE ¦ 1QU LoRE | Non-Red Flag Warning - Small Fires | Equipment / facility failure | Aggregated | 2038 | 0.0023374 | 193.7699 | 0.45292 | 2038 | Mitigation | 0.95 | 45 | 0 | esc | 0.00097009 | 2.2675e-06 | 0.00097009 | 2.2675e-06
[79 empty] | WLDFR | HFTD - Distribution - Tier 2 - 5QU CoRE ¦ 2QU LoRE | Red Flag Warning - Catastrophic Fires | 2039 | 2.0342e-09 | 2.0342e-09 | 16832.3912 | 280.5544 | 10192.2718 | 6359.5651 | 0 | 0 | 2.0969e-06 | 3.424e-05 | 0 | 3.424e-05 | 3.424e-05 | 0 | 3.424e-05 | 0 | 2.6181e-07 | 5.739e-07 | 0 | 5.739e-07 | 0 | 6.0905e-05 | 0.00012181 | 0 | 0.00012181 | [12 empty] | 7.3.3.17.5 (Remote Grid) Updates to grid topology to minimize risk of ignition in HFTDs Remote GridWLDFREquipment / facility failureAggregated | WLDFR | HFTD - Distribution - Tier 2 - 2QU CoRE ¦ 1QU LoRE | Non-Red Flag Warning - Small Fires | Equipment / facility failure | Aggregated | 2039 | 0.0023374 | 193.7699 | 0.45292 | 2039 | Mitigation | 0.95 | 45 | 0 | esc | 0.00097009 | 2.2675e-06 | 0.00097009 | 2.2675e-06
[79 empty] | WLDFR | HFTD - Distribution - Tier 2 - 5QU CoRE ¦ 2QU LoRE | Red Flag Warning - Catastrophic Fires | 2040 | 2.0342e-09 | 2.0342e-09 | 16832.3912 | 280.5544 | 10192.2718 | 6359.5651 | 0 | 0 | 2.0969e-06 | 3.424e-05 | 0 | 3.424e-05 | 3.424e-05 | 0 | 3.424e-05 | 0 | 2.6181e-07 | 5.739e-07 | 0 | 5.739e-07 | 0 | 6.0905e-05 | 0.00012181 | 0 | 0.00012181 | [12 empty] | 7.3.3.17.5 (Remote Grid) Updates to grid topology to minimize risk of ignition in HFTDs Remote GridWLDFREquipment / facility failureAggregated | WLDFR | HFTD - Distribution - Tier 2 - 2QU CoRE ¦ 1QU LoRE | Non-Red Flag Warning - Small Fires | Equipment / facility failure | Aggregated | 2040 | 0.0023374 | 193.7699 | 0.45292 | 2040 | Mitigation | 0.95 | 45 | 0 | esc | 0.00097009 | 2.2675e-06 | 0.00097009 | 2.2675e-06
[79 empty] | WLDFR | HFTD - Distribution - Tier 2 - 5QU CoRE ¦ 2QU LoRE | Red Flag Warning - Catastrophic Fires | 2041 | 2.0342e-09 | 2.0342e-09 | 16832.3912 | 280.5544 | 10192.2718 | 6359.5651 | 0 | 0 | 2.0969e-06 | 3.424e-05 | 0 | 3.424e-05 | 3.424e-05 | 0 | 3.424e-05 | 0 | 2.6181e-07 | 5.739e-07 | 0 | 5.739e-07 | 0 | 6.0905e-05 | 0.00012181 | 0 | 0.00012181 | [12 empty] | 7.3.3.17.5 (Remote Grid) Updates to grid topology to minimize risk of ignition in HFTDs Remote GridWLDFREquipment / facility failureAggregated | WLDFR | HFTD - Distribution - Tier 2 - 2QU CoRE ¦ 1QU LoRE | Non-Red Flag Warning - Small Fires | Equipment / facility failure | Aggregated | 2041 | 0.0023374 | 193.7699 | 0.45292 | 2041 | Mitigation | 0.95 | 45 | 0 | esc | 0.00097009 | 2.2675e-06 | 0.00097009 | 2.2675e-06
[79 empty] | WLDFR | HFTD - Distribution - Tier 2 - 5QU CoRE ¦ 2QU LoRE | Red Flag Warning - Catastrophic Fires | 2042 | 2.0342e-09 | 2.0342e-09 | 16832.3912 | 280.5544 | 10192.2718 | 6359.5651 | 0 | 0 | 2.0969e-06 | 3.424e-05 | 0 | 3.424e-05 | 3.424e-05 | 0 | 3.424e-05 | 0 | 2.7439e-07 | 6.0146e-07 | 0 | 6.0146e-07 | 0 | 6.0905e-05 | 0.00012181 | 0 | 0.00012181 | [12 empty] | 7.3.3.17.5 (Remote Grid) Updates to grid topology to minimize risk of ignition in HFTDs Remote GridWLDFREquipment / facility failureAggregated | WLDFR | HFTD - Distribution - Tier 2 - 2QU CoRE ¦ 1QU LoRE | Non-Red Flag Warning - Small Fires | Equipment / facility failure | Aggregated | 2042 | 0.0023374 | 193.7699 | 0.45292 | 2042 | Mitigation | 0.95 | 45 | 0 | esc | 0.00097009 | 2.2675e-06 | 0.00097009 | 2.2675e-06
[79 empty] | WLDFR | HFTD - Distribution - Tier 2 - 5QU CoRE ¦ 2QU LoRE | Red Flag Warning - Catastrophic Fires | 2043 | 2.0342e-09 | 2.0342e-09 | 17672.0852 | 299.42 | 10692.7362 | 6679.929 | 0 | 0 | 2.0969e-06 | 3.5948e-05 | 0 | 3.5948e-05 | 3.5948e-05 | 0 | 3.5948e-05 | 0 | 2.7439e-07 | 6.0146e-07 | 0 | 6.0146e-07 | 0 | 6.3793e-05 | 0.00012759 | 0 | 0.00012759 | [12 empty] | 7.3.3.17.5 (Remote Grid) Updates to grid topology to minimize risk of ignition in HFTDs Remote GridWLDFREquipment / facility failureAggregated | WLDFR | HFTD - Distribution - Tier 2 - 2QU CoRE ¦ 1QU LoRE | Non-Red Flag Warning - Small Fires | Equipment / facility failure | Aggregated | 2043 | 0.0023374 | 193.7699 | 0.45292 | 2043 | Mitigation | 0.95 | 45 | 0 | esc | 0.00097009 | 2.2675e-06 | 0.00097009 | 2.2675e-06
[79 empty] | WLDFR | HFTD - Distribution - Tier 2 - 5QU CoRE ¦ 2QU LoRE | Red Flag Warning - Catastrophic Fires | 2044 | 2.0342e-09 | 2.0342e-09 | 17672.0852 | 299.42 | 10692.7362 | 6679.929 | 0 | 0 | 2.0969e-06 | 3.5948e-05 | 0 | 3.5948e-05 | 3.5948e-05 | 0 | 3.5948e-05 | 0 | 2.7439e-07 | 6.0146e-07 | 0 | 6.0146e-07 | 0 | 6.3793e-05 | 0.00012759 | 0 | 0.00012759 | [12 empty] | 7.3.3.17.5 (Remote Grid) Updates to grid topology to minimize risk of ignition in HFTDs Remote GridWLDFREquipment / facility failureAggregated | WLDFR | HFTD - Distribution - Tier 2 - 2QU CoRE ¦ 1QU LoRE | Non-Red Flag Warning - Small Fires | Equipment / facility failure | Aggregated | 2044 | 0.0023374 | 193.7699 | 0.45292 | 2044 | Mitigation | 0.95 | 45 | 0 | esc | 0.00097009 | 2.2675e-06 | 0.00097009 | 2.2675e-06
[79 empty] | WLDFR | HFTD - Distribution - Tier 2 - 5QU CoRE ¦ 2QU LoRE | Red Flag Warning - Catastrophic Fires | 2045 | 2.0342e-09 | 2.0342e-09 | 17672.0852 | 299.42 | 10692.7362 | 6679.929 | 0 | 0 | 2.0969e-06 | 3.5948e-05 | 0 | 3.5948e-05 | 3.5948e-05 | 0 | 3.5948e-05 | 0 | 2.7439e-07 | 6.0146e-07 | 0 | 6.0146e-07 | 0 | 6.3793e-05 | 0.00012759 | 0 | 0.00012759 | [12 empty] | 7.3.3.17.5 (Remote Grid) Updates to grid topology to minimize risk of ignition in HFTDs Remote GridWLDFREquipment / facility failureAggregated | WLDFR | HFTD - Distribution - Tier 2 - 2QU CoRE ¦ 1QU LoRE | Non-Red Flag Warning - Small Fires | Equipment / facility failure | Aggregated | 2045 | 0.0023374 | 193.7699 | 0.45292 | 2045 | Mitigation | 0.95 | 45 | 0 | esc | 0.00097009 | 2.2675e-06 | 0.00097009 | 2.2675e-06
[79 empty] | WLDFR | HFTD - Distribution - Tier 2 - 5QU CoRE ¦ 2QU LoRE | Red Flag Warning - Catastrophic Fires | 2046 | 2.0342e-09 | 2.0342e-09 | 17672.0852 | 299.42 | 10692.7362 | 6679.929 | 0 | 0 | 2.0969e-06 | 3.5948e-05 | 0 | 3.5948e-05 | 3.5948e-05 | 0 | 3.5948e-05 | 0 | 2.7439e-07 | 6.0146e-07 | 0 | 6.0146e-07 | 0 | 6.3793e-05 | 0.00012759 | 0 | 0.00012759 | [12 empty] | 7.3.3.17.5 (Remote Grid) Updates to grid topology to minimize risk of ignition in HFTDs Remote GridWLDFREquipment / facility failureAggregated | WLDFR | HFTD - Distribution - Tier 2 - 2QU CoRE ¦ 1QU LoRE | Non-Red Flag Warning - Small Fires | Equipment / facility failure | Aggregated | 2046 | 0.0023374 | 193.7699 | 0.45292 | 2046 | Mitigation | 0.95 | 45 | 0 | esc | 0.00097009 | 2.2675e-06 | 0.00097009 | 2.2675e-06
[79 empty] | WLDFR | HFTD - Distribution - Tier 2 - 5QU CoRE ¦ 2QU LoRE | Red Flag Warning - Catastrophic Fires | 2047 | 2.0342e-09 | 2.0342e-09 | 17672.0852 | 299.42 | 10692.7362 | 6679.929 | 0 | 0 | 2.0969e-06 | 3.5948e-05 | 0 | 3.5948e-05 | 3.5948e-05 | 0 | 3.5948e-05 | 0 | 2.8761e-07 | 6.3045e-07 | 0 | 6.3045e-07 | 0 | 6.3793e-05 | 0.00012759 | 0 | 0.00012759 | [12 empty] | 7.3.3.17.5 (Remote Grid) Updates to grid topology to minimize risk of ignition in HFTDs Remote GridWLDFREquipment / facility failureAggregated | WLDFR | HFTD - Distribution - Tier 2 - 2QU CoRE ¦ 1QU LoRE | Non-Red Flag Warning - Small Fires | Equipment / facility failure | Aggregated | 2047 | 0.0023374 | 193.7699 | 0.45292 | 2047 | Mitigation | 0.95 | 45 | 0 | esc | 0.00097009 | 2.2675e-06 | 0.00097009 | 2.2675e-06
[79 empty] | WLDFR | HFTD - Distribution - Tier 2 - 5QU CoRE ¦ 2QU LoRE | Red Flag Warning - Catastrophic Fires | 2048 | 2.0342e-09 | 2.0342e-09 | 18552.3348 | 319.4911 | 11216.5626 | 7016.281 | 0 | 0 | 2.0969e-06 | 3.7738e-05 | 0 | 3.7738e-05 | 3.7738e-05 | 0 | 3.7738e-05 | 0 | 2.8761e-07 | 6.3045e-07 | 0 | 6.3045e-07 | 0 | 6.6927e-05 | 0.00013385 | 0 | 0.00013385 | [12 empty] | 7.3.3.17.5 (Remote Grid) Updates to grid topology to minimize risk of ignition in HFTDs Remote GridWLDFREquipment / facility failureAggregated | WLDFR | HFTD - Distribution - Tier 2 - 2QU CoRE ¦ 1QU LoRE | Non-Red Flag Warning - Small Fires | Equipment / facility failure | Aggregated | 2048 | 0.0023374 | 193.7699 | 0.45292 | 2048 | Mitigation | 0.95 | 45 | 0 | esc | 0.00097009 | 2.2675e-06 | 0.00097009 | 2.2675e-06
[79 empty] | WLDFR | HFTD - Distribution - Tier 2 - 5QU CoRE ¦ 2QU LoRE | Red Flag Warning - Catastrophic Fires | 2049 | 2.0342e-09 | 2.0342e-09 | 18552.3348 | 319.4911 | 11216.5626 | 7016.281 | 0 | 0 | 2.0969e-06 | 3.7738e-05 | 0 | 3.7738e-05 | 3.7738e-05 | 0 | 3.7738e-05 | 0 | 2.8761e-07 | 6.3045e-07 | 0 | 6.3045e-07 | 0 | 6.6927e-05 | 0.00013385 | 0 | 0.00013385 | [12 empty] | 7.3.3.17.5 (Remote Grid) Updates to grid topology to minimize risk of ignition in HFTDs Remote GridWLDFREquipment / facility failureAggregated | WLDFR | HFTD - Distribution - Tier 2 - 2QU CoRE ¦ 1QU LoRE | Non-Red Flag Warning - Small Fires | Equipment / facility failure | Aggregated | 2049 | 0.0023374 | 193.7699 | 0.45292 | 2049 | Mitigation | 0.95 | 45 | 0 | esc | 0.00097009 | 2.2675e-06 | 0.00097009 | 2.2675e-06
[79 empty] | WLDFR | HFTD - Distribution - Tier 2 - 5QU CoRE ¦ 2QU LoRE | Red Flag Warning - Catastrophic Fires | 2050 | 2.0342e-09 | 2.0342e-09 | 18552.3348 | 319.4911 | 11216.5626 | 7016.281 | 0 | 0 | 2.0969e-06 | 3.7738e-05 | 0 | 3.7738e-05 | 3.7738e-05 | 0 | 3.7738e-05 | 0 | 2.8761e-07 | 6.3045e-07 | 0 | 6.3045e-07 | 0 | 6.6927e-05 | 0.00013385 | 0 | 0.00013385 | [12 empty] | 7.3.3.17.5 (Remote Grid) Updates to grid topology to minimize risk of ignition in HFTDs Remote GridWLDFREquipment / facility failureAggregated | WLDFR | HFTD - Distribution - Tier 2 - 2QU CoRE ¦ 1QU LoRE | Non-Red Flag Warning - Small Fires | Equipment / facility failure | Aggregated | 2050 | 0.0023374 | 193.7699 | 0.45292 | 2050 | Mitigation | 0.95 | 45 | 0 | esc | 0.00097009 | 2.2675e-06 | 0.00097009 | 2.2675e-06
[79 empty] | WLDFR | HFTD - Distribution - Tier 2 - 5QU CoRE ¦ 2QU LoRE | Red Flag Warning - Catastrophic Fires | 2051 | 2.0342e-09 | 2.0342e-09 | 18552.3348 | 319.4911 | 11216.5626 | 7016.281 | 0 | 0 | 2.0969e-06 | 3.7738e-05 | 0 | 3.7738e-05 | 3.7738e-05 | 0 | 3.7738e-05 | 0 | 2.8761e-07 | 6.3045e-07 | 0 | 6.3045e-07 | 0 | 6.6927e-05 | 0.00013385 | 0 | 0.00013385 | [12 empty] | 7.3.3.17.5 (Remote Grid) Updates to grid topology to minimize risk of ignition in HFTDs Remote GridWLDFREquipment / facility failureAggregated | WLDFR | HFTD - Distribution - Tier 2 - 2QU CoRE ¦ 1QU LoRE | Non-Red Flag Warning - Small Fires | Equipment / facility failure | Aggregated | 2051 | 0.0023374 | 193.7699 | 0.45292 | 2051 | Mitigation | 0.95 | 45 | 0 | esc | 0.00097009 | 2.2675e-06 | 0.00097009 | 2.2675e-06
[79 empty] | WLDFR | HFTD - Distribution - Tier 2 - 5QU CoRE ¦ 2QU LoRE | Red Flag Warning - Catastrophic Fires | 2052 | 2.0342e-09 | 2.0342e-09 | 18552.3348 | 319.4911 | 11216.5626 | 7016.281 | 0 | 0 | 2.0969e-06 | 3.7738e-05 | 0 | 3.7738e-05 | 3.7738e-05 | 0 | 3.7738e-05 | 0 | 3.0134e-07 | 6.6055e-07 | 0 | 6.6055e-07 | 0 | 6.6927e-05 | 0.00013385 | 0 | 0.00013385 | [12 empty] | 7.3.3.17.5 (Remote Grid) Updates to grid topology to minimize risk of ignition in HFTDs Remote GridWLDFREquipment / facility failureAggregated | WLDFR | HFTD - Distribution - Tier 2 - 2QU CoRE ¦ 1QU LoRE | Non-Red Flag Warning - Small Fires | Equipment / facility failure | Aggregated | 2052 | 0.0023374 | 193.7699 | 0.45292 | 2052 | Mitigation | 0.95 | 45 | 0 | esc | 0.00097009 | 2.2675e-06 | 0.00097009 | 2.2675e-06
[79 empty] | WLDFR | HFTD - Distribution - Tier 2 - 5QU CoRE ¦ 2QU LoRE | Red Flag Warning - Catastrophic Fires | 2053 | 2.0342e-09 | 2.0342e-09 | 19462.1283 | 340.5356 | 11757.1413 | 7364.4514 | 0 | 0 | 2.0969e-06 | 3.9589e-05 | 0 | 3.9589e-05 | 3.9589e-05 | 0 | 3.9589e-05 | 0 | 3.0134e-07 | 6.6055e-07 | 0 | 6.6055e-07 | 0 | 7.0265e-05 | 0.00014053 | 0 | 0.00014053 | [12 empty] | 7.3.3.17.5 (Remote Grid) Updates to grid topology to minimize risk of ignition in HFTDs Remote GridWLDFREquipment / facility failureAggregated | WLDFR | HFTD - Distribution - Tier 2 - 2QU CoRE ¦ 1QU LoRE | Non-Red Flag Warning - Small Fires | Equipment / facility failure | Aggregated | 2053 | 0.0023374 | 193.7699 | 0.45292 | 2053 | Mitigation | 0.95 | 45 | 0 | esc | 0.00097009 | 2.2675e-06 | 0.00097009 | 2.2675e-06
[79 empty] | WLDFR | HFTD - Distribution - Tier 2 - 5QU CoRE ¦ 2QU LoRE | Red Flag Warning - Catastrophic Fires | 2054 | 2.0342e-09 | 2.0342e-09 | 19462.1283 | 340.5356 | 11757.1413 | 7364.4514 | 0 | 0 | 2.0969e-06 | 3.9589e-05 | 0 | 3.9589e-05 | 3.9589e-05 | 0 | 3.9589e-05 | 0 | 3.0134e-07 | 6.6055e-07 | 0 | 6.6055e-07 | 0 | 7.0265e-05 | 0.00014053 | 0 | 0.00014053 | [12 empty] | 7.3.3.17.5 (Remote Grid) Updates to grid topology to minimize risk of ignition in HFTDs Remote GridWLDFREquipment / facility failureAggregated | WLDFR | HFTD - Distribution - Tier 2 - 2QU CoRE ¦ 1QU LoRE | Non-Red Flag Warning - Small Fires | Equipment / facility failure | Aggregated | 2054 | 0.0023374 | 193.7699 | 0.45292 | 2054 | Mitigation | 0.95 | 45 | 0 | esc | 0.00097009 | 2.2675e-06 | 0.00097009 | 2.2675e-06
[79 empty] | WLDFR | HFTD - Distribution - Tier 2 - 5QU CoRE ¦ 2QU LoRE | Red Flag Warning - Catastrophic Fires | 2055 | 2.0342e-09 | 2.0342e-09 | 19462.1283 | 340.5356 | 11757.1413 | 7364.4514 | 0 | 0 | 2.0969e-06 | 3.9589e-05 | 0 | 3.9589e-05 | 3.9589e-05 | 0 | 3.9589e-05 | 0 | 3.0134e-07 | 6.6055e-07 | 0 | 6.6055e-07 | 0 | 7.0265e-05 | 0.00014053 | 0 | 0.00014053 | [12 empty] | 7.3.3.17.5 (Remote Grid) Updates to grid topology to minimize risk of ignition in HFTDs Remote GridWLDFREquipment / facility failureAggregated | WLDFR | HFTD - Distribution - Tier 2 - 2QU CoRE ¦ 1QU LoRE | Non-Red Flag Warning - Small Fires | Equipment / facility failure | Aggregated | 2055 | 0.0023374 | 193.7699 | 0.45292 | 2055 | Mitigation | 0.95 | 45 | 0 | esc | 0.00097009 | 2.2675e-06 | 0.00097009 | 2.2675e-06
[79 empty] | WLDFR | HFTD - Distribution - Tier 2 - 5QU CoRE ¦ 2QU LoRE | Red Flag Warning - Catastrophic Fires | 2056 | 2.0342e-09 | 2.0342e-09 | 19462.1283 | 340.5356 | 11757.1413 | 7364.4514 | 0 | 0 | 2.0969e-06 | 3.9589e-05 | 0 | 3.9589e-05 | 3.9589e-05 | 0 | 3.9589e-05 | 0 | 3.0134e-07 | 6.6055e-07 | 0 | 6.6055e-07 | 0 | 7.0265e-05 | 0.00014053 | 0 | 0.00014053 | [12 empty] | 7.3.3.17.5 (Remote Grid) Updates to grid topology to minimize risk of ignition in HFTDs Remote GridWLDFREquipment / facility failureAggregated | WLDFR | HFTD - Distribution - Tier 2 - 2QU CoRE ¦ 1QU LoRE | Non-Red Flag Warning - Small Fires | Equipment / facility failure | Aggregated | 2056 | 0.0023374 | 193.7699 | 0.45292 | 2056 | Mitigation | 0.95 | 45 | 0 | esc | 0.00097009 | 2.2675e-06 | 0.00097009 | 2.2675e-06
[79 empty] | WLDFR | HFTD - Distribution - Tier 2 - 5QU CoRE ¦ 2QU LoRE | Red Flag Warning - Catastrophic Fires | 2057 | 2.0342e-09 | 2.0342e-09 | 19462.1283 | 340.5356 | 11757.1413 | 7364.4514 | 0 | 0 | 2.0969e-06 | 3.9589e-05 | 0 | 3.9589e-05 | 3.9589e-05 | 0 | 3.9589e-05 | 0 | 3.1542e-07 | 6.9142e-07 | 0 | 6.9142e-07 | 0 | 7.0265e-05 | 0.00014053 | 0 | 0.00014053 | [12 empty] | 7.3.3.17.5 (Remote Grid) Updates to grid topology to minimize risk of ignition in HFTDs Remote GridWLDFREquipment / facility failureAggregated | WLDFR | HFTD - Distribution - Tier 2 - 2QU CoRE ¦ 1QU LoRE | Non-Red Flag Warning - Small Fires | Equipment / facility failure | Aggregated | 2057 | 0.0023374 | 193.7699 | 0.45292 | 2057 | Mitigation | 0.95 | 45 | 0 | esc | 0.00097009 | 2.2675e-06 | 0.00097009 | 2.2675e-06
[79 empty] | WLDFR | HFTD - Distribution - Tier 2 - 5QU CoRE ¦ 2QU LoRE | Red Flag Warning - Catastrophic Fires | 2058 | 2.0342e-09 | 2.0342e-09 | 20390.4035 | 362.3049 | 12307.8747 | 7720.2238 | 0 | 0 | 2.0969e-06 | 4.1477e-05 | 0 | 4.1477e-05 | 4.1477e-05 | 0 | 4.1477e-05 | 0 | 3.1542e-07 | 6.9142e-07 | 0 | 6.9142e-07 | 0 | 7.3765e-05 | 0.00014753 | 0 | 0.00014753 | [12 empty] | 7.3.3.17.5 (Remote Grid) Updates to grid topology to minimize risk of ignition in HFTDs Remote GridWLDFREquipment / facility failureAggregated | WLDFR | HFTD - Distribution - Tier 2 - 2QU CoRE ¦ 1QU LoRE | Non-Red Flag Warning - Small Fires | Equipment / facility failure | Aggregated | 2058 | 0.0023374 | 193.7699 | 0.45292 | 2058 | Mitigation | 0.95 | 45 | 0 | esc | 0.00097009 | 2.2675e-06 | 0.00097009 | 2.2675e-06
[79 empty] | WLDFR | HFTD - Distribution - Tier 2 - 5QU CoRE ¦ 2QU LoRE | Red Flag Warning - Catastrophic Fires | 2059 | 2.0342e-09 | 2.0342e-09 | 20390.4035 | 362.3049 | 12307.8747 | 7720.2238 | 0 | 0 | 2.0969e-06 | 4.1477e-05 | 0 | 4.1477e-05 | 4.1477e-05 | 0 | 4.1477e-05 | 0 | 3.1542e-07 | 6.9142e-07 | 0 | 6.9142e-07 | 0 | 7.3765e-05 | 0.00014753 | 0 | 0.00014753 | [12 empty] | 7.3.3.17.5 (Remote Grid) Updates to grid topology to minimize risk of ignition in HFTDs Remote GridWLDFREquipment / facility failureAggregated | WLDFR | HFTD - Distribution - Tier 2 - 2QU CoRE ¦ 1QU LoRE | Non-Red Flag Warning - Small Fires | Equipment / facility failure | Aggregated | 2059 | 0.0023374 | 193.7699 | 0.45292 | 2059 | Mitigation | 0.95 | 45 | 0 | esc | 0.00097009 | 2.2675e-06 | 0.00097009 | 2.2675e-06
[79 empty] | WLDFR | HFTD - Distribution - Tier 2 - 5QU CoRE ¦ 2QU LoRE | Red Flag Warning - Catastrophic Fires | 2060 | 2.0342e-09 | 2.0342e-09 | 20390.4035 | 362.3049 | 12307.8747 | 7720.2238 | 0 | 0 | 2.0969e-06 | 4.1477e-05 | 0 | 4.1477e-05 | 4.1477e-05 | 0 | 4.1477e-05 | 0 | 3.1542e-07 | 6.9142e-07 | 0 | 6.9142e-07 | 0 | 7.3765e-05 | 0.00014753 | 0 | 0.00014753 | [12 empty] | 7.3.3.17.5 (Remote Grid) Updates to grid topology to minimize risk of ignition in HFTDs Remote GridWLDFREquipment / facility failureAggregated | WLDFR | HFTD - Distribution - Tier 2 - 2QU CoRE ¦ 1QU LoRE | Non-Red Flag Warning - Small Fires | Equipment / facility failure | Aggregated | 2060 | 0.0023374 | 193.7699 | 0.45292 | 2060 | Mitigation | 0.95 | 45 | 0 | esc | 0.00097009 | 2.2675e-06 | 0.00097009 | 2.2675e-06
[79 empty] | WLDFR | HFTD - Distribution - Tier 2 - 5QU CoRE ¦ 2QU LoRE | Red Flag Warning - Catastrophic Fires | 2061 | 2.0342e-09 | 2.0342e-09 | 20390.4035 | 362.3049 | 12307.8747 | 7720.2238 | 0 | 0 | 2.0969e-06 | 4.1477e-05 | 0 | 4.1477e-05 | 4.1477e-05 | 0 | 4.1477e-05 | 0 | 3.1542e-07 | 6.9142e-07 | 0 | 6.9142e-07 | 0 | 7.3765e-05 | 0.00014753 | 0 | 0.00014753 | [12 empty] | 7.3.3.17.5 (Remote Grid) Updates to grid topology to minimize risk of ignition in HFTDs Remote GridWLDFREquipment / facility failureAggregated | WLDFR | HFTD - Distribution - Tier 2 - 2QU CoRE ¦ 1QU LoRE | Non-Red Flag Warning - Small Fires | Equipment / facility failure | Aggregated | 2061 | 0.0023374 | 193.7699 | 0.45292 | 2061 | Mitigation | 0.95 | 45 | 0 | esc | 0.00097009 | 2.2675e-06 | 0.00097009 | 2.2675e-06
[79 empty] | WLDFR | HFTD - Distribution - Tier 2 - 5QU CoRE ¦ 2QU LoRE | Red Flag Warning - Catastrophic Fires | 2062 | 2.0342e-09 | 2.0342e-09 | 20390.4035 | 362.3049 | 12307.8747 | 7720.2238 | 0 | 0 | 2.0969e-06 | 4.1477e-05 | 0 | 4.1477e-05 | 4.1477e-05 | 0 | 4.1477e-05 | 0 | 3.2969e-07 | 7.2269e-07 | 0 | 7.2269e-07 | 0 | 0 | 0.00014753 | 0 | 0.00014753 | [12 empty] | 7.3.3.17.5 (Remote Grid) Updates to grid topology to minimize risk of ignition in HFTDs Remote GridWLDFREquipment / facility failureAggregated | WLDFR | HFTD - Distribution - Tier 2 - 2QU CoRE ¦ 1QU LoRE | Non-Red Flag Warning - Small Fires | Equipment / facility failure | Aggregated | 2062 | 0.0023374 | 193.7699 | 0.45292 | 2062 | Mitigation | 0.95 | 45 | 0 | esc | 0.00097009 | 2.2675e-06 | 0.00097009 | 2.2675e-06
[79 empty] | WLDFR | HFTD - Distribution - Tier 2 - 5QU CoRE ¦ 2QU LoRE | Red Flag Warning - Catastrophic Fires | 2063 | 2.0342e-09 | 2.0342e-09 | 21325.9188 | 384.5316 | 12862.0997 | 8079.2876 | 0 | 0 | 2.0969e-06 | 4.338e-05 | 0 | 4.338e-05 | 4.338e-05 | 0 | 4.338e-05 | 0 | 3.2969e-07 | 7.2269e-07 | 0 | 7.2269e-07 | 0 | 0 | 0 | 0 | 0 | [12 empty] | 7.3.3.17.5 (Remote Grid) Updates to grid topology to minimize risk of ignition in HFTDs Remote GridWLDFREquipment / facility failureAggregated | WLDFR | HFTD - Distribution - Tier 2 - 2QU CoRE ¦ 1QU LoRE | Non-Red Flag Warning - Small Fires | Equipment / facility failure | Aggregated | 2063 | 0.0023374 | 193.7699 | 0.45292 | 2063 | Mitigation | 0.95 | 45 | 0 | esc | 0.00097009 | 2.2675e-06 | 0.00097009 | 2.2675e-06
[79 empty] | WLDFR | HFTD - Distribution - Tier 2 - 5QU CoRE ¦ 2QU LoRE | Red Flag Warning - Catastrophic Fires | 2064 | 2.0342e-09 | 2.0342e-09 | 21325.9188 | 384.5316 | 12862.0997 | 8079.2876 | 0 | 0 | 2.0969e-06 | 4.338e-05 | 0 | 4.338e-05 | 4.338e-05 | 0 | 4.338e-05 | 0 | 3.2969e-07 | 7.2269e-07 | 0 | 7.2269e-07 | 0 | 0 | 0 | 0 | 0 | [12 empty] | 7.3.3.17.5 (Remote Grid) Updates to grid topology to minimize risk of ignition in HFTDs Remote GridWLDFREquipment / facility failureAggregated | WLDFR | HFTD - Distribution - Tier 2 - 2QU CoRE ¦ 1QU LoRE | Non-Red Flag Warning - Small Fires | Equipment / facility failure | Aggregated | 2064 | 0.0023374 | 193.7699 | 0.45292 | 2064 | Mitigation | 0.95 | 45 | 0 | esc | 0.00097009 | 2.2675e-06 | 0.00097009 | 2.2675e-06
[79 empty] | WLDFR | HFTD - Distribution - Tier 2 - 5QU CoRE ¦ 2QU LoRE | Red Flag Warning - Catastrophic Fires | 2065 | 2.0342e-09 | 2.0342e-09 | 21325.9188 | 384.5316 | 12862.0997 | 8079.2876 | 0 | 0 | 2.0969e-06 | 4.338e-05 | 0 | 4.338e-05 | 4.338e-05 | 0 | 4.338e-05 | 0 | 0 | 7.2269e-07 | 0 | 7.2269e-07 | 0 | 0.0001169 | 0 | 0 | 0 | [12 empty] | 7.3.3.17.5 (Remote Grid) Updates to grid topology to minimize risk of ignition in HFTDs Remote GridWLDFREquipment / facility failureAggregated | WLDFR | HFTD - Distribution - Tier 2 - 2QU CoRE ¦ 1QU LoRE | Non-Red Flag Warning - Small Fires | Equipment / facility failure | Aggregated | 2065 | 0.0023374 | 193.7699 | 0.45292 | 2065 | Mitigation | 0.95 | 45 | 0 | esc | 0.00097009 | 2.2675e-06 | 0.00097009 | 2.2675e-06
[79 empty] | WLDFR | HFTD - Distribution - Tier 2 - 5QU CoRE ¦ 2QU LoRE | Red Flag Warning - Catastrophic Fires | 2066 | 2.0342e-09 | 2.0342e-09 | 21325.9188 | 384.5316 | 12862.0997 | 8079.2876 | 0 | 0 | 2.0969e-06 | 4.338e-05 | 0 | 4.338e-05 | 4.338e-05 | 0 | 4.338e-05 | 0 | 0 | 0 | 0 | 0 | 0 | 0.00012117 | 0.00024233 | 0 | 0.00024233 | [12 empty] | 7.3.3.17.5 (Remote Grid) Updates to grid topology to minimize risk of ignition in HFTDs Remote GridWLDFREquipment / facility failureAggregated | WLDFR | HFTD - Distribution - Tier 2 - 2QU CoRE ¦ 1QU LoRE | Non-Red Flag Warning - Small Fires | Equipment / facility failure | Aggregated | 2066 | 0.0023374 | 193.7699 | 0.45292 | 2066 | Mitigation | 0.95 | 45 | 0 | esc | 0.00097009 | 2.2675e-06 | 0.00097009 | 2.2675e-06
[79 empty] | WLDFR | HFTD - Distribution - Tier 2 - 5QU CoRE ¦ 2QU LoRE | Red Flag Warning - Catastrophic Fires | 2067 | 0 | 2.0342e-09 | 21325.9188 | 384.5316 | 12862.0997 | 8079.2876 | 0 | 0 | 2.0969e-06 | 0 | 0 | 0 | 4.338e-05 | 0 | 4.338e-05 | 0 | 9.6962e-05 | 0 | 0 | 0 | 0 | 0.00012117 | 0.00024233 | 0 | 0.00024233 | [12 empty] | 7.3.3.17.5 (Remote Grid) Updates to grid topology to minimize risk of ignition in HFTDs Remote GridWLDFREquipment / facility failureAggregated | WLDFR | HFTD - Distribution - Tier 2 - 2QU CoRE ¦ 1QU LoRE | Non-Red Flag Warning - Small Fires | Equipment / facility failure | Aggregated | 2067 | 0.0023374 | 193.7699 | 0.45292 | 2067 | Mitigation | 0.95 | 45 | 0 | esc | 0 | 0 | 0.00097009 | 2.2675e-06
[79 empty] | WLDFR | HFTD - Distribution - Tier 2 - 5QU CoRE ¦ 2QU LoRE | Red Flag Warning - Destructive Fires | 2022 | 3.5478e-10 | 0 | 8807.9522 | 222.2294 | 8585.7228 | 0 | 0 | 0 | 3.6572e-07 | 3.1249e-06 | 0 | 3.1249e-06 | 0 | 0 | 0 | 0 | 0.00010052 | 0.00022033 | 0 | 0.00022033 | 0 | 0.00012117 | 0.00024233 | 0 | 0.00024233 | [12 empty] | 7.3.3.17.5 (Remote Grid) Updates to grid topology to minimize risk of ignition in HFTDs Remote GridWLDFRVegetation ContactAggregated | WLDFR | HFTD - Distribution - Tier 2 - 2QU CoRE ¦ 1QU LoRE | Non-Red Flag Warning - Small Fires | Vegetation Contact | Aggregated | 2022 | 0.0027653 | 193.7699 | 0.53583 | 2022 | Mitigation | 0.95 | 45 | 0 | esc | 0.00097009 | 2.6826e-06 | 0 | 0
[79 empty] | WLDFR | HFTD - Distribution - Tier 2 - 5QU CoRE ¦ 2QU LoRE | Red Flag Warning - Destructive Fires | 2023 | 3.5478e-10 | 3.5478e-10 | 9129.7461 | 233.2301 | 8896.516 | 0 | 0 | 0 | 3.6572e-07 | 3.239e-06 | 0 | 3.239e-06 | 3.239e-06 | 0 | 3.239e-06 | 0 | 0.00010052 | 0.00022033 | 0 | 0.00022033 | 0 | 0.00012117 | 0.00024233 | 0 | 0.00024233 | [12 empty] | 7.3.3.17.5 (Remote Grid) Updates to grid topology to minimize risk of ignition in HFTDs Remote GridWLDFRVegetation ContactAggregated | WLDFR | HFTD - Distribution - Tier 2 - 2QU CoRE ¦ 1QU LoRE | Non-Red Flag Warning - Small Fires | Vegetation Contact | Aggregated | 2023 | 0.0027653 | 193.7699 | 0.53583 | 2023 | Mitigation | 0.95 | 45 | 0 | esc | 0.00097009 | 2.6826e-06 | 0.00097009 | 2.6826e-06
[79 empty] | WLDFR | HFTD - Distribution - Tier 2 - 5QU CoRE ¦ 2QU LoRE | Red Flag Warning - Destructive Fires | 2024 | 3.5478e-10 | 3.5478e-10 | 9129.7461 | 233.2301 | 8896.516 | 0 | 0 | 0 | 3.6572e-07 | 3.239e-06 | 0 | 3.239e-06 | 3.239e-06 | 0 | 3.239e-06 | 0 | 0.00010052 | 0.00022033 | 0 | 0.00022033 | 0 | 0.00012117 | 0.00024233 | 0 | 0.00024233 | [12 empty] | 7.3.3.17.5 (Remote Grid) Updates to grid topology to minimize risk of ignition in HFTDs Remote GridWLDFRVegetation ContactAggregated | WLDFR | HFTD - Distribution - Tier 2 - 2QU CoRE ¦ 1QU LoRE | Non-Red Flag Warning - Small Fires | Vegetation Contact | Aggregated | 2024 | 0.0027653 | 193.7699 | 0.53583 | 2024 | Mitigation | 0.95 | 45 | 0 | esc | 0.00097009 | 2.6826e-06 | 0.00097009 | 2.6826e-06
[79 empty] | WLDFR | HFTD - Distribution - Tier 2 - 5QU CoRE ¦ 2QU LoRE | Red Flag Warning - Destructive Fires | 2025 | 3.5478e-10 | 3.5478e-10 | 9129.7461 | 233.2301 | 8896.516 | 0 | 0 | 0 | 3.6572e-07 | 3.239e-06 | 0 | 3.239e-06 | 3.239e-06 | 0 | 3.239e-06 | 0 | 0.00010052 | 0.00022033 | 0 | 0.00022033 | 0 | 0.00012654 | 0.00025309 | 0 | 0.00025309 | [12 empty] | 7.3.3.17.5 (Remote Grid) Updates to grid topology to minimize risk of ignition in HFTDs Remote GridWLDFRVegetation ContactAggregated | WLDFR | HFTD - Distribution - Tier 2 - 2QU CoRE ¦ 1QU LoRE | Non-Red Flag Warning - Small Fires | Vegetation Contact | Aggregated | 2025 | 0.0027653 | 193.7699 | 0.53583 | 2025 | Mitigation | 0.95 | 45 | 0 | esc | 0.00097009 | 2.6826e-06 | 0.00097009 | 2.6826e-06
[79 empty] | WLDFR | HFTD - Distribution - Tier 2 - 5QU CoRE ¦ 2QU LoRE | Red Flag Warning - Destructive Fires | 2026 | 3.5478e-10 | 3.5478e-10 | 9129.7461 | 233.2301 | 8896.516 | 0 | 0 | 0 | 3.6572e-07 | 3.239e-06 | 0 | 3.239e-06 | 3.239e-06 | 0 | 3.239e-06 | 0 | 0.00010052 | 0.00022033 | 0 | 0.00022033 | 0 | 0.00012654 | 0.00025309 | 0 | 0.00025309 | [12 empty] | 7.3.3.17.5 (Remote Grid) Updates to grid topology to minimize risk of ignition in HFTDs Remote GridWLDFRVegetation ContactAggregated | WLDFR | HFTD - Distribution - Tier 2 - 2QU CoRE ¦ 1QU LoRE | Non-Red Flag Warning - Small Fires | Vegetation Contact | Aggregated | 2026 | 0.0027653 | 193.7699 | 0.53583 | 2026 | Mitigation | 0.95 | 45 | 0 | esc | 0.00097009 | 2.6826e-06 | 0.00097009 | 2.6826e-06
[79 empty] | WLDFR | HFTD - Distribution - Tier 2 - 5QU CoRE ¦ 2QU LoRE | Red Flag Warning - Destructive Fires | 2027 | 3.5478e-10 | 3.5478e-10 | 9129.7461 | 233.2301 | 8896.516 | 0 | 0 | 0 | 3.6572e-07 | 3.239e-06 | 0 | 3.239e-06 | 3.239e-06 | 0 | 3.239e-06 | 0 | 0.00010499 | 0.00023015 | 0 | 0.00023015 | 0 | 0.00012654 | 0.00025309 | 0 | 0.00025309 | [12 empty] | 7.3.3.17.5 (Remote Grid) Updates to grid topology to minimize risk of ignition in HFTDs Remote GridWLDFRVegetation ContactAggregated | WLDFR | HFTD - Distribution - Tier 2 - 2QU CoRE ¦ 1QU LoRE | Non-Red Flag Warning - Small Fires | Vegetation Contact | Aggregated | 2027 | 0.0027653 | 193.7699 | 0.53583 | 2027 | Mitigation | 0.95 | 45 | 0 | esc | 0.00097009 | 2.6826e-06 | 0.00097009 | 2.6826e-06
[79 empty] | WLDFR | HFTD - Distribution - Tier 2 - 5QU CoRE ¦ 2QU LoRE | Red Flag Warning - Destructive Fires | 2028 | 3.5478e-10 | 3.5478e-10 | 9534.9221 | 247.273 | 9287.6491 | 0 | 0 | 0 | 3.6572e-07 | 3.3828e-06 | 0 | 3.3828e-06 | 3.3828e-06 | 0 | 3.3828e-06 | 0 | 0.00010499 | 0.00023015 | 0 | 0.00023015 | 0 | 0.00012654 | 0.00025309 | 0 | 0.00025309 | [12 empty] | 7.3.3.17.5 (Remote Grid) Updates to grid topology to minimize risk of ignition in HFTDs Remote GridWLDFRVegetation ContactAggregated | WLDFR | HFTD - Distribution - Tier 2 - 2QU CoRE ¦ 1QU LoRE | Non-Red Flag Warning - Small Fires | Vegetation Contact | Aggregated | 2028 | 0.0027653 | 193.7699 | 0.53583 | 2028 | Mitigation | 0.95 | 45 | 0 | esc | 0.00097009 | 2.6826e-06 | 0.00097009 | 2.6826e-06
[79 empty] | WLDFR | HFTD - Distribution - Tier 2 - 5QU CoRE ¦ 2QU LoRE | Red Flag Warning - Destructive Fires | 2029 | 3.5478e-10 | 3.5478e-10 | 9534.9221 | 247.273 | 9287.6491 | 0 | 0 | 0 | 3.6572e-07 | 3.3828e-06 | 0 | 3.3828e-06 | 3.3828e-06 | 0 | 3.3828e-06 | 0 | 0.00010499 | 0.00023015 | 0 | 0.00023015 | 0 | 0.00012654 | 0.00025309 | 0 | 0.00025309 | [12 empty] | 7.3.3.17.5 (Remote Grid) Updates to grid topology to minimize risk of ignition in HFTDs Remote GridWLDFRVegetation ContactAggregated | WLDFR | HFTD - Distribution - Tier 2 - 2QU CoRE ¦ 1QU LoRE | Non-Red Flag Warning - Small Fires | Vegetation Contact | Aggregated | 2029 | 0.0027653 | 193.7699 | 0.53583 | 2029 | Mitigation | 0.95 | 45 | 0 | esc | 0.00097009 | 2.6826e-06 | 0.00097009 | 2.6826e-06
[79 empty] | WLDFR | HFTD - Distribution - Tier 2 - 5QU CoRE ¦ 2QU LoRE | Red Flag Warning - Destructive Fires | 2030 | 3.5478e-10 | 3.5478e-10 | 9534.9221 | 247.273 | 9287.6491 | 0 | 0 | 0 | 3.6572e-07 | 3.3828e-06 | 0 | 3.3828e-06 | 3.3828e-06 | 0 | 3.3828e-06 | 0 | 0.00010499 | 0.00023015 | 0 | 0.00023015 | 0 | 0.00013252 | 0.00026503 | 0 | 0.00026503 | [12 empty] | 7.3.3.17.5 (Remote Grid) Updates to grid topology to minimize risk of ignition in HFTDs Remote GridWLDFRVegetation ContactAggregated | WLDFR | HFTD - Distribution - Tier 2 - 2QU CoRE ¦ 1QU LoRE | Non-Red Flag Warning - Small Fires | Vegetation Contact | Aggregated | 2030 | 0.0027653 | 193.7699 | 0.53583 | 2030 | Mitigation | 0.95 | 45 | 0 | esc | 0.00097009 | 2.6826e-06 | 0.00097009 | 2.6826e-06
[79 empty] | WLDFR | HFTD - Distribution - Tier 2 - 5QU CoRE ¦ 2QU LoRE | Red Flag Warning - Destructive Fires | 2031 | 3.5478e-10 | 3.5478e-10 | 9534.9221 | 247.273 | 9287.6491 | 0 | 0 | 0 | 3.6572e-07 | 3.3828e-06 | 0 | 3.3828e-06 | 3.3828e-06 | 0 | 3.3828e-06 | 0 | 0.00010499 | 0.00023015 | 0 | 0.00023015 | 0 | 0.00013252 | 0.00026503 | 0 | 0.00026503 | [12 empty] | 7.3.3.17.5 (Remote Grid) Updates to grid topology to minimize risk of ignition in HFTDs Remote GridWLDFRVegetation ContactAggregated | WLDFR | HFTD - Distribution - Tier 2 - 2QU CoRE ¦ 1QU LoRE | Non-Red Flag Warning - Small Fires | Vegetation Contact | Aggregated | 2031 | 0.0027653 | 193.7699 | 0.53583 | 2031 | Mitigation | 0.95 | 45 | 0 | esc | 0.00097009 | 2.6826e-06 | 0.00097009 | 2.6826e-06
[79 empty] | WLDFR | HFTD - Distribution - Tier 2 - 5QU CoRE ¦ 2QU LoRE | Red Flag Warning - Destructive Fires | 2032 | 3.5478e-10 | 3.5478e-10 | 9534.9221 | 247.273 | 9287.6491 | 0 | 0 | 0 | 3.6572e-07 | 3.3828e-06 | 0 | 3.3828e-06 | 3.3828e-06 | 0 | 3.3828e-06 | 0 | 0.00010997 | 0.00024106 | 0 | 0.00024106 | 0 | 0.00013252 | 0.00026503 | 0 | 0.00026503 | [12 empty] | 7.3.3.17.5 (Remote Grid) Updates to grid topology to minimize risk of ignition in HFTDs Remote GridWLDFRVegetation ContactAggregated | WLDFR | HFTD - Distribution - Tier 2 - 2QU CoRE ¦ 1QU LoRE | Non-Red Flag Warning - Small Fires | Vegetation Contact | Aggregated | 2032 | 0.0027653 | 193.7699 | 0.53583 | 2032 | Mitigation | 0.95 | 45 | 0 | esc | 0.00097009 | 2.6826e-06 | 0.00097009 | 2.6826e-06
[79 empty] | WLDFR | HFTD - Distribution - Tier 2 - 5QU CoRE ¦ 2QU LoRE | Red Flag Warning - Destructive Fires | 2033 | 3.5478e-10 | 3.5478e-10 | 9984.8474 | 263.1074 | 9721.74 | 0 | 0 | 0 | 3.6572e-07 | 3.5424e-06 | 0 | 3.5424e-06 | 3.5424e-06 | 0 | 3.5424e-06 | 0 | 0.00010997 | 0.00024106 | 0 | 0.00024106 | 0 | 0.00013252 | 0.00026503 | 0 | 0.00026503 | [12 empty] | 7.3.3.17.5 (Remote Grid) Updates to grid topology to minimize risk of ignition in HFTDs Remote GridWLDFRVegetation ContactAggregated | WLDFR | HFTD - Distribution - Tier 2 - 2QU CoRE ¦ 1QU LoRE | Non-Red Flag Warning - Small Fires | Vegetation Contact | Aggregated | 2033 | 0.0027653 | 193.7699 | 0.53583 | 2033 | Mitigation | 0.95 | 45 | 0 | esc | 0.00097009 | 2.6826e-06 | 0.00097009 | 2.6826e-06
[79 empty] | WLDFR | HFTD - Distribution - Tier 2 - 5QU CoRE ¦ 2QU LoRE | Red Flag Warning - Destructive Fires | 2034 | 3.5478e-10 | 3.5478e-10 | 9984.8474 | 263.1074 | 9721.74 | 0 | 0 | 0 | 3.6572e-07 | 3.5424e-06 | 0 | 3.5424e-06 | 3.5424e-06 | 0 | 3.5424e-06 | 0 | 0.00010997 | 0.00024106 | 0 | 0.00024106 | 0 | 0.00013252 | 0.00026503 | 0 | 0.00026503 | [12 empty] | 7.3.3.17.5 (Remote Grid) Updates to grid topology to minimize risk of ignition in HFTDs Remote GridWLDFRVegetation ContactAggregated | WLDFR | HFTD - Distribution - Tier 2 - 2QU CoRE ¦ 1QU LoRE | Non-Red Flag Warning - Small Fires | Vegetation Contact | Aggregated | 2034 | 0.0027653 | 193.7699 | 0.53583 | 2034 | Mitigation | 0.95 | 45 | 0 | esc | 0.00097009 | 2.6826e-06 | 0.00097009 | 2.6826e-06
[79 empty] | WLDFR | HFTD - Distribution - Tier 2 - 5QU CoRE ¦ 2QU LoRE | Red Flag Warning - Destructive Fires | 2035 | 3.5478e-10 | 3.5478e-10 | 9984.8474 | 263.1074 | 9721.74 | 0 | 0 | 0 | 3.6572e-07 | 3.5424e-06 | 0 | 3.5424e-06 | 3.5424e-06 | 0 | 3.5424e-06 | 0 | 0.00010997 | 0.00024106 | 0 | 0.00024106 | 0 | 0.00013899 | 0.00027798 | 0 | 0.00027798 | [12 empty] | 7.3.3.17.5 (Remote Grid) Updates to grid topology to minimize risk of ignition in HFTDs Remote GridWLDFRVegetation ContactAggregated | WLDFR | HFTD - Distribution - Tier 2 - 2QU CoRE ¦ 1QU LoRE | Non-Red Flag Warning - Small Fires | Vegetation Contact | Aggregated | 2035 | 0.0027653 | 193.7699 | 0.53583 | 2035 | Mitigation | 0.95 | 45 | 0 | esc | 0.00097009 | 2.6826e-06 | 0.00097009 | 2.6826e-06
[79 empty] | WLDFR | HFTD - Distribution - Tier 2 - 5QU CoRE ¦ 2QU LoRE | Red Flag Warning - Destructive Fires | 2036 | 3.5478e-10 | 3.5478e-10 | 9984.8474 | 263.1074 | 9721.74 | 0 | 0 | 0 | 3.6572e-07 | 3.5424e-06 | 0 | 3.5424e-06 | 3.5424e-06 | 0 | 3.5424e-06 | 0 | 0.00010997 | 0.00024106 | 0 | 0.00024106 | 0 | 0.00013899 | 0.00027798 | 0 | 0.00027798 | [12 empty] | 7.3.3.17.5 (Remote Grid) Updates to grid topology to minimize risk of ignition in HFTDs Remote GridWLDFRVegetation ContactAggregated | WLDFR | HFTD - Distribution - Tier 2 - 2QU CoRE ¦ 1QU LoRE | Non-Red Flag Warning - Small Fires | Vegetation Contact | Aggregated | 2036 | 0.0027653 | 193.7699 | 0.53583 | 2036 | Mitigation | 0.95 | 45 | 0 | esc | 0.00097009 | 2.6826e-06 | 0.00097009 | 2.6826e-06
[79 empty] | WLDFR | HFTD - Distribution - Tier 2 - 5QU CoRE ¦ 2QU LoRE | Red Flag Warning - Destructive Fires | 2037 | 3.5478e-10 | 3.5478e-10 | 9984.8474 | 263.1074 | 9721.74 | 0 | 0 | 0 | 3.6572e-07 | 3.5424e-06 | 0 | 3.5424e-06 | 3.5424e-06 | 0 | 3.5424e-06 | 0 | 0.00011537 | 0.0002529 | 0 | 0.0002529 | 0 | 0.00013899 | 0.00027798 | 0 | 0.00027798 | [12 empty] | 7.3.3.17.5 (Remote Grid) Updates to grid topology to minimize risk of ignition in HFTDs Remote GridWLDFRVegetation ContactAggregated | WLDFR | HFTD - Distribution - Tier 2 - 2QU CoRE ¦ 1QU LoRE | Non-Red Flag Warning - Small Fires | Vegetation Contact | Aggregated | 2037 | 0.0027653 | 193.7699 | 0.53583 | 2037 | Mitigation | 0.95 | 45 | 0 | esc | 0.00097009 | 2.6826e-06 | 0.00097009 | 2.6826e-06
[79 empty] | WLDFR | HFTD - Distribution - Tier 2 - 5QU CoRE ¦ 2QU LoRE | Red Flag Warning - Destructive Fires | 2038 | 3.5478e-10 | 3.5478e-10 | 10472.8261 | 280.5544 | 10192.2718 | 0 | 0 | 0 | 3.6572e-07 | 3.7155e-06 | 0 | 3.7155e-06 | 3.7155e-06 | 0 | 3.7155e-06 | 0 | 0.00011537 | 0.0002529 | 0 | 0.0002529 | 0 | 0.00013899 | 0.00027798 | 0 | 0.00027798 | [12 empty] | 7.3.3.17.5 (Remote Grid) Updates to grid topology to minimize risk of ignition in HFTDs Remote GridWLDFRVegetation ContactAggregated | WLDFR | HFTD - Distribution - Tier 2 - 2QU CoRE ¦ 1QU LoRE | Non-Red Flag Warning - Small Fires | Vegetation Contact | Aggregated | 2038 | 0.0027653 | 193.7699 | 0.53583 | 2038 | Mitigation | 0.95 | 45 | 0 | esc | 0.00097009 | 2.6826e-06 | 0.00097009 | 2.6826e-06
[79 empty] | WLDFR | HFTD - Distribution - Tier 2 - 5QU CoRE ¦ 2QU LoRE | Red Flag Warning - Destructive Fires | 2039 | 3.5478e-10 | 3.5478e-10 | 10472.8261 | 280.5544 | 10192.2718 | 0 | 0 | 0 | 3.6572e-07 | 3.7155e-06 | 0 | 3.7155e-06 | 3.7155e-06 | 0 | 3.7155e-06 | 0 | 0.00011537 | 0.0002529 | 0 | 0.0002529 | 0 | 0.00013899 | 0.00027798 | 0 | 0.00027798 | [12 empty] | 7.3.3.17.5 (Remote Grid) Updates to grid topology to minimize risk of ignition in HFTDs Remote GridWLDFRVegetation ContactAggregated | WLDFR | HFTD - Distribution - Tier 2 - 2QU CoRE ¦ 1QU LoRE | Non-Red Flag Warning - Small Fires | Vegetation Contact | Aggregated | 2039 | 0.0027653 | 193.7699 | 0.53583 | 2039 | Mitigation | 0.95 | 45 | 0 | esc | 0.00097009 | 2.6826e-06 | 0.00097009 | 2.6826e-06
[79 empty] | WLDFR | HFTD - Distribution - Tier 2 - 5QU CoRE ¦ 2QU LoRE | Red Flag Warning - Destructive Fires | 2040 | 3.5478e-10 | 3.5478e-10 | 10472.8261 | 280.5544 | 10192.2718 | 0 | 0 | 0 | 3.6572e-07 | 3.7155e-06 | 0 | 3.7155e-06 | 3.7155e-06 | 0 | 3.7155e-06 | 0 | 0.00011537 | 0.0002529 | 0 | 0.0002529 | 0 | 0.00014588 | 0.00029177 | 0 | 0.00029177 | [12 empty] | 7.3.3.17.5 (Remote Grid) Updates to grid topology to minimize risk of ignition in HFTDs Remote GridWLDFRVegetation ContactAggregated | WLDFR | HFTD - Distribution - Tier 2 - 2QU CoRE ¦ 1QU LoRE | Non-Red Flag Warning - Small Fires | Vegetation Contact | Aggregated | 2040 | 0.0027653 | 193.7699 | 0.53583 | 2040 | Mitigation | 0.95 | 45 | 0 | esc | 0.00097009 | 2.6826e-06 | 0.00097009 | 2.6826e-06
[79 empty] | WLDFR | HFTD - Distribution - Tier 2 - 5QU CoRE ¦ 2QU LoRE | Red Flag Warning - Destructive Fires | 2041 | 3.5478e-10 | 3.5478e-10 | 10472.8261 | 280.5544 | 10192.2718 | 0 | 0 | 0 | 3.6572e-07 | 3.7155e-06 | 0 | 3.7155e-06 | 3.7155e-06 | 0 | 3.7155e-06 | 0 | 0.00011537 | 0.0002529 | 0 | 0.0002529 | 0 | 0.00014588 | 0.00029177 | 0 | 0.00029177 | [12 empty] | 7.3.3.17.5 (Remote Grid) Updates to grid topology to minimize risk of ignition in HFTDs Remote GridWLDFRVegetation ContactAggregated | WLDFR | HFTD - Distribution - Tier 2 - 2QU CoRE ¦ 1QU LoRE | Non-Red Flag Warning - Small Fires | Vegetation Contact | Aggregated | 2041 | 0.0027653 | 193.7699 | 0.53583 | 2041 | Mitigation | 0.95 | 45 | 0 | esc | 0.00097009 | 2.6826e-06 | 0.00097009 | 2.6826e-06
[79 empty] | WLDFR | HFTD - Distribution - Tier 2 - 5QU CoRE ¦ 2QU LoRE | Red Flag Warning - Destructive Fires | 2042 | 3.5478e-10 | 3.5478e-10 | 10472.8261 | 280.5544 | 10192.2718 | 0 | 0 | 0 | 3.6572e-07 | 3.7155e-06 | 0 | 3.7155e-06 | 3.7155e-06 | 0 | 3.7155e-06 | 0 | 0.00012113 | 0.00026552 | 0 | 0.00026552 | 0 | 0.00014588 | 0.00029177 | 0 | 0.00029177 | [12 empty] | 7.3.3.17.5 (Remote Grid) Updates to grid topology to minimize risk of ignition in HFTDs Remote GridWLDFRVegetation ContactAggregated | WLDFR | HFTD - Distribution - Tier 2 - 2QU CoRE ¦ 1QU LoRE | Non-Red Flag Warning - Small Fires | Vegetation Contact | Aggregated | 2042 | 0.0027653 | 193.7699 | 0.53583 | 2042 | Mitigation | 0.95 | 45 | 0 | esc | 0.00097009 | 2.6826e-06 | 0.00097009 | 2.6826e-06
[79 empty] | WLDFR | HFTD - Distribution - Tier 2 - 5QU CoRE ¦ 2QU LoRE | Red Flag Warning - Destructive Fires | 2043 | 3.5478e-10 | 3.5478e-10 | 10992.1562 | 299.42 | 10692.7362 | 0 | 0 | 0 | 3.6572e-07 | 3.8998e-06 | 0 | 3.8998e-06 | 3.8998e-06 | 0 | 3.8998e-06 | 0 | 0.00012113 | 0.00026552 | 0 | 0.00026552 | 0 | 0.00014588 | 0.00029177 | 0 | 0.00029177 | [12 empty] | 7.3.3.17.5 (Remote Grid) Updates to grid topology to minimize risk of ignition in HFTDs Remote GridWLDFRVegetation ContactAggregated | WLDFR | HFTD - Distribution - Tier 2 - 2QU CoRE ¦ 1QU LoRE | Non-Red Flag Warning - Small Fires | Vegetation Contact | Aggregated | 2043 | 0.0027653 | 193.7699 | 0.53583 | 2043 | Mitigation | 0.95 | 45 | 0 | esc | 0.00097009 | 2.6826e-06 | 0.00097009 | 2.6826e-06
[79 empty] | WLDFR | HFTD - Distribution - Tier 2 - 5QU CoRE ¦ 2QU LoRE | Red Flag Warning - Destructive Fires | 2044 | 3.5478e-10 | 3.5478e-10 | 10992.1562 | 299.42 | 10692.7362 | 0 | 0 | 0 | 3.6572e-07 | 3.8998e-06 | 0 | 3.8998e-06 | 3.8998e-06 | 0 | 3.8998e-06 | 0 | 0.00012113 | 0.00026552 | 0 | 0.00026552 | 0 | 0.00014588 | 0.00029177 | 0 | 0.00029177 | [12 empty] | 7.3.3.17.5 (Remote Grid) Updates to grid topology to minimize risk of ignition in HFTDs Remote GridWLDFRVegetation ContactAggregated | WLDFR | HFTD - Distribution - Tier 2 - 2QU CoRE ¦ 1QU LoRE | Non-Red Flag Warning - Small Fires | Vegetation Contact | Aggregated | 2044 | 0.0027653 | 193.7699 | 0.53583 | 2044 | Mitigation | 0.95 | 45 | 0 | esc | 0.00097009 | 2.6826e-06 | 0.00097009 | 2.6826e-06
[79 empty] | WLDFR | HFTD - Distribution - Tier 2 - 5QU CoRE ¦ 2QU LoRE | Red Flag Warning - Destructive Fires | 2045 | 3.5478e-10 | 3.5478e-10 | 10992.1562 | 299.42 | 10692.7362 | 0 | 0 | 0 | 3.6572e-07 | 3.8998e-06 | 0 | 3.8998e-06 | 3.8998e-06 | 0 | 3.8998e-06 | 0 | 0.00012113 | 0.00026552 | 0 | 0.00026552 | 0 | 0.0001531 | 0.00030621 | 0 | 0.00030621 | [12 empty] | 7.3.3.17.5 (Remote Grid) Updates to grid topology to minimize risk of ignition in HFTDs Remote GridWLDFRVegetation ContactAggregated | WLDFR | HFTD - Distribution - Tier 2 - 2QU CoRE ¦ 1QU LoRE | Non-Red Flag Warning - Small Fires | Vegetation Contact | Aggregated | 2045 | 0.0027653 | 193.7699 | 0.53583 | 2045 | Mitigation | 0.95 | 45 | 0 | esc | 0.00097009 | 2.6826e-06 | 0.00097009 | 2.6826e-06
[79 empty] | WLDFR | HFTD - Distribution - Tier 2 - 5QU CoRE ¦ 2QU LoRE | Red Flag Warning - Destructive Fires | 2046 | 3.5478e-10 | 3.5478e-10 | 10992.1562 | 299.42 | 10692.7362 | 0 | 0 | 0 | 3.6572e-07 | 3.8998e-06 | 0 | 3.8998e-06 | 3.8998e-06 | 0 | 3.8998e-06 | 0 | 0.00012113 | 0.00026552 | 0 | 0.00026552 | 0 | 0.0001531 | 0.00030621 | 0 | 0.00030621 | [12 empty] | 7.3.3.17.5 (Remote Grid) Updates to grid topology to minimize risk of ignition in HFTDs Remote GridWLDFRVegetation ContactAggregated | WLDFR | HFTD - Distribution - Tier 2 - 2QU CoRE ¦ 1QU LoRE | Non-Red Flag Warning - Small Fires | Vegetation Contact | Aggregated | 2046 | 0.0027653 | 193.7699 | 0.53583 | 2046 | Mitigation | 0.95 | 45 | 0 | esc | 0.00097009 | 2.6826e-06 | 0.00097009 | 2.6826e-06
[79 empty] | WLDFR | HFTD - Distribution - Tier 2 - 5QU CoRE ¦ 2QU LoRE | Red Flag Warning - Destructive Fires | 2047 | 3.5478e-10 | 3.5478e-10 | 10992.1562 | 299.42 | 10692.7362 | 0 | 0 | 0 | 3.6572e-07 | 3.8998e-06 | 0 | 3.8998e-06 | 3.8998e-06 | 0 | 3.8998e-06 | 0 | 0.00012716 | 0.00027875 | 0 | 0.00027875 | 0 | 0.0001531 | 0.00030621 | 0 | 0.00030621 | [12 empty] | 7.3.3.17.5 (Remote Grid) Updates to grid topology to minimize risk of ignition in HFTDs Remote GridWLDFRVegetation ContactAggregated | WLDFR | HFTD - Distribution - Tier 2 - 2QU CoRE ¦ 1QU LoRE | Non-Red Flag Warning - Small Fires | Vegetation Contact | Aggregated | 2047 | 0.0027653 | 193.7699 | 0.53583 | 2047 | Mitigation | 0.95 | 45 | 0 | esc | 0.00097009 | 2.6826e-06 | 0.00097009 | 2.6826e-06
[79 empty] | WLDFR | HFTD - Distribution - Tier 2 - 5QU CoRE ¦ 2QU LoRE | Red Flag Warning - Destructive Fires | 2048 | 3.5478e-10 | 3.5478e-10 | 11536.0538 | 319.4911 | 11216.5626 | 0 | 0 | 0 | 3.6572e-07 | 4.0927e-06 | 0 | 4.0927e-06 | 4.0927e-06 | 0 | 4.0927e-06 | 0 | 0.00012716 | 0.00027875 | 0 | 0.00027875 | 0 | 0.0001531 | 0.00030621 | 0 | 0.00030621 | [12 empty] | 7.3.3.17.5 (Remote Grid) Updates to grid topology to minimize risk of ignition in HFTDs Remote GridWLDFRVegetation ContactAggregated | WLDFR | HFTD - Distribution - Tier 2 - 2QU CoRE ¦ 1QU LoRE | Non-Red Flag Warning - Small Fires | Vegetation Contact | Aggregated | 2048 | 0.0027653 | 193.7699 | 0.53583 | 2048 | Mitigation | 0.95 | 45 | 0 | esc | 0.00097009 | 2.6826e-06 | 0.00097009 | 2.6826e-06
[79 empty] | WLDFR | HFTD - Distribution - Tier 2 - 5QU CoRE ¦ 2QU LoRE | Red Flag Warning - Destructive Fires | 2049 | 3.5478e-10 | 3.5478e-10 | 11536.0538 | 319.4911 | 11216.5626 | 0 | 0 | 0 | 3.6572e-07 | 4.0927e-06 | 0 | 4.0927e-06 | 4.0927e-06 | 0 | 4.0927e-06 | 0 | 0.00012716 | 0.00027875 | 0 | 0.00027875 | 0 | 0 | 0.00030621 | 0 | 0.00030621 | [12 empty] | 7.3.3.17.5 (Remote Grid) Updates to grid topology to minimize risk of ignition in HFTDs Remote GridWLDFRVegetation ContactAggregated | WLDFR | HFTD - Distribution - Tier 2 - 2QU CoRE ¦ 1QU LoRE | Non-Red Flag Warning - Small Fires | Vegetation Contact | Aggregated | 2049 | 0.0027653 | 193.7699 | 0.53583 | 2049 | Mitigation | 0.95 | 45 | 0 | esc | 0.00097009 | 2.6826e-06 | 0.00097009 | 2.6826e-06
[79 empty] | WLDFR | HFTD - Distribution - Tier 2 - 5QU CoRE ¦ 2QU LoRE | Red Flag Warning - Destructive Fires | 2050 | 3.5478e-10 | 3.5478e-10 | 11536.0538 | 319.4911 | 11216.5626 | 0 | 0 | 0 | 3.6572e-07 | 4.0927e-06 | 0 | 4.0927e-06 | 4.0927e-06 | 0 | 4.0927e-06 | 0 | 0.00012716 | 0.00027875 | 0 | 0.00027875 | 0 | 0 | 0 | 0 | 0 | [12 empty] | 7.3.3.17.5 (Remote Grid) Updates to grid topology to minimize risk of ignition in HFTDs Remote GridWLDFRVegetation ContactAggregated | WLDFR | HFTD - Distribution - Tier 2 - 2QU CoRE ¦ 1QU LoRE | Non-Red Flag Warning - Small Fires | Vegetation Contact | Aggregated | 2050 | 0.0027653 | 193.7699 | 0.53583 | 2050 | Mitigation | 0.95 | 45 | 0 | esc | 0.00097009 | 2.6826e-06 | 0.00097009 | 2.6826e-06
[79 empty] | WLDFR | HFTD - Distribution - Tier 2 - 5QU CoRE ¦ 2QU LoRE | Red Flag Warning - Destructive Fires | 2051 | 3.5478e-10 | 3.5478e-10 | 11536.0538 | 319.4911 | 11216.5626 | 0 | 0 | 0 | 3.6572e-07 | 4.0927e-06 | 0 | 4.0927e-06 | 4.0927e-06 | 0 | 4.0927e-06 | 0 | 0.00012716 | 0.00027875 | 0 | 0.00027875 | 0 | 0 | 0 | 0 | 0 | [12 empty] | 7.3.3.17.5 (Remote Grid) Updates to grid topology to minimize risk of ignition in HFTDs Remote GridWLDFRVegetation ContactAggregated | WLDFR | HFTD - Distribution - Tier 2 - 2QU CoRE ¦ 1QU LoRE | Non-Red Flag Warning - Small Fires | Vegetation Contact | Aggregated | 2051 | 0.0027653 | 193.7699 | 0.53583 | 2051 | Mitigation | 0.95 | 45 | 0 | esc | 0.00097009 | 2.6826e-06 | 0.00097009 | 2.6826e-06
[79 empty] | WLDFR | HFTD - Distribution - Tier 2 - 5QU CoRE ¦ 2QU LoRE | Red Flag Warning - Destructive Fires | 2052 | 3.5478e-10 | 3.5478e-10 | 11536.0538 | 319.4911 | 11216.5626 | 0 | 0 | 0 | 3.6572e-07 | 4.0927e-06 | 0 | 4.0927e-06 | 4.0927e-06 | 0 | 4.0927e-06 | 0 | 0.0001334 | 0.00029242 | 0 | 0.00029242 | 0 | 4.9771e-07 | 0 | 0 | 0 | [12 empty] | 7.3.3.17.5 (Remote Grid) Updates to grid topology to minimize risk of ignition in HFTDs Remote GridWLDFRVegetation ContactAggregated | WLDFR | HFTD - Distribution - Tier 2 - 2QU CoRE ¦ 1QU LoRE | Non-Red Flag Warning - Small Fires | Vegetation Contact | Aggregated | 2052 | 0.0027653 | 193.7699 | 0.53583 | 2052 | Mitigation | 0.95 | 45 | 0 | esc | 0.00097009 | 2.6826e-06 | 0.00097009 | 2.6826e-06
[79 empty] | WLDFR | HFTD - Distribution - Tier 2 - 5QU CoRE ¦ 2QU LoRE | Red Flag Warning - Destructive Fires | 2053 | 3.5478e-10 | 3.5478e-10 | 12097.6769 | 340.5356 | 11757.1413 | 0 | 0 | 0 | 3.6572e-07 | 4.292e-06 | 0 | 4.292e-06 | 4.292e-06 | 0 | 4.292e-06 | 0 | 0.0001334 | 0.00029242 | 0 | 0.00029242 | 0 | 5.1997e-07 | 1.0399e-06 | 0 | 1.0399e-06 | [12 empty] | 7.3.3.17.5 (Remote Grid) Updates to grid topology to minimize risk of ignition in HFTDs Remote GridWLDFRVegetation ContactAggregated | WLDFR | HFTD - Distribution - Tier 2 - 2QU CoRE ¦ 1QU LoRE | Non-Red Flag Warning - Small Fires | Vegetation Contact | Aggregated | 2053 | 0.0027653 | 193.7699 | 0.53583 | 2053 | Mitigation | 0.95 | 45 | 0 | esc | 0.00097009 | 2.6826e-06 | 0.00097009 | 2.6826e-06
[79 empty] | WLDFR | HFTD - Distribution - Tier 2 - 5QU CoRE ¦ 2QU LoRE | Red Flag Warning - Destructive Fires | 2054 | 3.5478e-10 | 3.5478e-10 | 12097.6769 | 340.5356 | 11757.1413 | 0 | 0 | 0 | 3.6572e-07 | 4.292e-06 | 0 | 4.292e-06 | 4.292e-06 | 0 | 4.292e-06 | 0 | 0.0001334 | 0.00029242 | 0 | 0.00029242 | 0 | 5.1997e-07 | 1.0399e-06 | 0 | 1.0399e-06 | [12 empty] | 7.3.3.17.5 (Remote Grid) Updates to grid topology to minimize risk of ignition in HFTDs Remote GridWLDFRVegetation ContactAggregated | WLDFR | HFTD - Distribution - Tier 2 - 2QU CoRE ¦ 1QU LoRE | Non-Red Flag Warning - Small Fires | Vegetation Contact | Aggregated | 2054 | 0.0027653 | 193.7699 | 0.53583 | 2054 | Mitigation | 0.95 | 45 | 0 | esc | 0.00097009 | 2.6826e-06 | 0.00097009 | 2.6826e-06
[79 empty] | WLDFR | HFTD - Distribution - Tier 2 - 5QU CoRE ¦ 2QU LoRE | Red Flag Warning - Destructive Fires | 2055 | 3.5478e-10 | 3.5478e-10 | 12097.6769 | 340.5356 | 11757.1413 | 0 | 0 | 0 | 3.6572e-07 | 4.292e-06 | 0 | 4.292e-06 | 4.292e-06 | 0 | 4.292e-06 | 0 | 0.0001334 | 0.00029242 | 0 | 0.00029242 | 0 | 5.1997e-07 | 1.0399e-06 | 0 | 1.0399e-06 | [12 empty] | 7.3.3.17.5 (Remote Grid) Updates to grid topology to minimize risk of ignition in HFTDs Remote GridWLDFRVegetation ContactAggregated | WLDFR | HFTD - Distribution - Tier 2 - 2QU CoRE ¦ 1QU LoRE | Non-Red Flag Warning - Small Fires | Vegetation Contact | Aggregated | 2055 | 0.0027653 | 193.7699 | 0.53583 | 2055 | Mitigation | 0.95 | 45 | 0 | esc | 0.00097009 | 2.6826e-06 | 0.00097009 | 2.6826e-06
[79 empty] | WLDFR | HFTD - Distribution - Tier 2 - 5QU CoRE ¦ 2QU LoRE | Red Flag Warning - Destructive Fires | 2056 | 3.5478e-10 | 3.5478e-10 | 12097.6769 | 340.5356 | 11757.1413 | 0 | 0 | 0 | 3.6572e-07 | 4.292e-06 | 0 | 4.292e-06 | 4.292e-06 | 0 | 4.292e-06 | 0 | 0.0001334 | 0.00029242 | 0 | 0.00029242 | 0 | 5.1997e-07 | 1.0399e-06 | 0 | 1.0399e-06 | [12 empty] | 7.3.3.17.5 (Remote Grid) Updates to grid topology to minimize risk of ignition in HFTDs Remote GridWLDFRVegetation ContactAggregated | WLDFR | HFTD - Distribution - Tier 2 - 2QU CoRE ¦ 1QU LoRE | Non-Red Flag Warning - Small Fires | Vegetation Contact | Aggregated | 2056 | 0.0027653 | 193.7699 | 0.53583 | 2056 | Mitigation | 0.95 | 45 | 0 | esc | 0.00097009 | 2.6826e-06 | 0.00097009 | 2.6826e-06
[79 empty] | WLDFR | HFTD - Distribution - Tier 2 - 5QU CoRE ¦ 2QU LoRE | Red Flag Warning - Destructive Fires | 2057 | 3.5478e-10 | 3.5478e-10 | 12097.6769 | 340.5356 | 11757.1413 | 0 | 0 | 0 | 3.6572e-07 | 4.292e-06 | 0 | 4.292e-06 | 4.292e-06 | 0 | 4.292e-06 | 0 | 0.00013976 | 0.00030636 | 0 | 0.00030636 | 0 | 5.1997e-07 | 1.0399e-06 | 0 | 1.0399e-06 | [12 empty] | 7.3.3.17.5 (Remote Grid) Updates to grid topology to minimize risk of ignition in HFTDs Remote GridWLDFRVegetation ContactAggregated | WLDFR | HFTD - Distribution - Tier 2 - 2QU CoRE ¦ 1QU LoRE | Non-Red Flag Warning - Small Fires | Vegetation Contact | Aggregated | 2057 | 0.0027653 | 193.7699 | 0.53583 | 2057 | Mitigation | 0.95 | 45 | 0 | esc | 0.00097009 | 2.6826e-06 | 0.00097009 | 2.6826e-06
[79 empty] | WLDFR | HFTD - Distribution - Tier 2 - 5QU CoRE ¦ 2QU LoRE | Red Flag Warning - Destructive Fires | 2058 | 3.5478e-10 | 3.5478e-10 | 12670.1796 | 362.3049 | 12307.8747 | 0 | 0 | 0 | 3.6572e-07 | 4.4951e-06 | 0 | 4.4951e-06 | 4.4951e-06 | 0 | 4.4951e-06 | 0 | 0.00013976 | 0.00030636 | 0 | 0.00030636 | 0 | 5.4865e-07 | 1.0973e-06 | 0 | 1.0973e-06 | [12 empty] | 7.3.3.17.5 (Remote Grid) Updates to grid topology to minimize risk of ignition in HFTDs Remote GridWLDFRVegetation ContactAggregated | WLDFR | HFTD - Distribution - Tier 2 - 2QU CoRE ¦ 1QU LoRE | Non-Red Flag Warning - Small Fires | Vegetation Contact | Aggregated | 2058 | 0.0027653 | 193.7699 | 0.53583 | 2058 | Mitigation | 0.95 | 45 | 0 | esc | 0.00097009 | 2.6826e-06 | 0.00097009 | 2.6826e-06
[79 empty] | WLDFR | HFTD - Distribution - Tier 2 - 5QU CoRE ¦ 2QU LoRE | Red Flag Warning - Destructive Fires | 2059 | 3.5478e-10 | 3.5478e-10 | 12670.1796 | 362.3049 | 12307.8747 | 0 | 0 | 0 | 3.6572e-07 | 4.4951e-06 | 0 | 4.4951e-06 | 4.4951e-06 | 0 | 4.4951e-06 | 0 | 0.00013976 | 0.00030636 | 0 | 0.00030636 | 0 | 5.4865e-07 | 1.0973e-06 | 0 | 1.0973e-06 | [12 empty] | 7.3.3.17.5 (Remote Grid) Updates to grid topology to minimize risk of ignition in HFTDs Remote GridWLDFRVegetation ContactAggregated | WLDFR | HFTD - Distribution - Tier 2 - 2QU CoRE ¦ 1QU LoRE | Non-Red Flag Warning - Small Fires | Vegetation Contact | Aggregated | 2059 | 0.0027653 | 193.7699 | 0.53583 | 2059 | Mitigation | 0.95 | 45 | 0 | esc | 0.00097009 | 2.6826e-06 | 0.00097009 | 2.6826e-06
[79 empty] | WLDFR | HFTD - Distribution - Tier 2 - 5QU CoRE ¦ 2QU LoRE | Red Flag Warning - Destructive Fires | 2060 | 3.5478e-10 | 3.5478e-10 | 12670.1796 | 362.3049 | 12307.8747 | 0 | 0 | 0 | 3.6572e-07 | 4.4951e-06 | 0 | 4.4951e-06 | 4.4951e-06 | 0 | 4.4951e-06 | 0 | 0.00013976 | 0.00030636 | 0 | 0.00030636 | 0 | 5.4865e-07 | 1.0973e-06 | 0 | 1.0973e-06 | [12 empty] | 7.3.3.17.5 (Remote Grid) Updates to grid topology to minimize risk of ignition in HFTDs Remote GridWLDFRVegetation ContactAggregated | WLDFR | HFTD - Distribution - Tier 2 - 2QU CoRE ¦ 1QU LoRE | Non-Red Flag Warning - Small Fires | Vegetation Contact | Aggregated | 2060 | 0.0027653 | 193.7699 | 0.53583 | 2060 | Mitigation | 0.95 | 45 | 0 | esc | 0.00097009 | 2.6826e-06 | 0.00097009 | 2.6826e-06
[79 empty] | WLDFR | HFTD - Distribution - Tier 2 - 5QU CoRE ¦ 2QU LoRE | Red Flag Warning - Destructive Fires | 2061 | 3.5478e-10 | 3.5478e-10 | 12670.1796 | 362.3049 | 12307.8747 | 0 | 0 | 0 | 3.6572e-07 | 4.4951e-06 | 0 | 4.4951e-06 | 4.4951e-06 | 0 | 4.4951e-06 | 0 | 0.00013976 | 0.00030636 | 0 | 0.00030636 | 0 | 5.4865e-07 | 1.0973e-06 | 0 | 1.0973e-06 | [12 empty] | 7.3.3.17.5 (Remote Grid) Updates to grid topology to minimize risk of ignition in HFTDs Remote GridWLDFRVegetation ContactAggregated | WLDFR | HFTD - Distribution - Tier 2 - 2QU CoRE ¦ 1QU LoRE | Non-Red Flag Warning - Small Fires | Vegetation Contact | Aggregated | 2061 | 0.0027653 | 193.7699 | 0.53583 | 2061 | Mitigation | 0.95 | 45 | 0 | esc | 0.00097009 | 2.6826e-06 | 0.00097009 | 2.6826e-06
[79 empty] | WLDFR | HFTD - Distribution - Tier 2 - 5QU CoRE ¦ 2QU LoRE | Red Flag Warning - Destructive Fires | 2062 | 3.5478e-10 | 3.5478e-10 | 12670.1796 | 362.3049 | 12307.8747 | 0 | 0 | 0 | 3.6572e-07 | 4.4951e-06 | 0 | 4.4951e-06 | 4.4951e-06 | 0 | 4.4951e-06 | 0 | 0.00014618 | 0.00032042 | 0 | 0.00032042 | 0 | 5.4865e-07 | 1.0973e-06 | 0 | 1.0973e-06 | [12 empty] | 7.3.3.17.5 (Remote Grid) Updates to grid topology to minimize risk of ignition in HFTDs Remote GridWLDFRVegetation ContactAggregated | WLDFR | HFTD - Distribution - Tier 2 - 2QU CoRE ¦ 1QU LoRE | Non-Red Flag Warning - Small Fires | Vegetation Contact | Aggregated | 2062 | 0.0027653 | 193.7699 | 0.53583 | 2062 | Mitigation | 0.95 | 45 | 0 | esc | 0.00097009 | 2.6826e-06 | 0.00097009 | 2.6826e-06
[79 empty] | WLDFR | HFTD - Distribution - Tier 2 - 5QU CoRE ¦ 2QU LoRE | Red Flag Warning - Destructive Fires | 2063 | 3.5478e-10 | 3.5478e-10 | 13246.6313 | 384.5316 | 12862.0997 | 0 | 0 | 0 | 3.6572e-07 | 4.6996e-06 | 0 | 4.6996e-06 | 4.6996e-06 | 0 | 4.6996e-06 | 0 | 0.00014618 | 0.00032042 | 0 | 0.00032042 | 0 | 5.8128e-07 | 1.1626e-06 | 0 | 1.1626e-06 | [12 empty] | 7.3.3.17.5 (Remote Grid) Updates to grid topology to minimize risk of ignition in HFTDs Remote GridWLDFRVegetation ContactAggregated | WLDFR | HFTD - Distribution - Tier 2 - 2QU CoRE ¦ 1QU LoRE | Non-Red Flag Warning - Small Fires | Vegetation Contact | Aggregated | 2063 | 0.0027653 | 193.7699 | 0.53583 | 2063 | Mitigation | 0.95 | 45 | 0 | esc | 0.00097009 | 2.6826e-06 | 0.00097009 | 2.6826e-06
[79 empty] | WLDFR | HFTD - Distribution - Tier 2 - 5QU CoRE ¦ 2QU LoRE | Red Flag Warning - Destructive Fires | 2064 | 3.5478e-10 | 3.5478e-10 | 13246.6313 | 384.5316 | 12862.0997 | 0 | 0 | 0 | 3.6572e-07 | 4.6996e-06 | 0 | 4.6996e-06 | 4.6996e-06 | 0 | 4.6996e-06 | 0 | 0.00014618 | 0.00032042 | 0 | 0.00032042 | 0 | 5.8128e-07 | 1.1626e-06 | 0 | 1.1626e-06 | [12 empty] | 7.3.3.17.5 (Remote Grid) Updates to grid topology to minimize risk of ignition in HFTDs Remote GridWLDFRVegetation ContactAggregated | WLDFR | HFTD - Distribution - Tier 2 - 2QU CoRE ¦ 1QU LoRE | Non-Red Flag Warning - Small Fires | Vegetation Contact | Aggregated | 2064 | 0.0027653 | 193.7699 | 0.53583 | 2064 | Mitigation | 0.95 | 45 | 0 | esc | 0.00097009 | 2.6826e-06 | 0.00097009 | 2.6826e-06
[79 empty] | WLDFR | HFTD - Distribution - Tier 2 - 5QU CoRE ¦ 2QU LoRE | Red Flag Warning - Destructive Fires | 2065 | 3.5478e-10 | 3.5478e-10 | 13246.6313 | 384.5316 | 12862.0997 | 0 | 0 | 0 | 3.6572e-07 | 4.6996e-06 | 0 | 4.6996e-06 | 4.6996e-06 | 0 | 4.6996e-06 | 0 | 0.00014618 | 0.00032042 | 0 | 0.00032042 | 0 | 5.8128e-07 | 1.1626e-06 | 0 | 1.1626e-06 | [12 empty] | 7.3.3.17.5 (Remote Grid) Updates to grid topology to minimize risk of ignition in HFTDs Remote GridWLDFRVegetation ContactAggregated | WLDFR | HFTD - Distribution - Tier 2 - 2QU CoRE ¦ 1QU LoRE | Non-Red Flag Warning - Small Fires | Vegetation Contact | Aggregated | 2065 | 0.0027653 | 193.7699 | 0.53583 | 2065 | Mitigation | 0.95 | 45 | 0 | esc | 0.00097009 | 2.6826e-06 | 0.00097009 | 2.6826e-06
[79 empty] | WLDFR | HFTD - Distribution - Tier 2 - 5QU CoRE ¦ 2QU LoRE | Red Flag Warning - Destructive Fires | 2066 | 3.5478e-10 | 3.5478e-10 | 13246.6313 | 384.5316 | 12862.0997 | 0 | 0 | 0 | 3.6572e-07 | 4.6996e-06 | 0 | 4.6996e-06 | 4.6996e-06 | 0 | 4.6996e-06 | 0 | 0.00014618 | 0.00032042 | 0 | 0.00032042 | 0 | 5.8128e-07 | 1.1626e-06 | 0 | 1.1626e-06 | [12 empty] | 7.3.3.17.5 (Remote Grid) Updates to grid topology to minimize risk of ignition in HFTDs Remote GridWLDFRVegetation ContactAggregated | WLDFR | HFTD - Distribution - Tier 2 - 2QU CoRE ¦ 1QU LoRE | Non-Red Flag Warning - Small Fires | Vegetation Contact | Aggregated | 2066 | 0.0027653 | 193.7699 | 0.53583 | 2066 | Mitigation | 0.95 | 45 | 0 | esc | 0.00097009 | 2.6826e-06 | 0.00097009 | 2.6826e-06
[79 empty] | WLDFR | HFTD - Distribution - Tier 2 - 5QU CoRE ¦ 2QU LoRE | Red Flag Warning - Destructive Fires | 2067 | 0 | 3.5478e-10 | 13246.6313 | 384.5316 | 12862.0997 | 0 | 0 | 0 | 3.6572e-07 | 0 | 0 | 0 | 4.6996e-06 | 0 | 4.6996e-06 | 0 | 0.00015256 | 0.00033442 | 0 | 0.00033442 | 0 | 5.8128e-07 | 1.1626e-06 | 0 | 1.1626e-06 | [12 empty] | 7.3.3.17.5 (Remote Grid) Updates to grid topology to minimize risk of ignition in HFTDs Remote GridWLDFRVegetation ContactAggregated | WLDFR | HFTD - Distribution - Tier 2 - 2QU CoRE ¦ 1QU LoRE | Non-Red Flag Warning - Small Fires | Vegetation Contact | Aggregated | 2067 | 0.0027653 | 193.7699 | 0.53583 | 2067 | Mitigation | 0.95 | 45 | 0 | esc | 0 | 0 | 0.00097009 | 2.6826e-06
[79 empty] | WLDFR | HFTD - Distribution - Tier 2 - 5QU CoRE ¦ 2QU LoRE | Red Flag Warning - Large Fires | 2022 | 2.3204e-08 | 0 | 5.2406 | 0.69642 | 2.942 | 1.6022 | 0 | 0 | 2.392e-05 | 1.216e-07 | 0 | 1.216e-07 | 0 | 0 | 0 | 0 | 0.00015256 | 0.00033442 | 0 | 0.00033442 | 0 | 6.1758e-07 | 1.2352e-06 | 0 | 1.2352e-06 | [12 empty] | 7.3.3.17.5 (Remote Grid) Updates to grid topology to minimize risk of ignition in HFTDs Remote GridWLDFRWire-to-wire contactAggregated | WLDFR | HFTD - Distribution - Tier 2 - 2QU CoRE ¦ 1QU LoRE | Non-Red Flag Warning - Small Fires | Wire-to-wire contact | Aggregated | 2022 | 0.001529 | 193.7699 | 0.29628 | 2022 | Mitigation | 0.95 | 45 | 0 | esc | 0.00097009 | 1.4833e-06 | 0 | 0
[79 empty] | WLDFR | HFTD - Distribution - Tier 2 - 5QU CoRE ¦ 2QU LoRE | Red Flag Warning - Large Fires | 2023 | 2.3204e-08 | 2.3204e-08 | 5.475 | 0.71896 | 3.0715 | 1.6846 | 0 | 0 | 2.392e-05 | 1.2704e-07 | 0 | 1.2704e-07 | 1.2704e-07 | 0 | 1.2704e-07 | 0 | 0.00015256 | 0.00033442 | 0 | 0.00033442 | 0 | 6.1758e-07 | 1.2352e-06 | 0 | 1.2352e-06 | [12 empty] | 7.3.3.17.5 (Remote Grid) Updates to grid topology to minimize risk of ignition in HFTDs Remote GridWLDFRWire-to-wire contactAggregated | WLDFR | HFTD - Distribution - Tier 2 - 2QU CoRE ¦ 1QU LoRE | Non-Red Flag Warning - Small Fires | Wire-to-wire contact | Aggregated | 2023 | 0.001529 | 193.7699 | 0.29628 | 2023 | Mitigation | 0.95 | 45 | 0 | esc | 0.00097009 | 1.4833e-06 | 0.00097009 | 1.4833e-06
[79 empty] | WLDFR | HFTD - Distribution - Tier 2 - 5QU CoRE ¦ 2QU LoRE | Red Flag Warning - Large Fires | 2024 | 2.3204e-08 | 2.3204e-08 | 5.475 | 0.71896 | 3.0715 | 1.6846 | 0 | 0 | 2.392e-05 | 1.2704e-07 | 0 | 1.2704e-07 | 1.2704e-07 | 0 | 1.2704e-07 | 0 | 0 | 0.00033442 | 0 | 0.00033442 | 0 | 6.1758e-07 | 1.2352e-06 | 0 | 1.2352e-06 | [12 empty] | 7.3.3.17.5 (Remote Grid) Updates to grid topology to minimize risk of ignition in HFTDs Remote GridWLDFRWire-to-wire contactAggregated | WLDFR | HFTD - Distribution - Tier 2 - 2QU CoRE ¦ 1QU LoRE | Non-Red Flag Warning - Small Fires | Wire-to-wire contact | Aggregated | 2024 | 0.001529 | 193.7699 | 0.29628 | 2024 | Mitigation | 0.95 | 45 | 0 | esc | 0.00097009 | 1.4833e-06 | 0.00097009 | 1.4833e-06
[79 empty] | WLDFR | HFTD - Distribution - Tier 2 - 5QU CoRE ¦ 2QU LoRE | Red Flag Warning - Large Fires | 2025 | 2.3204e-08 | 2.3204e-08 | 5.475 | 0.71896 | 3.0715 | 1.6846 | 0 | 0 | 2.392e-05 | 1.2704e-07 | 0 | 1.2704e-07 | 1.2704e-07 | 0 | 1.2704e-07 | 0 | 0 | 0 | 0 | 0 | 0 | 6.1758e-07 | 1.2352e-06 | 0 | 1.2352e-06 | [12 empty] | 7.3.3.17.5 (Remote Grid) Updates to grid topology to minimize risk of ignition in HFTDs Remote GridWLDFRWire-to-wire contactAggregated | WLDFR | HFTD - Distribution - Tier 2 - 2QU CoRE ¦ 1QU LoRE | Non-Red Flag Warning - Small Fires | Wire-to-wire contact | Aggregated | 2025 | 0.001529 | 193.7699 | 0.29628 | 2025 | Mitigation | 0.95 | 45 | 0 | esc | 0.00097009 | 1.4833e-06 | 0.00097009 | 1.4833e-06
[79 empty] | WLDFR | HFTD - Distribution - Tier 2 - 5QU CoRE ¦ 2QU LoRE | Red Flag Warning - Large Fires | 2026 | 2.3204e-08 | 2.3204e-08 | 5.475 | 0.71896 | 3.0715 | 1.6846 | 0 | 0 | 2.392e-05 | 1.2704e-07 | 0 | 1.2704e-07 | 1.2704e-07 | 0 | 1.2704e-07 | 0 | 1.0101e-05 | 0 | 0 | 0 | 0 | 6.1758e-07 | 1.2352e-06 | 0 | 1.2352e-06 | [12 empty] | 7.3.3.17.5 (Remote Grid) Updates to grid topology to minimize risk of ignition in HFTDs Remote GridWLDFRWire-to-wire contactAggregated | WLDFR | HFTD - Distribution - Tier 2 - 2QU CoRE ¦ 1QU LoRE | Non-Red Flag Warning - Small Fires | Wire-to-wire contact | Aggregated | 2026 | 0.001529 | 193.7699 | 0.29628 | 2026 | Mitigation | 0.95 | 45 | 0 | esc | 0.00097009 | 1.4833e-06 | 0.00097009 | 1.4833e-06
[79 empty] | WLDFR | HFTD - Distribution - Tier 2 - 5QU CoRE ¦ 2QU LoRE | Red Flag Warning - Large Fires | 2027 | 2.3204e-08 | 2.3204e-08 | 5.475 | 0.71896 | 3.0715 | 1.6846 | 0 | 0 | 2.392e-05 | 1.2704e-07 | 0 | 1.2704e-07 | 1.2704e-07 | 0 | 1.2704e-07 | 0 | 1.047e-05 | 2.295e-05 | 0 | 2.295e-05 | 0 | 6.5729e-07 | 1.3146e-06 | 0 | 1.3146e-06 | [12 empty] | 7.3.3.17.5 (Remote Grid) Updates to grid topology to minimize risk of ignition in HFTDs Remote GridWLDFRWire-to-wire contactAggregated | WLDFR | HFTD - Distribution - Tier 2 - 2QU CoRE ¦ 1QU LoRE | Non-Red Flag Warning - Small Fires | Wire-to-wire contact | Aggregated | 2027 | 0.001529 | 193.7699 | 0.29628 | 2027 | Mitigation | 0.95 | 45 | 0 | esc | 0.00097009 | 1.4833e-06 | 0.00097009 | 1.4833e-06
[79 empty] | WLDFR | HFTD - Distribution - Tier 2 - 5QU CoRE ¦ 2QU LoRE | Red Flag Warning - Large Fires | 2028 | 2.3204e-08 | 2.3204e-08 | 5.777 | 0.74734 | 3.238 | 1.7917 | 0 | 0 | 2.392e-05 | 1.3405e-07 | 0 | 1.3405e-07 | 1.3405e-07 | 0 | 1.3405e-07 | 0 | 1.047e-05 | 2.295e-05 | 0 | 2.295e-05 | 0 | 6.5729e-07 | 1.3146e-06 | 0 | 1.3146e-06 | [12 empty] | 7.3.3.17.5 (Remote Grid) Updates to grid topology to minimize risk of ignition in HFTDs Remote GridWLDFRWire-to-wire contactAggregated | WLDFR | HFTD - Distribution - Tier 2 - 2QU CoRE ¦ 1QU LoRE | Non-Red Flag Warning - Small Fires | Wire-to-wire contact | Aggregated | 2028 | 0.001529 | 193.7699 | 0.29628 | 2028 | Mitigation | 0.95 | 45 | 0 | esc | 0.00097009 | 1.4833e-06 | 0.00097009 | 1.4833e-06
[79 empty] | WLDFR | HFTD - Distribution - Tier 2 - 5QU CoRE ¦ 2QU LoRE | Red Flag Warning - Large Fires | 2029 | 2.3204e-08 | 2.3204e-08 | 5.777 | 0.74734 | 3.238 | 1.7917 | 0 | 0 | 2.392e-05 | 1.3405e-07 | 0 | 1.3405e-07 | 1.3405e-07 | 0 | 1.3405e-07 | 0 | 1.047e-05 | 2.295e-05 | 0 | 2.295e-05 | 0 | 6.5729e-07 | 1.3146e-06 | 0 | 1.3146e-06 | [12 empty] | 7.3.3.17.5 (Remote Grid) Updates to grid topology to minimize risk of ignition in HFTDs Remote GridWLDFRWire-to-wire contactAggregated | WLDFR | HFTD - Distribution - Tier 2 - 2QU CoRE ¦ 1QU LoRE | Non-Red Flag Warning - Small Fires | Wire-to-wire contact | Aggregated | 2029 | 0.001529 | 193.7699 | 0.29628 | 2029 | Mitigation | 0.95 | 45 | 0 | esc | 0.00097009 | 1.4833e-06 | 0.00097009 | 1.4833e-06
[79 empty] | WLDFR | HFTD - Distribution - Tier 2 - 5QU CoRE ¦ 2QU LoRE | Red Flag Warning - Large Fires | 2030 | 2.3204e-08 | 2.3204e-08 | 5.777 | 0.74734 | 3.238 | 1.7917 | 0 | 0 | 2.392e-05 | 1.3405e-07 | 0 | 1.3405e-07 | 1.3405e-07 | 0 | 1.3405e-07 | 0 | 1.047e-05 | 2.295e-05 | 0 | 2.295e-05 | 0 | 6.5729e-07 | 1.3146e-06 | 0 | 1.3146e-06 | [12 empty] | 7.3.3.17.5 (Remote Grid) Updates to grid topology to minimize risk of ignition in HFTDs Remote GridWLDFRWire-to-wire contactAggregated | WLDFR | HFTD - Distribution - Tier 2 - 2QU CoRE ¦ 1QU LoRE | Non-Red Flag Warning - Small Fires | Wire-to-wire contact | Aggregated | 2030 | 0.001529 | 193.7699 | 0.29628 | 2030 | Mitigation | 0.95 | 45 | 0 | esc | 0.00097009 | 1.4833e-06 | 0.00097009 | 1.4833e-06
[79 empty] | WLDFR | HFTD - Distribution - Tier 2 - 5QU CoRE ¦ 2QU LoRE | Red Flag Warning - Large Fires | 2031 | 2.3204e-08 | 2.3204e-08 | 5.777 | 0.74734 | 3.238 | 1.7917 | 0 | 0 | 2.392e-05 | 1.3405e-07 | 0 | 1.3405e-07 | 1.3405e-07 | 0 | 1.3405e-07 | 0 | 1.047e-05 | 2.295e-05 | 0 | 2.295e-05 | 0 | 6.5729e-07 | 1.3146e-06 | 0 | 1.3146e-06 | [12 empty] | 7.3.3.17.5 (Remote Grid) Updates to grid topology to minimize risk of ignition in HFTDs Remote GridWLDFRWire-to-wire contactAggregated | WLDFR | HFTD - Distribution - Tier 2 - 2QU CoRE ¦ 1QU LoRE | Non-Red Flag Warning - Small Fires | Wire-to-wire contact | Aggregated | 2031 | 0.001529 | 193.7699 | 0.29628 | 2031 | Mitigation | 0.95 | 45 | 0 | esc | 0.00097009 | 1.4833e-06 | 0.00097009 | 1.4833e-06
[79 empty] | WLDFR | HFTD - Distribution - Tier 2 - 5QU CoRE ¦ 2QU LoRE | Red Flag Warning - Large Fires | 2032 | 2.3204e-08 | 2.3204e-08 | 5.777 | 0.74734 | 3.238 | 1.7917 | 0 | 0 | 2.392e-05 | 1.3405e-07 | 0 | 1.3405e-07 | 1.3405e-07 | 0 | 1.3405e-07 | 0 | 1.0934e-05 | 2.3969e-05 | 0 | 2.3969e-05 | 0 | 7.0007e-07 | 1.4001e-06 | 0 | 1.4001e-06 | [12 empty] | 7.3.3.17.5 (Remote Grid) Updates to grid topology to minimize risk of ignition in HFTDs Remote GridWLDFRWire-to-wire contactAggregated | WLDFR | HFTD - Distribution - Tier 2 - 2QU CoRE ¦ 1QU LoRE | Non-Red Flag Warning - Small Fires | Wire-to-wire contact | Aggregated | 2032 | 0.001529 | 193.7699 | 0.29628 | 2032 | Mitigation | 0.95 | 45 | 0 | esc | 0.00097009 | 1.4833e-06 | 0.00097009 | 1.4833e-06
[79 empty] | WLDFR | HFTD - Distribution - Tier 2 - 5QU CoRE ¦ 2QU LoRE | Red Flag Warning - Large Fires | 2033 | 2.3204e-08 | 2.3204e-08 | 6.1205 | 0.77885 | 3.4265 | 1.9151 | 0 | 0 | 2.392e-05 | 1.4202e-07 | 0 | 1.4202e-07 | 1.4202e-07 | 0 | 1.4202e-07 | 0 | 1.0934e-05 | 2.3969e-05 | 0 | 2.3969e-05 | 0 | 7.0007e-07 | 1.4001e-06 | 0 | 1.4001e-06 | [12 empty] | 7.3.3.17.5 (Remote Grid) Updates to grid topology to minimize risk of ignition in HFTDs Remote GridWLDFRWire-to-wire contactAggregated | WLDFR | HFTD - Distribution - Tier 2 - 2QU CoRE ¦ 1QU LoRE | Non-Red Flag Warning - Small Fires | Wire-to-wire contact | Aggregated | 2033 | 0.001529 | 193.7699 | 0.29628 | 2033 | Mitigation | 0.95 | 45 | 0 | esc | 0.00097009 | 1.4833e-06 | 0.00097009 | 1.4833e-06
[79 empty] | WLDFR | HFTD - Distribution - Tier 2 - 5QU CoRE ¦ 2QU LoRE | Red Flag Warning - Large Fires | 2034 | 2.3204e-08 | 2.3204e-08 | 6.1205 | 0.77885 | 3.4265 | 1.9151 | 0 | 0 | 2.392e-05 | 1.4202e-07 | 0 | 1.4202e-07 | 1.4202e-07 | 0 | 1.4202e-07 | 0 | 1.0934e-05 | 2.3969e-05 | 0 | 2.3969e-05 | 0 | 7.0007e-07 | 1.4001e-06 | 0 | 1.4001e-06 | [12 empty] | 7.3.3.17.5 (Remote Grid) Updates to grid topology to minimize risk of ignition in HFTDs Remote GridWLDFRWire-to-wire contactAggregated | WLDFR | HFTD - Distribution - Tier 2 - 2QU CoRE ¦ 1QU LoRE | Non-Red Flag Warning - Small Fires | Wire-to-wire contact | Aggregated | 2034 | 0.001529 | 193.7699 | 0.29628 | 2034 | Mitigation | 0.95 | 45 | 0 | esc | 0.00097009 | 1.4833e-06 | 0.00097009 | 1.4833e-06
[79 empty] | WLDFR | HFTD - Distribution - Tier 2 - 5QU CoRE ¦ 2QU LoRE | Red Flag Warning - Large Fires | 2035 | 2.3204e-08 | 2.3204e-08 | 6.1205 | 0.77885 | 3.4265 | 1.9151 | 0 | 0 | 2.392e-05 | 1.4202e-07 | 0 | 1.4202e-07 | 1.4202e-07 | 0 | 1.4202e-07 | 0 | 1.0934e-05 | 2.3969e-05 | 0 | 2.3969e-05 | 0 | 7.0007e-07 | 1.4001e-06 | 0 | 1.4001e-06 | [12 empty] | 7.3.3.17.5 (Remote Grid) Updates to grid topology to minimize risk of ignition in HFTDs Remote GridWLDFRWire-to-wire contactAggregated | WLDFR | HFTD - Distribution - Tier 2 - 2QU CoRE ¦ 1QU LoRE | Non-Red Flag Warning - Small Fires | Wire-to-wire contact | Aggregated | 2035 | 0.001529 | 193.7699 | 0.29628 | 2035 | Mitigation | 0.95 | 45 | 0 | esc | 0.00097009 | 1.4833e-06 | 0.00097009 | 1.4833e-06
[79 empty] | WLDFR | HFTD - Distribution - Tier 2 - 5QU CoRE ¦ 2QU LoRE | Red Flag Warning - Large Fires | 2036 | 2.3204e-08 | 2.3204e-08 | 6.1205 | 0.77885 | 3.4265 | 1.9151 | 0 | 0 | 2.392e-05 | 1.4202e-07 | 0 | 1.4202e-07 | 1.4202e-07 | 0 | 1.4202e-07 | 0 | 1.0934e-05 | 2.3969e-05 | 0 | 2.3969e-05 | 0 | 0 | 1.4001e-06 | 0 | 1.4001e-06 | [12 empty] | 7.3.3.17.5 (Remote Grid) Updates to grid topology to minimize risk of ignition in HFTDs Remote GridWLDFRWire-to-wire contactAggregated | WLDFR | HFTD - Distribution - Tier 2 - 2QU CoRE ¦ 1QU LoRE | Non-Red Flag Warning - Small Fires | Wire-to-wire contact | Aggregated | 2036 | 0.001529 | 193.7699 | 0.29628 | 2036 | Mitigation | 0.95 | 45 | 0 | esc | 0.00097009 | 1.4833e-06 | 0.00097009 | 1.4833e-06
[79 empty] | WLDFR | HFTD - Distribution - Tier 2 - 5QU CoRE ¦ 2QU LoRE | Red Flag Warning - Large Fires | 2037 | 2.3204e-08 | 2.3204e-08 | 6.1205 | 0.77885 | 3.4265 | 1.9151 | 0 | 0 | 2.392e-05 | 1.4202e-07 | 0 | 1.4202e-07 | 1.4202e-07 | 0 | 1.4202e-07 | 0 | 1.145e-05 | 2.51e-05 | 0 | 2.51e-05 | 0 | 0 | 0 | 0 | 0 | [12 empty] | 7.3.3.17.5 (Remote Grid) Updates to grid topology to minimize risk of ignition in HFTDs Remote GridWLDFRWire-to-wire contactAggregated | WLDFR | HFTD - Distribution - Tier 2 - 2QU CoRE ¦ 1QU LoRE | Non-Red Flag Warning - Small Fires | Wire-to-wire contact | Aggregated | 2037 | 0.001529 | 193.7699 | 0.29628 | 2037 | Mitigation | 0.95 | 45 | 0 | esc | 0.00097009 | 1.4833e-06 | 0.00097009 | 1.4833e-06
[79 empty] | WLDFR | HFTD - Distribution - Tier 2 - 5QU CoRE ¦ 2QU LoRE | Red Flag Warning - Large Fires | 2038 | 2.3204e-08 | 2.3204e-08 | 6.5028 | 0.81304 | 3.6355 | 2.0543 | 0 | 0 | 2.392e-05 | 1.5089e-07 | 0 | 1.5089e-07 | 1.5089e-07 | 0 | 1.5089e-07 | 0 | 1.145e-05 | 2.51e-05 | 0 | 2.51e-05 | 0 | 0 | 0 | 0 | 0 | [12 empty] | 7.3.3.17.5 (Remote Grid) Updates to grid topology to minimize risk of ignition in HFTDs Remote GridWLDFRWire-to-wire contactAggregated | WLDFR | HFTD - Distribution - Tier 2 - 2QU CoRE ¦ 1QU LoRE | Non-Red Flag Warning - Small Fires | Wire-to-wire contact | Aggregated | 2038 | 0.001529 | 193.7699 | 0.29628 | 2038 | Mitigation | 0.95 | 45 | 0 | esc | 0.00097009 | 1.4833e-06 | 0.00097009 | 1.4833e-06
[79 empty] | WLDFR | HFTD - Distribution - Tier 2 - 5QU CoRE ¦ 2QU LoRE | Red Flag Warning - Large Fires | 2039 | 2.3204e-08 | 2.3204e-08 | 6.5028 | 0.81304 | 3.6355 | 2.0543 | 0 | 0 | 2.392e-05 | 1.5089e-07 | 0 | 1.5089e-07 | 1.5089e-07 | 0 | 1.5089e-07 | 0 | 1.145e-05 | 2.51e-05 | 0 | 2.51e-05 | 0 | 3.393e-06 | 0 | 0 | 0 | [12 empty] | 7.3.3.17.5 (Remote Grid) Updates to grid topology to minimize risk of ignition in HFTDs Remote GridWLDFRWire-to-wire contactAggregated | WLDFR | HFTD - Distribution - Tier 2 - 2QU CoRE ¦ 1QU LoRE | Non-Red Flag Warning - Small Fires | Wire-to-wire contact | Aggregated | 2039 | 0.001529 | 193.7699 | 0.29628 | 2039 | Mitigation | 0.95 | 45 | 0 | esc | 0.00097009 | 1.4833e-06 | 0.00097009 | 1.4833e-06
[79 empty] | WLDFR | HFTD - Distribution - Tier 2 - 5QU CoRE ¦ 2QU LoRE | Red Flag Warning - Large Fires | 2040 | 2.3204e-08 | 2.3204e-08 | 6.5028 | 0.81304 | 3.6355 | 2.0543 | 0 | 0 | 2.392e-05 | 1.5089e-07 | 0 | 1.5089e-07 | 1.5089e-07 | 0 | 1.5089e-07 | 0 | 1.145e-05 | 2.51e-05 | 0 | 2.51e-05 | 0 | 3.5022e-06 | 7.0045e-06 | 0 | 7.0045e-06 | [12 empty] | 7.3.3.17.5 (Remote Grid) Updates to grid topology to minimize risk of ignition in HFTDs Remote GridWLDFRWire-to-wire contactAggregated | WLDFR | HFTD - Distribution - Tier 2 - 2QU CoRE ¦ 1QU LoRE | Non-Red Flag Warning - Small Fires | Wire-to-wire contact | Aggregated | 2040 | 0.001529 | 193.7699 | 0.29628 | 2040 | Mitigation | 0.95 | 45 | 0 | esc | 0.00097009 | 1.4833e-06 | 0.00097009 | 1.4833e-06
[79 empty] | WLDFR | HFTD - Distribution - Tier 2 - 5QU CoRE ¦ 2QU LoRE | Red Flag Warning - Large Fires | 2041 | 2.3204e-08 | 2.3204e-08 | 6.5028 | 0.81304 | 3.6355 | 2.0543 | 0 | 0 | 2.392e-05 | 1.5089e-07 | 0 | 1.5089e-07 | 1.5089e-07 | 0 | 1.5089e-07 | 0 | 1.145e-05 | 2.51e-05 | 0 | 2.51e-05 | 0 | 3.5022e-06 | 7.0045e-06 | 0 | 7.0045e-06 | [12 empty] | 7.3.3.17.5 (Remote Grid) Updates to grid topology to minimize risk of ignition in HFTDs Remote GridWLDFRWire-to-wire contactAggregated | WLDFR | HFTD - Distribution - Tier 2 - 2QU CoRE ¦ 1QU LoRE | Non-Red Flag Warning - Small Fires | Wire-to-wire contact | Aggregated | 2041 | 0.001529 | 193.7699 | 0.29628 | 2041 | Mitigation | 0.95 | 45 | 0 | esc | 0.00097009 | 1.4833e-06 | 0.00097009 | 1.4833e-06
[79 empty] | WLDFR | HFTD - Distribution - Tier 2 - 5QU CoRE ¦ 2QU LoRE | Red Flag Warning - Large Fires | 2042 | 2.3204e-08 | 2.3204e-08 | 6.5028 | 0.81304 | 3.6355 | 2.0543 | 0 | 0 | 2.392e-05 | 1.5089e-07 | 0 | 1.5089e-07 | 1.5089e-07 | 0 | 1.5089e-07 | 0 | 1.201e-05 | 2.6326e-05 | 0 | 2.6326e-05 | 0 | 3.5022e-06 | 7.0045e-06 | 0 | 7.0045e-06 | [12 empty] | 7.3.3.17.5 (Remote Grid) Updates to grid topology to minimize risk of ignition in HFTDs Remote GridWLDFRWire-to-wire contactAggregated | WLDFR | HFTD - Distribution - Tier 2 - 2QU CoRE ¦ 1QU LoRE | Non-Red Flag Warning - Small Fires | Wire-to-wire contact | Aggregated | 2042 | 0.001529 | 193.7699 | 0.29628 | 2042 | Mitigation | 0.95 | 45 | 0 | esc | 0.00097009 | 1.4833e-06 | 0.00097009 | 1.4833e-06
[79 empty] | WLDFR | HFTD - Distribution - Tier 2 - 5QU CoRE ¦ 2QU LoRE | Red Flag Warning - Large Fires | 2043 | 2.3204e-08 | 2.3204e-08 | 6.9209 | 0.84944 | 3.8632 | 2.2083 | 0 | 0 | 2.392e-05 | 1.606e-07 | 0 | 1.606e-07 | 1.606e-07 | 0 | 1.606e-07 | 0 | 1.201e-05 | 2.6326e-05 | 0 | 2.6326e-05 | 0 | 3.5022e-06 | 7.0045e-06 | 0 | 7.0045e-06 | [12 empty] | 7.3.3.17.5 (Remote Grid) Updates to grid topology to minimize risk of ignition in HFTDs Remote GridWLDFRWire-to-wire contactAggregated | WLDFR | HFTD - Distribution - Tier 2 - 2QU CoRE ¦ 1QU LoRE | Non-Red Flag Warning - Small Fires | Wire-to-wire contact | Aggregated | 2043 | 0.001529 | 193.7699 | 0.29628 | 2043 | Mitigation | 0.95 | 45 | 0 | esc | 0.00097009 | 1.4833e-06 | 0.00097009 | 1.4833e-06
[79 empty] | WLDFR | HFTD - Distribution - Tier 2 - 5QU CoRE ¦ 2QU LoRE | Red Flag Warning - Large Fires | 2044 | 2.3204e-08 | 2.3204e-08 | 6.9209 | 0.84944 | 3.8632 | 2.2083 | 0 | 0 | 2.392e-05 | 1.606e-07 | 0 | 1.606e-07 | 1.606e-07 | 0 | 1.606e-07 | 0 | 1.201e-05 | 2.6326e-05 | 0 | 2.6326e-05 | 0 | 3.5022e-06 | 7.0045e-06 | 0 | 7.0045e-06 | [12 empty] | 7.3.3.17.5 (Remote Grid) Updates to grid topology to minimize risk of ignition in HFTDs Remote GridWLDFRWire-to-wire contactAggregated | WLDFR | HFTD - Distribution - Tier 2 - 2QU CoRE ¦ 1QU LoRE | Non-Red Flag Warning - Small Fires | Wire-to-wire contact | Aggregated | 2044 | 0.001529 | 193.7699 | 0.29628 | 2044 | Mitigation | 0.95 | 45 | 0 | esc | 0.00097009 | 1.4833e-06 | 0.00097009 | 1.4833e-06
[79 empty] | WLDFR | HFTD - Distribution - Tier 2 - 5QU CoRE ¦ 2QU LoRE | Red Flag Warning - Large Fires | 2045 | 2.3204e-08 | 2.3204e-08 | 6.9209 | 0.84944 | 3.8632 | 2.2083 | 0 | 0 | 2.392e-05 | 1.606e-07 | 0 | 1.606e-07 | 1.606e-07 | 0 | 1.606e-07 | 0 | 1.201e-05 | 2.6326e-05 | 0 | 2.6326e-05 | 0 | 3.6415e-06 | 7.2831e-06 | 0 | 7.2831e-06 | [12 empty] | 7.3.3.17.5 (Remote Grid) Updates to grid topology to minimize risk of ignition in HFTDs Remote GridWLDFRWire-to-wire contactAggregated | WLDFR | HFTD - Distribution - Tier 2 - 2QU CoRE ¦ 1QU LoRE | Non-Red Flag Warning - Small Fires | Wire-to-wire contact | Aggregated | 2045 | 0.001529 | 193.7699 | 0.29628 | 2045 | Mitigation | 0.95 | 45 | 0 | esc | 0.00097009 | 1.4833e-06 | 0.00097009 | 1.4833e-06
[79 empty] | WLDFR | HFTD - Distribution - Tier 2 - 5QU CoRE ¦ 2QU LoRE | Red Flag Warning - Large Fires | 2046 | 2.3204e-08 | 2.3204e-08 | 6.9209 | 0.84944 | 3.8632 | 2.2083 | 0 | 0 | 2.392e-05 | 1.606e-07 | 0 | 1.606e-07 | 1.606e-07 | 0 | 1.606e-07 | 0 | 1.201e-05 | 2.6326e-05 | 0 | 2.6326e-05 | 0 | 3.6415e-06 | 7.2831e-06 | 0 | 7.2831e-06 | [12 empty] | 7.3.3.17.5 (Remote Grid) Updates to grid topology to minimize risk of ignition in HFTDs Remote GridWLDFRWire-to-wire contactAggregated | WLDFR | HFTD - Distribution - Tier 2 - 2QU CoRE ¦ 1QU LoRE | Non-Red Flag Warning - Small Fires | Wire-to-wire contact | Aggregated | 2046 | 0.001529 | 193.7699 | 0.29628 | 2046 | Mitigation | 0.95 | 45 | 0 | esc | 0.00097009 | 1.4833e-06 | 0.00097009 | 1.4833e-06
[79 empty] | WLDFR | HFTD - Distribution - Tier 2 - 5QU CoRE ¦ 2QU LoRE | Red Flag Warning - Large Fires | 2047 | 2.3204e-08 | 2.3204e-08 | 6.9209 | 0.84944 | 3.8632 | 2.2083 | 0 | 0 | 2.392e-05 | 1.606e-07 | 0 | 1.606e-07 | 1.606e-07 | 0 | 1.606e-07 | 0 | 1.2606e-05 | 2.7632e-05 | 0 | 2.7632e-05 | 0 | 3.6415e-06 | 7.2831e-06 | 0 | 7.2831e-06 | [12 empty] | 7.3.3.17.5 (Remote Grid) Updates to grid topology to minimize risk of ignition in HFTDs Remote GridWLDFRWire-to-wire contactAggregated | WLDFR | HFTD - Distribution - Tier 2 - 2QU CoRE ¦ 1QU LoRE | Non-Red Flag Warning - Small Fires | Wire-to-wire contact | Aggregated | 2047 | 0.001529 | 193.7699 | 0.29628 | 2047 | Mitigation | 0.95 | 45 | 0 | esc | 0.00097009 | 1.4833e-06 | 0.00097009 | 1.4833e-06
[79 empty] | WLDFR | HFTD - Distribution - Tier 2 - 5QU CoRE ¦ 2QU LoRE | Red Flag Warning - Large Fires | 2048 | 2.3204e-08 | 2.3204e-08 | 7.3713 | 0.88759 | 4.1075 | 2.3763 | 0 | 0 | 2.392e-05 | 1.7105e-07 | 0 | 1.7105e-07 | 1.7105e-07 | 0 | 1.7105e-07 | 0 | 1.2606e-05 | 2.7632e-05 | 0 | 2.7632e-05 | 0 | 3.6415e-06 | 7.2831e-06 | 0 | 7.2831e-06 | [12 empty] | 7.3.3.17.5 (Remote Grid) Updates to grid topology to minimize risk of ignition in HFTDs Remote GridWLDFRWire-to-wire contactAggregated | WLDFR | HFTD - Distribution - Tier 2 - 2QU CoRE ¦ 1QU LoRE | Non-Red Flag Warning - Small Fires | Wire-to-wire contact | Aggregated | 2048 | 0.001529 | 193.7699 | 0.29628 | 2048 | Mitigation | 0.95 | 45 | 0 | esc | 0.00097009 | 1.4833e-06 | 0.00097009 | 1.4833e-06
[79 empty] | WLDFR | HFTD - Distribution - Tier 2 - 5QU CoRE ¦ 2QU LoRE | Red Flag Warning - Large Fires | 2049 | 2.3204e-08 | 2.3204e-08 | 7.3713 | 0.88759 | 4.1075 | 2.3763 | 0 | 0 | 2.392e-05 | 1.7105e-07 | 0 | 1.7105e-07 | 1.7105e-07 | 0 | 1.7105e-07 | 0 | 1.2606e-05 | 2.7632e-05 | 0 | 2.7632e-05 | 0 | 3.6415e-06 | 7.2831e-06 | 0 | 7.2831e-06 | [12 empty] | 7.3.3.17.5 (Remote Grid) Updates to grid topology to minimize risk of ignition in HFTDs Remote GridWLDFRWire-to-wire contactAggregated | WLDFR | HFTD - Distribution - Tier 2 - 2QU CoRE ¦ 1QU LoRE | Non-Red Flag Warning - Small Fires | Wire-to-wire contact | Aggregated | 2049 | 0.001529 | 193.7699 | 0.29628 | 2049 | Mitigation | 0.95 | 45 | 0 | esc | 0.00097009 | 1.4833e-06 | 0.00097009 | 1.4833e-06
[79 empty] | WLDFR | HFTD - Distribution - Tier 2 - 5QU CoRE ¦ 2QU LoRE | Red Flag Warning - Large Fires | 2050 | 2.3204e-08 | 2.3204e-08 | 7.3713 | 0.88759 | 4.1075 | 2.3763 | 0 | 0 | 2.392e-05 | 1.7105e-07 | 0 | 1.7105e-07 | 1.7105e-07 | 0 | 1.7105e-07 | 0 | 1.2606e-05 | 2.7632e-05 | 0 | 2.7632e-05 | 0 | 3.7985e-06 | 7.5971e-06 | 0 | 7.5971e-06 | [12 empty] | 7.3.3.17.5 (Remote Grid) Updates to grid topology to minimize risk of ignition in HFTDs Remote GridWLDFRWire-to-wire contactAggregated | WLDFR | HFTD - Distribution - Tier 2 - 2QU CoRE ¦ 1QU LoRE | Non-Red Flag Warning - Small Fires | Wire-to-wire contact | Aggregated | 2050 | 0.001529 | 193.7699 | 0.29628 | 2050 | Mitigation | 0.95 | 45 | 0 | esc | 0.00097009 | 1.4833e-06 | 0.00097009 | 1.4833e-06
[79 empty] | WLDFR | HFTD - Distribution - Tier 2 - 5QU CoRE ¦ 2QU LoRE | Red Flag Warning - Large Fires | 2051 | 2.3204e-08 | 2.3204e-08 | 7.3713 | 0.88759 | 4.1075 | 2.3763 | 0 | 0 | 2.392e-05 | 1.7105e-07 | 0 | 1.7105e-07 | 1.7105e-07 | 0 | 1.7105e-07 | 0 | 1.2606e-05 | 2.7632e-05 | 0 | 2.7632e-05 | 0 | 3.7985e-06 | 7.5971e-06 | 0 | 7.5971e-06 | [12 empty] | 7.3.3.17.5 (Remote Grid) Updates to grid topology to minimize risk of ignition in HFTDs Remote GridWLDFRWire-to-wire contactAggregated | WLDFR | HFTD - Distribution - Tier 2 - 2QU CoRE ¦ 1QU LoRE | Non-Red Flag Warning - Small Fires | Wire-to-wire contact | Aggregated | 2051 | 0.001529 | 193.7699 | 0.29628 | 2051 | Mitigation | 0.95 | 45 | 0 | esc | 0.00097009 | 1.4833e-06 | 0.00097009 | 1.4833e-06
[79 empty] | WLDFR | HFTD - Distribution - Tier 2 - 5QU CoRE ¦ 2QU LoRE | Red Flag Warning - Large Fires | 2052 | 2.3204e-08 | 2.3204e-08 | 7.3713 | 0.88759 | 4.1075 | 2.3763 | 0 | 0 | 2.392e-05 | 1.7105e-07 | 0 | 1.7105e-07 | 1.7105e-07 | 0 | 1.7105e-07 | 0 | 1.3229e-05 | 2.8999e-05 | 0 | 2.8999e-05 | 0 | 3.7985e-06 | 7.5971e-06 | 0 | 7.5971e-06 | [12 empty] | 7.3.3.17.5 (Remote Grid) Updates to grid topology to minimize risk of ignition in HFTDs Remote GridWLDFRWire-to-wire contactAggregated | WLDFR | HFTD - Distribution - Tier 2 - 2QU CoRE ¦ 1QU LoRE | Non-Red Flag Warning - Small Fires | Wire-to-wire contact | Aggregated | 2052 | 0.001529 | 193.7699 | 0.29628 | 2052 | Mitigation | 0.95 | 45 | 0 | esc | 0.00097009 | 1.4833e-06 | 0.00097009 | 1.4833e-06
[79 empty] | WLDFR | HFTD - Distribution - Tier 2 - 5QU CoRE ¦ 2QU LoRE | Red Flag Warning - Large Fires | 2053 | 2.3204e-08 | 2.3204e-08 | 7.8503 | 0.92702 | 4.3664 | 2.5569 | 0 | 0 | 2.392e-05 | 1.8216e-07 | 0 | 1.8216e-07 | 1.8216e-07 | 0 | 1.8216e-07 | 0 | 1.3229e-05 | 2.8999e-05 | 0 | 2.8999e-05 | 0 | 3.7985e-06 | 7.5971e-06 | 0 | 7.5971e-06 | [12 empty] | 7.3.3.17.5 (Remote Grid) Updates to grid topology to minimize risk of ignition in HFTDs Remote GridWLDFRWire-to-wire contactAggregated | WLDFR | HFTD - Distribution - Tier 2 - 2QU CoRE ¦ 1QU LoRE | Non-Red Flag Warning - Small Fires | Wire-to-wire contact | Aggregated | 2053 | 0.001529 | 193.7699 | 0.29628 | 2053 | Mitigation | 0.95 | 45 | 0 | esc | 0.00097009 | 1.4833e-06 | 0.00097009 | 1.4833e-06
[79 empty] | WLDFR | HFTD - Distribution - Tier 2 - 5QU CoRE ¦ 2QU LoRE | Red Flag Warning - Large Fires | 2054 | 2.3204e-08 | 2.3204e-08 | 7.8503 | 0.92702 | 4.3664 | 2.5569 | 0 | 0 | 2.392e-05 | 1.8216e-07 | 0 | 1.8216e-07 | 1.8216e-07 | 0 | 1.8216e-07 | 0 | 1.3229e-05 | 2.8999e-05 | 0 | 2.8999e-05 | 0 | 3.7985e-06 | 7.5971e-06 | 0 | 7.5971e-06 | [12 empty] | 7.3.3.17.5 (Remote Grid) Updates to grid topology to minimize risk of ignition in HFTDs Remote GridWLDFRWire-to-wire contactAggregated | WLDFR | HFTD - Distribution - Tier 2 - 2QU CoRE ¦ 1QU LoRE | Non-Red Flag Warning - Small Fires | Wire-to-wire contact | Aggregated | 2054 | 0.001529 | 193.7699 | 0.29628 | 2054 | Mitigation | 0.95 | 45 | 0 | esc | 0.00097009 | 1.4833e-06 | 0.00097009 | 1.4833e-06
[79 empty] | WLDFR | HFTD - Distribution - Tier 2 - 5QU CoRE ¦ 2QU LoRE | Red Flag Warning - Large Fires | 2055 | 2.3204e-08 | 2.3204e-08 | 7.8503 | 0.92702 | 4.3664 | 2.5569 | 0 | 0 | 2.392e-05 | 1.8216e-07 | 0 | 1.8216e-07 | 1.8216e-07 | 0 | 1.8216e-07 | 0 | 1.3229e-05 | 2.8999e-05 | 0 | 2.8999e-05 | 0 | 3.9716e-06 | 7.9432e-06 | 0 | 7.9432e-06 | [12 empty] | 7.3.3.17.5 (Remote Grid) Updates to grid topology to minimize risk of ignition in HFTDs Remote GridWLDFRWire-to-wire contactAggregated | WLDFR | HFTD - Distribution - Tier 2 - 2QU CoRE ¦ 1QU LoRE | Non-Red Flag Warning - Small Fires | Wire-to-wire contact | Aggregated | 2055 | 0.001529 | 193.7699 | 0.29628 | 2055 | Mitigation | 0.95 | 45 | 0 | esc | 0.00097009 | 1.4833e-06 | 0.00097009 | 1.4833e-06
[79 empty] | WLDFR | HFTD - Distribution - Tier 2 - 5QU CoRE ¦ 2QU LoRE | Red Flag Warning - Large Fires | 2056 | 2.3204e-08 | 2.3204e-08 | 7.8503 | 0.92702 | 4.3664 | 2.5569 | 0 | 0 | 2.392e-05 | 1.8216e-07 | 0 | 1.8216e-07 | 1.8216e-07 | 0 | 1.8216e-07 | 0 | 1.3229e-05 | 2.8999e-05 | 0 | 2.8999e-05 | 0 | 3.9716e-06 | 7.9432e-06 | 0 | 7.9432e-06 | [12 empty] | 7.3.3.17.5 (Remote Grid) Updates to grid topology to minimize risk of ignition in HFTDs Remote GridWLDFRWire-to-wire contactAggregated | WLDFR | HFTD - Distribution - Tier 2 - 2QU CoRE ¦ 1QU LoRE | Non-Red Flag Warning - Small Fires | Wire-to-wire contact | Aggregated | 2056 | 0.001529 | 193.7699 | 0.29628 | 2056 | Mitigation | 0.95 | 45 | 0 | esc | 0.00097009 | 1.4833e-06 | 0.00097009 | 1.4833e-06
[79 empty] | WLDFR | HFTD - Distribution - Tier 2 - 5QU CoRE ¦ 2QU LoRE | Red Flag Warning - Large Fires | 2057 | 2.3204e-08 | 2.3204e-08 | 7.8503 | 0.92702 | 4.3664 | 2.5569 | 0 | 0 | 2.392e-05 | 1.8216e-07 | 0 | 1.8216e-07 | 1.8216e-07 | 0 | 1.8216e-07 | 0 | 1.3873e-05 | 3.0411e-05 | 0 | 3.0411e-05 | 0 | 3.9716e-06 | 7.9432e-06 | 0 | 7.9432e-06 | [12 empty] | 7.3.3.17.5 (Remote Grid) Updates to grid topology to minimize risk of ignition in HFTDs Remote GridWLDFRWire-to-wire contactAggregated | WLDFR | HFTD - Distribution - Tier 2 - 2QU CoRE ¦ 1QU LoRE | Non-Red Flag Warning - Small Fires | Wire-to-wire contact | Aggregated | 2057 | 0.001529 | 193.7699 | 0.29628 | 2057 | Mitigation | 0.95 | 45 | 0 | esc | 0.00097009 | 1.4833e-06 | 0.00097009 | 1.4833e-06
[79 empty] | WLDFR | HFTD - Distribution - Tier 2 - 5QU CoRE ¦ 2QU LoRE | Red Flag Warning - Large Fires | 2058 | 2.3204e-08 | 2.3204e-08 | 8.3524 | 0.96727 | 4.6367 | 2.7484 | 0 | 0 | 2.392e-05 | 1.9381e-07 | 0 | 1.9381e-07 | 1.9381e-07 | 0 | 1.9381e-07 | 0 | 1.3873e-05 | 3.0411e-05 | 0 | 3.0411e-05 | 0 | 3.9716e-06 | 7.9432e-06 | 0 | 7.9432e-06 | [12 empty] | 7.3.3.17.5 (Remote Grid) Updates to grid topology to minimize risk of ignition in HFTDs Remote GridWLDFRWire-to-wire contactAggregated | WLDFR | HFTD - Distribution - Tier 2 - 2QU CoRE ¦ 1QU LoRE | Non-Red Flag Warning - Small Fires | Wire-to-wire contact | Aggregated | 2058 | 0.001529 | 193.7699 | 0.29628 | 2058 | Mitigation | 0.95 | 45 | 0 | esc | 0.00097009 | 1.4833e-06 | 0.00097009 | 1.4833e-06
[79 empty] | WLDFR | HFTD - Distribution - Tier 2 - 5QU CoRE ¦ 2QU LoRE | Red Flag Warning - Large Fires | 2059 | 2.3204e-08 | 2.3204e-08 | 8.3524 | 0.96727 | 4.6367 | 2.7484 | 0 | 0 | 2.392e-05 | 1.9381e-07 | 0 | 1.9381e-07 | 1.9381e-07 | 0 | 1.9381e-07 | 0 | 1.3873e-05 | 3.0411e-05 | 0 | 3.0411e-05 | 0 | 3.9716e-06 | 7.9432e-06 | 0 | 7.9432e-06 | [12 empty] | 7.3.3.17.5 (Remote Grid) Updates to grid topology to minimize risk of ignition in HFTDs Remote GridWLDFRWire-to-wire contactAggregated | WLDFR | HFTD - Distribution - Tier 2 - 2QU CoRE ¦ 1QU LoRE | Non-Red Flag Warning - Small Fires | Wire-to-wire contact | Aggregated | 2059 | 0.001529 | 193.7699 | 0.29628 | 2059 | Mitigation | 0.95 | 45 | 0 | esc | 0.00097009 | 1.4833e-06 | 0.00097009 | 1.4833e-06
[79 empty] | WLDFR | HFTD - Distribution - Tier 2 - 5QU CoRE ¦ 2QU LoRE | Red Flag Warning - Large Fires | 2060 | 2.3204e-08 | 2.3204e-08 | 8.3524 | 0.96727 | 4.6367 | 2.7484 | 0 | 0 | 2.392e-05 | 1.9381e-07 | 0 | 1.9381e-07 | 1.9381e-07 | 0 | 1.9381e-07 | 0 | 1.3873e-05 | 3.0411e-05 | 0 | 3.0411e-05 | 0 | 4.1589e-06 | 8.3179e-06 | 0 | 8.3179e-06 | [12 empty] | 7.3.3.17.5 (Remote Grid) Updates to grid topology to minimize risk of ignition in HFTDs Remote GridWLDFRWire-to-wire contactAggregated | WLDFR | HFTD - Distribution - Tier 2 - 2QU CoRE ¦ 1QU LoRE | Non-Red Flag Warning - Small Fires | Wire-to-wire contact | Aggregated | 2060 | 0.001529 | 193.7699 | 0.29628 | 2060 | Mitigation | 0.95 | 45 | 0 | esc | 0.00097009 | 1.4833e-06 | 0.00097009 | 1.4833e-06
[79 empty] | WLDFR | HFTD - Distribution - Tier 2 - 5QU CoRE ¦ 2QU LoRE | Red Flag Warning - Large Fires | 2061 | 2.3204e-08 | 2.3204e-08 | 8.3524 | 0.96727 | 4.6367 | 2.7484 | 0 | 0 | 2.392e-05 | 1.9381e-07 | 0 | 1.9381e-07 | 1.9381e-07 | 0 | 1.9381e-07 | 0 | 1.3873e-05 | 3.0411e-05 | 0 | 3.0411e-05 | 0 | 4.1589e-06 | 8.3179e-06 | 0 | 8.3179e-06 | [12 empty] | 7.3.3.17.5 (Remote Grid) Updates to grid topology to minimize risk of ignition in HFTDs Remote GridWLDFRWire-to-wire contactAggregated | WLDFR | HFTD - Distribution - Tier 2 - 2QU CoRE ¦ 1QU LoRE | Non-Red Flag Warning - Small Fires | Wire-to-wire contact | Aggregated | 2061 | 0.001529 | 193.7699 | 0.29628 | 2061 | Mitigation | 0.95 | 45 | 0 | esc | 0.00097009 | 1.4833e-06 | 0.00097009 | 1.4833e-06
[79 empty] | WLDFR | HFTD - Distribution - Tier 2 - 5QU CoRE ¦ 2QU LoRE | Red Flag Warning - Large Fires | 2062 | 2.3204e-08 | 2.3204e-08 | 8.3524 | 0.96727 | 4.6367 | 2.7484 | 0 | 0 | 2.392e-05 | 1.9381e-07 | 0 | 1.9381e-07 | 1.9381e-07 | 0 | 1.9381e-07 | 0 | 1.453e-05 | 3.185e-05 | 0 | 3.185e-05 | 0 | 4.1589e-06 | 8.3179e-06 | 0 | 8.3179e-06 | [12 empty] | 7.3.3.17.5 (Remote Grid) Updates to grid topology to minimize risk of ignition in HFTDs Remote GridWLDFRWire-to-wire contactAggregated | WLDFR | HFTD - Distribution - Tier 2 - 2QU CoRE ¦ 1QU LoRE | Non-Red Flag Warning - Small Fires | Wire-to-wire contact | Aggregated | 2062 | 0.001529 | 193.7699 | 0.29628 | 2062 | Mitigation | 0.95 | 45 | 0 | esc | 0.00097009 | 1.4833e-06 | 0.00097009 | 1.4833e-06
[79 empty] | WLDFR | HFTD - Distribution - Tier 2 - 5QU CoRE ¦ 2QU LoRE | Red Flag Warning - Large Fires | 2063 | 2.3204e-08 | 2.3204e-08 | 8.872 | 1.0079 | 4.9153 | 2.9488 | 0 | 0 | 2.392e-05 | 2.0587e-07 | 0 | 2.0587e-07 | 2.0587e-07 | 0 | 2.0587e-07 | 0 | 1.453e-05 | 3.185e-05 | 0 | 3.185e-05 | 0 | 4.1589e-06 | 8.3179e-06 | 0 | 8.3179e-06 | [12 empty] | 7.3.3.17.5 (Remote Grid) Updates to grid topology to minimize risk of ignition in HFTDs Remote GridWLDFRWire-to-wire contactAggregated | WLDFR | HFTD - Distribution - Tier 2 - 2QU CoRE ¦ 1QU LoRE | Non-Red Flag Warning - Small Fires | Wire-to-wire contact | Aggregated | 2063 | 0.001529 | 193.7699 | 0.29628 | 2063 | Mitigation | 0.95 | 45 | 0 | esc | 0.00097009 | 1.4833e-06 | 0.00097009 | 1.4833e-06
[79 empty] | WLDFR | HFTD - Distribution - Tier 2 - 5QU CoRE ¦ 2QU LoRE | Red Flag Warning - Large Fires | 2064 | 2.3204e-08 | 2.3204e-08 | 8.872 | 1.0079 | 4.9153 | 2.9488 | 0 | 0 | 2.392e-05 | 2.0587e-07 | 0 | 2.0587e-07 | 2.0587e-07 | 0 | 2.0587e-07 | 0 | 1.453e-05 | 3.185e-05 | 0 | 3.185e-05 | 0 | 4.1589e-06 | 8.3179e-06 | 0 | 8.3179e-06 | [12 empty] | 7.3.3.17.5 (Remote Grid) Updates to grid topology to minimize risk of ignition in HFTDs Remote GridWLDFRWire-to-wire contactAggregated | WLDFR | HFTD - Distribution - Tier 2 - 2QU CoRE ¦ 1QU LoRE | Non-Red Flag Warning - Small Fires | Wire-to-wire contact | Aggregated | 2064 | 0.001529 | 193.7699 | 0.29628 | 2064 | Mitigation | 0.95 | 45 | 0 | esc | 0.00097009 | 1.4833e-06 | 0.00097009 | 1.4833e-06
[79 empty] | WLDFR | HFTD - Distribution - Tier 2 - 5QU CoRE ¦ 2QU LoRE | Red Flag Warning - Large Fires | 2065 | 2.3204e-08 | 2.3204e-08 | 8.872 | 1.0079 | 4.9153 | 2.9488 | 0 | 0 | 2.392e-05 | 2.0587e-07 | 0 | 2.0587e-07 | 2.0587e-07 | 0 | 2.0587e-07 | 0 | 1.453e-05 | 3.185e-05 | 0 | 3.185e-05 | 0 | 4.3587e-06 | 8.7174e-06 | 0 | 8.7174e-06 | [12 empty] | 7.3.3.17.5 (Remote Grid) Updates to grid topology to minimize risk of ignition in HFTDs Remote GridWLDFRWire-to-wire contactAggregated | WLDFR | HFTD - Distribution - Tier 2 - 2QU CoRE ¦ 1QU LoRE | Non-Red Flag Warning - Small Fires | Wire-to-wire contact | Aggregated | 2065 | 0.001529 | 193.7699 | 0.29628 | 2065 | Mitigation | 0.95 | 45 | 0 | esc | 0.00097009 | 1.4833e-06 | 0.00097009 | 1.4833e-06
[79 empty] | WLDFR | HFTD - Distribution - Tier 2 - 5QU CoRE ¦ 2QU LoRE | Red Flag Warning - Large Fires | 2066 | 2.3204e-08 | 2.3204e-08 | 8.872 | 1.0079 | 4.9153 | 2.9488 | 0 | 0 | 2.392e-05 | 2.0587e-07 | 0 | 2.0587e-07 | 2.0587e-07 | 0 | 2.0587e-07 | 0 | 1.453e-05 | 3.185e-05 | 0 | 3.185e-05 | 0 | 4.3587e-06 | 8.7174e-06 | 0 | 8.7174e-06 | [12 empty] | 7.3.3.17.5 (Remote Grid) Updates to grid topology to minimize risk of ignition in HFTDs Remote GridWLDFRWire-to-wire contactAggregated | WLDFR | HFTD - Distribution - Tier 2 - 2QU CoRE ¦ 1QU LoRE | Non-Red Flag Warning - Small Fires | Wire-to-wire contact | Aggregated | 2066 | 0.001529 | 193.7699 | 0.29628 | 2066 | Mitigation | 0.95 | 45 | 0 | esc | 0.00097009 | 1.4833e-06 | 0.00097009 | 1.4833e-06
[79 empty] | WLDFR | HFTD - Distribution - Tier 2 - 5QU CoRE ¦ 2QU LoRE | Red Flag Warning - Large Fires | 2067 | 0 | 2.3204e-08 | 8.872 | 1.0079 | 4.9153 | 2.9488 | 0 | 0 | 2.392e-05 | 0 | 0 | 0 | 2.0587e-07 | 0 | 2.0587e-07 | 0 | 1.5191e-05 | 3.3299e-05 | 0 | 3.3299e-05 | 0 | 4.3587e-06 | 8.7174e-06 | 0 | 8.7174e-06 | [12 empty] | 7.3.3.17.5 (Remote Grid) Updates to grid topology to minimize risk of ignition in HFTDs Remote GridWLDFRWire-to-wire contactAggregated | WLDFR | HFTD - Distribution - Tier 2 - 2QU CoRE ¦ 1QU LoRE | Non-Red Flag Warning - Small Fires | Wire-to-wire contact | Aggregated | 2067 | 0.001529 | 193.7699 | 0.29628 | 2067 | Mitigation | 0.95 | 45 | 0 | esc | 0 | 0 | 0.00097009 | 1.4833e-06
[79 empty] | WLDFR | HFTD - Distribution - Tier 2 - 5QU CoRE ¦ 2QU LoRE | Red Flag Warning - Small Fires | 2022 | 6.7628e-07 | 0 | 0.077901 | 0.036425 | 0.0015809 | 0.039895 | 0 | 0 | 0.00070831 | 5.2682e-08 | 0 | 5.2682e-08 | 0 | 0 | 0 | 0 | 1.5191e-05 | 3.3299e-05 | 0 | 3.3299e-05 | 0 | 4.3587e-06 | 8.7174e-06 | 0 | 8.7174e-06 | [12 empty] | 7.3.3.17.5 (Remote Grid) Updates to grid topology to minimize risk of ignition in HFTDs Remote GridWLDFREquipment / facility failureAggregated | WLDFR | HFTD - Distribution - Tier 2 - 2QU CoRE ¦ 1QU LoRE | Red Flag Warning - Catastrophic Fires | Equipment / facility failure | Aggregated | 2022 | 5.8059e-05 | 193.7699 | 0.01125 | 2022 | Mitigation | 0.95 | 45 | 0 | esc | 0.00097009 | 5.6322e-08 | 0 | 0
[79 empty] | WLDFR | HFTD - Distribution - Tier 2 - 5QU CoRE ¦ 2QU LoRE | Red Flag Warning - Small Fires | 2023 | 6.7628e-07 | 6.7628e-07 | 0.080408 | 0.03759 | 0.0016314 | 0.041187 | 0 | 0 | 0.00070831 | 5.4378e-08 | 0 | 5.4378e-08 | 5.4378e-08 | 0 | 5.4378e-08 | 0 | 1.5191e-05 | 3.3299e-05 | 0 | 3.3299e-05 | 0 | 0 | 8.7174e-06 | 0 | 8.7174e-06 | [12 empty] | 7.3.3.17.5 (Remote Grid) Updates to grid topology to minimize risk of ignition in HFTDs Remote GridWLDFREquipment / facility failureAggregated | WLDFR | HFTD - Distribution - Tier 2 - 2QU CoRE ¦ 1QU LoRE | Red Flag Warning - Catastrophic Fires | Equipment / facility failure | Aggregated | 2023 | 5.8059e-05 | 193.7699 | 0.01125 | 2023 | Mitigation | 0.95 | 45 | 0 | esc | 0.00097009 | 5.6322e-08 | 0.00097009 | 5.6322e-08
[79 empty] | WLDFR | HFTD - Distribution - Tier 2 - 5QU CoRE ¦ 2QU LoRE | Red Flag Warning - Small Fires | 2024 | 6.7628e-07 | 6.7628e-07 | 0.080408 | 0.03759 | 0.0016314 | 0.041187 | 0 | 0 | 0.00070831 | 5.4378e-08 | 0 | 5.4378e-08 | 5.4378e-08 | 0 | 5.4378e-08 | 0 | 1.5191e-05 | 3.3299e-05 | 0 | 3.3299e-05 | 0 | 0 | 0 | 0 | 0 | [12 empty] | 7.3.3.17.5 (Remote Grid) Updates to grid topology to minimize risk of ignition in HFTDs Remote GridWLDFREquipment / facility failureAggregated | WLDFR | HFTD - Distribution - Tier 2 - 2QU CoRE ¦ 1QU LoRE | Red Flag Warning - Catastrophic Fires | Equipment / facility failure | Aggregated | 2024 | 5.8059e-05 | 193.7699 | 0.01125 | 2024 | Mitigation | 0.95 | 45 | 0 | esc | 0.00097009 | 5.6322e-08 | 0.00097009 | 5.6322e-08
[79 empty] | WLDFR | HFTD - Distribution - Tier 2 - 5QU CoRE ¦ 2QU LoRE | Red Flag Warning - Small Fires | 2025 | 6.7628e-07 | 6.7628e-07 | 0.080408 | 0.03759 | 0.0016314 | 0.041187 | 0 | 0 | 0.00070831 | 5.4378e-08 | 0 | 5.4378e-08 | 5.4378e-08 | 0 | 5.4378e-08 | 0 | 1.5191e-05 | 3.3299e-05 | 0 | 3.3299e-05 | 0 | 0 | 0 | 0 | 0 | [12 empty] | 7.3.3.17.5 (Remote Grid) Updates to grid topology to minimize risk of ignition in HFTDs Remote GridWLDFREquipment / facility failureAggregated | WLDFR | HFTD - Distribution - Tier 2 - 2QU CoRE ¦ 1QU LoRE | Red Flag Warning - Catastrophic Fires | Equipment / facility failure | Aggregated | 2025 | 5.8059e-05 | 193.7699 | 0.01125 | 2025 | Mitigation | 0.95 | 45 | 0 | esc | 0.00097009 | 5.6322e-08 | 0.00097009 | 5.6322e-08
[79 empty] | WLDFR | HFTD - Distribution - Tier 2 - 5QU CoRE ¦ 2QU LoRE | Red Flag Warning - Small Fires | 2026 | 6.7628e-07 | 6.7628e-07 | 0.080408 | 0.03759 | 0.0016314 | 0.041187 | 0 | 0 | 0.00070831 | 5.4378e-08 | 0 | 5.4378e-08 | 5.4378e-08 | 0 | 5.4378e-08 | 0 | 1.5849e-05 | 3.474e-05 | 0 | 3.474e-05 | 0 | 0.0050875 | 0 | 0 | 0 | [12 empty] | 7.3.3.17.5 (Remote Grid) Updates to grid topology to minimize risk of ignition in HFTDs Remote GridWLDFREquipment / facility failureAggregated | WLDFR | HFTD - Distribution - Tier 2 - 2QU CoRE ¦ 1QU LoRE | Red Flag Warning - Catastrophic Fires | Equipment / facility failure | Aggregated | 2026 | 5.8059e-05 | 193.7699 | 0.01125 | 2026 | Mitigation | 0.95 | 45 | 0 | esc | 0.00097009 | 5.6322e-08 | 0.00097009 | 5.6322e-08
[79 empty] | WLDFR | HFTD - Distribution - Tier 2 - 5QU CoRE ¦ 2QU LoRE | Red Flag Warning - Small Fires | 2027 | 6.7628e-07 | 6.7628e-07 | 0.080408 | 0.03759 | 0.0016314 | 0.041187 | 0 | 0 | 0.00070831 | 5.4378e-08 | 0 | 5.4378e-08 | 5.4378e-08 | 0 | 5.4378e-08 | 0 | 1.5849e-05 | 3.474e-05 | 0 | 3.474e-05 | 0 | 0.005274 | 0.010548 | 0 | 0.010548 | [12 empty] | 7.3.3.17.5 (Remote Grid) Updates to grid topology to minimize risk of ignition in HFTDs Remote GridWLDFREquipment / facility failureAggregated | WLDFR | HFTD - Distribution - Tier 2 - 2QU CoRE ¦ 1QU LoRE | Red Flag Warning - Catastrophic Fires | Equipment / facility failure | Aggregated | 2027 | 5.8059e-05 | 193.7699 | 0.01125 | 2027 | Mitigation | 0.95 | 45 | 0 | esc | 0.00097009 | 5.6322e-08 | 0.00097009 | 5.6322e-08
[79 empty] | WLDFR | HFTD - Distribution - Tier 2 - 5QU CoRE ¦ 2QU LoRE | Red Flag Warning - Small Fires | 2028 | 6.7628e-07 | 6.7628e-07 | 0.083606 | 0.039055 | 0.001695 | 0.042856 | 0 | 0 | 0.00070831 | 5.6541e-08 | 0 | 5.6541e-08 | 5.6541e-08 | 0 | 5.6541e-08 | 0 | 1.5849e-05 | 3.474e-05 | 0 | 3.474e-05 | 0 | 0.005274 | 0.010548 | 0 | 0.010548 | [12 empty] | 7.3.3.17.5 (Remote Grid) Updates to grid topology to minimize risk of ignition in HFTDs Remote GridWLDFREquipment / facility failureAggregated | WLDFR | HFTD - Distribution - Tier 2 - 2QU CoRE ¦ 1QU LoRE | Red Flag Warning - Catastrophic Fires | Equipment / facility failure | Aggregated | 2028 | 5.8059e-05 | 193.7699 | 0.01125 | 2028 | Mitigation | 0.95 | 45 | 0 | esc | 0.00097009 | 5.6322e-08 | 0.00097009 | 5.6322e-08
[79 empty] | WLDFR | HFTD - Distribution - Tier 2 - 5QU CoRE ¦ 2QU LoRE | Red Flag Warning - Small Fires | 2029 | 6.7628e-07 | 6.7628e-07 | 0.083606 | 0.039055 | 0.001695 | 0.042856 | 0 | 0 | 0.00070831 | 5.6541e-08 | 0 | 5.6541e-08 | 5.6541e-08 | 0 | 5.6541e-08 | 0 | 0 | 3.474e-05 | 0 | 3.474e-05 | 0 | 0.005274 | 0.010548 | 0 | 0.010548 | [12 empty] | 7.3.3.17.5 (Remote Grid) Updates to grid topology to minimize risk of ignition in HFTDs Remote GridWLDFREquipment / facility failureAggregated | WLDFR | HFTD - Distribution - Tier 2 - 2QU CoRE ¦ 1QU LoRE | Red Flag Warning - Catastrophic Fires | Equipment / facility failure | Aggregated | 2029 | 5.8059e-05 | 193.7699 | 0.01125 | 2029 | Mitigation | 0.95 | 45 | 0 | esc | 0.00097009 | 5.6322e-08 | 0.00097009 | 5.6322e-08
[79 empty] | WLDFR | HFTD - Distribution - Tier 2 - 5QU CoRE ¦ 2QU LoRE | Red Flag Warning - Small Fires | 2030 | 6.7628e-07 | 6.7628e-07 | 0.083606 | 0.039055 | 0.001695 | 0.042856 | 0 | 0 | 0.00070831 | 5.6541e-08 | 0 | 5.6541e-08 | 5.6541e-08 | 0 | 5.6541e-08 | 0 | 0 | 0 | 0 | 0 | 0 | 0.005274 | 0.010548 | 0 | 0.010548 | [12 empty] | 7.3.3.17.5 (Remote Grid) Updates to grid topology to minimize risk of ignition in HFTDs Remote GridWLDFREquipment / facility failureAggregated | WLDFR | HFTD - Distribution - Tier 2 - 2QU CoRE ¦ 1QU LoRE | Red Flag Warning - Catastrophic Fires | Equipment / facility failure | Aggregated | 2030 | 5.8059e-05 | 193.7699 | 0.01125 | 2030 | Mitigation | 0.95 | 45 | 0 | esc | 0.00097009 | 5.6322e-08 | 0.00097009 | 5.6322e-08
[79 empty] | WLDFR | HFTD - Distribution - Tier 2 - 5QU CoRE ¦ 2QU LoRE | Red Flag Warning - Small Fires | 2031 | 6.7628e-07 | 6.7628e-07 | 0.083606 | 0.039055 | 0.001695 | 0.042856 | 0 | 0 | 0.00070831 | 5.6541e-08 | 0 | 5.6541e-08 | 5.6541e-08 | 0 | 5.6541e-08 | 0 | 1.1733e-07 | 0 | 0 | 0 | 0 | 0.005274 | 0.010548 | 0 | 0.010548 | [12 empty] | 7.3.3.17.5 (Remote Grid) Updates to grid topology to minimize risk of ignition in HFTDs Remote GridWLDFREquipment / facility failureAggregated | WLDFR | HFTD - Distribution - Tier 2 - 2QU CoRE ¦ 1QU LoRE | Red Flag Warning - Catastrophic Fires | Equipment / facility failure | Aggregated | 2031 | 5.8059e-05 | 193.7699 | 0.01125 | 2031 | Mitigation | 0.95 | 45 | 0 | esc | 0.00097009 | 5.6322e-08 | 0.00097009 | 5.6322e-08
[79 empty] | WLDFR | HFTD - Distribution - Tier 2 - 5QU CoRE ¦ 2QU LoRE | Red Flag Warning - Small Fires | 2032 | 6.7628e-07 | 6.7628e-07 | 0.083606 | 0.039055 | 0.001695 | 0.042856 | 0 | 0 | 0.00070831 | 5.6541e-08 | 0 | 5.6541e-08 | 5.6541e-08 | 0 | 5.6541e-08 | 0 | 1.2258e-07 | 2.6869e-07 | 0 | 2.6869e-07 | 0 | 0.0055089 | 0.011018 | 0 | 0.011018 | [12 empty] | 7.3.3.17.5 (Remote Grid) Updates to grid topology to minimize risk of ignition in HFTDs Remote GridWLDFREquipment / facility failureAggregated | WLDFR | HFTD - Distribution - Tier 2 - 2QU CoRE ¦ 1QU LoRE | Red Flag Warning - Catastrophic Fires | Equipment / facility failure | Aggregated | 2032 | 5.8059e-05 | 193.7699 | 0.01125 | 2032 | Mitigation | 0.95 | 45 | 0 | esc | 0.00097009 | 5.6322e-08 | 0.00097009 | 5.6322e-08
[79 empty] | WLDFR | HFTD - Distribution - Tier 2 - 5QU CoRE ¦ 2QU LoRE | Red Flag Warning - Small Fires | 2033 | 6.7628e-07 | 6.7628e-07 | 0.087211 | 0.040679 | 0.0017655 | 0.044766 | 0 | 0 | 0.00070831 | 5.8979e-08 | 0 | 5.8979e-08 | 5.8979e-08 | 0 | 5.8979e-08 | 0 | 1.2258e-07 | 2.6869e-07 | 0 | 2.6869e-07 | 0 | 0.0055089 | 0.011018 | 0 | 0.011018 | [12 empty] | 7.3.3.17.5 (Remote Grid) Updates to grid topology to minimize risk of ignition in HFTDs Remote GridWLDFREquipment / facility failureAggregated | WLDFR | HFTD - Distribution - Tier 2 - 2QU CoRE ¦ 1QU LoRE | Red Flag Warning - Catastrophic Fires | Equipment / facility failure | Aggregated | 2033 | 5.8059e-05 | 193.7699 | 0.01125 | 2033 | Mitigation | 0.95 | 45 | 0 | esc | 0.00097009 | 5.6322e-08 | 0.00097009 | 5.6322e-08
[79 empty] | WLDFR | HFTD - Distribution - Tier 2 - 5QU CoRE ¦ 2QU LoRE | Red Flag Warning - Small Fires | 2034 | 6.7628e-07 | 6.7628e-07 | 0.087211 | 0.040679 | 0.0017655 | 0.044766 | 0 | 0 | 0.00070831 | 5.8979e-08 | 0 | 5.8979e-08 | 5.8979e-08 | 0 | 5.8979e-08 | 0 | 1.2258e-07 | 2.6869e-07 | 0 | 2.6869e-07 | 0 | 0.0055089 | 0.011018 | 0 | 0.011018 | [12 empty] | 7.3.3.17.5 (Remote Grid) Updates to grid topology to minimize risk of ignition in HFTDs Remote GridWLDFREquipment / facility failureAggregated | WLDFR | HFTD - Distribution - Tier 2 - 2QU CoRE ¦ 1QU LoRE | Red Flag Warning - Catastrophic Fires | Equipment / facility failure | Aggregated | 2034 | 5.8059e-05 | 193.7699 | 0.01125 | 2034 | Mitigation | 0.95 | 45 | 0 | esc | 0.00097009 | 5.6322e-08 | 0.00097009 | 5.6322e-08
[79 empty] | WLDFR | HFTD - Distribution - Tier 2 - 5QU CoRE ¦ 2QU LoRE | Red Flag Warning - Small Fires | 2035 | 6.7628e-07 | 6.7628e-07 | 0.087211 | 0.040679 | 0.0017655 | 0.044766 | 0 | 0 | 0.00070831 | 5.8979e-08 | 0 | 5.8979e-08 | 5.8979e-08 | 0 | 5.8979e-08 | 0 | 1.2258e-07 | 2.6869e-07 | 0 | 2.6869e-07 | 0 | 0.0055089 | 0.011018 | 0 | 0.011018 | [12 empty] | 7.3.3.17.5 (Remote Grid) Updates to grid topology to minimize risk of ignition in HFTDs Remote GridWLDFREquipment / facility failureAggregated | WLDFR | HFTD - Distribution - Tier 2 - 2QU CoRE ¦ 1QU LoRE | Red Flag Warning - Catastrophic Fires | Equipment / facility failure | Aggregated | 2035 | 5.8059e-05 | 193.7699 | 0.01125 | 2035 | Mitigation | 0.95 | 45 | 0 | esc | 0.00097009 | 5.6322e-08 | 0.00097009 | 5.6322e-08
[79 empty] | WLDFR | HFTD - Distribution - Tier 2 - 5QU CoRE ¦ 2QU LoRE | Red Flag Warning - Small Fires | 2036 | 6.7628e-07 | 6.7628e-07 | 0.087211 | 0.040679 | 0.0017655 | 0.044766 | 0 | 0 | 0.00070831 | 5.8979e-08 | 0 | 5.8979e-08 | 5.8979e-08 | 0 | 5.8979e-08 | 0 | 1.2258e-07 | 2.6869e-07 | 0 | 2.6869e-07 | 0 | 0.0055089 | 0.011018 | 0 | 0.011018 | [12 empty] | 7.3.3.17.5 (Remote Grid) Updates to grid topology to minimize risk of ignition in HFTDs Remote GridWLDFREquipment / facility failureAggregated | WLDFR | HFTD - Distribution - Tier 2 - 2QU CoRE ¦ 1QU LoRE | Red Flag Warning - Catastrophic Fires | Equipment / facility failure | Aggregated | 2036 | 5.8059e-05 | 193.7699 | 0.01125 | 2036 | Mitigation | 0.95 | 45 | 0 | esc | 0.00097009 | 5.6322e-08 | 0.00097009 | 5.6322e-08
[79 empty] | WLDFR | HFTD - Distribution - Tier 2 - 5QU CoRE ¦ 2QU LoRE | Red Flag Warning - Small Fires | 2037 | 6.7628e-07 | 6.7628e-07 | 0.087211 | 0.040679 | 0.0017655 | 0.044766 | 0 | 0 | 0.00070831 | 5.8979e-08 | 0 | 5.8979e-08 | 5.8979e-08 | 0 | 5.8979e-08 | 0 | 1.2934e-07 | 2.8351e-07 | 0 | 2.8351e-07 | 0 | 0.0057701 | 0.01154 | 0 | 0.01154 | [12 empty] | 7.3.3.17.5 (Remote Grid) Updates to grid topology to minimize risk of ignition in HFTDs Remote GridWLDFREquipment / facility failureAggregated | WLDFR | HFTD - Distribution - Tier 2 - 2QU CoRE ¦ 1QU LoRE | Red Flag Warning - Catastrophic Fires | Equipment / facility failure | Aggregated | 2037 | 5.8059e-05 | 193.7699 | 0.01125 | 2037 | Mitigation | 0.95 | 45 | 0 | esc | 0.00097009 | 5.6322e-08 | 0.00097009 | 5.6322e-08
[79 empty] | WLDFR | HFTD - Distribution - Tier 2 - 5QU CoRE ¦ 2QU LoRE | Red Flag Warning - Small Fires | 2038 | 6.7628e-07 | 6.7628e-07 | 0.091184 | 0.042438 | 0.0018418 | 0.046905 | 0 | 0 | 0.00070831 | 6.1666e-08 | 0 | 6.1666e-08 | 6.1666e-08 | 0 | 6.1666e-08 | 0 | 1.2934e-07 | 2.8351e-07 | 0 | 2.8351e-07 | 0 | 0.0057701 | 0.01154 | 0 | 0.01154 | [12 empty] | 7.3.3.17.5 (Remote Grid) Updates to grid topology to minimize risk of ignition in HFTDs Remote GridWLDFREquipment / facility failureAggregated | WLDFR | HFTD - Distribution - Tier 2 - 2QU CoRE ¦ 1QU LoRE | Red Flag Warning - Catastrophic Fires | Equipment / facility failure | Aggregated | 2038 | 5.8059e-05 | 193.7699 | 0.01125 | 2038 | Mitigation | 0.95 | 45 | 0 | esc | 0.00097009 | 5.6322e-08 | 0.00097009 | 5.6322e-08
[79 empty] | WLDFR | HFTD - Distribution - Tier 2 - 5QU CoRE ¦ 2QU LoRE | Red Flag Warning - Small Fires | 2039 | 6.7628e-07 | 6.7628e-07 | 0.091184 | 0.042438 | 0.0018418 | 0.046905 | 0 | 0 | 0.00070831 | 6.1666e-08 | 0 | 6.1666e-08 | 6.1666e-08 | 0 | 6.1666e-08 | 0 | 1.2934e-07 | 2.8351e-07 | 0 | 2.8351e-07 | 0 | 0.0057701 | 0.01154 | 0 | 0.01154 | [12 empty] | 7.3.3.17.5 (Remote Grid) Updates to grid topology to minimize risk of ignition in HFTDs Remote GridWLDFREquipment / facility failureAggregated | WLDFR | HFTD - Distribution - Tier 2 - 2QU CoRE ¦ 1QU LoRE | Red Flag Warning - Catastrophic Fires | Equipment / facility failure | Aggregated | 2039 | 5.8059e-05 | 193.7699 | 0.01125 | 2039 | Mitigation | 0.95 | 45 | 0 | esc | 0.00097009 | 5.6322e-08 | 0.00097009 | 5.6322e-08
[79 empty] | WLDFR | HFTD - Distribution - Tier 2 - 5QU CoRE ¦ 2QU LoRE | Red Flag Warning - Small Fires | 2040 | 6.7628e-07 | 6.7628e-07 | 0.091184 | 0.042438 | 0.0018418 | 0.046905 | 0 | 0 | 0.00070831 | 6.1666e-08 | 0 | 6.1666e-08 | 6.1666e-08 | 0 | 6.1666e-08 | 0 | 1.2934e-07 | 2.8351e-07 | 0 | 2.8351e-07 | 0 | 0.0057701 | 0.01154 | 0 | 0.01154 | [12 empty] | 7.3.3.17.5 (Remote Grid) Updates to grid topology to minimize risk of ignition in HFTDs Remote GridWLDFREquipment / facility failureAggregated | WLDFR | HFTD - Distribution - Tier 2 - 2QU CoRE ¦ 1QU LoRE | Red Flag Warning - Catastrophic Fires | Equipment / facility failure | Aggregated | 2040 | 5.8059e-05 | 193.7699 | 0.01125 | 2040 | Mitigation | 0.95 | 45 | 0 | esc | 0.00097009 | 5.6322e-08 | 0.00097009 | 5.6322e-08
[79 empty] | WLDFR | HFTD - Distribution - Tier 2 - 5QU CoRE ¦ 2QU LoRE | Red Flag Warning - Small Fires | 2041 | 6.7628e-07 | 6.7628e-07 | 0.091184 | 0.042438 | 0.0018418 | 0.046905 | 0 | 0 | 0.00070831 | 6.1666e-08 | 0 | 6.1666e-08 | 6.1666e-08 | 0 | 6.1666e-08 | 0 | 1.2934e-07 | 2.8351e-07 | 0 | 2.8351e-07 | 0 | 0.0057701 | 0.01154 | 0 | 0.01154 | [12 empty] | 7.3.3.17.5 (Remote Grid) Updates to grid topology to minimize risk of ignition in HFTDs Remote GridWLDFREquipment / facility failureAggregated | WLDFR | HFTD - Distribution - Tier 2 - 2QU CoRE ¦ 1QU LoRE | Red Flag Warning - Catastrophic Fires | Equipment / facility failure | Aggregated | 2041 | 5.8059e-05 | 193.7699 | 0.01125 | 2041 | Mitigation | 0.95 | 45 | 0 | esc | 0.00097009 | 5.6322e-08 | 0.00097009 | 5.6322e-08
[79 empty] | WLDFR | HFTD - Distribution - Tier 2 - 5QU CoRE ¦ 2QU LoRE | Red Flag Warning - Small Fires | 2042 | 6.7628e-07 | 6.7628e-07 | 0.091184 | 0.042438 | 0.0018418 | 0.046905 | 0 | 0 | 0.00070831 | 6.1666e-08 | 0 | 6.1666e-08 | 6.1666e-08 | 0 | 6.1666e-08 | 0 | 1.3703e-07 | 3.0037e-07 | 0 | 3.0037e-07 | 0 | 0.0060536 | 0.012107 | 0 | 0.012107 | [12 empty] | 7.3.3.17.5 (Remote Grid) Updates to grid topology to minimize risk of ignition in HFTDs Remote GridWLDFREquipment / facility failureAggregated | WLDFR | HFTD - Distribution - Tier 2 - 2QU CoRE ¦ 1QU LoRE | Red Flag Warning - Catastrophic Fires | Equipment / facility failure | Aggregated | 2042 | 5.8059e-05 | 193.7699 | 0.01125 | 2042 | Mitigation | 0.95 | 45 | 0 | esc | 0.00097009 | 5.6322e-08 | 0.00097009 | 5.6322e-08
[79 empty] | WLDFR | HFTD - Distribution - Tier 2 - 5QU CoRE ¦ 2QU LoRE | Red Flag Warning - Small Fires | 2043 | 6.7628e-07 | 6.7628e-07 | 0.095486 | 0.044306 | 0.0019228 | 0.049257 | 0 | 0 | 0.00070831 | 6.4575e-08 | 0 | 6.4575e-08 | 6.4575e-08 | 0 | 6.4575e-08 | 0 | 1.3703e-07 | 3.0037e-07 | 0 | 3.0037e-07 | 0 | 0.0060536 | 0.012107 | 0 | 0.012107 | [12 empty] | 7.3.3.17.5 (Remote Grid) Updates to grid topology to minimize risk of ignition in HFTDs Remote GridWLDFREquipment / facility failureAggregated | WLDFR | HFTD - Distribution - Tier 2 - 2QU CoRE ¦ 1QU LoRE | Red Flag Warning - Catastrophic Fires | Equipment / facility failure | Aggregated | 2043 | 5.8059e-05 | 193.7699 | 0.01125 | 2043 | Mitigation | 0.95 | 45 | 0 | esc | 0.00097009 | 5.6322e-08 | 0.00097009 | 5.6322e-08
[79 empty] | WLDFR | HFTD - Distribution - Tier 2 - 5QU CoRE ¦ 2QU LoRE | Red Flag Warning - Small Fires | 2044 | 6.7628e-07 | 6.7628e-07 | 0.095486 | 0.044306 | 0.0019228 | 0.049257 | 0 | 0 | 0.00070831 | 6.4575e-08 | 0 | 6.4575e-08 | 6.4575e-08 | 0 | 6.4575e-08 | 0 | 1.3703e-07 | 3.0037e-07 | 0 | 3.0037e-07 | 0 | 0.0060536 | 0.012107 | 0 | 0.012107 | [12 empty] | 7.3.3.17.5 (Remote Grid) Updates to grid topology to minimize risk of ignition in HFTDs Remote GridWLDFREquipment / facility failureAggregated | WLDFR | HFTD - Distribution - Tier 2 - 2QU CoRE ¦ 1QU LoRE | Red Flag Warning - Catastrophic Fires | Equipment / facility failure | Aggregated | 2044 | 5.8059e-05 | 193.7699 | 0.01125 | 2044 | Mitigation | 0.95 | 45 | 0 | esc | 0.00097009 | 5.6322e-08 | 0.00097009 | 5.6322e-08
[79 empty] | WLDFR | HFTD - Distribution - Tier 2 - 5QU CoRE ¦ 2QU LoRE | Red Flag Warning - Small Fires | 2045 | 6.7628e-07 | 6.7628e-07 | 0.095486 | 0.044306 | 0.0019228 | 0.049257 | 0 | 0 | 0.00070831 | 6.4575e-08 | 0 | 6.4575e-08 | 6.4575e-08 | 0 | 6.4575e-08 | 0 | 1.3703e-07 | 3.0037e-07 | 0 | 3.0037e-07 | 0 | 0.0060536 | 0.012107 | 0 | 0.012107 | [12 empty] | 7.3.3.17.5 (Remote Grid) Updates to grid topology to minimize risk of ignition in HFTDs Remote GridWLDFREquipment / facility failureAggregated | WLDFR | HFTD - Distribution - Tier 2 - 2QU CoRE ¦ 1QU LoRE | Red Flag Warning - Catastrophic Fires | Equipment / facility failure | Aggregated | 2045 | 5.8059e-05 | 193.7699 | 0.01125 | 2045 | Mitigation | 0.95 | 45 | 0 | esc | 0.00097009 | 5.6322e-08 | 0.00097009 | 5.6322e-08
[79 empty] | WLDFR | HFTD - Distribution - Tier 2 - 5QU CoRE ¦ 2QU LoRE | Red Flag Warning - Small Fires | 2046 | 6.7628e-07 | 6.7628e-07 | 0.095486 | 0.044306 | 0.0019228 | 0.049257 | 0 | 0 | 0.00070831 | 6.4575e-08 | 0 | 6.4575e-08 | 6.4575e-08 | 0 | 6.4575e-08 | 0 | 1.3703e-07 | 3.0037e-07 | 0 | 3.0037e-07 | 0 | 0.0060536 | 0.012107 | 0 | 0.012107 | [12 empty] | 7.3.3.17.5 (Remote Grid) Updates to grid topology to minimize risk of ignition in HFTDs Remote GridWLDFREquipment / facility failureAggregated | WLDFR | HFTD - Distribution - Tier 2 - 2QU CoRE ¦ 1QU LoRE | Red Flag Warning - Catastrophic Fires | Equipment / facility failure | Aggregated | 2046 | 5.8059e-05 | 193.7699 | 0.01125 | 2046 | Mitigation | 0.95 | 45 | 0 | esc | 0.00097009 | 5.6322e-08 | 0.00097009 | 5.6322e-08
[79 empty] | WLDFR | HFTD - Distribution - Tier 2 - 5QU CoRE ¦ 2QU LoRE | Red Flag Warning - Small Fires | 2047 | 6.7628e-07 | 6.7628e-07 | 0.095486 | 0.044306 | 0.0019228 | 0.049257 | 0 | 0 | 0.00070831 | 6.4575e-08 | 0 | 6.4575e-08 | 6.4575e-08 | 0 | 6.4575e-08 | 0 | 1.4559e-07 | 3.1913e-07 | 0 | 3.1913e-07 | 0 | 0.0063556 | 0.012711 | 0 | 0.012711 | [12 empty] | 7.3.3.17.5 (Remote Grid) Updates to grid topology to minimize risk of ignition in HFTDs Remote GridWLDFREquipment / facility failureAggregated | WLDFR | HFTD - Distribution - Tier 2 - 2QU CoRE ¦ 1QU LoRE | Red Flag Warning - Catastrophic Fires | Equipment / facility failure | Aggregated | 2047 | 5.8059e-05 | 193.7699 | 0.01125 | 2047 | Mitigation | 0.95 | 45 | 0 | esc | 0.00097009 | 5.6322e-08 | 0.00097009 | 5.6322e-08
[79 empty] | WLDFR | HFTD - Distribution - Tier 2 - 5QU CoRE ¦ 2QU LoRE | Red Flag Warning - Small Fires | 2048 | 6.7628e-07 | 6.7628e-07 | 0.10007 | 0.04626 | 0.0020076 | 0.051804 | 0 | 0 | 0.00070831 | 6.7676e-08 | 0 | 6.7676e-08 | 6.7676e-08 | 0 | 6.7676e-08 | 0 | 1.4559e-07 | 3.1913e-07 | 0 | 3.1913e-07 | 0 | 0.0063556 | 0.012711 | 0 | 0.012711 | [12 empty] | 7.3.3.17.5 (Remote Grid) Updates to grid topology to minimize risk of ignition in HFTDs Remote GridWLDFREquipment / facility failureAggregated | WLDFR | HFTD - Distribution - Tier 2 - 2QU CoRE ¦ 1QU LoRE | Red Flag Warning - Catastrophic Fires | Equipment / facility failure | Aggregated | 2048 | 5.8059e-05 | 193.7699 | 0.01125 | 2048 | Mitigation | 0.95 | 45 | 0 | esc | 0.00097009 | 5.6322e-08 | 0.00097009 | 5.6322e-08
[79 empty] | WLDFR | HFTD - Distribution - Tier 2 - 5QU CoRE ¦ 2QU LoRE | Red Flag Warning - Small Fires | 2049 | 6.7628e-07 | 6.7628e-07 | 0.10007 | 0.04626 | 0.0020076 | 0.051804 | 0 | 0 | 0.00070831 | 6.7676e-08 | 0 | 6.7676e-08 | 6.7676e-08 | 0 | 6.7676e-08 | 0 | 1.4559e-07 | 3.1913e-07 | 0 | 3.1913e-07 | 0 | 0.0063556 | 0.012711 | 0 | 0.012711 | [12 empty] | 7.3.3.17.5 (Remote Grid) Updates to grid topology to minimize risk of ignition in HFTDs Remote GridWLDFREquipment / facility failureAggregated | WLDFR | HFTD - Distribution - Tier 2 - 2QU CoRE ¦ 1QU LoRE | Red Flag Warning - Catastrophic Fires | Equipment / facility failure | Aggregated | 2049 | 5.8059e-05 | 193.7699 | 0.01125 | 2049 | Mitigation | 0.95 | 45 | 0 | esc | 0.00097009 | 5.6322e-08 | 0.00097009 | 5.6322e-08
[79 empty] | WLDFR | HFTD - Distribution - Tier 2 - 5QU CoRE ¦ 2QU LoRE | Red Flag Warning - Small Fires | 2050 | 6.7628e-07 | 6.7628e-07 | 0.10007 | 0.04626 | 0.0020076 | 0.051804 | 0 | 0 | 0.00070831 | 6.7676e-08 | 0 | 6.7676e-08 | 6.7676e-08 | 0 | 6.7676e-08 | 0 | 1.4559e-07 | 3.1913e-07 | 0 | 3.1913e-07 | 0 | 0.0063556 | 0.012711 | 0 | 0.012711 | [12 empty] | 7.3.3.17.5 (Remote Grid) Updates to grid topology to minimize risk of ignition in HFTDs Remote GridWLDFREquipment / facility failureAggregated | WLDFR | HFTD - Distribution - Tier 2 - 2QU CoRE ¦ 1QU LoRE | Red Flag Warning - Catastrophic Fires | Equipment / facility failure | Aggregated | 2050 | 5.8059e-05 | 193.7699 | 0.01125 | 2050 | Mitigation | 0.95 | 45 | 0 | esc | 0.00097009 | 5.6322e-08 | 0.00097009 | 5.6322e-08
[79 empty] | WLDFR | HFTD - Distribution - Tier 2 - 5QU CoRE ¦ 2QU LoRE | Red Flag Warning - Small Fires | 2051 | 6.7628e-07 | 6.7628e-07 | 0.10007 | 0.04626 | 0.0020076 | 0.051804 | 0 | 0 | 0.00070831 | 6.7676e-08 | 0 | 6.7676e-08 | 6.7676e-08 | 0 | 6.7676e-08 | 0 | 1.4559e-07 | 3.1913e-07 | 0 | 3.1913e-07 | 0 | 0.0063556 | 0.012711 | 0 | 0.012711 | [12 empty] | 7.3.3.17.5 (Remote Grid) Updates to grid topology to minimize risk of ignition in HFTDs Remote GridWLDFREquipment / facility failureAggregated | WLDFR | HFTD - Distribution - Tier 2 - 2QU CoRE ¦ 1QU LoRE | Red Flag Warning - Catastrophic Fires | Equipment / facility failure | Aggregated | 2051 | 5.8059e-05 | 193.7699 | 0.01125 | 2051 | Mitigation | 0.95 | 45 | 0 | esc | 0.00097009 | 5.6322e-08 | 0.00097009 | 5.6322e-08
[79 empty] | WLDFR | HFTD - Distribution - Tier 2 - 5QU CoRE ¦ 2QU LoRE | Red Flag Warning - Small Fires | 2052 | 6.7628e-07 | 6.7628e-07 | 0.10007 | 0.04626 | 0.0020076 | 0.051804 | 0 | 0 | 0.00070831 | 6.7676e-08 | 0 | 6.7676e-08 | 6.7676e-08 | 0 | 6.7676e-08 | 0 | 1.5495e-07 | 3.3965e-07 | 0 | 3.3965e-07 | 0 | 0.0066721 | 0.013344 | 0 | 0.013344 | [12 empty] | 7.3.3.17.5 (Remote Grid) Updates to grid topology to minimize risk of ignition in HFTDs Remote GridWLDFREquipment / facility failureAggregated | WLDFR | HFTD - Distribution - Tier 2 - 2QU CoRE ¦ 1QU LoRE | Red Flag Warning - Catastrophic Fires | Equipment / facility failure | Aggregated | 2052 | 5.8059e-05 | 193.7699 | 0.01125 | 2052 | Mitigation | 0.95 | 45 | 0 | esc | 0.00097009 | 5.6322e-08 | 0.00097009 | 5.6322e-08
[79 empty] | WLDFR | HFTD - Distribution - Tier 2 - 5QU CoRE ¦ 2QU LoRE | Red Flag Warning - Small Fires | 2053 | 6.7628e-07 | 6.7628e-07 | 0.10489 | 0.048274 | 0.002095 | 0.054525 | 0 | 0 | 0.00070831 | 7.0938e-08 | 0 | 7.0938e-08 | 7.0938e-08 | 0 | 7.0938e-08 | 0 | 1.5495e-07 | 3.3965e-07 | 0 | 3.3965e-07 | 0 | 0.0066721 | 0.013344 | 0 | 0.013344 | [12 empty] | 7.3.3.17.5 (Remote Grid) Updates to grid topology to minimize risk of ignition in HFTDs Remote GridWLDFREquipment / facility failureAggregated | WLDFR | HFTD - Distribution - Tier 2 - 2QU CoRE ¦ 1QU LoRE | Red Flag Warning - Catastrophic Fires | Equipment / facility failure | Aggregated | 2053 | 5.8059e-05 | 193.7699 | 0.01125 | 2053 | Mitigation | 0.95 | 45 | 0 | esc | 0.00097009 | 5.6322e-08 | 0.00097009 | 5.6322e-08
[79 empty] | WLDFR | HFTD - Distribution - Tier 2 - 5QU CoRE ¦ 2QU LoRE | Red Flag Warning - Small Fires | 2054 | 6.7628e-07 | 6.7628e-07 | 0.10489 | 0.048274 | 0.002095 | 0.054525 | 0 | 0 | 0.00070831 | 7.0938e-08 | 0 | 7.0938e-08 | 7.0938e-08 | 0 | 7.0938e-08 | 0 | 1.5495e-07 | 3.3965e-07 | 0 | 3.3965e-07 | 0 | 0.0066721 | 0.013344 | 0 | 0.013344 | [12 empty] | 7.3.3.17.5 (Remote Grid) Updates to grid topology to minimize risk of ignition in HFTDs Remote GridWLDFREquipment / facility failureAggregated | WLDFR | HFTD - Distribution - Tier 2 - 2QU CoRE ¦ 1QU LoRE | Red Flag Warning - Catastrophic Fires | Equipment / facility failure | Aggregated | 2054 | 5.8059e-05 | 193.7699 | 0.01125 | 2054 | Mitigation | 0.95 | 45 | 0 | esc | 0.00097009 | 5.6322e-08 | 0.00097009 | 5.6322e-08
[79 empty] | WLDFR | HFTD - Distribution - Tier 2 - 5QU CoRE ¦ 2QU LoRE | Red Flag Warning - Small Fires | 2055 | 6.7628e-07 | 6.7628e-07 | 0.10489 | 0.048274 | 0.002095 | 0.054525 | 0 | 0 | 0.00070831 | 7.0938e-08 | 0 | 7.0938e-08 | 7.0938e-08 | 0 | 7.0938e-08 | 0 | 1.5495e-07 | 3.3965e-07 | 0 | 3.3965e-07 | 0 | 0.0066721 | 0.013344 | 0 | 0.013344 | [12 empty] | 7.3.3.17.5 (Remote Grid) Updates to grid topology to minimize risk of ignition in HFTDs Remote GridWLDFREquipment / facility failureAggregated | WLDFR | HFTD - Distribution - Tier 2 - 2QU CoRE ¦ 1QU LoRE | Red Flag Warning - Catastrophic Fires | Equipment / facility failure | Aggregated | 2055 | 5.8059e-05 | 193.7699 | 0.01125 | 2055 | Mitigation | 0.95 | 45 | 0 | esc | 0.00097009 | 5.6322e-08 | 0.00097009 | 5.6322e-08
[79 empty] | WLDFR | HFTD - Distribution - Tier 2 - 5QU CoRE ¦ 2QU LoRE | Red Flag Warning - Small Fires | 2056 | 6.7628e-07 | 6.7628e-07 | 0.10489 | 0.048274 | 0.002095 | 0.054525 | 0 | 0 | 0.00070831 | 7.0938e-08 | 0 | 7.0938e-08 | 7.0938e-08 | 0 | 7.0938e-08 | 0 | 1.5495e-07 | 3.3965e-07 | 0 | 3.3965e-07 | 0 | 0 | 0.013344 | 0 | 0.013344 | [12 empty] | 7.3.3.17.5 (Remote Grid) Updates to grid topology to minimize risk of ignition in HFTDs Remote GridWLDFREquipment / facility failureAggregated | WLDFR | HFTD - Distribution - Tier 2 - 2QU CoRE ¦ 1QU LoRE | Red Flag Warning - Catastrophic Fires | Equipment / facility failure | Aggregated | 2056 | 5.8059e-05 | 193.7699 | 0.01125 | 2056 | Mitigation | 0.95 | 45 | 0 | esc | 0.00097009 | 5.6322e-08 | 0.00097009 | 5.6322e-08
[79 empty] | WLDFR | HFTD - Distribution - Tier 2 - 5QU CoRE ¦ 2QU LoRE | Red Flag Warning - Small Fires | 2057 | 6.7628e-07 | 6.7628e-07 | 0.10489 | 0.048274 | 0.002095 | 0.054525 | 0 | 0 | 0.00070831 | 7.0938e-08 | 0 | 7.0938e-08 | 7.0938e-08 | 0 | 7.0938e-08 | 0 | 1.6503e-07 | 3.6175e-07 | 0 | 3.6175e-07 | 0 | 0 | 0 | 0 | 0 | [12 empty] | 7.3.3.17.5 (Remote Grid) Updates to grid topology to minimize risk of ignition in HFTDs Remote GridWLDFREquipment / facility failureAggregated | WLDFR | HFTD - Distribution - Tier 2 - 2QU CoRE ¦ 1QU LoRE | Red Flag Warning - Catastrophic Fires | Equipment / facility failure | Aggregated | 2057 | 5.8059e-05 | 193.7699 | 0.01125 | 2057 | Mitigation | 0.95 | 45 | 0 | esc | 0.00097009 | 5.6322e-08 | 0.00097009 | 5.6322e-08
[79 empty] | WLDFR | HFTD - Distribution - Tier 2 - 5QU CoRE ¦ 2QU LoRE | Red Flag Warning - Small Fires | 2058 | 6.7628e-07 | 6.7628e-07 | 0.1099 | 0.050325 | 0.0021839 | 0.057393 | 0 | 0 | 0.00070831 | 7.4324e-08 | 0 | 7.4324e-08 | 7.4324e-08 | 0 | 7.4324e-08 | 0 | 1.6503e-07 | 3.6175e-07 | 0 | 3.6175e-07 | 0 | 0 | 0 | 0 | 0 | [12 empty] | 7.3.3.17.5 (Remote Grid) Updates to grid topology to minimize risk of ignition in HFTDs Remote GridWLDFREquipment / facility failureAggregated | WLDFR | HFTD - Distribution - Tier 2 - 2QU CoRE ¦ 1QU LoRE | Red Flag Warning - Catastrophic Fires | Equipment / facility failure | Aggregated | 2058 | 5.8059e-05 | 193.7699 | 0.01125 | 2058 | Mitigation | 0.95 | 45 | 0 | esc | 0.00097009 | 5.6322e-08 | 0.00097009 | 5.6322e-08
[79 empty] | WLDFR | HFTD - Distribution - Tier 2 - 5QU CoRE ¦ 2QU LoRE | Red Flag Warning - Small Fires | 2059 | 6.7628e-07 | 6.7628e-07 | 0.1099 | 0.050325 | 0.0021839 | 0.057393 | 0 | 0 | 0.00070831 | 7.4324e-08 | 0 | 7.4324e-08 | 7.4324e-08 | 0 | 7.4324e-08 | 0 | 1.6503e-07 | 3.6175e-07 | 0 | 3.6175e-07 | 0 | 0.00053213 | 0 | 0 | 0 | [12 empty] | 7.3.3.17.5 (Remote Grid) Updates to grid topology to minimize risk of ignition in HFTDs Remote GridWLDFREquipment / facility failureAggregated | WLDFR | HFTD - Distribution - Tier 2 - 2QU CoRE ¦ 1QU LoRE | Red Flag Warning - Catastrophic Fires | Equipment / facility failure | Aggregated | 2059 | 5.8059e-05 | 193.7699 | 0.01125 | 2059 | Mitigation | 0.95 | 45 | 0 | esc | 0.00097009 | 5.6322e-08 | 0.00097009 | 5.6322e-08
[79 empty] | WLDFR | HFTD - Distribution - Tier 2 - 5QU CoRE ¦ 2QU LoRE | Red Flag Warning - Small Fires | 2060 | 6.7628e-07 | 6.7628e-07 | 0.1099 | 0.050325 | 0.0021839 | 0.057393 | 0 | 0 | 0.00070831 | 7.4324e-08 | 0 | 7.4324e-08 | 7.4324e-08 | 0 | 7.4324e-08 | 0 | 1.6503e-07 | 3.6175e-07 | 0 | 3.6175e-07 | 0 | 0.00055157 | 0.0011031 | 0 | 0.0011031 | [12 empty] | 7.3.3.17.5 (Remote Grid) Updates to grid topology to minimize risk of ignition in HFTDs Remote GridWLDFREquipment / facility failureAggregated | WLDFR | HFTD - Distribution - Tier 2 - 2QU CoRE ¦ 1QU LoRE | Red Flag Warning - Catastrophic Fires | Equipment / facility failure | Aggregated | 2060 | 5.8059e-05 | 193.7699 | 0.01125 | 2060 | Mitigation | 0.95 | 45 | 0 | esc | 0.00097009 | 5.6322e-08 | 0.00097009 | 5.6322e-08
[79 empty] | WLDFR | HFTD - Distribution - Tier 2 - 5QU CoRE ¦ 2QU LoRE | Red Flag Warning - Small Fires | 2061 | 6.7628e-07 | 6.7628e-07 | 0.1099 | 0.050325 | 0.0021839 | 0.057393 | 0 | 0 | 0.00070831 | 7.4324e-08 | 0 | 7.4324e-08 | 7.4324e-08 | 0 | 7.4324e-08 | 0 | 1.6503e-07 | 3.6175e-07 | 0 | 3.6175e-07 | 0 | 0.00055157 | 0.0011031 | 0 | 0.0011031 | [12 empty] | 7.3.3.17.5 (Remote Grid) Updates to grid topology to minimize risk of ignition in HFTDs Remote GridWLDFREquipment / facility failureAggregated | WLDFR | HFTD - Distribution - Tier 2 - 2QU CoRE ¦ 1QU LoRE | Red Flag Warning - Catastrophic Fires | Equipment / facility failure | Aggregated | 2061 | 5.8059e-05 | 193.7699 | 0.01125 | 2061 | Mitigation | 0.95 | 45 | 0 | esc | 0.00097009 | 5.6322e-08 | 0.00097009 | 5.6322e-08
[79 empty] | WLDFR | HFTD - Distribution - Tier 2 - 5QU CoRE ¦ 2QU LoRE | Red Flag Warning - Small Fires | 2062 | 6.7628e-07 | 6.7628e-07 | 0.1099 | 0.050325 | 0.0021839 | 0.057393 | 0 | 0 | 0.00070831 | 7.4324e-08 | 0 | 7.4324e-08 | 7.4324e-08 | 0 | 7.4324e-08 | 0 | 1.7576e-07 | 3.8526e-07 | 0 | 3.8526e-07 | 0 | 0.00055157 | 0.0011031 | 0 | 0.0011031 | [12 empty] | 7.3.3.17.5 (Remote Grid) Updates to grid topology to minimize risk of ignition in HFTDs Remote GridWLDFREquipment / facility failureAggregated | WLDFR | HFTD - Distribution - Tier 2 - 2QU CoRE ¦ 1QU LoRE | Red Flag Warning - Catastrophic Fires | Equipment / facility failure | Aggregated | 2062 | 5.8059e-05 | 193.7699 | 0.01125 | 2062 | Mitigation | 0.95 | 45 | 0 | esc | 0.00097009 | 5.6322e-08 | 0.00097009 | 5.6322e-08
[79 empty] | WLDFR | HFTD - Distribution - Tier 2 - 5QU CoRE ¦ 2QU LoRE | Red Flag Warning - Small Fires | 2063 | 6.7628e-07 | 6.7628e-07 | 0.11504 | 0.052388 | 0.0022734 | 0.060377 | 0 | 0 | 0.00070831 | 7.7798e-08 | 0 | 7.7798e-08 | 7.7798e-08 | 0 | 7.7798e-08 | 0 | 1.7576e-07 | 3.8526e-07 | 0 | 3.8526e-07 | 0 | 0.00055157 | 0.0011031 | 0 | 0.0011031 | [12 empty] | 7.3.3.17.5 (Remote Grid) Updates to grid topology to minimize risk of ignition in HFTDs Remote GridWLDFREquipment / facility failureAggregated | WLDFR | HFTD - Distribution - Tier 2 - 2QU CoRE ¦ 1QU LoRE | Red Flag Warning - Catastrophic Fires | Equipment / facility failure | Aggregated | 2063 | 5.8059e-05 | 193.7699 | 0.01125 | 2063 | Mitigation | 0.95 | 45 | 0 | esc | 0.00097009 | 5.6322e-08 | 0.00097009 | 5.6322e-08
[79 empty] | WLDFR | HFTD - Distribution - Tier 2 - 5QU CoRE ¦ 2QU LoRE | Red Flag Warning - Small Fires | 2064 | 6.7628e-07 | 6.7628e-07 | 0.11504 | 0.052388 | 0.0022734 | 0.060377 | 0 | 0 | 0.00070831 | 7.7798e-08 | 0 | 7.7798e-08 | 7.7798e-08 | 0 | 7.7798e-08 | 0 | 1.7576e-07 | 3.8526e-07 | 0 | 3.8526e-07 | 0 | 0.00055157 | 0.0011031 | 0 | 0.0011031 | [12 empty] | 7.3.3.17.5 (Remote Grid) Updates to grid topology to minimize risk of ignition in HFTDs Remote GridWLDFREquipment / facility failureAggregated | WLDFR | HFTD - Distribution - Tier 2 - 2QU CoRE ¦ 1QU LoRE | Red Flag Warning - Catastrophic Fires | Equipment / facility failure | Aggregated | 2064 | 5.8059e-05 | 193.7699 | 0.01125 | 2064 | Mitigation | 0.95 | 45 | 0 | esc | 0.00097009 | 5.6322e-08 | 0.00097009 | 5.6322e-08
[79 empty] | WLDFR | HFTD - Distribution - Tier 2 - 5QU CoRE ¦ 2QU LoRE | Red Flag Warning - Small Fires | 2065 | 6.7628e-07 | 6.7628e-07 | 0.11504 | 0.052388 | 0.0022734 | 0.060377 | 0 | 0 | 0.00070831 | 7.7798e-08 | 0 | 7.7798e-08 | 7.7798e-08 | 0 | 7.7798e-08 | 0 | 1.7576e-07 | 3.8526e-07 | 0 | 3.8526e-07 | 0 | 0.00057605 | 0.0011521 | 0 | 0.0011521 | [12 empty] | 7.3.3.17.5 (Remote Grid) Updates to grid topology to minimize risk of ignition in HFTDs Remote GridWLDFREquipment / facility failureAggregated | WLDFR | HFTD - Distribution - Tier 2 - 2QU CoRE ¦ 1QU LoRE | Red Flag Warning - Catastrophic Fires | Equipment / facility failure | Aggregated | 2065 | 5.8059e-05 | 193.7699 | 0.01125 | 2065 | Mitigation | 0.95 | 45 | 0 | esc | 0.00097009 | 5.6322e-08 | 0.00097009 | 5.6322e-08
[79 empty] | WLDFR | HFTD - Distribution - Tier 2 - 5QU CoRE ¦ 2QU LoRE | Red Flag Warning - Small Fires | 2066 | 6.7628e-07 | 6.7628e-07 | 0.11504 | 0.052388 | 0.0022734 | 0.060377 | 0 | 0 | 0.00070831 | 7.7798e-08 | 0 | 7.7798e-08 | 7.7798e-08 | 0 | 7.7798e-08 | 0 | 1.7576e-07 | 3.8526e-07 | 0 | 3.8526e-07 | 0 | 0.00057605 | 0.0011521 | 0 | 0.0011521 | [12 empty] | 7.3.3.17.5 (Remote Grid) Updates to grid topology to minimize risk of ignition in HFTDs Remote GridWLDFREquipment / facility failureAggregated | WLDFR | HFTD - Distribution - Tier 2 - 2QU CoRE ¦ 1QU LoRE | Red Flag Warning - Catastrophic Fires | Equipment / facility failure | Aggregated | 2066 | 5.8059e-05 | 193.7699 | 0.01125 | 2066 | Mitigation | 0.95 | 45 | 0 | esc | 0.00097009 | 5.6322e-08 | 0.00097009 | 5.6322e-08
[79 empty] | WLDFR | HFTD - Distribution - Tier 2 - 5QU CoRE ¦ 2QU LoRE | Red Flag Warning - Small Fires | 2067 | 0 | 6.7628e-07 | 0.11504 | 0.052388 | 0.0022734 | 0.060377 | 0 | 0 | 0.00070831 | 0 | 0 | 0 | 7.7798e-08 | 0 | 7.7798e-08 | 0 | 1.8699e-07 | 4.099e-07 | 0 | 4.099e-07 | 0 | 0.00057605 | 0.0011521 | 0 | 0.0011521 | [12 empty] | 7.3.3.17.5 (Remote Grid) Updates to grid topology to minimize risk of ignition in HFTDs Remote GridWLDFREquipment / facility failureAggregated | WLDFR | HFTD - Distribution - Tier 2 - 2QU CoRE ¦ 1QU LoRE | Red Flag Warning - Catastrophic Fires | Equipment / facility failure | Aggregated | 2067 | 5.8059e-05 | 193.7699 | 0.01125 | 2067 | Mitigation | 0.95 | 45 | 0 | esc | 0 | 0 | 0.00097009 | 5.6322e-08
[79 empty] | WLDFR | HFTD - Distribution - Tier 2 - 5QU CoRE ¦ 3QU LoRE | Non-Red Flag Warning - Catastrophic Fires | 2022 | 6.9612e-11 | 0 | 14146.1306 | 222.2294 | 8585.7228 | 5338.1784 | 0 | 0 | 8.3024e-08 | 9.8474e-07 | 0 | 9.8474e-07 | 0 | 0 | 0 | 0 | 1.8699e-07 | 4.099e-07 | 0 | 4.099e-07 | 0 | 0.00057605 | 0.0011521 | 0 | 0.0011521 | [12 empty] | 7.3.3.17.5 (Remote Grid) Updates to grid topology to minimize risk of ignition in HFTDs Remote GridWLDFRVegetation ContactAggregated | WLDFR | HFTD - Distribution - Tier 2 - 2QU CoRE ¦ 1QU LoRE | Red Flag Warning - Catastrophic Fires | Vegetation Contact | Aggregated | 2022 | 7.0245e-05 | 193.7699 | 0.013611 | 2022 | Mitigation | 0.95 | 45 | 0 | esc | 0.00097009 | 6.8144e-08 | 0 | 0
[79 empty] | WLDFR | HFTD - Distribution - Tier 2 - 5QU CoRE ¦ 3QU LoRE | Non-Red Flag Warning - Catastrophic Fires | 2023 | 6.9612e-11 | 6.9612e-11 | 14664.6376 | 233.2301 | 8896.516 | 5534.8915 | 0 | 0 | 8.3024e-08 | 1.0208e-06 | 0 | 1.0208e-06 | 1.0208e-06 | 0 | 1.0208e-06 | 0 | 1.8699e-07 | 4.099e-07 | 0 | 4.099e-07 | 0 | 0.00057605 | 0.0011521 | 0 | 0.0011521 | [12 empty] | 7.3.3.17.5 (Remote Grid) Updates to grid topology to minimize risk of ignition in HFTDs Remote GridWLDFRVegetation ContactAggregated | WLDFR | HFTD - Distribution - Tier 2 - 2QU CoRE ¦ 1QU LoRE | Red Flag Warning - Catastrophic Fires | Vegetation Contact | Aggregated | 2023 | 7.0245e-05 | 193.7699 | 0.013611 | 2023 | Mitigation | 0.95 | 45 | 0 | esc | 0.00097009 | 6.8144e-08 | 0.00097009 | 6.8144e-08
[79 empty] | WLDFR | HFTD - Distribution - Tier 2 - 5QU CoRE ¦ 3QU LoRE | Non-Red Flag Warning - Catastrophic Fires | 2024 | 6.9612e-11 | 6.9612e-11 | 14664.6376 | 233.2301 | 8896.516 | 5534.8915 | 0 | 0 | 8.3024e-08 | 1.0208e-06 | 0 | 1.0208e-06 | 1.0208e-06 | 0 | 1.0208e-06 | 0 | 1.8699e-07 | 4.099e-07 | 0 | 4.099e-07 | 0 | 0.00060323 | 0.0012065 | 0 | 0.0012065 | [12 empty] | 7.3.3.17.5 (Remote Grid) Updates to grid topology to minimize risk of ignition in HFTDs Remote GridWLDFRVegetation ContactAggregated | WLDFR | HFTD - Distribution - Tier 2 - 2QU CoRE ¦ 1QU LoRE | Red Flag Warning - Catastrophic Fires | Vegetation Contact | Aggregated | 2024 | 7.0245e-05 | 193.7699 | 0.013611 | 2024 | Mitigation | 0.95 | 45 | 0 | esc | 0.00097009 | 6.8144e-08 | 0.00097009 | 6.8144e-08
[79 empty] | WLDFR | HFTD - Distribution - Tier 2 - 5QU CoRE ¦ 3QU LoRE | Non-Red Flag Warning - Catastrophic Fires | 2025 | 6.9612e-11 | 6.9612e-11 | 14664.6376 | 233.2301 | 8896.516 | 5534.8915 | 0 | 0 | 8.3024e-08 | 1.0208e-06 | 0 | 1.0208e-06 | 1.0208e-06 | 0 | 1.0208e-06 | 0 | 1.8699e-07 | 4.099e-07 | 0 | 4.099e-07 | 0 | 0.00060323 | 0.0012065 | 0 | 0.0012065 | [12 empty] | 7.3.3.17.5 (Remote Grid) Updates to grid topology to minimize risk of ignition in HFTDs Remote GridWLDFRVegetation ContactAggregated | WLDFR | HFTD - Distribution - Tier 2 - 2QU CoRE ¦ 1QU LoRE | Red Flag Warning - Catastrophic Fires | Vegetation Contact | Aggregated | 2025 | 7.0245e-05 | 193.7699 | 0.013611 | 2025 | Mitigation | 0.95 | 45 | 0 | esc | 0.00097009 | 6.8144e-08 | 0.00097009 | 6.8144e-08
[79 empty] | WLDFR | HFTD - Distribution - Tier 2 - 5QU CoRE ¦ 3QU LoRE | Non-Red Flag Warning - Catastrophic Fires | 2026 | 6.9612e-11 | 6.9612e-11 | 14664.6376 | 233.2301 | 8896.516 | 5534.8915 | 0 | 0 | 8.3024e-08 | 1.0208e-06 | 0 | 1.0208e-06 | 1.0208e-06 | 0 | 1.0208e-06 | 0 | 1.9863e-07 | 4.354e-07 | 0 | 4.354e-07 | 0 | 0.00060323 | 0.0012065 | 0 | 0.0012065 | [12 empty] | 7.3.3.17.5 (Remote Grid) Updates to grid topology to minimize risk of ignition in HFTDs Remote GridWLDFRVegetation ContactAggregated | WLDFR | HFTD - Distribution - Tier 2 - 2QU CoRE ¦ 1QU LoRE | Red Flag Warning - Catastrophic Fires | Vegetation Contact | Aggregated | 2026 | 7.0245e-05 | 193.7699 | 0.013611 | 2026 | Mitigation | 0.95 | 45 | 0 | esc | 0.00097009 | 6.8144e-08 | 0.00097009 | 6.8144e-08
[79 empty] | WLDFR | HFTD - Distribution - Tier 2 - 5QU CoRE ¦ 3QU LoRE | Non-Red Flag Warning - Catastrophic Fires | 2027 | 6.9612e-11 | 6.9612e-11 | 14664.6376 | 233.2301 | 8896.516 | 5534.8915 | 0 | 0 | 8.3024e-08 | 1.0208e-06 | 0 | 1.0208e-06 | 1.0208e-06 | 0 | 1.0208e-06 | 0 | 1.9863e-07 | 4.354e-07 | 0 | 4.354e-07 | 0 | 0.00060323 | 0.0012065 | 0 | 0.0012065 | [12 empty] | 7.3.3.17.5 (Remote Grid) Updates to grid topology to minimize risk of ignition in HFTDs Remote GridWLDFRVegetation ContactAggregated | WLDFR | HFTD - Distribution - Tier 2 - 2QU CoRE ¦ 1QU LoRE | Red Flag Warning - Catastrophic Fires | Vegetation Contact | Aggregated | 2027 | 7.0245e-05 | 193.7699 | 0.013611 | 2027 | Mitigation | 0.95 | 45 | 0 | esc | 0.00097009 | 6.8144e-08 | 0.00097009 | 6.8144e-08
[79 empty] | WLDFR | HFTD - Distribution - Tier 2 - 5QU CoRE ¦ 3QU LoRE | Non-Red Flag Warning - Catastrophic Fires | 2028 | 6.9612e-11 | 6.9612e-11 | 15317.9909 | 247.273 | 9287.6491 | 5783.0689 | 0 | 0 | 8.3024e-08 | 1.0663e-06 | 0 | 1.0663e-06 | 1.0663e-06 | 0 | 1.0663e-06 | 0 | 1.9863e-07 | 4.354e-07 | 0 | 4.354e-07 | 0 | 0.00060323 | 0.0012065 | 0 | 0.0012065 | [12 empty] | 7.3.3.17.5 (Remote Grid) Updates to grid topology to minimize risk of ignition in HFTDs Remote GridWLDFRVegetation ContactAggregated | WLDFR | HFTD - Distribution - Tier 2 - 2QU CoRE ¦ 1QU LoRE | Red Flag Warning - Catastrophic Fires | Vegetation Contact | Aggregated | 2028 | 7.0245e-05 | 193.7699 | 0.013611 | 2028 | Mitigation | 0.95 | 45 | 0 | esc | 0.00097009 | 6.8144e-08 | 0.00097009 | 6.8144e-08
[79 empty] | WLDFR | HFTD - Distribution - Tier 2 - 5QU CoRE ¦ 3QU LoRE | Non-Red Flag Warning - Catastrophic Fires | 2029 | 6.9612e-11 | 6.9612e-11 | 15317.9909 | 247.273 | 9287.6491 | 5783.0689 | 0 | 0 | 8.3024e-08 | 1.0663e-06 | 0 | 1.0663e-06 | 1.0663e-06 | 0 | 1.0663e-06 | 0 | 1.9863e-07 | 4.354e-07 | 0 | 4.354e-07 | 0 | 0.00063271 | 0.0012654 | 0 | 0.0012654 | [12 empty] | 7.3.3.17.5 (Remote Grid) Updates to grid topology to minimize risk of ignition in HFTDs Remote GridWLDFRVegetation ContactAggregated | WLDFR | HFTD - Distribution - Tier 2 - 2QU CoRE ¦ 1QU LoRE | Red Flag Warning - Catastrophic Fires | Vegetation Contact | Aggregated | 2029 | 7.0245e-05 | 193.7699 | 0.013611 | 2029 | Mitigation | 0.95 | 45 | 0 | esc | 0.00097009 | 6.8144e-08 | 0.00097009 | 6.8144e-08
[79 empty] | WLDFR | HFTD - Distribution - Tier 2 - 5QU CoRE ¦ 3QU LoRE | Non-Red Flag Warning - Catastrophic Fires | 2030 | 6.9612e-11 | 6.9612e-11 | 15317.9909 | 247.273 | 9287.6491 | 5783.0689 | 0 | 0 | 8.3024e-08 | 1.0663e-06 | 0 | 1.0663e-06 | 1.0663e-06 | 0 | 1.0663e-06 | 0 | 1.9863e-07 | 4.354e-07 | 0 | 4.354e-07 | 0 | 0.00063271 | 0.0012654 | 0 | 0.0012654 | [12 empty] | 7.3.3.17.5 (Remote Grid) Updates to grid topology to minimize risk of ignition in HFTDs Remote GridWLDFRVegetation ContactAggregated | WLDFR | HFTD - Distribution - Tier 2 - 2QU CoRE ¦ 1QU LoRE | Red Flag Warning - Catastrophic Fires | Vegetation Contact | Aggregated | 2030 | 7.0245e-05 | 193.7699 | 0.013611 | 2030 | Mitigation | 0.95 | 45 | 0 | esc | 0.00097009 | 6.8144e-08 | 0.00097009 | 6.8144e-08
[79 empty] | WLDFR | HFTD - Distribution - Tier 2 - 5QU CoRE ¦ 3QU LoRE | Non-Red Flag Warning - Catastrophic Fires | 2031 | 6.9612e-11 | 6.9612e-11 | 15317.9909 | 247.273 | 9287.6491 | 5783.0689 | 0 | 0 | 8.3024e-08 | 1.0663e-06 | 0 | 1.0663e-06 | 1.0663e-06 | 0 | 1.0663e-06 | 0 | 2.1052e-07 | 4.6147e-07 | 0 | 4.6147e-07 | 0 | 0.00063271 | 0.0012654 | 0 | 0.0012654 | [12 empty] | 7.3.3.17.5 (Remote Grid) Updates to grid topology to minimize risk of ignition in HFTDs Remote GridWLDFRVegetation ContactAggregated | WLDFR | HFTD - Distribution - Tier 2 - 2QU CoRE ¦ 1QU LoRE | Red Flag Warning - Catastrophic Fires | Vegetation Contact | Aggregated | 2031 | 7.0245e-05 | 193.7699 | 0.013611 | 2031 | Mitigation | 0.95 | 45 | 0 | esc | 0.00097009 | 6.8144e-08 | 0.00097009 | 6.8144e-08
[79 empty] | WLDFR | HFTD - Distribution - Tier 2 - 5QU CoRE ¦ 3QU LoRE | Non-Red Flag Warning - Catastrophic Fires | 2032 | 6.9612e-11 | 6.9612e-11 | 15317.9909 | 247.273 | 9287.6491 | 5783.0689 | 0 | 0 | 8.3024e-08 | 1.0663e-06 | 0 | 1.0663e-06 | 1.0663e-06 | 0 | 1.0663e-06 | 0 | 2.1052e-07 | 4.6147e-07 | 0 | 4.6147e-07 | 0 | 0.00063271 | 0.0012654 | 0 | 0.0012654 | [12 empty] | 7.3.3.17.5 (Remote Grid) Updates to grid topology to minimize risk of ignition in HFTDs Remote GridWLDFRVegetation ContactAggregated | WLDFR | HFTD - Distribution - Tier 2 - 2QU CoRE ¦ 1QU LoRE | Red Flag Warning - Catastrophic Fires | Vegetation Contact | Aggregated | 2032 | 7.0245e-05 | 193.7699 | 0.013611 | 2032 | Mitigation | 0.95 | 45 | 0 | esc | 0.00097009 | 6.8144e-08 | 0.00097009 | 6.8144e-08
[79 empty] | WLDFR | HFTD - Distribution - Tier 2 - 5QU CoRE ¦ 3QU LoRE | Non-Red Flag Warning - Catastrophic Fires | 2033 | 6.9612e-11 | 6.9612e-11 | 16044.1264 | 263.1074 | 9721.74 | 6059.2791 | 0 | 0 | 8.3024e-08 | 1.1169e-06 | 0 | 1.1169e-06 | 1.1169e-06 | 0 | 1.1169e-06 | 0 | 2.1052e-07 | 4.6147e-07 | 0 | 4.6147e-07 | 0 | 0.00063271 | 0.0012654 | 0 | 0.0012654 | [12 empty] | 7.3.3.17.5 (Remote Grid) Updates to grid topology to minimize risk of ignition in HFTDs Remote GridWLDFRVegetation ContactAggregated | WLDFR | HFTD - Distribution - Tier 2 - 2QU CoRE ¦ 1QU LoRE | Red Flag Warning - Catastrophic Fires | Vegetation Contact | Aggregated | 2033 | 7.0245e-05 | 193.7699 | 0.013611 | 2033 | Mitigation | 0.95 | 45 | 0 | esc | 0.00097009 | 6.8144e-08 | 0.00097009 | 6.8144e-08
[79 empty] | WLDFR | HFTD - Distribution - Tier 2 - 5QU CoRE ¦ 3QU LoRE | Non-Red Flag Warning - Catastrophic Fires | 2034 | 6.9612e-11 | 6.9612e-11 | 16044.1264 | 263.1074 | 9721.74 | 6059.2791 | 0 | 0 | 8.3024e-08 | 1.1169e-06 | 0 | 1.1169e-06 | 1.1169e-06 | 0 | 1.1169e-06 | 0 | 0 | 4.6147e-07 | 0 | 4.6147e-07 | 0 | 0.00066408 | 0.0013282 | 0 | 0.0013282 | [12 empty] | 7.3.3.17.5 (Remote Grid) Updates to grid topology to minimize risk of ignition in HFTDs Remote GridWLDFRVegetation ContactAggregated | WLDFR | HFTD - Distribution - Tier 2 - 2QU CoRE ¦ 1QU LoRE | Red Flag Warning - Catastrophic Fires | Vegetation Contact | Aggregated | 2034 | 7.0245e-05 | 193.7699 | 0.013611 | 2034 | Mitigation | 0.95 | 45 | 0 | esc | 0.00097009 | 6.8144e-08 | 0.00097009 | 6.8144e-08
[79 empty] | WLDFR | HFTD - Distribution - Tier 2 - 5QU CoRE ¦ 3QU LoRE | Non-Red Flag Warning - Catastrophic Fires | 2035 | 6.9612e-11 | 6.9612e-11 | 16044.1264 | 263.1074 | 9721.74 | 6059.2791 | 0 | 0 | 8.3024e-08 | 1.1169e-06 | 0 | 1.1169e-06 | 1.1169e-06 | 0 | 1.1169e-06 | 0 | 0 | 0 | 0 | 0 | 0 | 0.00066408 | 0.0013282 | 0 | 0.0013282 | [12 empty] | 7.3.3.17.5 (Remote Grid) Updates to grid topology to minimize risk of ignition in HFTDs Remote GridWLDFRVegetation ContactAggregated | WLDFR | HFTD - Distribution - Tier 2 - 2QU CoRE ¦ 1QU LoRE | Red Flag Warning - Catastrophic Fires | Vegetation Contact | Aggregated | 2035 | 7.0245e-05 | 193.7699 | 0.013611 | 2035 | Mitigation | 0.95 | 45 | 0 | esc | 0.00097009 | 6.8144e-08 | 0.00097009 | 6.8144e-08
[79 empty] | WLDFR | HFTD - Distribution - Tier 2 - 5QU CoRE ¦ 3QU LoRE | Non-Red Flag Warning - Catastrophic Fires | 2036 | 6.9612e-11 | 6.9612e-11 | 16044.1264 | 263.1074 | 9721.74 | 6059.2791 | 0 | 0 | 8.3024e-08 | 1.1169e-06 | 0 | 1.1169e-06 | 1.1169e-06 | 0 | 1.1169e-06 | 0 | 2.7009e-08 | 0 | 0 | 0 | 0 | 0.00066408 | 0.0013282 | 0 | 0.0013282 | [12 empty] | 7.3.3.17.5 (Remote Grid) Updates to grid topology to minimize risk of ignition in HFTDs Remote GridWLDFRVegetation ContactAggregated | WLDFR | HFTD - Distribution - Tier 2 - 2QU CoRE ¦ 1QU LoRE | Red Flag Warning - Catastrophic Fires | Vegetation Contact | Aggregated | 2036 | 7.0245e-05 | 193.7699 | 0.013611 | 2036 | Mitigation | 0.95 | 45 | 0 | esc | 0.00097009 | 6.8144e-08 | 0.00097009 | 6.8144e-08
[79 empty] | WLDFR | HFTD - Distribution - Tier 2 - 5QU CoRE ¦ 3QU LoRE | Non-Red Flag Warning - Catastrophic Fires | 2037 | 6.9612e-11 | 6.9612e-11 | 16044.1264 | 263.1074 | 9721.74 | 6059.2791 | 0 | 0 | 8.3024e-08 | 1.1169e-06 | 0 | 1.1169e-06 | 1.1169e-06 | 0 | 1.1169e-06 | 0 | 2.7878e-08 | 6.111e-08 | 0 | 6.111e-08 | 0 | 0.00066408 | 0.0013282 | 0 | 0.0013282 | [12 empty] | 7.3.3.17.5 (Remote Grid) Updates to grid topology to minimize risk of ignition in HFTDs Remote GridWLDFRVegetation ContactAggregated | WLDFR | HFTD - Distribution - Tier 2 - 2QU CoRE ¦ 1QU LoRE | Red Flag Warning - Catastrophic Fires | Vegetation Contact | Aggregated | 2037 | 7.0245e-05 | 193.7699 | 0.013611 | 2037 | Mitigation | 0.95 | 45 | 0 | esc | 0.00097009 | 6.8144e-08 | 0.00097009 | 6.8144e-08
[79 empty] | WLDFR | HFTD - Distribution - Tier 2 - 5QU CoRE ¦ 3QU LoRE | Non-Red Flag Warning - Catastrophic Fires | 2038 | 6.9612e-11 | 6.9612e-11 | 16832.3912 | 280.5544 | 10192.2718 | 6359.5651 | 0 | 0 | 8.3024e-08 | 1.1717e-06 | 0 | 1.1717e-06 | 1.1717e-06 | 0 | 1.1717e-06 | 0 | 2.7878e-08 | 6.111e-08 | 0 | 6.111e-08 | 0 | 0.00066408 | 0.0013282 | 0 | 0.0013282 | [12 empty] | 7.3.3.17.5 (Remote Grid) Updates to grid topology to minimize risk of ignition in HFTDs Remote GridWLDFRVegetation ContactAggregated | WLDFR | HFTD - Distribution - Tier 2 - 2QU CoRE ¦ 1QU LoRE | Red Flag Warning - Catastrophic Fires | Vegetation Contact | Aggregated | 2038 | 7.0245e-05 | 193.7699 | 0.013611 | 2038 | Mitigation | 0.95 | 45 | 0 | esc | 0.00097009 | 6.8144e-08 | 0.00097009 | 6.8144e-08
[79 empty] | WLDFR | HFTD - Distribution - Tier 2 - 5QU CoRE ¦ 3QU LoRE | Non-Red Flag Warning - Catastrophic Fires | 2039 | 6.9612e-11 | 6.9612e-11 | 16832.3912 | 280.5544 | 10192.2718 | 6359.5651 | 0 | 0 | 8.3024e-08 | 1.1717e-06 | 0 | 1.1717e-06 | 1.1717e-06 | 0 | 1.1717e-06 | 0 | 2.7878e-08 | 6.111e-08 | 0 | 6.111e-08 | 0 | 0.00069694 | 0.0013939 | 0 | 0.0013939 | [12 empty] | 7.3.3.17.5 (Remote Grid) Updates to grid topology to minimize risk of ignition in HFTDs Remote GridWLDFRVegetation ContactAggregated | WLDFR | HFTD - Distribution - Tier 2 - 2QU CoRE ¦ 1QU LoRE | Red Flag Warning - Catastrophic Fires | Vegetation Contact | Aggregated | 2039 | 7.0245e-05 | 193.7699 | 0.013611 | 2039 | Mitigation | 0.95 | 45 | 0 | esc | 0.00097009 | 6.8144e-08 | 0.00097009 | 6.8144e-08
[79 empty] | WLDFR | HFTD - Distribution - Tier 2 - 5QU CoRE ¦ 3QU LoRE | Non-Red Flag Warning - Catastrophic Fires | 2040 | 6.9612e-11 | 6.9612e-11 | 16832.3912 | 280.5544 | 10192.2718 | 6359.5651 | 0 | 0 | 8.3024e-08 | 1.1717e-06 | 0 | 1.1717e-06 | 1.1717e-06 | 0 | 1.1717e-06 | 0 | 2.7878e-08 | 6.111e-08 | 0 | 6.111e-08 | 0 | 0.00069694 | 0.0013939 | 0 | 0.0013939 | [12 empty] | 7.3.3.17.5 (Remote Grid) Updates to grid topology to minimize risk of ignition in HFTDs Remote GridWLDFRVegetation ContactAggregated | WLDFR | HFTD - Distribution - Tier 2 - 2QU CoRE ¦ 1QU LoRE | Red Flag Warning - Catastrophic Fires | Vegetation Contact | Aggregated | 2040 | 7.0245e-05 | 193.7699 | 0.013611 | 2040 | Mitigation | 0.95 | 45 | 0 | esc | 0.00097009 | 6.8144e-08 | 0.00097009 | 6.8144e-08
[79 empty] | WLDFR | HFTD - Distribution - Tier 2 - 5QU CoRE ¦ 3QU LoRE | Non-Red Flag Warning - Catastrophic Fires | 2041 | 6.9612e-11 | 6.9612e-11 | 16832.3912 | 280.5544 | 10192.2718 | 6359.5651 | 0 | 0 | 8.3024e-08 | 1.1717e-06 | 0 | 1.1717e-06 | 1.1717e-06 | 0 | 1.1717e-06 | 0 | 2.7878e-08 | 6.111e-08 | 0 | 6.111e-08 | 0 | 0.00069694 | 0.0013939 | 0 | 0.0013939 | [12 empty] | 7.3.3.17.5 (Remote Grid) Updates to grid topology to minimize risk of ignition in HFTDs Remote GridWLDFRVegetation ContactAggregated | WLDFR | HFTD - Distribution - Tier 2 - 2QU CoRE ¦ 1QU LoRE | Red Flag Warning - Catastrophic Fires | Vegetation Contact | Aggregated | 2041 | 7.0245e-05 | 193.7699 | 0.013611 | 2041 | Mitigation | 0.95 | 45 | 0 | esc | 0.00097009 | 6.8144e-08 | 0.00097009 | 6.8144e-08
[79 empty] | WLDFR | HFTD - Distribution - Tier 2 - 5QU CoRE ¦ 3QU LoRE | Non-Red Flag Warning - Catastrophic Fires | 2042 | 6.9612e-11 | 6.9612e-11 | 16832.3912 | 280.5544 | 10192.2718 | 6359.5651 | 0 | 0 | 8.3024e-08 | 1.1717e-06 | 0 | 1.1717e-06 | 1.1717e-06 | 0 | 1.1717e-06 | 0 | 2.8987e-08 | 6.354e-08 | 0 | 6.354e-08 | 0 | 0.00069694 | 0.0013939 | 0 | 0.0013939 | [12 empty] | 7.3.3.17.5 (Remote Grid) Updates to grid topology to minimize risk of ignition in HFTDs Remote GridWLDFRVegetation ContactAggregated | WLDFR | HFTD - Distribution - Tier 2 - 2QU CoRE ¦ 1QU LoRE | Red Flag Warning - Catastrophic Fires | Vegetation Contact | Aggregated | 2042 | 7.0245e-05 | 193.7699 | 0.013611 | 2042 | Mitigation | 0.95 | 45 | 0 | esc | 0.00097009 | 6.8144e-08 | 0.00097009 | 6.8144e-08
[79 empty] | WLDFR | HFTD - Distribution - Tier 2 - 5QU CoRE ¦ 3QU LoRE | Non-Red Flag Warning - Catastrophic Fires | 2043 | 6.9612e-11 | 6.9612e-11 | 17672.0852 | 299.42 | 10692.7362 | 6679.929 | 0 | 0 | 8.3024e-08 | 1.2302e-06 | 0 | 1.2302e-06 | 1.2302e-06 | 0 | 1.2302e-06 | 0 | 2.8987e-08 | 6.354e-08 | 0 | 6.354e-08 | 0 | 0 | 0.0013939 | 0 | 0.0013939 | [12 empty] | 7.3.3.17.5 (Remote Grid) Updates to grid topology to minimize risk of ignition in HFTDs Remote GridWLDFRVegetation ContactAggregated | WLDFR | HFTD - Distribution - Tier 2 - 2QU CoRE ¦ 1QU LoRE | Red Flag Warning - Catastrophic Fires | Vegetation Contact | Aggregated | 2043 | 7.0245e-05 | 193.7699 | 0.013611 | 2043 | Mitigation | 0.95 | 45 | 0 | esc | 0.00097009 | 6.8144e-08 | 0.00097009 | 6.8144e-08
[79 empty] | WLDFR | HFTD - Distribution - Tier 2 - 5QU CoRE ¦ 3QU LoRE | Non-Red Flag Warning - Catastrophic Fires | 2044 | 6.9612e-11 | 6.9612e-11 | 17672.0852 | 299.42 | 10692.7362 | 6679.929 | 0 | 0 | 8.3024e-08 | 1.2302e-06 | 0 | 1.2302e-06 | 1.2302e-06 | 0 | 1.2302e-06 | 0 | 2.8987e-08 | 6.354e-08 | 0 | 6.354e-08 | 0 | 0 | 0 | 0 | 0 | [12 empty] | 7.3.3.17.5 (Remote Grid) Updates to grid topology to minimize risk of ignition in HFTDs Remote GridWLDFRVegetation ContactAggregated | WLDFR | HFTD - Distribution - Tier 2 - 2QU CoRE ¦ 1QU LoRE | Red Flag Warning - Catastrophic Fires | Vegetation Contact | Aggregated | 2044 | 7.0245e-05 | 193.7699 | 0.013611 | 2044 | Mitigation | 0.95 | 45 | 0 | esc | 0.00097009 | 6.8144e-08 | 0.00097009 | 6.8144e-08
[79 empty] | WLDFR | HFTD - Distribution - Tier 2 - 5QU CoRE ¦ 3QU LoRE | Non-Red Flag Warning - Catastrophic Fires | 2045 | 6.9612e-11 | 6.9612e-11 | 17672.0852 | 299.42 | 10692.7362 | 6679.929 | 0 | 0 | 8.3024e-08 | 1.2302e-06 | 0 | 1.2302e-06 | 1.2302e-06 | 0 | 1.2302e-06 | 0 | 2.8987e-08 | 6.354e-08 | 0 | 6.354e-08 | 0 | 0 | 0 | 0 | 0 | [12 empty] | 7.3.3.17.5 (Remote Grid) Updates to grid topology to minimize risk of ignition in HFTDs Remote GridWLDFRVegetation ContactAggregated | WLDFR | HFTD - Distribution - Tier 2 - 2QU CoRE ¦ 1QU LoRE | Red Flag Warning - Catastrophic Fires | Vegetation Contact | Aggregated | 2045 | 7.0245e-05 | 193.7699 | 0.013611 | 2045 | Mitigation | 0.95 | 45 | 0 | esc | 0.00097009 | 6.8144e-08 | 0.00097009 | 6.8144e-08
[79 empty] | WLDFR | HFTD - Distribution - Tier 2 - 5QU CoRE ¦ 3QU LoRE | Non-Red Flag Warning - Catastrophic Fires | 2046 | 6.9612e-11 | 6.9612e-11 | 17672.0852 | 299.42 | 10692.7362 | 6679.929 | 0 | 0 | 8.3024e-08 | 1.2302e-06 | 0 | 1.2302e-06 | 1.2302e-06 | 0 | 1.2302e-06 | 0 | 2.8987e-08 | 6.354e-08 | 0 | 6.354e-08 | 0 | 1.2405e-06 | 0 | 0 | 0 | [12 empty] | 7.3.3.17.5 (Remote Grid) Updates to grid topology to minimize risk of ignition in HFTDs Remote GridWLDFRVegetation ContactAggregated | WLDFR | HFTD - Distribution - Tier 2 - 2QU CoRE ¦ 1QU LoRE | Red Flag Warning - Catastrophic Fires | Vegetation Contact | Aggregated | 2046 | 7.0245e-05 | 193.7699 | 0.013611 | 2046 | Mitigation | 0.95 | 45 | 0 | esc | 0.00097009 | 6.8144e-08 | 0.00097009 | 6.8144e-08
[79 empty] | WLDFR | HFTD - Distribution - Tier 2 - 5QU CoRE ¦ 3QU LoRE | Non-Red Flag Warning - Catastrophic Fires | 2047 | 6.9612e-11 | 6.9612e-11 | 17672.0852 | 299.42 | 10692.7362 | 6679.929 | 0 | 0 | 8.3024e-08 | 1.2302e-06 | 0 | 1.2302e-06 | 1.2302e-06 | 0 | 1.2302e-06 | 0 | 3.0237e-08 | 6.628e-08 | 0 | 6.628e-08 | 0 | 1.296e-06 | 2.592e-06 | 0 | 2.592e-06 | [12 empty] | 7.3.3.17.5 (Remote Grid) Updates to grid topology to minimize risk of ignition in HFTDs Remote GridWLDFRVegetation ContactAggregated | WLDFR | HFTD - Distribution - Tier 2 - 2QU CoRE ¦ 1QU LoRE | Red Flag Warning - Catastrophic Fires | Vegetation Contact | Aggregated | 2047 | 7.0245e-05 | 193.7699 | 0.013611 | 2047 | Mitigation | 0.95 | 45 | 0 | esc | 0.00097009 | 6.8144e-08 | 0.00097009 | 6.8144e-08
[79 empty] | WLDFR | HFTD - Distribution - Tier 2 - 5QU CoRE ¦ 3QU LoRE | Non-Red Flag Warning - Catastrophic Fires | 2048 | 6.9612e-11 | 6.9612e-11 | 18552.3348 | 319.4911 | 11216.5626 | 7016.281 | 0 | 0 | 8.3024e-08 | 1.2915e-06 | 0 | 1.2915e-06 | 1.2915e-06 | 0 | 1.2915e-06 | 0 | 3.0237e-08 | 6.628e-08 | 0 | 6.628e-08 | 0 | 1.296e-06 | 2.592e-06 | 0 | 2.592e-06 | [12 empty] | 7.3.3.17.5 (Remote Grid) Updates to grid topology to minimize risk of ignition in HFTDs Remote GridWLDFRVegetation ContactAggregated | WLDFR | HFTD - Distribution - Tier 2 - 2QU CoRE ¦ 1QU LoRE | Red Flag Warning - Catastrophic Fires | Vegetation Contact | Aggregated | 2048 | 7.0245e-05 | 193.7699 | 0.013611 | 2048 | Mitigation | 0.95 | 45 | 0 | esc | 0.00097009 | 6.8144e-08 | 0.00097009 | 6.8144e-08
[79 empty] | WLDFR | HFTD - Distribution - Tier 2 - 5QU CoRE ¦ 3QU LoRE | Non-Red Flag Warning - Catastrophic Fires | 2049 | 6.9612e-11 | 6.9612e-11 | 18552.3348 | 319.4911 | 11216.5626 | 7016.281 | 0 | 0 | 8.3024e-08 | 1.2915e-06 | 0 | 1.2915e-06 | 1.2915e-06 | 0 | 1.2915e-06 | 0 | 3.0237e-08 | 6.628e-08 | 0 | 6.628e-08 | 0 | 1.296e-06 | 2.592e-06 | 0 | 2.592e-06 | [12 empty] | 7.3.3.17.5 (Remote Grid) Updates to grid topology to minimize risk of ignition in HFTDs Remote GridWLDFRVegetation ContactAggregated | WLDFR | HFTD - Distribution - Tier 2 - 2QU CoRE ¦ 1QU LoRE | Red Flag Warning - Catastrophic Fires | Vegetation Contact | Aggregated | 2049 | 7.0245e-05 | 193.7699 | 0.013611 | 2049 | Mitigation | 0.95 | 45 | 0 | esc | 0.00097009 | 6.8144e-08 | 0.00097009 | 6.8144e-08
[79 empty] | WLDFR | HFTD - Distribution - Tier 2 - 5QU CoRE ¦ 3QU LoRE | Non-Red Flag Warning - Catastrophic Fires | 2050 | 6.9612e-11 | 6.9612e-11 | 18552.3348 | 319.4911 | 11216.5626 | 7016.281 | 0 | 0 | 8.3024e-08 | 1.2915e-06 | 0 | 1.2915e-06 | 1.2915e-06 | 0 | 1.2915e-06 | 0 | 3.0237e-08 | 6.628e-08 | 0 | 6.628e-08 | 0 | 1.296e-06 | 2.592e-06 | 0 | 2.592e-06 | [12 empty] | 7.3.3.17.5 (Remote Grid) Updates to grid topology to minimize risk of ignition in HFTDs Remote GridWLDFRVegetation ContactAggregated | WLDFR | HFTD - Distribution - Tier 2 - 2QU CoRE ¦ 1QU LoRE | Red Flag Warning - Catastrophic Fires | Vegetation Contact | Aggregated | 2050 | 7.0245e-05 | 193.7699 | 0.013611 | 2050 | Mitigation | 0.95 | 45 | 0 | esc | 0.00097009 | 6.8144e-08 | 0.00097009 | 6.8144e-08
[79 empty] | WLDFR | HFTD - Distribution - Tier 2 - 5QU CoRE ¦ 3QU LoRE | Non-Red Flag Warning - Catastrophic Fires | 2051 | 6.9612e-11 | 6.9612e-11 | 18552.3348 | 319.4911 | 11216.5626 | 7016.281 | 0 | 0 | 8.3024e-08 | 1.2915e-06 | 0 | 1.2915e-06 | 1.2915e-06 | 0 | 1.2915e-06 | 0 | 3.0237e-08 | 6.628e-08 | 0 | 6.628e-08 | 0 | 1.296e-06 | 2.592e-06 | 0 | 2.592e-06 | [12 empty] | 7.3.3.17.5 (Remote Grid) Updates to grid topology to minimize risk of ignition in HFTDs Remote GridWLDFRVegetation ContactAggregated | WLDFR | HFTD - Distribution - Tier 2 - 2QU CoRE ¦ 1QU LoRE | Red Flag Warning - Catastrophic Fires | Vegetation Contact | Aggregated | 2051 | 7.0245e-05 | 193.7699 | 0.013611 | 2051 | Mitigation | 0.95 | 45 | 0 | esc | 0.00097009 | 6.8144e-08 | 0.00097009 | 6.8144e-08
[79 empty] | WLDFR | HFTD - Distribution - Tier 2 - 5QU CoRE ¦ 3QU LoRE | Non-Red Flag Warning - Catastrophic Fires | 2052 | 6.9612e-11 | 6.9612e-11 | 18552.3348 | 319.4911 | 11216.5626 | 7016.281 | 0 | 0 | 8.3024e-08 | 1.2915e-06 | 0 | 1.2915e-06 | 1.2915e-06 | 0 | 1.2915e-06 | 0 | 3.1614e-08 | 6.9299e-08 | 0 | 6.9299e-08 | 0 | 1.3675e-06 | 2.735e-06 | 0 | 2.735e-06 | [12 empty] | 7.3.3.17.5 (Remote Grid) Updates to grid topology to minimize risk of ignition in HFTDs Remote GridWLDFRVegetation ContactAggregated | WLDFR | HFTD - Distribution - Tier 2 - 2QU CoRE ¦ 1QU LoRE | Red Flag Warning - Catastrophic Fires | Vegetation Contact | Aggregated | 2052 | 7.0245e-05 | 193.7699 | 0.013611 | 2052 | Mitigation | 0.95 | 45 | 0 | esc | 0.00097009 | 6.8144e-08 | 0.00097009 | 6.8144e-08
[79 empty] | WLDFR | HFTD - Distribution - Tier 2 - 5QU CoRE ¦ 3QU LoRE | Non-Red Flag Warning - Catastrophic Fires | 2053 | 6.9612e-11 | 6.9612e-11 | 19462.1283 | 340.5356 | 11757.1413 | 7364.4514 | 0 | 0 | 8.3024e-08 | 1.3548e-06 | 0 | 1.3548e-06 | 1.3548e-06 | 0 | 1.3548e-06 | 0 | 3.1614e-08 | 6.9299e-08 | 0 | 6.9299e-08 | 0 | 1.3675e-06 | 2.735e-06 | 0 | 2.735e-06 | [12 empty] | 7.3.3.17.5 (Remote Grid) Updates to grid topology to minimize risk of ignition in HFTDs Remote GridWLDFRVegetation ContactAggregated | WLDFR | HFTD - Distribution - Tier 2 - 2QU CoRE ¦ 1QU LoRE | Red Flag Warning - Catastrophic Fires | Vegetation Contact | Aggregated | 2053 | 7.0245e-05 | 193.7699 | 0.013611 | 2053 | Mitigation | 0.95 | 45 | 0 | esc | 0.00097009 | 6.8144e-08 | 0.00097009 | 6.8144e-08
[79 empty] | WLDFR | HFTD - Distribution - Tier 2 - 5QU CoRE ¦ 3QU LoRE | Non-Red Flag Warning - Catastrophic Fires | 2054 | 6.9612e-11 | 6.9612e-11 | 19462.1283 | 340.5356 | 11757.1413 | 7364.4514 | 0 | 0 | 8.3024e-08 | 1.3548e-06 | 0 | 1.3548e-06 | 1.3548e-06 | 0 | 1.3548e-06 | 0 | 3.1614e-08 | 6.9299e-08 | 0 | 6.9299e-08 | 0 | 1.3675e-06 | 2.735e-06 | 0 | 2.735e-06 | [12 empty] | 7.3.3.17.5 (Remote Grid) Updates to grid topology to minimize risk of ignition in HFTDs Remote GridWLDFRVegetation ContactAggregated | WLDFR | HFTD - Distribution - Tier 2 - 2QU CoRE ¦ 1QU LoRE | Red Flag Warning - Catastrophic Fires | Vegetation Contact | Aggregated | 2054 | 7.0245e-05 | 193.7699 | 0.013611 | 2054 | Mitigation | 0.95 | 45 | 0 | esc | 0.00097009 | 6.8144e-08 | 0.00097009 | 6.8144e-08
[79 empty] | WLDFR | HFTD - Distribution - Tier 2 - 5QU CoRE ¦ 3QU LoRE | Non-Red Flag Warning - Catastrophic Fires | 2055 | 6.9612e-11 | 6.9612e-11 | 19462.1283 | 340.5356 | 11757.1413 | 7364.4514 | 0 | 0 | 8.3024e-08 | 1.3548e-06 | 0 | 1.3548e-06 | 1.3548e-06 | 0 | 1.3548e-06 | 0 | 3.1614e-08 | 6.9299e-08 | 0 | 6.9299e-08 | 0 | 1.3675e-06 | 2.735e-06 | 0 | 2.735e-06 | [12 empty] | 7.3.3.17.5 (Remote Grid) Updates to grid topology to minimize risk of ignition in HFTDs Remote GridWLDFRVegetation ContactAggregated | WLDFR | HFTD - Distribution - Tier 2 - 2QU CoRE ¦ 1QU LoRE | Red Flag Warning - Catastrophic Fires | Vegetation Contact | Aggregated | 2055 | 7.0245e-05 | 193.7699 | 0.013611 | 2055 | Mitigation | 0.95 | 45 | 0 | esc | 0.00097009 | 6.8144e-08 | 0.00097009 | 6.8144e-08
[79 empty] | WLDFR | HFTD - Distribution - Tier 2 - 5QU CoRE ¦ 3QU LoRE | Non-Red Flag Warning - Catastrophic Fires | 2056 | 6.9612e-11 | 6.9612e-11 | 19462.1283 | 340.5356 | 11757.1413 | 7364.4514 | 0 | 0 | 8.3024e-08 | 1.3548e-06 | 0 | 1.3548e-06 | 1.3548e-06 | 0 | 1.3548e-06 | 0 | 3.1614e-08 | 6.9299e-08 | 0 | 6.9299e-08 | 0 | 1.3675e-06 | 2.735e-06 | 0 | 2.735e-06 | [12 empty] | 7.3.3.17.5 (Remote Grid) Updates to grid topology to minimize risk of ignition in HFTDs Remote GridWLDFRVegetation ContactAggregated | WLDFR | HFTD - Distribution - Tier 2 - 2QU CoRE ¦ 1QU LoRE | Red Flag Warning - Catastrophic Fires | Vegetation Contact | Aggregated | 2056 | 7.0245e-05 | 193.7699 | 0.013611 | 2056 | Mitigation | 0.95 | 45 | 0 | esc | 0.00097009 | 6.8144e-08 | 0.00097009 | 6.8144e-08
[79 empty] | WLDFR | HFTD - Distribution - Tier 2 - 5QU CoRE ¦ 3QU LoRE | Non-Red Flag Warning - Catastrophic Fires | 2057 | 6.9612e-11 | 6.9612e-11 | 19462.1283 | 340.5356 | 11757.1413 | 7364.4514 | 0 | 0 | 8.3024e-08 | 1.3548e-06 | 0 | 1.3548e-06 | 1.3548e-06 | 0 | 1.3548e-06 | 0 | 3.3106e-08 | 7.2568e-08 | 0 | 7.2568e-08 | 0 | 1.4488e-06 | 2.8976e-06 | 0 | 2.8976e-06 | [12 empty] | 7.3.3.17.5 (Remote Grid) Updates to grid topology to minimize risk of ignition in HFTDs Remote GridWLDFRVegetation ContactAggregated | WLDFR | HFTD - Distribution - Tier 2 - 2QU CoRE ¦ 1QU LoRE | Red Flag Warning - Catastrophic Fires | Vegetation Contact | Aggregated | 2057 | 7.0245e-05 | 193.7699 | 0.013611 | 2057 | Mitigation | 0.95 | 45 | 0 | esc | 0.00097009 | 6.8144e-08 | 0.00097009 | 6.8144e-08
[79 empty] | WLDFR | HFTD - Distribution - Tier 2 - 5QU CoRE ¦ 3QU LoRE | Non-Red Flag Warning - Catastrophic Fires | 2058 | 6.9612e-11 | 6.9612e-11 | 20390.4035 | 362.3049 | 12307.8747 | 7720.2238 | 0 | 0 | 8.3024e-08 | 1.4194e-06 | 0 | 1.4194e-06 | 1.4194e-06 | 0 | 1.4194e-06 | 0 | 3.3106e-08 | 7.2568e-08 | 0 | 7.2568e-08 | 0 | 1.4488e-06 | 2.8976e-06 | 0 | 2.8976e-06 | [12 empty] | 7.3.3.17.5 (Remote Grid) Updates to grid topology to minimize risk of ignition in HFTDs Remote GridWLDFRVegetation ContactAggregated | WLDFR | HFTD - Distribution - Tier 2 - 2QU CoRE ¦ 1QU LoRE | Red Flag Warning - Catastrophic Fires | Vegetation Contact | Aggregated | 2058 | 7.0245e-05 | 193.7699 | 0.013611 | 2058 | Mitigation | 0.95 | 45 | 0 | esc | 0.00097009 | 6.8144e-08 | 0.00097009 | 6.8144e-08
[79 empty] | WLDFR | HFTD - Distribution - Tier 2 - 5QU CoRE ¦ 3QU LoRE | Non-Red Flag Warning - Catastrophic Fires | 2059 | 6.9612e-11 | 6.9612e-11 | 20390.4035 | 362.3049 | 12307.8747 | 7720.2238 | 0 | 0 | 8.3024e-08 | 1.4194e-06 | 0 | 1.4194e-06 | 1.4194e-06 | 0 | 1.4194e-06 | 0 | 3.3106e-08 | 7.2568e-08 | 0 | 7.2568e-08 | 0 | 1.4488e-06 | 2.8976e-06 | 0 | 2.8976e-06 | [12 empty] | 7.3.3.17.5 (Remote Grid) Updates to grid topology to minimize risk of ignition in HFTDs Remote GridWLDFRVegetation ContactAggregated | WLDFR | HFTD - Distribution - Tier 2 - 2QU CoRE ¦ 1QU LoRE | Red Flag Warning - Catastrophic Fires | Vegetation Contact | Aggregated | 2059 | 7.0245e-05 | 193.7699 | 0.013611 | 2059 | Mitigation | 0.95 | 45 | 0 | esc | 0.00097009 | 6.8144e-08 | 0.00097009 | 6.8144e-08
[79 empty] | WLDFR | HFTD - Distribution - Tier 2 - 5QU CoRE ¦ 3QU LoRE | Non-Red Flag Warning - Catastrophic Fires | 2060 | 6.9612e-11 | 6.9612e-11 | 20390.4035 | 362.3049 | 12307.8747 | 7720.2238 | 0 | 0 | 8.3024e-08 | 1.4194e-06 | 0 | 1.4194e-06 | 1.4194e-06 | 0 | 1.4194e-06 | 0 | 3.3106e-08 | 7.2568e-08 | 0 | 7.2568e-08 | 0 | 1.4488e-06 | 2.8976e-06 | 0 | 2.8976e-06 | [12 empty] | 7.3.3.17.5 (Remote Grid) Updates to grid topology to minimize risk of ignition in HFTDs Remote GridWLDFRVegetation ContactAggregated | WLDFR | HFTD - Distribution - Tier 2 - 2QU CoRE ¦ 1QU LoRE | Red Flag Warning - Catastrophic Fires | Vegetation Contact | Aggregated | 2060 | 7.0245e-05 | 193.7699 | 0.013611 | 2060 | Mitigation | 0.95 | 45 | 0 | esc | 0.00097009 | 6.8144e-08 | 0.00097009 | 6.8144e-08
[79 empty] | WLDFR | HFTD - Distribution - Tier 2 - 5QU CoRE ¦ 3QU LoRE | Non-Red Flag Warning - Catastrophic Fires | 2061 | 6.9612e-11 | 6.9612e-11 | 20390.4035 | 362.3049 | 12307.8747 | 7720.2238 | 0 | 0 | 8.3024e-08 | 1.4194e-06 | 0 | 1.4194e-06 | 1.4194e-06 | 0 | 1.4194e-06 | 0 | 3.3106e-08 | 7.2568e-08 | 0 | 7.2568e-08 | 0 | 1.4488e-06 | 2.8976e-06 | 0 | 2.8976e-06 | [12 empty] | 7.3.3.17.5 (Remote Grid) Updates to grid topology to minimize risk of ignition in HFTDs Remote GridWLDFRVegetation ContactAggregated | WLDFR | HFTD - Distribution - Tier 2 - 2QU CoRE ¦ 1QU LoRE | Red Flag Warning - Catastrophic Fires | Vegetation Contact | Aggregated | 2061 | 7.0245e-05 | 193.7699 | 0.013611 | 2061 | Mitigation | 0.95 | 45 | 0 | esc | 0.00097009 | 6.8144e-08 | 0.00097009 | 6.8144e-08
[79 empty] | WLDFR | HFTD - Distribution - Tier 2 - 5QU CoRE ¦ 3QU LoRE | Non-Red Flag Warning - Catastrophic Fires | 2062 | 6.9612e-11 | 6.9612e-11 | 20390.4035 | 362.3049 | 12307.8747 | 7720.2238 | 0 | 0 | 8.3024e-08 | 1.4194e-06 | 0 | 1.4194e-06 | 1.4194e-06 | 0 | 1.4194e-06 | 0 | 3.4696e-08 | 7.6054e-08 | 0 | 7.6054e-08 | 0 | 1.5393e-06 | 3.0786e-06 | 0 | 3.0786e-06 | [12 empty] | 7.3.3.17.5 (Remote Grid) Updates to grid topology to minimize risk of ignition in HFTDs Remote GridWLDFRVegetation ContactAggregated | WLDFR | HFTD - Distribution - Tier 2 - 2QU CoRE ¦ 1QU LoRE | Red Flag Warning - Catastrophic Fires | Vegetation Contact | Aggregated | 2062 | 7.0245e-05 | 193.7699 | 0.013611 | 2062 | Mitigation | 0.95 | 45 | 0 | esc | 0.00097009 | 6.8144e-08 | 0.00097009 | 6.8144e-08
[79 empty] | WLDFR | HFTD - Distribution - Tier 2 - 5QU CoRE ¦ 3QU LoRE | Non-Red Flag Warning - Catastrophic Fires | 2063 | 6.9612e-11 | 6.9612e-11 | 21325.9188 | 384.5316 | 12862.0997 | 8079.2876 | 0 | 0 | 8.3024e-08 | 1.4845e-06 | 0 | 1.4845e-06 | 1.4845e-06 | 0 | 1.4845e-06 | 0 | 3.4696e-08 | 7.6054e-08 | 0 | 7.6054e-08 | 0 | 1.5393e-06 | 3.0786e-06 | 0 | 3.0786e-06 | [12 empty] | 7.3.3.17.5 (Remote Grid) Updates to grid topology to minimize risk of ignition in HFTDs Remote GridWLDFRVegetation ContactAggregated | WLDFR | HFTD - Distribution - Tier 2 - 2QU CoRE ¦ 1QU LoRE | Red Flag Warning - Catastrophic Fires | Vegetation Contact | Aggregated | 2063 | 7.0245e-05 | 193.7699 | 0.013611 | 2063 | Mitigation | 0.95 | 45 | 0 | esc | 0.00097009 | 6.8144e-08 | 0.00097009 | 6.8144e-08
[79 empty] | WLDFR | HFTD - Distribution - Tier 2 - 5QU CoRE ¦ 3QU LoRE | Non-Red Flag Warning - Catastrophic Fires | 2064 | 6.9612e-11 | 6.9612e-11 | 21325.9188 | 384.5316 | 12862.0997 | 8079.2876 | 0 | 0 | 8.3024e-08 | 1.4845e-06 | 0 | 1.4845e-06 | 1.4845e-06 | 0 | 1.4845e-06 | 0 | 3.4696e-08 | 7.6054e-08 | 0 | 7.6054e-08 | 0 | 1.5393e-06 | 3.0786e-06 | 0 | 3.0786e-06 | [12 empty] | 7.3.3.17.5 (Remote Grid) Updates to grid topology to minimize risk of ignition in HFTDs Remote GridWLDFRVegetation ContactAggregated | WLDFR | HFTD - Distribution - Tier 2 - 2QU CoRE ¦ 1QU LoRE | Red Flag Warning - Catastrophic Fires | Vegetation Contact | Aggregated | 2064 | 7.0245e-05 | 193.7699 | 0.013611 | 2064 | Mitigation | 0.95 | 45 | 0 | esc | 0.00097009 | 6.8144e-08 | 0.00097009 | 6.8144e-08
[79 empty] | WLDFR | HFTD - Distribution - Tier 2 - 5QU CoRE ¦ 3QU LoRE | Non-Red Flag Warning - Catastrophic Fires | 2065 | 6.9612e-11 | 6.9612e-11 | 21325.9188 | 384.5316 | 12862.0997 | 8079.2876 | 0 | 0 | 8.3024e-08 | 1.4845e-06 | 0 | 1.4845e-06 | 1.4845e-06 | 0 | 1.4845e-06 | 0 | 3.4696e-08 | 7.6054e-08 | 0 | 7.6054e-08 | 0 | 1.5393e-06 | 3.0786e-06 | 0 | 3.0786e-06 | [12 empty] | 7.3.3.17.5 (Remote Grid) Updates to grid topology to minimize risk of ignition in HFTDs Remote GridWLDFRVegetation ContactAggregated | WLDFR | HFTD - Distribution - Tier 2 - 2QU CoRE ¦ 1QU LoRE | Red Flag Warning - Catastrophic Fires | Vegetation Contact | Aggregated | 2065 | 7.0245e-05 | 193.7699 | 0.013611 | 2065 | Mitigation | 0.95 | 45 | 0 | esc | 0.00097009 | 6.8144e-08 | 0.00097009 | 6.8144e-08
[79 empty] | WLDFR | HFTD - Distribution - Tier 2 - 5QU CoRE ¦ 3QU LoRE | Non-Red Flag Warning - Catastrophic Fires | 2066 | 6.9612e-11 | 6.9612e-11 | 21325.9188 | 384.5316 | 12862.0997 | 8079.2876 | 0 | 0 | 8.3024e-08 | 1.4845e-06 | 0 | 1.4845e-06 | 1.4845e-06 | 0 | 1.4845e-06 | 0 | 3.4696e-08 | 7.6054e-08 | 0 | 7.6054e-08 | 0 | 1.5393e-06 | 3.0786e-06 | 0 | 3.0786e-06 | [12 empty] | 7.3.3.17.5 (Remote Grid) Updates to grid topology to minimize risk of ignition in HFTDs Remote GridWLDFRVegetation ContactAggregated | WLDFR | HFTD - Distribution - Tier 2 - 2QU CoRE ¦ 1QU LoRE | Red Flag Warning - Catastrophic Fires | Vegetation Contact | Aggregated | 2066 | 7.0245e-05 | 193.7699 | 0.013611 | 2066 | Mitigation | 0.95 | 45 | 0 | esc | 0.00097009 | 6.8144e-08 | 0.00097009 | 6.8144e-08
[79 empty] | WLDFR | HFTD - Distribution - Tier 2 - 5QU CoRE ¦ 3QU LoRE | Non-Red Flag Warning - Catastrophic Fires | 2067 | 0 | 6.9612e-11 | 21325.9188 | 384.5316 | 12862.0997 | 8079.2876 | 0 | 0 | 8.3024e-08 | 0 | 0 | 0 | 1.4845e-06 | 0 | 1.4845e-06 | 0 | 3.6368e-08 | 7.9719e-08 | 0 | 7.9719e-08 | 0 | 1.6383e-06 | 3.2765e-06 | 0 | 3.2765e-06 | [12 empty] | 7.3.3.17.5 (Remote Grid) Updates to grid topology to minimize risk of ignition in HFTDs Remote GridWLDFRVegetation ContactAggregated | WLDFR | HFTD - Distribution - Tier 2 - 2QU CoRE ¦ 1QU LoRE | Red Flag Warning - Catastrophic Fires | Vegetation Contact | Aggregated | 2067 | 7.0245e-05 | 193.7699 | 0.013611 | 2067 | Mitigation | 0.95 | 45 | 0 | esc | 0 | 0 | 0.00097009 | 6.8144e-08
[79 empty] | WLDFR | HFTD - Distribution - Tier 2 - 5QU CoRE ¦ 3QU LoRE | Non-Red Flag Warning - Destructive Fires | 2022 | 8.4274e-11 | 0 | 8807.9522 | 222.2294 | 8585.7228 | 0 | 0 | 0 | 9.5847e-08 | 7.4228e-07 | 0 | 7.4228e-07 | 0 | 0 | 0 | 0 | 3.6368e-08 | 7.9719e-08 | 0 | 7.9719e-08 | 0 | 1.6383e-06 | 3.2765e-06 | 0 | 3.2765e-06 | [12 empty] | 7.3.3.17.5 (Remote Grid) Updates to grid topology to minimize risk of ignition in HFTDs Remote GridWLDFREquipment / facility failureAggregated | WLDFR | HFTD - Distribution - Tier 2 - 2QU CoRE ¦ 1QU LoRE | Red Flag Warning - Destructive Fires | Equipment / facility failure | Aggregated | 2022 | 1.2654e-05 | 193.7699 | 0.002452 | 2022 | Mitigation | 0.95 | 45 | 0 | esc | 0.00097009 | 1.2276e-08 | 0 | 0
[79 empty] | WLDFR | HFTD - Distribution - Tier 2 - 5QU CoRE ¦ 3QU LoRE | Non-Red Flag Warning - Destructive Fires | 2023 | 8.4274e-11 | 8.4274e-11 | 9129.7461 | 233.2301 | 8896.516 | 0 | 0 | 0 | 9.5847e-08 | 7.694e-07 | 0 | 7.694e-07 | 7.694e-07 | 0 | 7.694e-07 | 0 | 3.6368e-08 | 7.9719e-08 | 0 | 7.9719e-08 | 0 | 1.6383e-06 | 3.2765e-06 | 0 | 3.2765e-06 | [12 empty] | 7.3.3.17.5 (Remote Grid) Updates to grid topology to minimize risk of ignition in HFTDs Remote GridWLDFREquipment / facility failureAggregated | WLDFR | HFTD - Distribution - Tier 2 - 2QU CoRE ¦ 1QU LoRE | Red Flag Warning - Destructive Fires | Equipment / facility failure | Aggregated | 2023 | 1.2654e-05 | 193.7699 | 0.002452 | 2023 | Mitigation | 0.95 | 45 | 0 | esc | 0.00097009 | 1.2276e-08 | 0.00097009 | 1.2276e-08
[79 empty] | WLDFR | HFTD - Distribution - Tier 2 - 5QU CoRE ¦ 3QU LoRE | Non-Red Flag Warning - Destructive Fires | 2024 | 8.4274e-11 | 8.4274e-11 | 9129.7461 | 233.2301 | 8896.516 | 0 | 0 | 0 | 9.5847e-08 | 7.694e-07 | 0 | 7.694e-07 | 7.694e-07 | 0 | 7.694e-07 | 0 | 3.6368e-08 | 7.9719e-08 | 0 | 7.9719e-08 | 0 | 1.6383e-06 | 3.2765e-06 | 0 | 3.2765e-06 | [12 empty] | 7.3.3.17.5 (Remote Grid) Updates to grid topology to minimize risk of ignition in HFTDs Remote GridWLDFREquipment / facility failureAggregated | WLDFR | HFTD - Distribution - Tier 2 - 2QU CoRE ¦ 1QU LoRE | Red Flag Warning - Destructive Fires | Equipment / facility failure | Aggregated | 2024 | 1.2654e-05 | 193.7699 | 0.002452 | 2024 | Mitigation | 0.95 | 45 | 0 | esc | 0.00097009 | 1.2276e-08 | 0.00097009 | 1.2276e-08
[79 empty] | WLDFR | HFTD - Distribution - Tier 2 - 5QU CoRE ¦ 3QU LoRE | Non-Red Flag Warning - Destructive Fires | 2025 | 8.4274e-11 | 8.4274e-11 | 9129.7461 | 233.2301 | 8896.516 | 0 | 0 | 0 | 9.5847e-08 | 7.694e-07 | 0 | 7.694e-07 | 7.694e-07 | 0 | 7.694e-07 | 0 | 3.6368e-08 | 7.9719e-08 | 0 | 7.9719e-08 | 0 | 1.6383e-06 | 3.2765e-06 | 0 | 3.2765e-06 | [12 empty] | 7.3.3.17.5 (Remote Grid) Updates to grid topology to minimize risk of ignition in HFTDs Remote GridWLDFREquipment / facility failureAggregated | WLDFR | HFTD - Distribution - Tier 2 - 2QU CoRE ¦ 1QU LoRE | Red Flag Warning - Destructive Fires | Equipment / facility failure | Aggregated | 2025 | 1.2654e-05 | 193.7699 | 0.002452 | 2025 | Mitigation | 0.95 | 45 | 0 | esc | 0.00097009 | 1.2276e-08 | 0.00097009 | 1.2276e-08
[79 empty] | WLDFR | HFTD - Distribution - Tier 2 - 5QU CoRE ¦ 3QU LoRE | Non-Red Flag Warning - Destructive Fires | 2026 | 8.4274e-11 | 8.4274e-11 | 9129.7461 | 233.2301 | 8896.516 | 0 | 0 | 0 | 9.5847e-08 | 7.694e-07 | 0 | 7.694e-07 | 7.694e-07 | 0 | 7.694e-07 | 0 | 3.8104e-08 | 8.3525e-08 | 0 | 8.3525e-08 | 0 | 1.7449e-06 | 3.4897e-06 | 0 | 3.4897e-06 | [12 empty] | 7.3.3.17.5 (Remote Grid) Updates to grid topology to minimize risk of ignition in HFTDs Remote GridWLDFREquipment / facility failureAggregated | WLDFR | HFTD - Distribution - Tier 2 - 2QU CoRE ¦ 1QU LoRE | Red Flag Warning - Destructive Fires | Equipment / facility failure | Aggregated | 2026 | 1.2654e-05 | 193.7699 | 0.002452 | 2026 | Mitigation | 0.95 | 45 | 0 | esc | 0.00097009 | 1.2276e-08 | 0.00097009 | 1.2276e-08
[79 empty] | WLDFR | HFTD - Distribution - Tier 2 - 5QU CoRE ¦ 3QU LoRE | Non-Red Flag Warning - Destructive Fires | 2027 | 8.4274e-11 | 8.4274e-11 | 9129.7461 | 233.2301 | 8896.516 | 0 | 0 | 0 | 9.5847e-08 | 7.694e-07 | 0 | 7.694e-07 | 7.694e-07 | 0 | 7.694e-07 | 0 | 3.8104e-08 | 8.3525e-08 | 0 | 8.3525e-08 | 0 | 1.7449e-06 | 3.4897e-06 | 0 | 3.4897e-06 | [12 empty] | 7.3.3.17.5 (Remote Grid) Updates to grid topology to minimize risk of ignition in HFTDs Remote GridWLDFREquipment / facility failureAggregated | WLDFR | HFTD - Distribution - Tier 2 - 2QU CoRE ¦ 1QU LoRE | Red Flag Warning - Destructive Fires | Equipment / facility failure | Aggregated | 2027 | 1.2654e-05 | 193.7699 | 0.002452 | 2027 | Mitigation | 0.95 | 45 | 0 | esc | 0.00097009 | 1.2276e-08 | 0.00097009 | 1.2276e-08
[79 empty] | WLDFR | HFTD - Distribution - Tier 2 - 5QU CoRE ¦ 3QU LoRE | Non-Red Flag Warning - Destructive Fires | 2028 | 8.4274e-11 | 8.4274e-11 | 9534.9221 | 247.273 | 9287.6491 | 0 | 0 | 0 | 9.5847e-08 | 8.0355e-07 | 0 | 8.0355e-07 | 8.0355e-07 | 0 | 8.0355e-07 | 0 | 3.8104e-08 | 8.3525e-08 | 0 | 8.3525e-08 | 0 | 1.7449e-06 | 3.4897e-06 | 0 | 3.4897e-06 | [12 empty] | 7.3.3.17.5 (Remote Grid) Updates to grid topology to minimize risk of ignition in HFTDs Remote GridWLDFREquipment / facility failureAggregated | WLDFR | HFTD - Distribution - Tier 2 - 2QU CoRE ¦ 1QU LoRE | Red Flag Warning - Destructive Fires | Equipment / facility failure | Aggregated | 2028 | 1.2654e-05 | 193.7699 | 0.002452 | 2028 | Mitigation | 0.95 | 45 | 0 | esc | 0.00097009 | 1.2276e-08 | 0.00097009 | 1.2276e-08
[79 empty] | WLDFR | HFTD - Distribution - Tier 2 - 5QU CoRE ¦ 3QU LoRE | Non-Red Flag Warning - Destructive Fires | 2029 | 8.4274e-11 | 8.4274e-11 | 9534.9221 | 247.273 | 9287.6491 | 0 | 0 | 0 | 9.5847e-08 | 8.0355e-07 | 0 | 8.0355e-07 | 8.0355e-07 | 0 | 8.0355e-07 | 0 | 3.8104e-08 | 8.3525e-08 | 0 | 8.3525e-08 | 0 | 1.7449e-06 | 3.4897e-06 | 0 | 3.4897e-06 | [12 empty] | 7.3.3.17.5 (Remote Grid) Updates to grid topology to minimize risk of ignition in HFTDs Remote GridWLDFREquipment / facility failureAggregated | WLDFR | HFTD - Distribution - Tier 2 - 2QU CoRE ¦ 1QU LoRE | Red Flag Warning - Destructive Fires | Equipment / facility failure | Aggregated | 2029 | 1.2654e-05 | 193.7699 | 0.002452 | 2029 | Mitigation | 0.95 | 45 | 0 | esc | 0.00097009 | 1.2276e-08 | 0.00097009 | 1.2276e-08
[79 empty] | WLDFR | HFTD - Distribution - Tier 2 - 5QU CoRE ¦ 3QU LoRE | Non-Red Flag Warning - Destructive Fires | 2030 | 8.4274e-11 | 8.4274e-11 | 9534.9221 | 247.273 | 9287.6491 | 0 | 0 | 0 | 9.5847e-08 | 8.0355e-07 | 0 | 8.0355e-07 | 8.0355e-07 | 0 | 8.0355e-07 | 0 | 3.8104e-08 | 8.3525e-08 | 0 | 8.3525e-08 | 0 | 0 | 3.4897e-06 | 0 | 3.4897e-06 | [12 empty] | 7.3.3.17.5 (Remote Grid) Updates to grid topology to minimize risk of ignition in HFTDs Remote GridWLDFREquipment / facility failureAggregated | WLDFR | HFTD - Distribution - Tier 2 - 2QU CoRE ¦ 1QU LoRE | Red Flag Warning - Destructive Fires | Equipment / facility failure | Aggregated | 2030 | 1.2654e-05 | 193.7699 | 0.002452 | 2030 | Mitigation | 0.95 | 45 | 0 | esc | 0.00097009 | 1.2276e-08 | 0.00097009 | 1.2276e-08
[79 empty] | WLDFR | HFTD - Distribution - Tier 2 - 5QU CoRE ¦ 3QU LoRE | Non-Red Flag Warning - Destructive Fires | 2031 | 8.4274e-11 | 8.4274e-11 | 9534.9221 | 247.273 | 9287.6491 | 0 | 0 | 0 | 9.5847e-08 | 8.0355e-07 | 0 | 8.0355e-07 | 8.0355e-07 | 0 | 8.0355e-07 | 0 | 3.9885e-08 | 8.7428e-08 | 0 | 8.7428e-08 | 0 | 0 | 0 | 0 | 0 | [12 empty] | 7.3.3.17.5 (Remote Grid) Updates to grid topology to minimize risk of ignition in HFTDs Remote GridWLDFREquipment / facility failureAggregated | WLDFR | HFTD - Distribution - Tier 2 - 2QU CoRE ¦ 1QU LoRE | Red Flag Warning - Destructive Fires | Equipment / facility failure | Aggregated | 2031 | 1.2654e-05 | 193.7699 | 0.002452 | 2031 | Mitigation | 0.95 | 45 | 0 | esc | 0.00097009 | 1.2276e-08 | 0.00097009 | 1.2276e-08
[79 empty] | WLDFR | HFTD - Distribution - Tier 2 - 5QU CoRE ¦ 3QU LoRE | Non-Red Flag Warning - Destructive Fires | 2032 | 8.4274e-11 | 8.4274e-11 | 9534.9221 | 247.273 | 9287.6491 | 0 | 0 | 0 | 9.5847e-08 | 8.0355e-07 | 0 | 8.0355e-07 | 8.0355e-07 | 0 | 8.0355e-07 | 0 | 3.9885e-08 | 8.7428e-08 | 0 | 8.7428e-08 | 0 | 0 | 0 | 0 | 0 | [12 empty] | 7.3.3.17.5 (Remote Grid) Updates to grid topology to minimize risk of ignition in HFTDs Remote GridWLDFREquipment / facility failureAggregated | WLDFR | HFTD - Distribution - Tier 2 - 2QU CoRE ¦ 1QU LoRE | Red Flag Warning - Destructive Fires | Equipment / facility failure | Aggregated | 2032 | 1.2654e-05 | 193.7699 | 0.002452 | 2032 | Mitigation | 0.95 | 45 | 0 | esc | 0.00097009 | 1.2276e-08 | 0.00097009 | 1.2276e-08
[79 empty] | WLDFR | HFTD - Distribution - Tier 2 - 5QU CoRE ¦ 3QU LoRE | Non-Red Flag Warning - Destructive Fires | 2033 | 8.4274e-11 | 8.4274e-11 | 9984.8474 | 263.1074 | 9721.74 | 0 | 0 | 0 | 9.5847e-08 | 8.4146e-07 | 0 | 8.4146e-07 | 8.4146e-07 | 0 | 8.4146e-07 | 0 | 3.9885e-08 | 8.7428e-08 | 0 | 8.7428e-08 | 0 | 1.3232e-07 | 0 | 0 | 0 | [12 empty] | 7.3.3.17.5 (Remote Grid) Updates to grid topology to minimize risk of ignition in HFTDs Remote GridWLDFREquipment / facility failureAggregated | WLDFR | HFTD - Distribution - Tier 2 - 2QU CoRE ¦ 1QU LoRE | Red Flag Warning - Destructive Fires | Equipment / facility failure | Aggregated | 2033 | 1.2654e-05 | 193.7699 | 0.002452 | 2033 | Mitigation | 0.95 | 45 | 0 | esc | 0.00097009 | 1.2276e-08 | 0.00097009 | 1.2276e-08
[79 empty] | WLDFR | HFTD - Distribution - Tier 2 - 5QU CoRE ¦ 3QU LoRE | Non-Red Flag Warning - Destructive Fires | 2034 | 8.4274e-11 | 8.4274e-11 | 9984.8474 | 263.1074 | 9721.74 | 0 | 0 | 0 | 9.5847e-08 | 8.4146e-07 | 0 | 8.4146e-07 | 8.4146e-07 | 0 | 8.4146e-07 | 0 | 3.9885e-08 | 8.7428e-08 | 0 | 8.7428e-08 | 0 | 1.3658e-07 | 2.7317e-07 | 0 | 2.7317e-07 | [12 empty] | 7.3.3.17.5 (Remote Grid) Updates to grid topology to minimize risk of ignition in HFTDs Remote GridWLDFREquipment / facility failureAggregated | WLDFR | HFTD - Distribution - Tier 2 - 2QU CoRE ¦ 1QU LoRE | Red Flag Warning - Destructive Fires | Equipment / facility failure | Aggregated | 2034 | 1.2654e-05 | 193.7699 | 0.002452 | 2034 | Mitigation | 0.95 | 45 | 0 | esc | 0.00097009 | 1.2276e-08 | 0.00097009 | 1.2276e-08
[79 empty] | WLDFR | HFTD - Distribution - Tier 2 - 5QU CoRE ¦ 3QU LoRE | Non-Red Flag Warning - Destructive Fires | 2035 | 8.4274e-11 | 8.4274e-11 | 9984.8474 | 263.1074 | 9721.74 | 0 | 0 | 0 | 9.5847e-08 | 8.4146e-07 | 0 | 8.4146e-07 | 8.4146e-07 | 0 | 8.4146e-07 | 0 | 3.9885e-08 | 8.7428e-08 | 0 | 8.7428e-08 | 0 | 1.3658e-07 | 2.7317e-07 | 0 | 2.7317e-07 | [12 empty] | 7.3.3.17.5 (Remote Grid) Updates to grid topology to minimize risk of ignition in HFTDs Remote GridWLDFREquipment / facility failureAggregated | WLDFR | HFTD - Distribution - Tier 2 - 2QU CoRE ¦ 1QU LoRE | Red Flag Warning - Destructive Fires | Equipment / facility failure | Aggregated | 2035 | 1.2654e-05 | 193.7699 | 0.002452 | 2035 | Mitigation | 0.95 | 45 | 0 | esc | 0.00097009 | 1.2276e-08 | 0.00097009 | 1.2276e-08
[79 empty] | WLDFR | HFTD - Distribution - Tier 2 - 5QU CoRE ¦ 3QU LoRE | Non-Red Flag Warning - Destructive Fires | 2036 | 8.4274e-11 | 8.4274e-11 | 9984.8474 | 263.1074 | 9721.74 | 0 | 0 | 0 | 9.5847e-08 | 8.4146e-07 | 0 | 8.4146e-07 | 8.4146e-07 | 0 | 8.4146e-07 | 0 | 4.1689e-08 | 9.1382e-08 | 0 | 9.1382e-08 | 0 | 1.3658e-07 | 2.7317e-07 | 0 | 2.7317e-07 | [12 empty] | 7.3.3.17.5 (Remote Grid) Updates to grid topology to minimize risk of ignition in HFTDs Remote GridWLDFREquipment / facility failureAggregated | WLDFR | HFTD - Distribution - Tier 2 - 2QU CoRE ¦ 1QU LoRE | Red Flag Warning - Destructive Fires | Equipment / facility failure | Aggregated | 2036 | 1.2654e-05 | 193.7699 | 0.002452 | 2036 | Mitigation | 0.95 | 45 | 0 | esc | 0.00097009 | 1.2276e-08 | 0.00097009 | 1.2276e-08
[79 empty] | WLDFR | HFTD - Distribution - Tier 2 - 5QU CoRE ¦ 3QU LoRE | Non-Red Flag Warning - Destructive Fires | 2037 | 8.4274e-11 | 8.4274e-11 | 9984.8474 | 263.1074 | 9721.74 | 0 | 0 | 0 | 9.5847e-08 | 8.4146e-07 | 0 | 8.4146e-07 | 8.4146e-07 | 0 | 8.4146e-07 | 0 | 4.1689e-08 | 9.1382e-08 | 0 | 9.1382e-08 | 0 | 1.3658e-07 | 2.7317e-07 | 0 | 2.7317e-07 | [12 empty] | 7.3.3.17.5 (Remote Grid) Updates to grid topology to minimize risk of ignition in HFTDs Remote GridWLDFREquipment / facility failureAggregated | WLDFR | HFTD - Distribution - Tier 2 - 2QU CoRE ¦ 1QU LoRE | Red Flag Warning - Destructive Fires | Equipment / facility failure | Aggregated | 2037 | 1.2654e-05 | 193.7699 | 0.002452 | 2037 | Mitigation | 0.95 | 45 | 0 | esc | 0.00097009 | 1.2276e-08 | 0.00097009 | 1.2276e-08
[79 empty] | WLDFR | HFTD - Distribution - Tier 2 - 5QU CoRE ¦ 3QU LoRE | Non-Red Flag Warning - Destructive Fires | 2038 | 8.4274e-11 | 8.4274e-11 | 10472.8261 | 280.5544 | 10192.2718 | 0 | 0 | 0 | 9.5847e-08 | 8.8259e-07 | 0 | 8.8259e-07 | 8.8259e-07 | 0 | 8.8259e-07 | 0 | 4.1689e-08 | 9.1382e-08 | 0 | 9.1382e-08 | 0 | 1.3658e-07 | 2.7317e-07 | 0 | 2.7317e-07 | [12 empty] | 7.3.3.17.5 (Remote Grid) Updates to grid topology to minimize risk of ignition in HFTDs Remote GridWLDFREquipment / facility failureAggregated | WLDFR | HFTD - Distribution - Tier 2 - 2QU CoRE ¦ 1QU LoRE | Red Flag Warning - Destructive Fires | Equipment / facility failure | Aggregated | 2038 | 1.2654e-05 | 193.7699 | 0.002452 | 2038 | Mitigation | 0.95 | 45 | 0 | esc | 0.00097009 | 1.2276e-08 | 0.00097009 | 1.2276e-08
[79 empty] | WLDFR | HFTD - Distribution - Tier 2 - 5QU CoRE ¦ 3QU LoRE | Non-Red Flag Warning - Destructive Fires | 2039 | 8.4274e-11 | 8.4274e-11 | 10472.8261 | 280.5544 | 10192.2718 | 0 | 0 | 0 | 9.5847e-08 | 8.8259e-07 | 0 | 8.8259e-07 | 8.8259e-07 | 0 | 8.8259e-07 | 0 | 0 | 9.1382e-08 | 0 | 9.1382e-08 | 0 | 1.4202e-07 | 2.8403e-07 | 0 | 2.8403e-07 | [12 empty] | 7.3.3.17.5 (Remote Grid) Updates to grid topology to minimize risk of ignition in HFTDs Remote GridWLDFREquipment / facility failureAggregated | WLDFR | HFTD - Distribution - Tier 2 - 2QU CoRE ¦ 1QU LoRE | Red Flag Warning - Destructive Fires | Equipment / facility failure | Aggregated | 2039 | 1.2654e-05 | 193.7699 | 0.002452 | 2039 | Mitigation | 0.95 | 45 | 0 | esc | 0.00097009 | 1.2276e-08 | 0.00097009 | 1.2276e-08
[79 empty] | WLDFR | HFTD - Distribution - Tier 2 - 5QU CoRE ¦ 3QU LoRE | Non-Red Flag Warning - Destructive Fires | 2040 | 8.4274e-11 | 8.4274e-11 | 10472.8261 | 280.5544 | 10192.2718 | 0 | 0 | 0 | 9.5847e-08 | 8.8259e-07 | 0 | 8.8259e-07 | 8.8259e-07 | 0 | 8.8259e-07 | 0 | 0 | 0 | 0 | 0 | 0 | 1.4202e-07 | 2.8403e-07 | 0 | 2.8403e-07 | [12 empty] | 7.3.3.17.5 (Remote Grid) Updates to grid topology to minimize risk of ignition in HFTDs Remote GridWLDFREquipment / facility failureAggregated | WLDFR | HFTD - Distribution - Tier 2 - 2QU CoRE ¦ 1QU LoRE | Red Flag Warning - Destructive Fires | Equipment / facility failure | Aggregated | 2040 | 1.2654e-05 | 193.7699 | 0.002452 | 2040 | Mitigation | 0.95 | 45 | 0 | esc | 0.00097009 | 1.2276e-08 | 0.00097009 | 1.2276e-08
[79 empty] | WLDFR | HFTD - Distribution - Tier 2 - 5QU CoRE ¦ 3QU LoRE | Non-Red Flag Warning - Destructive Fires | 2041 | 8.4274e-11 | 8.4274e-11 | 10472.8261 | 280.5544 | 10192.2718 | 0 | 0 | 0 | 9.5847e-08 | 8.8259e-07 | 0 | 8.8259e-07 | 8.8259e-07 | 0 | 8.8259e-07 | 0 | 3.5143e-06 | 0 | 0 | 0 | 0 | 1.4202e-07 | 2.8403e-07 | 0 | 2.8403e-07 | [12 empty] | 7.3.3.17.5 (Remote Grid) Updates to grid topology to minimize risk of ignition in HFTDs Remote GridWLDFREquipment / facility failureAggregated | WLDFR | HFTD - Distribution - Tier 2 - 2QU CoRE ¦ 1QU LoRE | Red Flag Warning - Destructive Fires | Equipment / facility failure | Aggregated | 2041 | 1.2654e-05 | 193.7699 | 0.002452 | 2041 | Mitigation | 0.95 | 45 | 0 | esc | 0.00097009 | 1.2276e-08 | 0.00097009 | 1.2276e-08
[79 empty] | WLDFR | HFTD - Distribution - Tier 2 - 5QU CoRE ¦ 3QU LoRE | Non-Red Flag Warning - Destructive Fires | 2042 | 8.4274e-11 | 8.4274e-11 | 10472.8261 | 280.5544 | 10192.2718 | 0 | 0 | 0 | 9.5847e-08 | 8.8259e-07 | 0 | 8.8259e-07 | 8.8259e-07 | 0 | 8.8259e-07 | 0 | 3.6431e-06 | 7.9857e-06 | 0 | 7.9857e-06 | 0 | 1.4202e-07 | 2.8403e-07 | 0 | 2.8403e-07 | [12 empty] | 7.3.3.17.5 (Remote Grid) Updates to grid topology to minimize risk of ignition in HFTDs Remote GridWLDFREquipment / facility failureAggregated | WLDFR | HFTD - Distribution - Tier 2 - 2QU CoRE ¦ 1QU LoRE | Red Flag Warning - Destructive Fires | Equipment / facility failure | Aggregated | 2042 | 1.2654e-05 | 193.7699 | 0.002452 | 2042 | Mitigation | 0.95 | 45 | 0 | esc | 0.00097009 | 1.2276e-08 | 0.00097009 | 1.2276e-08
[79 empty] | WLDFR | HFTD - Distribution - Tier 2 - 5QU CoRE ¦ 3QU LoRE | Non-Red Flag Warning - Destructive Fires | 2043 | 8.4274e-11 | 8.4274e-11 | 10992.1562 | 299.42 | 10692.7362 | 0 | 0 | 0 | 9.5847e-08 | 9.2635e-07 | 0 | 9.2635e-07 | 9.2635e-07 | 0 | 9.2635e-07 | 0 | 3.6431e-06 | 7.9857e-06 | 0 | 7.9857e-06 | 0 | 1.4202e-07 | 2.8403e-07 | 0 | 2.8403e-07 | [12 empty] | 7.3.3.17.5 (Remote Grid) Updates to grid topology to minimize risk of ignition in HFTDs Remote GridWLDFREquipment / facility failureAggregated | WLDFR | HFTD - Distribution - Tier 2 - 2QU CoRE ¦ 1QU LoRE | Red Flag Warning - Destructive Fires | Equipment / facility failure | Aggregated | 2043 | 1.2654e-05 | 193.7699 | 0.002452 | 2043 | Mitigation | 0.95 | 45 | 0 | esc | 0.00097009 | 1.2276e-08 | 0.00097009 | 1.2276e-08
[79 empty] | WLDFR | HFTD - Distribution - Tier 2 - 5QU CoRE ¦ 3QU LoRE | Non-Red Flag Warning - Destructive Fires | 2044 | 8.4274e-11 | 8.4274e-11 | 10992.1562 | 299.42 | 10692.7362 | 0 | 0 | 0 | 9.5847e-08 | 9.2635e-07 | 0 | 9.2635e-07 | 9.2635e-07 | 0 | 9.2635e-07 | 0 | 3.6431e-06 | 7.9857e-06 | 0 | 7.9857e-06 | 0 | 1.4814e-07 | 2.9628e-07 | 0 | 2.9628e-07 | [12 empty] | 7.3.3.17.5 (Remote Grid) Updates to grid topology to minimize risk of ignition in HFTDs Remote GridWLDFREquipment / facility failureAggregated | WLDFR | HFTD - Distribution - Tier 2 - 2QU CoRE ¦ 1QU LoRE | Red Flag Warning - Destructive Fires | Equipment / facility failure | Aggregated | 2044 | 1.2654e-05 | 193.7699 | 0.002452 | 2044 | Mitigation | 0.95 | 45 | 0 | esc | 0.00097009 | 1.2276e-08 | 0.00097009 | 1.2276e-08
[79 empty] | WLDFR | HFTD - Distribution - Tier 2 - 5QU CoRE ¦ 3QU LoRE | Non-Red Flag Warning - Destructive Fires | 2045 | 8.4274e-11 | 8.4274e-11 | 10992.1562 | 299.42 | 10692.7362 | 0 | 0 | 0 | 9.5847e-08 | 9.2635e-07 | 0 | 9.2635e-07 | 9.2635e-07 | 0 | 9.2635e-07 | 0 | 3.6431e-06 | 7.9857e-06 | 0 | 7.9857e-06 | 0 | 1.4814e-07 | 2.9628e-07 | 0 | 2.9628e-07 | [12 empty] | 7.3.3.17.5 (Remote Grid) Updates to grid topology to minimize risk of ignition in HFTDs Remote GridWLDFREquipment / facility failureAggregated | WLDFR | HFTD - Distribution - Tier 2 - 2QU CoRE ¦ 1QU LoRE | Red Flag Warning - Destructive Fires | Equipment / facility failure | Aggregated | 2045 | 1.2654e-05 | 193.7699 | 0.002452 | 2045 | Mitigation | 0.95 | 45 | 0 | esc | 0.00097009 | 1.2276e-08 | 0.00097009 | 1.2276e-08
[79 empty] | WLDFR | HFTD - Distribution - Tier 2 - 5QU CoRE ¦ 3QU LoRE | Non-Red Flag Warning - Destructive Fires | 2046 | 8.4274e-11 | 8.4274e-11 | 10992.1562 | 299.42 | 10692.7362 | 0 | 0 | 0 | 9.5847e-08 | 9.2635e-07 | 0 | 9.2635e-07 | 9.2635e-07 | 0 | 9.2635e-07 | 0 | 3.6431e-06 | 7.9857e-06 | 0 | 7.9857e-06 | 0 | 1.4814e-07 | 2.9628e-07 | 0 | 2.9628e-07 | [12 empty] | 7.3.3.17.5 (Remote Grid) Updates to grid topology to minimize risk of ignition in HFTDs Remote GridWLDFREquipment / facility failureAggregated | WLDFR | HFTD - Distribution - Tier 2 - 2QU CoRE ¦ 1QU LoRE | Red Flag Warning - Destructive Fires | Equipment / facility failure | Aggregated | 2046 | 1.2654e-05 | 193.7699 | 0.002452 | 2046 | Mitigation | 0.95 | 45 | 0 | esc | 0.00097009 | 1.2276e-08 | 0.00097009 | 1.2276e-08
[79 empty] | WLDFR | HFTD - Distribution - Tier 2 - 5QU CoRE ¦ 3QU LoRE | Non-Red Flag Warning - Destructive Fires | 2047 | 8.4274e-11 | 8.4274e-11 | 10992.1562 | 299.42 | 10692.7362 | 0 | 0 | 0 | 9.5847e-08 | 9.2635e-07 | 0 | 9.2635e-07 | 9.2635e-07 | 0 | 9.2635e-07 | 0 | 3.8054e-06 | 8.3415e-06 | 0 | 8.3415e-06 | 0 | 1.4814e-07 | 2.9628e-07 | 0 | 2.9628e-07 | [12 empty] | 7.3.3.17.5 (Remote Grid) Updates to grid topology to minimize risk of ignition in HFTDs Remote GridWLDFREquipment / facility failureAggregated | WLDFR | HFTD - Distribution - Tier 2 - 2QU CoRE ¦ 1QU LoRE | Red Flag Warning - Destructive Fires | Equipment / facility failure | Aggregated | 2047 | 1.2654e-05 | 193.7699 | 0.002452 | 2047 | Mitigation | 0.95 | 45 | 0 | esc | 0.00097009 | 1.2276e-08 | 0.00097009 | 1.2276e-08
[79 empty] | WLDFR | HFTD - Distribution - Tier 2 - 5QU CoRE ¦ 3QU LoRE | Non-Red Flag Warning - Destructive Fires | 2048 | 8.4274e-11 | 8.4274e-11 | 11536.0538 | 319.4911 | 11216.5626 | 0 | 0 | 0 | 9.5847e-08 | 9.7219e-07 | 0 | 9.7219e-07 | 9.7219e-07 | 0 | 9.7219e-07 | 0 | 3.8054e-06 | 8.3415e-06 | 0 | 8.3415e-06 | 0 | 1.4814e-07 | 2.9628e-07 | 0 | 2.9628e-07 | [12 empty] | 7.3.3.17.5 (Remote Grid) Updates to grid topology to minimize risk of ignition in HFTDs Remote GridWLDFREquipment / facility failureAggregated | WLDFR | HFTD - Distribution - Tier 2 - 2QU CoRE ¦ 1QU LoRE | Red Flag Warning - Destructive Fires | Equipment / facility failure | Aggregated | 2048 | 1.2654e-05 | 193.7699 | 0.002452 | 2048 | Mitigation | 0.95 | 45 | 0 | esc | 0.00097009 | 1.2276e-08 | 0.00097009 | 1.2276e-08
[79 empty] | WLDFR | HFTD - Distribution - Tier 2 - 5QU CoRE ¦ 3QU LoRE | Non-Red Flag Warning - Destructive Fires | 2049 | 8.4274e-11 | 8.4274e-11 | 11536.0538 | 319.4911 | 11216.5626 | 0 | 0 | 0 | 9.5847e-08 | 9.7219e-07 | 0 | 9.7219e-07 | 9.7219e-07 | 0 | 9.7219e-07 | 0 | 3.8054e-06 | 8.3415e-06 | 0 | 8.3415e-06 | 0 | 1.5489e-07 | 3.0978e-07 | 0 | 3.0978e-07 | [12 empty] | 7.3.3.17.5 (Remote Grid) Updates to grid topology to minimize risk of ignition in HFTDs Remote GridWLDFREquipment / facility failureAggregated | WLDFR | HFTD - Distribution - Tier 2 - 2QU CoRE ¦ 1QU LoRE | Red Flag Warning - Destructive Fires | Equipment / facility failure | Aggregated | 2049 | 1.2654e-05 | 193.7699 | 0.002452 | 2049 | Mitigation | 0.95 | 45 | 0 | esc | 0.00097009 | 1.2276e-08 | 0.00097009 | 1.2276e-08
[79 empty] | WLDFR | HFTD - Distribution - Tier 2 - 5QU CoRE ¦ 3QU LoRE | Non-Red Flag Warning - Destructive Fires | 2050 | 8.4274e-11 | 8.4274e-11 | 11536.0538 | 319.4911 | 11216.5626 | 0 | 0 | 0 | 9.5847e-08 | 9.7219e-07 | 0 | 9.7219e-07 | 9.7219e-07 | 0 | 9.7219e-07 | 0 | 3.8054e-06 | 8.3415e-06 | 0 | 8.3415e-06 | 0 | 1.5489e-07 | 3.0978e-07 | 0 | 3.0978e-07 | [12 empty] | 7.3.3.17.5 (Remote Grid) Updates to grid topology to minimize risk of ignition in HFTDs Remote GridWLDFREquipment / facility failureAggregated | WLDFR | HFTD - Distribution - Tier 2 - 2QU CoRE ¦ 1QU LoRE | Red Flag Warning - Destructive Fires | Equipment / facility failure | Aggregated | 2050 | 1.2654e-05 | 193.7699 | 0.002452 | 2050 | Mitigation | 0.95 | 45 | 0 | esc | 0.00097009 | 1.2276e-08 | 0.00097009 | 1.2276e-08
[79 empty] | WLDFR | HFTD - Distribution - Tier 2 - 5QU CoRE ¦ 3QU LoRE | Non-Red Flag Warning - Destructive Fires | 2051 | 8.4274e-11 | 8.4274e-11 | 11536.0538 | 319.4911 | 11216.5626 | 0 | 0 | 0 | 9.5847e-08 | 9.7219e-07 | 0 | 9.7219e-07 | 9.7219e-07 | 0 | 9.7219e-07 | 0 | 3.8054e-06 | 8.3415e-06 | 0 | 8.3415e-06 | 0 | 1.5489e-07 | 3.0978e-07 | 0 | 3.0978e-07 | [12 empty] | 7.3.3.17.5 (Remote Grid) Updates to grid topology to minimize risk of ignition in HFTDs Remote GridWLDFREquipment / facility failureAggregated | WLDFR | HFTD - Distribution - Tier 2 - 2QU CoRE ¦ 1QU LoRE | Red Flag Warning - Destructive Fires | Equipment / facility failure | Aggregated | 2051 | 1.2654e-05 | 193.7699 | 0.002452 | 2051 | Mitigation | 0.95 | 45 | 0 | esc | 0.00097009 | 1.2276e-08 | 0.00097009 | 1.2276e-08
[79 empty] | WLDFR | HFTD - Distribution - Tier 2 - 5QU CoRE ¦ 3QU LoRE | Non-Red Flag Warning - Destructive Fires | 2052 | 8.4274e-11 | 8.4274e-11 | 11536.0538 | 319.4911 | 11216.5626 | 0 | 0 | 0 | 9.5847e-08 | 9.7219e-07 | 0 | 9.7219e-07 | 9.7219e-07 | 0 | 9.7219e-07 | 0 | 3.9858e-06 | 8.7369e-06 | 0 | 8.7369e-06 | 0 | 1.5489e-07 | 3.0978e-07 | 0 | 3.0978e-07 | [12 empty] | 7.3.3.17.5 (Remote Grid) Updates to grid topology to minimize risk of ignition in HFTDs Remote GridWLDFREquipment / facility failureAggregated | WLDFR | HFTD - Distribution - Tier 2 - 2QU CoRE ¦ 1QU LoRE | Red Flag Warning - Destructive Fires | Equipment / facility failure | Aggregated | 2052 | 1.2654e-05 | 193.7699 | 0.002452 | 2052 | Mitigation | 0.95 | 45 | 0 | esc | 0.00097009 | 1.2276e-08 | 0.00097009 | 1.2276e-08
[79 empty] | WLDFR | HFTD - Distribution - Tier 2 - 5QU CoRE ¦ 3QU LoRE | Non-Red Flag Warning - Destructive Fires | 2053 | 8.4274e-11 | 8.4274e-11 | 12097.6769 | 340.5356 | 11757.1413 | 0 | 0 | 0 | 9.5847e-08 | 1.0195e-06 | 0 | 1.0195e-06 | 1.0195e-06 | 0 | 1.0195e-06 | 0 | 3.9858e-06 | 8.7369e-06 | 0 | 8.7369e-06 | 0 | 1.5489e-07 | 3.0978e-07 | 0 | 3.0978e-07 | [12 empty] | 7.3.3.17.5 (Remote Grid) Updates to grid topology to minimize risk of ignition in HFTDs Remote GridWLDFREquipment / facility failureAggregated | WLDFR | HFTD - Distribution - Tier 2 - 2QU CoRE ¦ 1QU LoRE | Red Flag Warning - Destructive Fires | Equipment / facility failure | Aggregated | 2053 | 1.2654e-05 | 193.7699 | 0.002452 | 2053 | Mitigation | 0.95 | 45 | 0 | esc | 0.00097009 | 1.2276e-08 | 0.00097009 | 1.2276e-08
[79 empty] | WLDFR | HFTD - Distribution - Tier 2 - 5QU CoRE ¦ 3QU LoRE | Non-Red Flag Warning - Destructive Fires | 2054 | 8.4274e-11 | 8.4274e-11 | 12097.6769 | 340.5356 | 11757.1413 | 0 | 0 | 0 | 9.5847e-08 | 1.0195e-06 | 0 | 1.0195e-06 | 1.0195e-06 | 0 | 1.0195e-06 | 0 | 3.9858e-06 | 8.7369e-06 | 0 | 8.7369e-06 | 0 | 1.622e-07 | 3.2439e-07 | 0 | 3.2439e-07 | [12 empty] | 7.3.3.17.5 (Remote Grid) Updates to grid topology to minimize risk of ignition in HFTDs Remote GridWLDFREquipment / facility failureAggregated | WLDFR | HFTD - Distribution - Tier 2 - 2QU CoRE ¦ 1QU LoRE | Red Flag Warning - Destructive Fires | Equipment / facility failure | Aggregated | 2054 | 1.2654e-05 | 193.7699 | 0.002452 | 2054 | Mitigation | 0.95 | 45 | 0 | esc | 0.00097009 | 1.2276e-08 | 0.00097009 | 1.2276e-08
[79 empty] | WLDFR | HFTD - Distribution - Tier 2 - 5QU CoRE ¦ 3QU LoRE | Non-Red Flag Warning - Destructive Fires | 2055 | 8.4274e-11 | 8.4274e-11 | 12097.6769 | 340.5356 | 11757.1413 | 0 | 0 | 0 | 9.5847e-08 | 1.0195e-06 | 0 | 1.0195e-06 | 1.0195e-06 | 0 | 1.0195e-06 | 0 | 3.9858e-06 | 8.7369e-06 | 0 | 8.7369e-06 | 0 | 1.622e-07 | 3.2439e-07 | 0 | 3.2439e-07 | [12 empty] | 7.3.3.17.5 (Remote Grid) Updates to grid topology to minimize risk of ignition in HFTDs Remote GridWLDFREquipment / facility failureAggregated | WLDFR | HFTD - Distribution - Tier 2 - 2QU CoRE ¦ 1QU LoRE | Red Flag Warning - Destructive Fires | Equipment / facility failure | Aggregated | 2055 | 1.2654e-05 | 193.7699 | 0.002452 | 2055 | Mitigation | 0.95 | 45 | 0 | esc | 0.00097009 | 1.2276e-08 | 0.00097009 | 1.2276e-08
[79 empty] | WLDFR | HFTD - Distribution - Tier 2 - 5QU CoRE ¦ 3QU LoRE | Non-Red Flag Warning - Destructive Fires | 2056 | 8.4274e-11 | 8.4274e-11 | 12097.6769 | 340.5356 | 11757.1413 | 0 | 0 | 0 | 9.5847e-08 | 1.0195e-06 | 0 | 1.0195e-06 | 1.0195e-06 | 0 | 1.0195e-06 | 0 | 3.9858e-06 | 8.7369e-06 | 0 | 8.7369e-06 | 0 | 1.622e-07 | 3.2439e-07 | 0 | 3.2439e-07 | [12 empty] | 7.3.3.17.5 (Remote Grid) Updates to grid topology to minimize risk of ignition in HFTDs Remote GridWLDFREquipment / facility failureAggregated | WLDFR | HFTD - Distribution - Tier 2 - 2QU CoRE ¦ 1QU LoRE | Red Flag Warning - Destructive Fires | Equipment / facility failure | Aggregated | 2056 | 1.2654e-05 | 193.7699 | 0.002452 | 2056 | Mitigation | 0.95 | 45 | 0 | esc | 0.00097009 | 1.2276e-08 | 0.00097009 | 1.2276e-08
[79 empty] | WLDFR | HFTD - Distribution - Tier 2 - 5QU CoRE ¦ 3QU LoRE | Non-Red Flag Warning - Destructive Fires | 2057 | 8.4274e-11 | 8.4274e-11 | 12097.6769 | 340.5356 | 11757.1413 | 0 | 0 | 0 | 9.5847e-08 | 1.0195e-06 | 0 | 1.0195e-06 | 1.0195e-06 | 0 | 1.0195e-06 | 0 | 4.1816e-06 | 9.1662e-06 | 0 | 9.1662e-06 | 0 | 1.622e-07 | 3.2439e-07 | 0 | 3.2439e-07 | [12 empty] | 7.3.3.17.5 (Remote Grid) Updates to grid topology to minimize risk of ignition in HFTDs Remote GridWLDFREquipment / facility failureAggregated | WLDFR | HFTD - Distribution - Tier 2 - 2QU CoRE ¦ 1QU LoRE | Red Flag Warning - Destructive Fires | Equipment / facility failure | Aggregated | 2057 | 1.2654e-05 | 193.7699 | 0.002452 | 2057 | Mitigation | 0.95 | 45 | 0 | esc | 0.00097009 | 1.2276e-08 | 0.00097009 | 1.2276e-08
[79 empty] | WLDFR | HFTD - Distribution - Tier 2 - 5QU CoRE ¦ 3QU LoRE | Non-Red Flag Warning - Destructive Fires | 2058 | 8.4274e-11 | 8.4274e-11 | 12670.1796 | 362.3049 | 12307.8747 | 0 | 0 | 0 | 9.5847e-08 | 1.0678e-06 | 0 | 1.0678e-06 | 1.0678e-06 | 0 | 1.0678e-06 | 0 | 4.1816e-06 | 9.1662e-06 | 0 | 9.1662e-06 | 0 | 1.622e-07 | 3.2439e-07 | 0 | 3.2439e-07 | [12 empty] | 7.3.3.17.5 (Remote Grid) Updates to grid topology to minimize risk of ignition in HFTDs Remote GridWLDFREquipment / facility failureAggregated | WLDFR | HFTD - Distribution - Tier 2 - 2QU CoRE ¦ 1QU LoRE | Red Flag Warning - Destructive Fires | Equipment / facility failure | Aggregated | 2058 | 1.2654e-05 | 193.7699 | 0.002452 | 2058 | Mitigation | 0.95 | 45 | 0 | esc | 0.00097009 | 1.2276e-08 | 0.00097009 | 1.2276e-08
[79 empty] | WLDFR | HFTD - Distribution - Tier 2 - 5QU CoRE ¦ 3QU LoRE | Non-Red Flag Warning - Destructive Fires | 2059 | 8.4274e-11 | 8.4274e-11 | 12670.1796 | 362.3049 | 12307.8747 | 0 | 0 | 0 | 9.5847e-08 | 1.0678e-06 | 0 | 1.0678e-06 | 1.0678e-06 | 0 | 1.0678e-06 | 0 | 4.1816e-06 | 9.1662e-06 | 0 | 9.1662e-06 | 0 | 1.6999e-07 | 3.3997e-07 | 0 | 3.3997e-07 | [12 empty] | 7.3.3.17.5 (Remote Grid) Updates to grid topology to minimize risk of ignition in HFTDs Remote GridWLDFREquipment / facility failureAggregated | WLDFR | HFTD - Distribution - Tier 2 - 2QU CoRE ¦ 1QU LoRE | Red Flag Warning - Destructive Fires | Equipment / facility failure | Aggregated | 2059 | 1.2654e-05 | 193.7699 | 0.002452 | 2059 | Mitigation | 0.95 | 45 | 0 | esc | 0.00097009 | 1.2276e-08 | 0.00097009 | 1.2276e-08
[79 empty] | WLDFR | HFTD - Distribution - Tier 2 - 5QU CoRE ¦ 3QU LoRE | Non-Red Flag Warning - Destructive Fires | 2060 | 8.4274e-11 | 8.4274e-11 | 12670.1796 | 362.3049 | 12307.8747 | 0 | 0 | 0 | 9.5847e-08 | 1.0678e-06 | 0 | 1.0678e-06 | 1.0678e-06 | 0 | 1.0678e-06 | 0 | 4.1816e-06 | 9.1662e-06 | 0 | 9.1662e-06 | 0 | 1.6999e-07 | 3.3997e-07 | 0 | 3.3997e-07 | [12 empty] | 7.3.3.17.5 (Remote Grid) Updates to grid topology to minimize risk of ignition in HFTDs Remote GridWLDFREquipment / facility failureAggregated | WLDFR | HFTD - Distribution - Tier 2 - 2QU CoRE ¦ 1QU LoRE | Red Flag Warning - Destructive Fires | Equipment / facility failure | Aggregated | 2060 | 1.2654e-05 | 193.7699 | 0.002452 | 2060 | Mitigation | 0.95 | 45 | 0 | esc | 0.00097009 | 1.2276e-08 | 0.00097009 | 1.2276e-08
[79 empty] | WLDFR | HFTD - Distribution - Tier 2 - 5QU CoRE ¦ 3QU LoRE | Non-Red Flag Warning - Destructive Fires | 2061 | 8.4274e-11 | 8.4274e-11 | 12670.1796 | 362.3049 | 12307.8747 | 0 | 0 | 0 | 9.5847e-08 | 1.0678e-06 | 0 | 1.0678e-06 | 1.0678e-06 | 0 | 1.0678e-06 | 0 | 4.1816e-06 | 9.1662e-06 | 0 | 9.1662e-06 | 0 | 1.6999e-07 | 3.3997e-07 | 0 | 3.3997e-07 | [12 empty] | 7.3.3.17.5 (Remote Grid) Updates to grid topology to minimize risk of ignition in HFTDs Remote GridWLDFREquipment / facility failureAggregated | WLDFR | HFTD - Distribution - Tier 2 - 2QU CoRE ¦ 1QU LoRE | Red Flag Warning - Destructive Fires | Equipment / facility failure | Aggregated | 2061 | 1.2654e-05 | 193.7699 | 0.002452 | 2061 | Mitigation | 0.95 | 45 | 0 | esc | 0.00097009 | 1.2276e-08 | 0.00097009 | 1.2276e-08
[79 empty] | WLDFR | HFTD - Distribution - Tier 2 - 5QU CoRE ¦ 3QU LoRE | Non-Red Flag Warning - Destructive Fires | 2062 | 8.4274e-11 | 8.4274e-11 | 12670.1796 | 362.3049 | 12307.8747 | 0 | 0 | 0 | 9.5847e-08 | 1.0678e-06 | 0 | 1.0678e-06 | 1.0678e-06 | 0 | 1.0678e-06 | 0 | 4.3902e-06 | 9.6235e-06 | 0 | 9.6235e-06 | 0 | 1.6999e-07 | 3.3997e-07 | 0 | 3.3997e-07 | [12 empty] | 7.3.3.17.5 (Remote Grid) Updates to grid topology to minimize risk of ignition in HFTDs Remote GridWLDFREquipment / facility failureAggregated | WLDFR | HFTD - Distribution - Tier 2 - 2QU CoRE ¦ 1QU LoRE | Red Flag Warning - Destructive Fires | Equipment / facility failure | Aggregated | 2062 | 1.2654e-05 | 193.7699 | 0.002452 | 2062 | Mitigation | 0.95 | 45 | 0 | esc | 0.00097009 | 1.2276e-08 | 0.00097009 | 1.2276e-08
[79 empty] | WLDFR | HFTD - Distribution - Tier 2 - 5QU CoRE ¦ 3QU LoRE | Non-Red Flag Warning - Destructive Fires | 2063 | 8.4274e-11 | 8.4274e-11 | 13246.6313 | 384.5316 | 12862.0997 | 0 | 0 | 0 | 9.5847e-08 | 1.1163e-06 | 0 | 1.1163e-06 | 1.1163e-06 | 0 | 1.1163e-06 | 0 | 4.3902e-06 | 9.6235e-06 | 0 | 9.6235e-06 | 0 | 0 | 3.3997e-07 | 0 | 3.3997e-07 | [12 empty] | 7.3.3.17.5 (Remote Grid) Updates to grid topology to minimize risk of ignition in HFTDs Remote GridWLDFREquipment / facility failureAggregated | WLDFR | HFTD - Distribution - Tier 2 - 2QU CoRE ¦ 1QU LoRE | Red Flag Warning - Destructive Fires | Equipment / facility failure | Aggregated | 2063 | 1.2654e-05 | 193.7699 | 0.002452 | 2063 | Mitigation | 0.95 | 45 | 0 | esc | 0.00097009 | 1.2276e-08 | 0.00097009 | 1.2276e-08
[79 empty] | WLDFR | HFTD - Distribution - Tier 2 - 5QU CoRE ¦ 3QU LoRE | Non-Red Flag Warning - Destructive Fires | 2064 | 8.4274e-11 | 8.4274e-11 | 13246.6313 | 384.5316 | 12862.0997 | 0 | 0 | 0 | 9.5847e-08 | 1.1163e-06 | 0 | 1.1163e-06 | 1.1163e-06 | 0 | 1.1163e-06 | 0 | 4.3902e-06 | 9.6235e-06 | 0 | 9.6235e-06 | 0 | 0 | 0 | 0 | 0 | [12 empty] | 7.3.3.17.5 (Remote Grid) Updates to grid topology to minimize risk of ignition in HFTDs Remote GridWLDFREquipment / facility failureAggregated | WLDFR | HFTD - Distribution - Tier 2 - 2QU CoRE ¦ 1QU LoRE | Red Flag Warning - Destructive Fires | Equipment / facility failure | Aggregated | 2064 | 1.2654e-05 | 193.7699 | 0.002452 | 2064 | Mitigation | 0.95 | 45 | 0 | esc | 0.00097009 | 1.2276e-08 | 0.00097009 | 1.2276e-08
[79 empty] | WLDFR | HFTD - Distribution - Tier 2 - 5QU CoRE ¦ 3QU LoRE | Non-Red Flag Warning - Destructive Fires | 2065 | 8.4274e-11 | 8.4274e-11 | 13246.6313 | 384.5316 | 12862.0997 | 0 | 0 | 0 | 9.5847e-08 | 1.1163e-06 | 0 | 1.1163e-06 | 1.1163e-06 | 0 | 1.1163e-06 | 0 | 4.3902e-06 | 9.6235e-06 | 0 | 9.6235e-06 | 0 | 0 | 0 | 0 | 0 | [12 empty] | 7.3.3.17.5 (Remote Grid) Updates to grid topology to minimize risk of ignition in HFTDs Remote GridWLDFREquipment / facility failureAggregated | WLDFR | HFTD - Distribution - Tier 2 - 2QU CoRE ¦ 1QU LoRE | Red Flag Warning - Destructive Fires | Equipment / facility failure | Aggregated | 2065 | 1.2654e-05 | 193.7699 | 0.002452 | 2065 | Mitigation | 0.95 | 45 | 0 | esc | 0.00097009 | 1.2276e-08 | 0.00097009 | 1.2276e-08
[79 empty] | WLDFR | HFTD - Distribution - Tier 2 - 5QU CoRE ¦ 3QU LoRE | Non-Red Flag Warning - Destructive Fires | 2066 | 8.4274e-11 | 8.4274e-11 | 13246.6313 | 384.5316 | 12862.0997 | 0 | 0 | 0 | 9.5847e-08 | 1.1163e-06 | 0 | 1.1163e-06 | 1.1163e-06 | 0 | 1.1163e-06 | 0 | 4.3902e-06 | 9.6235e-06 | 0 | 9.6235e-06 | 0 | 4.3065e-05 | 0 | 0 | 0 | [12 empty] | 7.3.3.17.5 (Remote Grid) Updates to grid topology to minimize risk of ignition in HFTDs Remote GridWLDFREquipment / facility failureAggregated | WLDFR | HFTD - Distribution - Tier 2 - 2QU CoRE ¦ 1QU LoRE | Red Flag Warning - Destructive Fires | Equipment / facility failure | Aggregated | 2066 | 1.2654e-05 | 193.7699 | 0.002452 | 2066 | Mitigation | 0.95 | 45 | 0 | esc | 0.00097009 | 1.2276e-08 | 0.00097009 | 1.2276e-08
[79 empty] | WLDFR | HFTD - Distribution - Tier 2 - 5QU CoRE ¦ 3QU LoRE | Non-Red Flag Warning - Destructive Fires | 2067 | 0 | 8.4274e-11 | 13246.6313 | 384.5316 | 12862.0997 | 0 | 0 | 0 | 9.5847e-08 | 0 | 0 | 0 | 1.1163e-06 | 0 | 1.1163e-06 | 0 | 4.6089e-06 | 1.0103e-05 | 0 | 1.0103e-05 | 0 | 4.4643e-05 | 8.9287e-05 | 0 | 8.9287e-05 | [12 empty] | 7.3.3.17.5 (Remote Grid) Updates to grid topology to minimize risk of ignition in HFTDs Remote GridWLDFREquipment / facility failureAggregated | WLDFR | HFTD - Distribution - Tier 2 - 2QU CoRE ¦ 1QU LoRE | Red Flag Warning - Destructive Fires | Equipment / facility failure | Aggregated | 2067 | 1.2654e-05 | 193.7699 | 0.002452 | 2067 | Mitigation | 0.95 | 45 | 0 | esc | 0 | 0 | 0.00097009 | 1.2276e-08
[79 empty] | WLDFR | HFTD - Distribution - Tier 2 - 5QU CoRE ¦ 3QU LoRE | Non-Red Flag Warning - Large Fires | 2022 | 9.8811e-09 | 0 | 5.2406 | 0.69642 | 2.942 | 1.6022 | 0 | 0 | 1.1193e-05 | 5.1783e-08 | 0 | 5.1783e-08 | 0 | 0 | 0 | 0 | 4.6089e-06 | 1.0103e-05 | 0 | 1.0103e-05 | 0 | 4.4643e-05 | 8.9287e-05 | 0 | 8.9287e-05 | [12 empty] | 7.3.3.17.5 (Remote Grid) Updates to grid topology to minimize risk of ignition in HFTDs Remote GridWLDFRVegetation ContactAggregated | WLDFR | HFTD - Distribution - Tier 2 - 2QU CoRE ¦ 1QU LoRE | Red Flag Warning - Destructive Fires | Vegetation Contact | Aggregated | 2022 | 9.2702e-06 | 193.7699 | 0.0017963 | 2022 | Mitigation | 0.95 | 45 | 0 | esc | 0.00097009 | 8.9929e-09 | 0 | 0
[79 empty] | WLDFR | HFTD - Distribution - Tier 2 - 5QU CoRE ¦ 3QU LoRE | Non-Red Flag Warning - Large Fires | 2023 | 9.8811e-09 | 9.8811e-09 | 5.475 | 0.71896 | 3.0715 | 1.6846 | 0 | 0 | 1.1193e-05 | 5.4099e-08 | 0 | 5.4099e-08 | 5.4099e-08 | 0 | 5.4099e-08 | 0 | 4.6089e-06 | 1.0103e-05 | 0 | 1.0103e-05 | 0 | 4.4643e-05 | 8.9287e-05 | 0 | 8.9287e-05 | [12 empty] | 7.3.3.17.5 (Remote Grid) Updates to grid topology to minimize risk of ignition in HFTDs Remote GridWLDFRVegetation ContactAggregated | WLDFR | HFTD - Distribution - Tier 2 - 2QU CoRE ¦ 1QU LoRE | Red Flag Warning - Destructive Fires | Vegetation Contact | Aggregated | 2023 | 9.2702e-06 | 193.7699 | 0.0017963 | 2023 | Mitigation | 0.95 | 45 | 0 | esc | 0.00097009 | 8.9929e-09 | 0.00097009 | 8.9929e-09
[79 empty] | WLDFR | HFTD - Distribution - Tier 2 - 5QU CoRE ¦ 3QU LoRE | Non-Red Flag Warning - Large Fires | 2024 | 9.8811e-09 | 9.8811e-09 | 5.475 | 0.71896 | 3.0715 | 1.6846 | 0 | 0 | 1.1193e-05 | 5.4099e-08 | 0 | 5.4099e-08 | 5.4099e-08 | 0 | 5.4099e-08 | 0 | 4.6089e-06 | 1.0103e-05 | 0 | 1.0103e-05 | 0 | 4.4643e-05 | 8.9287e-05 | 0 | 8.9287e-05 | [12 empty] | 7.3.3.17.5 (Remote Grid) Updates to grid topology to minimize risk of ignition in HFTDs Remote GridWLDFRVegetation ContactAggregated | WLDFR | HFTD - Distribution - Tier 2 - 2QU CoRE ¦ 1QU LoRE | Red Flag Warning - Destructive Fires | Vegetation Contact | Aggregated | 2024 | 9.2702e-06 | 193.7699 | 0.0017963 | 2024 | Mitigation | 0.95 | 45 | 0 | esc | 0.00097009 | 8.9929e-09 | 0.00097009 | 8.9929e-09
[79 empty] | WLDFR | HFTD - Distribution - Tier 2 - 5QU CoRE ¦ 3QU LoRE | Non-Red Flag Warning - Large Fires | 2025 | 9.8811e-09 | 9.8811e-09 | 5.475 | 0.71896 | 3.0715 | 1.6846 | 0 | 0 | 1.1193e-05 | 5.4099e-08 | 0 | 5.4099e-08 | 5.4099e-08 | 0 | 5.4099e-08 | 0 | 4.6089e-06 | 1.0103e-05 | 0 | 1.0103e-05 | 0 | 4.4643e-05 | 8.9287e-05 | 0 | 8.9287e-05 | [12 empty] | 7.3.3.17.5 (Remote Grid) Updates to grid topology to minimize risk of ignition in HFTDs Remote GridWLDFRVegetation ContactAggregated | WLDFR | HFTD - Distribution - Tier 2 - 2QU CoRE ¦ 1QU LoRE | Red Flag Warning - Destructive Fires | Vegetation Contact | Aggregated | 2025 | 9.2702e-06 | 193.7699 | 0.0017963 | 2025 | Mitigation | 0.95 | 45 | 0 | esc | 0.00097009 | 8.9929e-09 | 0.00097009 | 8.9929e-09
[79 empty] | WLDFR | HFTD - Distribution - Tier 2 - 5QU CoRE ¦ 3QU LoRE | Non-Red Flag Warning - Large Fires | 2026 | 9.8811e-09 | 9.8811e-09 | 5.475 | 0.71896 | 3.0715 | 1.6846 | 0 | 0 | 1.1193e-05 | 5.4099e-08 | 0 | 5.4099e-08 | 5.4099e-08 | 0 | 5.4099e-08 | 0 | 4.8349e-06 | 1.0598e-05 | 0 | 1.0598e-05 | 0 | 4.6632e-05 | 9.3265e-05 | 0 | 9.3265e-05 | [12 empty] | 7.3.3.17.5 (Remote Grid) Updates to grid topology to minimize risk of ignition in HFTDs Remote GridWLDFRVegetation ContactAggregated | WLDFR | HFTD - Distribution - Tier 2 - 2QU CoRE ¦ 1QU LoRE | Red Flag Warning - Destructive Fires | Vegetation Contact | Aggregated | 2026 | 9.2702e-06 | 193.7699 | 0.0017963 | 2026 | Mitigation | 0.95 | 45 | 0 | esc | 0.00097009 | 8.9929e-09 | 0.00097009 | 8.9929e-09
[79 empty] | WLDFR | HFTD - Distribution - Tier 2 - 5QU CoRE ¦ 3QU LoRE | Non-Red Flag Warning - Large Fires | 2027 | 9.8811e-09 | 9.8811e-09 | 5.475 | 0.71896 | 3.0715 | 1.6846 | 0 | 0 | 1.1193e-05 | 5.4099e-08 | 0 | 5.4099e-08 | 5.4099e-08 | 0 | 5.4099e-08 | 0 | 4.8349e-06 | 1.0598e-05 | 0 | 1.0598e-05 | 0 | 4.6632e-05 | 9.3265e-05 | 0 | 9.3265e-05 | [12 empty] | 7.3.3.17.5 (Remote Grid) Updates to grid topology to minimize risk of ignition in HFTDs Remote GridWLDFRVegetation ContactAggregated | WLDFR | HFTD - Distribution - Tier 2 - 2QU CoRE ¦ 1QU LoRE | Red Flag Warning - Destructive Fires | Vegetation Contact | Aggregated | 2027 | 9.2702e-06 | 193.7699 | 0.0017963 | 2027 | Mitigation | 0.95 | 45 | 0 | esc | 0.00097009 | 8.9929e-09 | 0.00097009 | 8.9929e-09
[79 empty] | WLDFR | HFTD - Distribution - Tier 2 - 5QU CoRE ¦ 3QU LoRE | Non-Red Flag Warning - Large Fires | 2028 | 9.8811e-09 | 9.8811e-09 | 5.777 | 0.74734 | 3.238 | 1.7917 | 0 | 0 | 1.1193e-05 | 5.7083e-08 | 0 | 5.7083e-08 | 5.7083e-08 | 0 | 5.7083e-08 | 0 | 4.8349e-06 | 1.0598e-05 | 0 | 1.0598e-05 | 0 | 4.6632e-05 | 9.3265e-05 | 0 | 9.3265e-05 | [12 empty] | 7.3.3.17.5 (Remote Grid) Updates to grid topology to minimize risk of ignition in HFTDs Remote GridWLDFRVegetation ContactAggregated | WLDFR | HFTD - Distribution - Tier 2 - 2QU CoRE ¦ 1QU LoRE | Red Flag Warning - Destructive Fires | Vegetation Contact | Aggregated | 2028 | 9.2702e-06 | 193.7699 | 0.0017963 | 2028 | Mitigation | 0.95 | 45 | 0 | esc | 0.00097009 | 8.9929e-09 | 0.00097009 | 8.9929e-09
[79 empty] | WLDFR | HFTD - Distribution - Tier 2 - 5QU CoRE ¦ 3QU LoRE | Non-Red Flag Warning - Large Fires | 2029 | 9.8811e-09 | 9.8811e-09 | 5.777 | 0.74734 | 3.238 | 1.7917 | 0 | 0 | 1.1193e-05 | 5.7083e-08 | 0 | 5.7083e-08 | 5.7083e-08 | 0 | 5.7083e-08 | 0 | 4.8349e-06 | 1.0598e-05 | 0 | 1.0598e-05 | 0 | 4.6632e-05 | 9.3265e-05 | 0 | 9.3265e-05 | [12 empty] | 7.3.3.17.5 (Remote Grid) Updates to grid topology to minimize risk of ignition in HFTDs Remote GridWLDFRVegetation ContactAggregated | WLDFR | HFTD - Distribution - Tier 2 - 2QU CoRE ¦ 1QU LoRE | Red Flag Warning - Destructive Fires | Vegetation Contact | Aggregated | 2029 | 9.2702e-06 | 193.7699 | 0.0017963 | 2029 | Mitigation | 0.95 | 45 | 0 | esc | 0.00097009 | 8.9929e-09 | 0.00097009 | 8.9929e-09
[79 empty] | WLDFR | HFTD - Distribution - Tier 2 - 5QU CoRE ¦ 3QU LoRE | Non-Red Flag Warning - Large Fires | 2030 | 9.8811e-09 | 9.8811e-09 | 5.777 | 0.74734 | 3.238 | 1.7917 | 0 | 0 | 1.1193e-05 | 5.7083e-08 | 0 | 5.7083e-08 | 5.7083e-08 | 0 | 5.7083e-08 | 0 | 4.8349e-06 | 1.0598e-05 | 0 | 1.0598e-05 | 0 | 4.6632e-05 | 9.3265e-05 | 0 | 9.3265e-05 | [12 empty] | 7.3.3.17.5 (Remote Grid) Updates to grid topology to minimize risk of ignition in HFTDs Remote GridWLDFRVegetation ContactAggregated | WLDFR | HFTD - Distribution - Tier 2 - 2QU CoRE ¦ 1QU LoRE | Red Flag Warning - Destructive Fires | Vegetation Contact | Aggregated | 2030 | 9.2702e-06 | 193.7699 | 0.0017963 | 2030 | Mitigation | 0.95 | 45 | 0 | esc | 0.00097009 | 8.9929e-09 | 0.00097009 | 8.9929e-09
[79 empty] | WLDFR | HFTD - Distribution - Tier 2 - 5QU CoRE ¦ 3QU LoRE | Non-Red Flag Warning - Large Fires | 2031 | 9.8811e-09 | 9.8811e-09 | 5.777 | 0.74734 | 3.238 | 1.7917 | 0 | 0 | 1.1193e-05 | 5.7083e-08 | 0 | 5.7083e-08 | 5.7083e-08 | 0 | 5.7083e-08 | 0 | 5.0655e-06 | 1.1104e-05 | 0 | 1.1104e-05 | 0 | 4.8843e-05 | 9.7686e-05 | 0 | 9.7686e-05 | [12 empty] | 7.3.3.17.5 (Remote Grid) Updates to grid topology to minimize risk of ignition in HFTDs Remote GridWLDFRVegetation ContactAggregated | WLDFR | HFTD - Distribution - Tier 2 - 2QU CoRE ¦ 1QU LoRE | Red Flag Warning - Destructive Fires | Vegetation Contact | Aggregated | 2031 | 9.2702e-06 | 193.7699 | 0.0017963 | 2031 | Mitigation | 0.95 | 45 | 0 | esc | 0.00097009 | 8.9929e-09 | 0.00097009 | 8.9929e-09
[79 empty] | WLDFR | HFTD - Distribution - Tier 2 - 5QU CoRE ¦ 3QU LoRE | Non-Red Flag Warning - Large Fires | 2032 | 9.8811e-09 | 9.8811e-09 | 5.777 | 0.74734 | 3.238 | 1.7917 | 0 | 0 | 1.1193e-05 | 5.7083e-08 | 0 | 5.7083e-08 | 5.7083e-08 | 0 | 5.7083e-08 | 0 | 5.0655e-06 | 1.1104e-05 | 0 | 1.1104e-05 | 0 | 4.8843e-05 | 9.7686e-05 | 0 | 9.7686e-05 | [12 empty] | 7.3.3.17.5 (Remote Grid) Updates to grid topology to minimize risk of ignition in HFTDs Remote GridWLDFRVegetation ContactAggregated | WLDFR | HFTD - Distribution - Tier 2 - 2QU CoRE ¦ 1QU LoRE | Red Flag Warning - Destructive Fires | Vegetation Contact | Aggregated | 2032 | 9.2702e-06 | 193.7699 | 0.0017963 | 2032 | Mitigation | 0.95 | 45 | 0 | esc | 0.00097009 | 8.9929e-09 | 0.00097009 | 8.9929e-09
[79 empty] | WLDFR | HFTD - Distribution - Tier 2 - 5QU CoRE ¦ 3QU LoRE | Non-Red Flag Warning - Large Fires | 2033 | 9.8811e-09 | 9.8811e-09 | 6.1205 | 0.77885 | 3.4265 | 1.9151 | 0 | 0 | 1.1193e-05 | 6.0477e-08 | 0 | 6.0477e-08 | 6.0477e-08 | 0 | 6.0477e-08 | 0 | 5.0655e-06 | 1.1104e-05 | 0 | 1.1104e-05 | 0 | 4.8843e-05 | 9.7686e-05 | 0 | 9.7686e-05 | [12 empty] | 7.3.3.17.5 (Remote Grid) Updates to grid topology to minimize risk of ignition in HFTDs Remote GridWLDFRVegetation ContactAggregated | WLDFR | HFTD - Distribution - Tier 2 - 2QU CoRE ¦ 1QU LoRE | Red Flag Warning - Destructive Fires | Vegetation Contact | Aggregated | 2033 | 9.2702e-06 | 193.7699 | 0.0017963 | 2033 | Mitigation | 0.95 | 45 | 0 | esc | 0.00097009 | 8.9929e-09 | 0.00097009 | 8.9929e-09
[79 empty] | WLDFR | HFTD - Distribution - Tier 2 - 5QU CoRE ¦ 3QU LoRE | Non-Red Flag Warning - Large Fires | 2034 | 9.8811e-09 | 9.8811e-09 | 6.1205 | 0.77885 | 3.4265 | 1.9151 | 0 | 0 | 1.1193e-05 | 6.0477e-08 | 0 | 6.0477e-08 | 6.0477e-08 | 0 | 6.0477e-08 | 0 | 5.0655e-06 | 1.1104e-05 | 0 | 1.1104e-05 | 0 | 4.8843e-05 | 9.7686e-05 | 0 | 9.7686e-05 | [12 empty] | 7.3.3.17.5 (Remote Grid) Updates to grid topology to minimize risk of ignition in HFTDs Remote GridWLDFRVegetation ContactAggregated | WLDFR | HFTD - Distribution - Tier 2 - 2QU CoRE ¦ 1QU LoRE | Red Flag Warning - Destructive Fires | Vegetation Contact | Aggregated | 2034 | 9.2702e-06 | 193.7699 | 0.0017963 | 2034 | Mitigation | 0.95 | 45 | 0 | esc | 0.00097009 | 8.9929e-09 | 0.00097009 | 8.9929e-09
[79 empty] | WLDFR | HFTD - Distribution - Tier 2 - 5QU CoRE ¦ 3QU LoRE | Non-Red Flag Warning - Large Fires | 2035 | 9.8811e-09 | 9.8811e-09 | 6.1205 | 0.77885 | 3.4265 | 1.9151 | 0 | 0 | 1.1193e-05 | 6.0477e-08 | 0 | 6.0477e-08 | 6.0477e-08 | 0 | 6.0477e-08 | 0 | 5.0655e-06 | 1.1104e-05 | 0 | 1.1104e-05 | 0 | 4.8843e-05 | 9.7686e-05 | 0 | 9.7686e-05 | [12 empty] | 7.3.3.17.5 (Remote Grid) Updates to grid topology to minimize risk of ignition in HFTDs Remote GridWLDFRVegetation ContactAggregated | WLDFR | HFTD - Distribution - Tier 2 - 2QU CoRE ¦ 1QU LoRE | Red Flag Warning - Destructive Fires | Vegetation Contact | Aggregated | 2035 | 9.2702e-06 | 193.7699 | 0.0017963 | 2035 | Mitigation | 0.95 | 45 | 0 | esc | 0.00097009 | 8.9929e-09 | 0.00097009 | 8.9929e-09
[79 empty] | WLDFR | HFTD - Distribution - Tier 2 - 5QU CoRE ¦ 3QU LoRE | Non-Red Flag Warning - Large Fires | 2036 | 9.8811e-09 | 9.8811e-09 | 6.1205 | 0.77885 | 3.4265 | 1.9151 | 0 | 0 | 1.1193e-05 | 6.0477e-08 | 0 | 6.0477e-08 | 6.0477e-08 | 0 | 6.0477e-08 | 0 | 5.2979e-06 | 1.1613e-05 | 0 | 1.1613e-05 | 0 | 5.1243e-05 | 0.00010249 | 0 | 0.00010249 | [12 empty] | 7.3.3.17.5 (Remote Grid) Updates to grid topology to minimize risk of ignition in HFTDs Remote GridWLDFRVegetation ContactAggregated | WLDFR | HFTD - Distribution - Tier 2 - 2QU CoRE ¦ 1QU LoRE | Red Flag Warning - Destructive Fires | Vegetation Contact | Aggregated | 2036 | 9.2702e-06 | 193.7699 | 0.0017963 | 2036 | Mitigation | 0.95 | 45 | 0 | esc | 0.00097009 | 8.9929e-09 | 0.00097009 | 8.9929e-09
[79 empty] | WLDFR | HFTD - Distribution - Tier 2 - 5QU CoRE ¦ 3QU LoRE | Non-Red Flag Warning - Large Fires | 2037 | 9.8811e-09 | 9.8811e-09 | 6.1205 | 0.77885 | 3.4265 | 1.9151 | 0 | 0 | 1.1193e-05 | 6.0477e-08 | 0 | 6.0477e-08 | 6.0477e-08 | 0 | 6.0477e-08 | 0 | 5.2979e-06 | 1.1613e-05 | 0 | 1.1613e-05 | 0 | 5.1243e-05 | 0.00010249 | 0 | 0.00010249 | [12 empty] | 7.3.3.17.5 (Remote Grid) Updates to grid topology to minimize risk of ignition in HFTDs Remote GridWLDFRVegetation ContactAggregated | WLDFR | HFTD - Distribution - Tier 2 - 2QU CoRE ¦ 1QU LoRE | Red Flag Warning - Destructive Fires | Vegetation Contact | Aggregated | 2037 | 9.2702e-06 | 193.7699 | 0.0017963 | 2037 | Mitigation | 0.95 | 45 | 0 | esc | 0.00097009 | 8.9929e-09 | 0.00097009 | 8.9929e-09
[79 empty] | WLDFR | HFTD - Distribution - Tier 2 - 5QU CoRE ¦ 3QU LoRE | Non-Red Flag Warning - Large Fires | 2038 | 9.8811e-09 | 9.8811e-09 | 6.5028 | 0.81304 | 3.6355 | 2.0543 | 0 | 0 | 1.1193e-05 | 6.4255e-08 | 0 | 6.4255e-08 | 6.4255e-08 | 0 | 6.4255e-08 | 0 | 5.2979e-06 | 1.1613e-05 | 0 | 1.1613e-05 | 0 | 5.1243e-05 | 0.00010249 | 0 | 0.00010249 | [12 empty] | 7.3.3.17.5 (Remote Grid) Updates to grid topology to minimize risk of ignition in HFTDs Remote GridWLDFRVegetation ContactAggregated | WLDFR | HFTD - Distribution - Tier 2 - 2QU CoRE ¦ 1QU LoRE | Red Flag Warning - Destructive Fires | Vegetation Contact | Aggregated | 2038 | 9.2702e-06 | 193.7699 | 0.0017963 | 2038 | Mitigation | 0.95 | 45 | 0 | esc | 0.00097009 | 8.9929e-09 | 0.00097009 | 8.9929e-09
[79 empty] | WLDFR | HFTD - Distribution - Tier 2 - 5QU CoRE ¦ 3QU LoRE | Non-Red Flag Warning - Large Fires | 2039 | 9.8811e-09 | 9.8811e-09 | 6.5028 | 0.81304 | 3.6355 | 2.0543 | 0 | 0 | 1.1193e-05 | 6.4255e-08 | 0 | 6.4255e-08 | 6.4255e-08 | 0 | 6.4255e-08 | 0 | 5.2979e-06 | 1.1613e-05 | 0 | 1.1613e-05 | 0 | 5.1243e-05 | 0.00010249 | 0 | 0.00010249 | [12 empty] | 7.3.3.17.5 (Remote Grid) Updates to grid topology to minimize risk of ignition in HFTDs Remote GridWLDFRVegetation ContactAggregated | WLDFR | HFTD - Distribution - Tier 2 - 2QU CoRE ¦ 1QU LoRE | Red Flag Warning - Destructive Fires | Vegetation Contact | Aggregated | 2039 | 9.2702e-06 | 193.7699 | 0.0017963 | 2039 | Mitigation | 0.95 | 45 | 0 | esc | 0.00097009 | 8.9929e-09 | 0.00097009 | 8.9929e-09
[79 empty] | WLDFR | HFTD - Distribution - Tier 2 - 5QU CoRE ¦ 3QU LoRE | Non-Red Flag Warning - Large Fires | 2040 | 9.8811e-09 | 9.8811e-09 | 6.5028 | 0.81304 | 3.6355 | 2.0543 | 0 | 0 | 1.1193e-05 | 6.4255e-08 | 0 | 6.4255e-08 | 6.4255e-08 | 0 | 6.4255e-08 | 0 | 5.2979e-06 | 1.1613e-05 | 0 | 1.1613e-05 | 0 | 5.1243e-05 | 0.00010249 | 0 | 0.00010249 | [12 empty] | 7.3.3.17.5 (Remote Grid) Updates to grid topology to minimize risk of ignition in HFTDs Remote GridWLDFRVegetation ContactAggregated | WLDFR | HFTD - Distribution - Tier 2 - 2QU CoRE ¦ 1QU LoRE | Red Flag Warning - Destructive Fires | Vegetation Contact | Aggregated | 2040 | 9.2702e-06 | 193.7699 | 0.0017963 | 2040 | Mitigation | 0.95 | 45 | 0 | esc | 0.00097009 | 8.9929e-09 | 0.00097009 | 8.9929e-09
[79 empty] | WLDFR | HFTD - Distribution - Tier 2 - 5QU CoRE ¦ 3QU LoRE | Non-Red Flag Warning - Large Fires | 2041 | 9.8811e-09 | 9.8811e-09 | 6.5028 | 0.81304 | 3.6355 | 2.0543 | 0 | 0 | 1.1193e-05 | 6.4255e-08 | 0 | 6.4255e-08 | 6.4255e-08 | 0 | 6.4255e-08 | 0 | 5.5293e-06 | 1.212e-05 | 0 | 1.212e-05 | 0 | 5.3799e-05 | 0.0001076 | 0 | 0.0001076 | [12 empty] | 7.3.3.17.5 (Remote Grid) Updates to grid topology to minimize risk of ignition in HFTDs Remote GridWLDFRVegetation ContactAggregated | WLDFR | HFTD - Distribution - Tier 2 - 2QU CoRE ¦ 1QU LoRE | Red Flag Warning - Destructive Fires | Vegetation Contact | Aggregated | 2041 | 9.2702e-06 | 193.7699 | 0.0017963 | 2041 | Mitigation | 0.95 | 45 | 0 | esc | 0.00097009 | 8.9929e-09 | 0.00097009 | 8.9929e-09
[79 empty] | WLDFR | HFTD - Distribution - Tier 2 - 5QU CoRE ¦ 3QU LoRE | Non-Red Flag Warning - Large Fires | 2042 | 9.8811e-09 | 9.8811e-09 | 6.5028 | 0.81304 | 3.6355 | 2.0543 | 0 | 0 | 1.1193e-05 | 6.4255e-08 | 0 | 6.4255e-08 | 6.4255e-08 | 0 | 6.4255e-08 | 0 | 5.5293e-06 | 1.212e-05 | 0 | 1.212e-05 | 0 | 5.3799e-05 | 0.0001076 | 0 | 0.0001076 | [12 empty] | 7.3.3.17.5 (Remote Grid) Updates to grid topology to minimize risk of ignition in HFTDs Remote GridWLDFRVegetation ContactAggregated | WLDFR | HFTD - Distribution - Tier 2 - 2QU CoRE ¦ 1QU LoRE | Red Flag Warning - Destructive Fires | Vegetation Contact | Aggregated | 2042 | 9.2702e-06 | 193.7699 | 0.0017963 | 2042 | Mitigation | 0.95 | 45 | 0 | esc | 0.00097009 | 8.9929e-09 | 0.00097009 | 8.9929e-09
[79 empty] | WLDFR | HFTD - Distribution - Tier 2 - 5QU CoRE ¦ 3QU LoRE | Non-Red Flag Warning - Large Fires | 2043 | 9.8811e-09 | 9.8811e-09 | 6.9209 | 0.84944 | 3.8632 | 2.2083 | 0 | 0 | 1.1193e-05 | 6.8386e-08 | 0 | 6.8386e-08 | 6.8386e-08 | 0 | 6.8386e-08 | 0 | 5.5293e-06 | 1.212e-05 | 0 | 1.212e-05 | 0 | 5.3799e-05 | 0.0001076 | 0 | 0.0001076 | [12 empty] | 7.3.3.17.5 (Remote Grid) Updates to grid topology to minimize risk of ignition in HFTDs Remote GridWLDFRVegetation ContactAggregated | WLDFR | HFTD - Distribution - Tier 2 - 2QU CoRE ¦ 1QU LoRE | Red Flag Warning - Destructive Fires | Vegetation Contact | Aggregated | 2043 | 9.2702e-06 | 193.7699 | 0.0017963 | 2043 | Mitigation | 0.95 | 45 | 0 | esc | 0.00097009 | 8.9929e-09 | 0.00097009 | 8.9929e-09
[79 empty] | WLDFR | HFTD - Distribution - Tier 2 - 5QU CoRE ¦ 3QU LoRE | Non-Red Flag Warning - Large Fires | 2044 | 9.8811e-09 | 9.8811e-09 | 6.9209 | 0.84944 | 3.8632 | 2.2083 | 0 | 0 | 1.1193e-05 | 6.8386e-08 | 0 | 6.8386e-08 | 6.8386e-08 | 0 | 6.8386e-08 | 0 | 0 | 1.212e-05 | 0 | 1.212e-05 | 0 | 5.3799e-05 | 0.0001076 | 0 | 0.0001076 | [12 empty] | 7.3.3.17.5 (Remote Grid) Updates to grid topology to minimize risk of ignition in HFTDs Remote GridWLDFRVegetation ContactAggregated | WLDFR | HFTD - Distribution - Tier 2 - 2QU CoRE ¦ 1QU LoRE | Red Flag Warning - Destructive Fires | Vegetation Contact | Aggregated | 2044 | 9.2702e-06 | 193.7699 | 0.0017963 | 2044 | Mitigation | 0.95 | 45 | 0 | esc | 0.00097009 | 8.9929e-09 | 0.00097009 | 8.9929e-09
[79 empty] | WLDFR | HFTD - Distribution - Tier 2 - 5QU CoRE ¦ 3QU LoRE | Non-Red Flag Warning - Large Fires | 2045 | 9.8811e-09 | 9.8811e-09 | 6.9209 | 0.84944 | 3.8632 | 2.2083 | 0 | 0 | 1.1193e-05 | 6.8386e-08 | 0 | 6.8386e-08 | 6.8386e-08 | 0 | 6.8386e-08 | 0 | 0 | 0 | 0 | 0 | 0 | 5.3799e-05 | 0.0001076 | 0 | 0.0001076 | [12 empty] | 7.3.3.17.5 (Remote Grid) Updates to grid topology to minimize risk of ignition in HFTDs Remote GridWLDFRVegetation ContactAggregated | WLDFR | HFTD - Distribution - Tier 2 - 2QU CoRE ¦ 1QU LoRE | Red Flag Warning - Destructive Fires | Vegetation Contact | Aggregated | 2045 | 9.2702e-06 | 193.7699 | 0.0017963 | 2045 | Mitigation | 0.95 | 45 | 0 | esc | 0.00097009 | 8.9929e-09 | 0.00097009 | 8.9929e-09
[79 empty] | WLDFR | HFTD - Distribution - Tier 2 - 5QU CoRE ¦ 3QU LoRE | Non-Red Flag Warning - Large Fires | 2046 | 9.8811e-09 | 9.8811e-09 | 6.9209 | 0.84944 | 3.8632 | 2.2083 | 0 | 0 | 1.1193e-05 | 6.8386e-08 | 0 | 6.8386e-08 | 6.8386e-08 | 0 | 6.8386e-08 | 0 | 2.5742e-06 | 0 | 0 | 0 | 0 | 5.6479e-05 | 0.00011296 | 0 | 0.00011296 | [12 empty] | 7.3.3.17.5 (Remote Grid) Updates to grid topology to minimize risk of ignition in HFTDs Remote GridWLDFRVegetation ContactAggregated | WLDFR | HFTD - Distribution - Tier 2 - 2QU CoRE ¦ 1QU LoRE | Red Flag Warning - Destructive Fires | Vegetation Contact | Aggregated | 2046 | 9.2702e-06 | 193.7699 | 0.0017963 | 2046 | Mitigation | 0.95 | 45 | 0 | esc | 0.00097009 | 8.9929e-09 | 0.00097009 | 8.9929e-09
[79 empty] | WLDFR | HFTD - Distribution - Tier 2 - 5QU CoRE ¦ 3QU LoRE | Non-Red Flag Warning - Large Fires | 2047 | 9.8811e-09 | 9.8811e-09 | 6.9209 | 0.84944 | 3.8632 | 2.2083 | 0 | 0 | 1.1193e-05 | 6.8386e-08 | 0 | 6.8386e-08 | 6.8386e-08 | 0 | 6.8386e-08 | 0 | 2.6683e-06 | 5.8489e-06 | 0 | 5.8489e-06 | 0 | 5.6479e-05 | 0.00011296 | 0 | 0.00011296 | [12 empty] | 7.3.3.17.5 (Remote Grid) Updates to grid topology to minimize risk of ignition in HFTDs Remote GridWLDFRVegetation ContactAggregated | WLDFR | HFTD - Distribution - Tier 2 - 2QU CoRE ¦ 1QU LoRE | Red Flag Warning - Destructive Fires | Vegetation Contact | Aggregated | 2047 | 9.2702e-06 | 193.7699 | 0.0017963 | 2047 | Mitigation | 0.95 | 45 | 0 | esc | 0.00097009 | 8.9929e-09 | 0.00097009 | 8.9929e-09
[79 empty] | WLDFR | HFTD - Distribution - Tier 2 - 5QU CoRE ¦ 3QU LoRE | Non-Red Flag Warning - Large Fires | 2048 | 9.8811e-09 | 9.8811e-09 | 7.3713 | 0.88759 | 4.1075 | 2.3763 | 0 | 0 | 1.1193e-05 | 7.2837e-08 | 0 | 7.2837e-08 | 7.2837e-08 | 0 | 7.2837e-08 | 0 | 2.6683e-06 | 5.8489e-06 | 0 | 5.8489e-06 | 0 | 5.6479e-05 | 0.00011296 | 0 | 0.00011296 | [12 empty] | 7.3.3.17.5 (Remote Grid) Updates to grid topology to minimize risk of ignition in HFTDs Remote GridWLDFRVegetation ContactAggregated | WLDFR | HFTD - Distribution - Tier 2 - 2QU CoRE ¦ 1QU LoRE | Red Flag Warning - Destructive Fires | Vegetation Contact | Aggregated | 2048 | 9.2702e-06 | 193.7699 | 0.0017963 | 2048 | Mitigation | 0.95 | 45 | 0 | esc | 0.00097009 | 8.9929e-09 | 0.00097009 | 8.9929e-09
[79 empty] | WLDFR | HFTD - Distribution - Tier 2 - 5QU CoRE ¦ 3QU LoRE | Non-Red Flag Warning - Large Fires | 2049 | 9.8811e-09 | 9.8811e-09 | 7.3713 | 0.88759 | 4.1075 | 2.3763 | 0 | 0 | 1.1193e-05 | 7.2837e-08 | 0 | 7.2837e-08 | 7.2837e-08 | 0 | 7.2837e-08 | 0 | 2.6683e-06 | 5.8489e-06 | 0 | 5.8489e-06 | 0 | 5.6479e-05 | 0.00011296 | 0 | 0.00011296 | [12 empty] | 7.3.3.17.5 (Remote Grid) Updates to grid topology to minimize risk of ignition in HFTDs Remote GridWLDFRVegetation ContactAggregated | WLDFR | HFTD - Distribution - Tier 2 - 2QU CoRE ¦ 1QU LoRE | Red Flag Warning - Destructive Fires | Vegetation Contact | Aggregated | 2049 | 9.2702e-06 | 193.7699 | 0.0017963 | 2049 | Mitigation | 0.95 | 45 | 0 | esc | 0.00097009 | 8.9929e-09 | 0.00097009 | 8.9929e-09
[79 empty] | WLDFR | HFTD - Distribution - Tier 2 - 5QU CoRE ¦ 3QU LoRE | Non-Red Flag Warning - Large Fires | 2050 | 9.8811e-09 | 9.8811e-09 | 7.3713 | 0.88759 | 4.1075 | 2.3763 | 0 | 0 | 1.1193e-05 | 7.2837e-08 | 0 | 7.2837e-08 | 7.2837e-08 | 0 | 7.2837e-08 | 0 | 2.6683e-06 | 5.8489e-06 | 0 | 5.8489e-06 | 0 | 0 | 0.00011296 | 0 | 0.00011296 | [12 empty] | 7.3.3.17.5 (Remote Grid) Updates to grid topology to minimize risk of ignition in HFTDs Remote GridWLDFRVegetation ContactAggregated | WLDFR | HFTD - Distribution - Tier 2 - 2QU CoRE ¦ 1QU LoRE | Red Flag Warning - Destructive Fires | Vegetation Contact | Aggregated | 2050 | 9.2702e-06 | 193.7699 | 0.0017963 | 2050 | Mitigation | 0.95 | 45 | 0 | esc | 0.00097009 | 8.9929e-09 | 0.00097009 | 8.9929e-09
[79 empty] | WLDFR | HFTD - Distribution - Tier 2 - 5QU CoRE ¦ 3QU LoRE | Non-Red Flag Warning - Large Fires | 2051 | 9.8811e-09 | 9.8811e-09 | 7.3713 | 0.88759 | 4.1075 | 2.3763 | 0 | 0 | 1.1193e-05 | 7.2837e-08 | 0 | 7.2837e-08 | 7.2837e-08 | 0 | 7.2837e-08 | 0 | 2.6683e-06 | 5.8489e-06 | 0 | 5.8489e-06 | 0 | 0 | 0 | 0 | 0 | [12 empty] | 7.3.3.17.5 (Remote Grid) Updates to grid topology to minimize risk of ignition in HFTDs Remote GridWLDFRVegetation ContactAggregated | WLDFR | HFTD - Distribution - Tier 2 - 2QU CoRE ¦ 1QU LoRE | Red Flag Warning - Destructive Fires | Vegetation Contact | Aggregated | 2051 | 9.2702e-06 | 193.7699 | 0.0017963 | 2051 | Mitigation | 0.95 | 45 | 0 | esc | 0.00097009 | 8.9929e-09 | 0.00097009 | 8.9929e-09
[79 empty] | WLDFR | HFTD - Distribution - Tier 2 - 5QU CoRE ¦ 3QU LoRE | Non-Red Flag Warning - Large Fires | 2052 | 9.8811e-09 | 9.8811e-09 | 7.3713 | 0.88759 | 4.1075 | 2.3763 | 0 | 0 | 1.1193e-05 | 7.2837e-08 | 0 | 7.2837e-08 | 7.2837e-08 | 0 | 7.2837e-08 | 0 | 2.7867e-06 | 6.1085e-06 | 0 | 6.1085e-06 | 0 | 0 | 0 | 0 | 0 | [12 empty] | 7.3.3.17.5 (Remote Grid) Updates to grid topology to minimize risk of ignition in HFTDs Remote GridWLDFRVegetation ContactAggregated | WLDFR | HFTD - Distribution - Tier 2 - 2QU CoRE ¦ 1QU LoRE | Red Flag Warning - Destructive Fires | Vegetation Contact | Aggregated | 2052 | 9.2702e-06 | 193.7699 | 0.0017963 | 2052 | Mitigation | 0.95 | 45 | 0 | esc | 0.00097009 | 8.9929e-09 | 0.00097009 | 8.9929e-09
[79 empty] | WLDFR | HFTD - Distribution - Tier 2 - 5QU CoRE ¦ 3QU LoRE | Non-Red Flag Warning - Large Fires | 2053 | 9.8811e-09 | 9.8811e-09 | 7.8503 | 0.92702 | 4.3664 | 2.5569 | 0 | 0 | 1.1193e-05 | 7.757e-08 | 0 | 7.757e-08 | 7.757e-08 | 0 | 7.757e-08 | 0 | 2.7867e-06 | 6.1085e-06 | 0 | 6.1085e-06 | 0 | 8.8551e-05 | 0 | 0 | 0 | [12 empty] | 7.3.3.17.5 (Remote Grid) Updates to grid topology to minimize risk of ignition in HFTDs Remote GridWLDFRVegetation ContactAggregated | WLDFR | HFTD - Distribution - Tier 2 - 2QU CoRE ¦ 1QU LoRE | Red Flag Warning - Destructive Fires | Vegetation Contact | Aggregated | 2053 | 9.2702e-06 | 193.7699 | 0.0017963 | 2053 | Mitigation | 0.95 | 45 | 0 | esc | 0.00097009 | 8.9929e-09 | 0.00097009 | 8.9929e-09
[79 empty] | WLDFR | HFTD - Distribution - Tier 2 - 5QU CoRE ¦ 3QU LoRE | Non-Red Flag Warning - Large Fires | 2054 | 9.8811e-09 | 9.8811e-09 | 7.8503 | 0.92702 | 4.3664 | 2.5569 | 0 | 0 | 1.1193e-05 | 7.757e-08 | 0 | 7.757e-08 | 7.757e-08 | 0 | 7.757e-08 | 0 | 2.7867e-06 | 6.1085e-06 | 0 | 6.1085e-06 | 0 | 9.1786e-05 | 0.00018357 | 0 | 0.00018357 | [12 empty] | 7.3.3.17.5 (Remote Grid) Updates to grid topology to minimize risk of ignition in HFTDs Remote GridWLDFRVegetation ContactAggregated | WLDFR | HFTD - Distribution - Tier 2 - 2QU CoRE ¦ 1QU LoRE | Red Flag Warning - Destructive Fires | Vegetation Contact | Aggregated | 2054 | 9.2702e-06 | 193.7699 | 0.0017963 | 2054 | Mitigation | 0.95 | 45 | 0 | esc | 0.00097009 | 8.9929e-09 | 0.00097009 | 8.9929e-09
[79 empty] | WLDFR | HFTD - Distribution - Tier 2 - 5QU CoRE ¦ 3QU LoRE | Non-Red Flag Warning - Large Fires | 2055 | 9.8811e-09 | 9.8811e-09 | 7.8503 | 0.92702 | 4.3664 | 2.5569 | 0 | 0 | 1.1193e-05 | 7.757e-08 | 0 | 7.757e-08 | 7.757e-08 | 0 | 7.757e-08 | 0 | 2.7867e-06 | 6.1085e-06 | 0 | 6.1085e-06 | 0 | 9.1786e-05 | 0.00018357 | 0 | 0.00018357 | [12 empty] | 7.3.3.17.5 (Remote Grid) Updates to grid topology to minimize risk of ignition in HFTDs Remote GridWLDFRVegetation ContactAggregated | WLDFR | HFTD - Distribution - Tier 2 - 2QU CoRE ¦ 1QU LoRE | Red Flag Warning - Destructive Fires | Vegetation Contact | Aggregated | 2055 | 9.2702e-06 | 193.7699 | 0.0017963 | 2055 | Mitigation | 0.95 | 45 | 0 | esc | 0.00097009 | 8.9929e-09 | 0.00097009 | 8.9929e-09
[79 empty] | WLDFR | HFTD - Distribution - Tier 2 - 5QU CoRE ¦ 3QU LoRE | Non-Red Flag Warning - Large Fires | 2056 | 9.8811e-09 | 9.8811e-09 | 7.8503 | 0.92702 | 4.3664 | 2.5569 | 0 | 0 | 1.1193e-05 | 7.757e-08 | 0 | 7.757e-08 | 7.757e-08 | 0 | 7.757e-08 | 0 | 2.7867e-06 | 6.1085e-06 | 0 | 6.1085e-06 | 0 | 9.1786e-05 | 0.00018357 | 0 | 0.00018357 | [12 empty] | 7.3.3.17.5 (Remote Grid) Updates to grid topology to minimize risk of ignition in HFTDs Remote GridWLDFRVegetation ContactAggregated | WLDFR | HFTD - Distribution - Tier 2 - 2QU CoRE ¦ 1QU LoRE | Red Flag Warning - Destructive Fires | Vegetation Contact | Aggregated | 2056 | 9.2702e-06 | 193.7699 | 0.0017963 | 2056 | Mitigation | 0.95 | 45 | 0 | esc | 0.00097009 | 8.9929e-09 | 0.00097009 | 8.9929e-09
[79 empty] | WLDFR | HFTD - Distribution - Tier 2 - 5QU CoRE ¦ 3QU LoRE | Non-Red Flag Warning - Large Fires | 2057 | 9.8811e-09 | 9.8811e-09 | 7.8503 | 0.92702 | 4.3664 | 2.5569 | 0 | 0 | 1.1193e-05 | 7.757e-08 | 0 | 7.757e-08 | 7.757e-08 | 0 | 7.757e-08 | 0 | 2.9182e-06 | 6.3967e-06 | 0 | 6.3967e-06 | 0 | 9.1786e-05 | 0.00018357 | 0 | 0.00018357 | [12 empty] | 7.3.3.17.5 (Remote Grid) Updates to grid topology to minimize risk of ignition in HFTDs Remote GridWLDFRVegetation ContactAggregated | WLDFR | HFTD - Distribution - Tier 2 - 2QU CoRE ¦ 1QU LoRE | Red Flag Warning - Destructive Fires | Vegetation Contact | Aggregated | 2057 | 9.2702e-06 | 193.7699 | 0.0017963 | 2057 | Mitigation | 0.95 | 45 | 0 | esc | 0.00097009 | 8.9929e-09 | 0.00097009 | 8.9929e-09
[79 empty] | WLDFR | HFTD - Distribution - Tier 2 - 5QU CoRE ¦ 3QU LoRE | Non-Red Flag Warning - Large Fires | 2058 | 9.8811e-09 | 9.8811e-09 | 8.3524 | 0.96727 | 4.6367 | 2.7484 | 0 | 0 | 1.1193e-05 | 8.253e-08 | 0 | 8.253e-08 | 8.253e-08 | 0 | 8.253e-08 | 0 | 2.9182e-06 | 6.3967e-06 | 0 | 6.3967e-06 | 0 | 9.1786e-05 | 0.00018357 | 0 | 0.00018357 | [12 empty] | 7.3.3.17.5 (Remote Grid) Updates to grid topology to minimize risk of ignition in HFTDs Remote GridWLDFRVegetation ContactAggregated | WLDFR | HFTD - Distribution - Tier 2 - 2QU CoRE ¦ 1QU LoRE | Red Flag Warning - Destructive Fires | Vegetation Contact | Aggregated | 2058 | 9.2702e-06 | 193.7699 | 0.0017963 | 2058 | Mitigation | 0.95 | 45 | 0 | esc | 0.00097009 | 8.9929e-09 | 0.00097009 | 8.9929e-09
[79 empty] | WLDFR | HFTD - Distribution - Tier 2 - 5QU CoRE ¦ 3QU LoRE | Non-Red Flag Warning - Large Fires | 2059 | 9.8811e-09 | 9.8811e-09 | 8.3524 | 0.96727 | 4.6367 | 2.7484 | 0 | 0 | 1.1193e-05 | 8.253e-08 | 0 | 8.253e-08 | 8.253e-08 | 0 | 8.253e-08 | 0 | 2.9182e-06 | 6.3967e-06 | 0 | 6.3967e-06 | 0 | 9.586e-05 | 0.00019172 | 0 | 0.00019172 | [12 empty] | 7.3.3.17.5 (Remote Grid) Updates to grid topology to minimize risk of ignition in HFTDs Remote GridWLDFRVegetation ContactAggregated | WLDFR | HFTD - Distribution - Tier 2 - 2QU CoRE ¦ 1QU LoRE | Red Flag Warning - Destructive Fires | Vegetation Contact | Aggregated | 2059 | 9.2702e-06 | 193.7699 | 0.0017963 | 2059 | Mitigation | 0.95 | 45 | 0 | esc | 0.00097009 | 8.9929e-09 | 0.00097009 | 8.9929e-09
[79 empty] | WLDFR | HFTD - Distribution - Tier 2 - 5QU CoRE ¦ 3QU LoRE | Non-Red Flag Warning - Large Fires | 2060 | 9.8811e-09 | 9.8811e-09 | 8.3524 | 0.96727 | 4.6367 | 2.7484 | 0 | 0 | 1.1193e-05 | 8.253e-08 | 0 | 8.253e-08 | 8.253e-08 | 0 | 8.253e-08 | 0 | 2.9182e-06 | 6.3967e-06 | 0 | 6.3967e-06 | 0 | 9.586e-05 | 0.00019172 | 0 | 0.00019172 | [12 empty] | 7.3.3.17.5 (Remote Grid) Updates to grid topology to minimize risk of ignition in HFTDs Remote GridWLDFRVegetation ContactAggregated | WLDFR | HFTD - Distribution - Tier 2 - 2QU CoRE ¦ 1QU LoRE | Red Flag Warning - Destructive Fires | Vegetation Contact | Aggregated | 2060 | 9.2702e-06 | 193.7699 | 0.0017963 | 2060 | Mitigation | 0.95 | 45 | 0 | esc | 0.00097009 | 8.9929e-09 | 0.00097009 | 8.9929e-09
[79 empty] | WLDFR | HFTD - Distribution - Tier 2 - 5QU CoRE ¦ 3QU LoRE | Non-Red Flag Warning - Large Fires | 2061 | 9.8811e-09 | 9.8811e-09 | 8.3524 | 0.96727 | 4.6367 | 2.7484 | 0 | 0 | 1.1193e-05 | 8.253e-08 | 0 | 8.253e-08 | 8.253e-08 | 0 | 8.253e-08 | 0 | 2.9182e-06 | 6.3967e-06 | 0 | 6.3967e-06 | 0 | 9.586e-05 | 0.00019172 | 0 | 0.00019172 | [12 empty] | 7.3.3.17.5 (Remote Grid) Updates to grid topology to minimize risk of ignition in HFTDs Remote GridWLDFRVegetation ContactAggregated | WLDFR | HFTD - Distribution - Tier 2 - 2QU CoRE ¦ 1QU LoRE | Red Flag Warning - Destructive Fires | Vegetation Contact | Aggregated | 2061 | 9.2702e-06 | 193.7699 | 0.0017963 | 2061 | Mitigation | 0.95 | 45 | 0 | esc | 0.00097009 | 8.9929e-09 | 0.00097009 | 8.9929e-09
[79 empty] | WLDFR | HFTD - Distribution - Tier 2 - 5QU CoRE ¦ 3QU LoRE | Non-Red Flag Warning - Large Fires | 2062 | 9.8811e-09 | 9.8811e-09 | 8.3524 | 0.96727 | 4.6367 | 2.7484 | 0 | 0 | 1.1193e-05 | 8.253e-08 | 0 | 8.253e-08 | 8.253e-08 | 0 | 8.253e-08 | 0 | 3.0608e-06 | 6.7093e-06 | 0 | 6.7093e-06 | 0 | 9.586e-05 | 0.00019172 | 0 | 0.00019172 | [12 empty] | 7.3.3.17.5 (Remote Grid) Updates to grid topology to minimize risk of ignition in HFTDs Remote GridWLDFRVegetation ContactAggregated | WLDFR | HFTD - Distribution - Tier 2 - 2QU CoRE ¦ 1QU LoRE | Red Flag Warning - Destructive Fires | Vegetation Contact | Aggregated | 2062 | 9.2702e-06 | 193.7699 | 0.0017963 | 2062 | Mitigation | 0.95 | 45 | 0 | esc | 0.00097009 | 8.9929e-09 | 0.00097009 | 8.9929e-09
[79 empty] | WLDFR | HFTD - Distribution - Tier 2 - 5QU CoRE ¦ 3QU LoRE | Non-Red Flag Warning - Large Fires | 2063 | 9.8811e-09 | 9.8811e-09 | 8.872 | 1.0079 | 4.9153 | 2.9488 | 0 | 0 | 1.1193e-05 | 8.7665e-08 | 0 | 8.7665e-08 | 8.7665e-08 | 0 | 8.7665e-08 | 0 | 3.0608e-06 | 6.7093e-06 | 0 | 6.7093e-06 | 0 | 9.586e-05 | 0.00019172 | 0 | 0.00019172 | [12 empty] | 7.3.3.17.5 (Remote Grid) Updates to grid topology to minimize risk of ignition in HFTDs Remote GridWLDFRVegetation ContactAggregated | WLDFR | HFTD - Distribution - Tier 2 - 2QU CoRE ¦ 1QU LoRE | Red Flag Warning - Destructive Fires | Vegetation Contact | Aggregated | 2063 | 9.2702e-06 | 193.7699 | 0.0017963 | 2063 | Mitigation | 0.95 | 45 | 0 | esc | 0.00097009 | 8.9929e-09 | 0.00097009 | 8.9929e-09
[79 empty] | WLDFR | HFTD - Distribution - Tier 2 - 5QU CoRE ¦ 3QU LoRE | Non-Red Flag Warning - Large Fires | 2064 | 9.8811e-09 | 9.8811e-09 | 8.872 | 1.0079 | 4.9153 | 2.9488 | 0 | 0 | 1.1193e-05 | 8.7665e-08 | 0 | 8.7665e-08 | 8.7665e-08 | 0 | 8.7665e-08 | 0 | 3.0608e-06 | 6.7093e-06 | 0 | 6.7093e-06 | 0 | 0.00010038 | 0.00020077 | 0 | 0.00020077 | [12 empty] | 7.3.3.17.5 (Remote Grid) Updates to grid topology to minimize risk of ignition in HFTDs Remote GridWLDFRVegetation ContactAggregated | WLDFR | HFTD - Distribution - Tier 2 - 2QU CoRE ¦ 1QU LoRE | Red Flag Warning - Destructive Fires | Vegetation Contact | Aggregated | 2064 | 9.2702e-06 | 193.7699 | 0.0017963 | 2064 | Mitigation | 0.95 | 45 | 0 | esc | 0.00097009 | 8.9929e-09 | 0.00097009 | 8.9929e-09
[79 empty] | WLDFR | HFTD - Distribution - Tier 2 - 5QU CoRE ¦ 3QU LoRE | Non-Red Flag Warning - Large Fires | 2065 | 9.8811e-09 | 9.8811e-09 | 8.872 | 1.0079 | 4.9153 | 2.9488 | 0 | 0 | 1.1193e-05 | 8.7665e-08 | 0 | 8.7665e-08 | 8.7665e-08 | 0 | 8.7665e-08 | 0 | 3.0608e-06 | 6.7093e-06 | 0 | 6.7093e-06 | 0 | 0.00010038 | 0.00020077 | 0 | 0.00020077 | [12 empty] | 7.3.3.17.5 (Remote Grid) Updates to grid topology to minimize risk of ignition in HFTDs Remote GridWLDFRVegetation ContactAggregated | WLDFR | HFTD - Distribution - Tier 2 - 2QU CoRE ¦ 1QU LoRE | Red Flag Warning - Destructive Fires | Vegetation Contact | Aggregated | 2065 | 9.2702e-06 | 193.7699 | 0.0017963 | 2065 | Mitigation | 0.95 | 45 | 0 | esc | 0.00097009 | 8.9929e-09 | 0.00097009 | 8.9929e-09
[79 empty] | WLDFR | HFTD - Distribution - Tier 2 - 5QU CoRE ¦ 3QU LoRE | Non-Red Flag Warning - Large Fires | 2066 | 9.8811e-09 | 9.8811e-09 | 8.872 | 1.0079 | 4.9153 | 2.9488 | 0 | 0 | 1.1193e-05 | 8.7665e-08 | 0 | 8.7665e-08 | 8.7665e-08 | 0 | 8.7665e-08 | 0 | 3.0608e-06 | 6.7093e-06 | 0 | 6.7093e-06 | 0 | 0.00010038 | 0.00020077 | 0 | 0.00020077 | [12 empty] | 7.3.3.17.5 (Remote Grid) Updates to grid topology to minimize risk of ignition in HFTDs Remote GridWLDFRVegetation ContactAggregated | WLDFR | HFTD - Distribution - Tier 2 - 2QU CoRE ¦ 1QU LoRE | Red Flag Warning - Destructive Fires | Vegetation Contact | Aggregated | 2066 | 9.2702e-06 | 193.7699 | 0.0017963 | 2066 | Mitigation | 0.95 | 45 | 0 | esc | 0.00097009 | 8.9929e-09 | 0.00097009 | 8.9929e-09
[79 empty] | WLDFR | HFTD - Distribution - Tier 2 - 5QU CoRE ¦ 3QU LoRE | Non-Red Flag Warning - Large Fires | 2067 | 0 | 9.8811e-09 | 8.872 | 1.0079 | 4.9153 | 2.9488 | 0 | 0 | 1.1193e-05 | 0 | 0 | 0 | 8.7665e-08 | 0 | 8.7665e-08 | 0 | 3.2126e-06 | 7.042e-06 | 0 | 7.042e-06 | 0 | 0.00010038 | 0.00020077 | 0 | 0.00020077 | [12 empty] | 7.3.3.17.5 (Remote Grid) Updates to grid topology to minimize risk of ignition in HFTDs Remote GridWLDFRVegetation ContactAggregated | WLDFR | HFTD - Distribution - Tier 2 - 2QU CoRE ¦ 1QU LoRE | Red Flag Warning - Destructive Fires | Vegetation Contact | Aggregated | 2067 | 9.2702e-06 | 193.7699 | 0.0017963 | 2067 | Mitigation | 0.95 | 45 | 0 | esc | 0 | 0 | 0.00097009 | 8.9929e-09
[79 empty] | WLDFR | HFTD - Distribution - Tier 2 - 5QU CoRE ¦ 3QU LoRE | Non-Red Flag Warning - Small Fires | 2022 | 3.9806e-06 | 0 | 0.077901 | 0.036425 | 0.0015809 | 0.039895 | 0 | 0 | 0.0043642 | 3.1009e-07 | 0 | 3.1009e-07 | 0 | 0 | 0 | 0 | 3.2126e-06 | 7.042e-06 | 0 | 7.042e-06 | 0 | 0.00010038 | 0.00020077 | 0 | 0.00020077 | [12 empty] | 7.3.3.17.5 (Remote Grid) Updates to grid topology to minimize risk of ignition in HFTDs Remote GridWLDFREquipment / facility failureAggregated | WLDFR | HFTD - Distribution - Tier 2 - 2QU CoRE ¦ 1QU LoRE | Red Flag Warning - Large Fires | Equipment / facility failure | Aggregated | 2022 | 6.6358e-05 | 193.7699 | 0.012858 | 2022 | Mitigation | 0.95 | 45 | 0 | esc | 0.00097009 | 6.4373e-08 | 0 | 0
[79 empty] | WLDFR | HFTD - Distribution - Tier 2 - 5QU CoRE ¦ 3QU LoRE | Non-Red Flag Warning - Small Fires | 2023 | 3.9806e-06 | 3.9806e-06 | 0.080408 | 0.03759 | 0.0016314 | 0.041187 | 0 | 0 | 0.0043642 | 3.2007e-07 | 0 | 3.2007e-07 | 3.2007e-07 | 0 | 3.2007e-07 | 0 | 3.2126e-06 | 7.042e-06 | 0 | 7.042e-06 | 0 | 0.00010529 | 0.00021058 | 0 | 0.00021058 | [12 empty] | 7.3.3.17.5 (Remote Grid) Updates to grid topology to minimize risk of ignition in HFTDs Remote GridWLDFREquipment / facility failureAggregated | WLDFR | HFTD - Distribution - Tier 2 - 2QU CoRE ¦ 1QU LoRE | Red Flag Warning - Large Fires | Equipment / facility failure | Aggregated | 2023 | 6.6358e-05 | 193.7699 | 0.012858 | 2023 | Mitigation | 0.95 | 45 | 0 | esc | 0.00097009 | 6.4373e-08 | 0.00097009 | 6.4373e-08
[79 empty] | WLDFR | HFTD - Distribution - Tier 2 - 5QU CoRE ¦ 3QU LoRE | Non-Red Flag Warning - Small Fires | 2024 | 3.9806e-06 | 3.9806e-06 | 0.080408 | 0.03759 | 0.0016314 | 0.041187 | 0 | 0 | 0.0043642 | 3.2007e-07 | 0 | 3.2007e-07 | 3.2007e-07 | 0 | 3.2007e-07 | 0 | 3.2126e-06 | 7.042e-06 | 0 | 7.042e-06 | 0 | 0.00010529 | 0.00021058 | 0 | 0.00021058 | [12 empty] | 7.3.3.17.5 (Remote Grid) Updates to grid topology to minimize risk of ignition in HFTDs Remote GridWLDFREquipment / facility failureAggregated | WLDFR | HFTD - Distribution - Tier 2 - 2QU CoRE ¦ 1QU LoRE | Red Flag Warning - Large Fires | Equipment / facility failure | Aggregated | 2024 | 6.6358e-05 | 193.7699 | 0.012858 | 2024 | Mitigation | 0.95 | 45 | 0 | esc | 0.00097009 | 6.4373e-08 | 0.00097009 | 6.4373e-08
[79 empty] | WLDFR | HFTD - Distribution - Tier 2 - 5QU CoRE ¦ 3QU LoRE | Non-Red Flag Warning - Small Fires | 2025 | 3.9806e-06 | 3.9806e-06 | 0.080408 | 0.03759 | 0.0016314 | 0.041187 | 0 | 0 | 0.0043642 | 3.2007e-07 | 0 | 3.2007e-07 | 3.2007e-07 | 0 | 3.2007e-07 | 0 | 3.2126e-06 | 7.042e-06 | 0 | 7.042e-06 | 0 | 0.00010529 | 0.00021058 | 0 | 0.00021058 | [12 empty] | 7.3.3.17.5 (Remote Grid) Updates to grid topology to minimize risk of ignition in HFTDs Remote GridWLDFREquipment / facility failureAggregated | WLDFR | HFTD - Distribution - Tier 2 - 2QU CoRE ¦ 1QU LoRE | Red Flag Warning - Large Fires | Equipment / facility failure | Aggregated | 2025 | 6.6358e-05 | 193.7699 | 0.012858 | 2025 | Mitigation | 0.95 | 45 | 0 | esc | 0.00097009 | 6.4373e-08 | 0.00097009 | 6.4373e-08
[79 empty] | WLDFR | HFTD - Distribution - Tier 2 - 5QU CoRE ¦ 3QU LoRE | Non-Red Flag Warning - Small Fires | 2026 | 3.9806e-06 | 3.9806e-06 | 0.080408 | 0.03759 | 0.0016314 | 0.041187 | 0 | 0 | 0.0043642 | 3.2007e-07 | 0 | 3.2007e-07 | 3.2007e-07 | 0 | 3.2007e-07 | 0 | 3.3715e-06 | 7.3905e-06 | 0 | 7.3905e-06 | 0 | 0.00010529 | 0.00021058 | 0 | 0.00021058 | [12 empty] | 7.3.3.17.5 (Remote Grid) Updates to grid topology to minimize risk of ignition in HFTDs Remote GridWLDFREquipment / facility failureAggregated | WLDFR | HFTD - Distribution - Tier 2 - 2QU CoRE ¦ 1QU LoRE | Red Flag Warning - Large Fires | Equipment / facility failure | Aggregated | 2026 | 6.6358e-05 | 193.7699 | 0.012858 | 2026 | Mitigation | 0.95 | 45 | 0 | esc | 0.00097009 | 6.4373e-08 | 0.00097009 | 6.4373e-08
[79 empty] | WLDFR | HFTD - Distribution - Tier 2 - 5QU CoRE ¦ 3QU LoRE | Non-Red Flag Warning - Small Fires | 2027 | 3.9806e-06 | 3.9806e-06 | 0.080408 | 0.03759 | 0.0016314 | 0.041187 | 0 | 0 | 0.0043642 | 3.2007e-07 | 0 | 3.2007e-07 | 3.2007e-07 | 0 | 3.2007e-07 | 0 | 3.3715e-06 | 7.3905e-06 | 0 | 7.3905e-06 | 0 | 0.00010529 | 0.00021058 | 0 | 0.00021058 | [12 empty] | 7.3.3.17.5 (Remote Grid) Updates to grid topology to minimize risk of ignition in HFTDs Remote GridWLDFREquipment / facility failureAggregated | WLDFR | HFTD - Distribution - Tier 2 - 2QU CoRE ¦ 1QU LoRE | Red Flag Warning - Large Fires | Equipment / facility failure | Aggregated | 2027 | 6.6358e-05 | 193.7699 | 0.012858 | 2027 | Mitigation | 0.95 | 45 | 0 | esc | 0.00097009 | 6.4373e-08 | 0.00097009 | 6.4373e-08
[79 empty] | WLDFR | HFTD - Distribution - Tier 2 - 5QU CoRE ¦ 3QU LoRE | Non-Red Flag Warning - Small Fires | 2028 | 3.9806e-06 | 3.9806e-06 | 0.083606 | 0.039055 | 0.001695 | 0.042856 | 0 | 0 | 0.0043642 | 3.328e-07 | 0 | 3.328e-07 | 3.328e-07 | 0 | 3.328e-07 | 0 | 3.3715e-06 | 7.3905e-06 | 0 | 7.3905e-06 | 0 | 0.00011051 | 0.00022102 | 0 | 0.00022102 | [12 empty] | 7.3.3.17.5 (Remote Grid) Updates to grid topology to minimize risk of ignition in HFTDs Remote GridWLDFREquipment / facility failureAggregated | WLDFR | HFTD - Distribution - Tier 2 - 2QU CoRE ¦ 1QU LoRE | Red Flag Warning - Large Fires | Equipment / facility failure | Aggregated | 2028 | 6.6358e-05 | 193.7699 | 0.012858 | 2028 | Mitigation | 0.95 | 45 | 0 | esc | 0.00097009 | 6.4373e-08 | 0.00097009 | 6.4373e-08
[79 empty] | WLDFR | HFTD - Distribution - Tier 2 - 5QU CoRE ¦ 3QU LoRE | Non-Red Flag Warning - Small Fires | 2029 | 3.9806e-06 | 3.9806e-06 | 0.083606 | 0.039055 | 0.001695 | 0.042856 | 0 | 0 | 0.0043642 | 3.328e-07 | 0 | 3.328e-07 | 3.328e-07 | 0 | 3.328e-07 | 0 | 3.3715e-06 | 7.3905e-06 | 0 | 7.3905e-06 | 0 | 0.00011051 | 0.00022102 | 0 | 0.00022102 | [12 empty] | 7.3.3.17.5 (Remote Grid) Updates to grid topology to minimize risk of ignition in HFTDs Remote GridWLDFREquipment / facility failureAggregated | WLDFR | HFTD - Distribution - Tier 2 - 2QU CoRE ¦ 1QU LoRE | Red Flag Warning - Large Fires | Equipment / facility failure | Aggregated | 2029 | 6.6358e-05 | 193.7699 | 0.012858 | 2029 | Mitigation | 0.95 | 45 | 0 | esc | 0.00097009 | 6.4373e-08 | 0.00097009 | 6.4373e-08
[79 empty] | WLDFR | HFTD - Distribution - Tier 2 - 5QU CoRE ¦ 3QU LoRE | Non-Red Flag Warning - Small Fires | 2030 | 3.9806e-06 | 3.9806e-06 | 0.083606 | 0.039055 | 0.001695 | 0.042856 | 0 | 0 | 0.0043642 | 3.328e-07 | 0 | 3.328e-07 | 3.328e-07 | 0 | 3.328e-07 | 0 | 3.3715e-06 | 7.3905e-06 | 0 | 7.3905e-06 | 0 | 0.00011051 | 0.00022102 | 0 | 0.00022102 | [12 empty] | 7.3.3.17.5 (Remote Grid) Updates to grid topology to minimize risk of ignition in HFTDs Remote GridWLDFREquipment / facility failureAggregated | WLDFR | HFTD - Distribution - Tier 2 - 2QU CoRE ¦ 1QU LoRE | Red Flag Warning - Large Fires | Equipment / facility failure | Aggregated | 2030 | 6.6358e-05 | 193.7699 | 0.012858 | 2030 | Mitigation | 0.95 | 45 | 0 | esc | 0.00097009 | 6.4373e-08 | 0.00097009 | 6.4373e-08
[79 empty] | WLDFR | HFTD - Distribution - Tier 2 - 5QU CoRE ¦ 3QU LoRE | Non-Red Flag Warning - Small Fires | 2031 | 3.9806e-06 | 3.9806e-06 | 0.083606 | 0.039055 | 0.001695 | 0.042856 | 0 | 0 | 0.0043642 | 3.328e-07 | 0 | 3.328e-07 | 3.328e-07 | 0 | 3.328e-07 | 0 | 3.5357e-06 | 7.7503e-06 | 0 | 7.7503e-06 | 0 | 0.00011051 | 0.00022102 | 0 | 0.00022102 | [12 empty] | 7.3.3.17.5 (Remote Grid) Updates to grid topology to minimize risk of ignition in HFTDs Remote GridWLDFREquipment / facility failureAggregated | WLDFR | HFTD - Distribution - Tier 2 - 2QU CoRE ¦ 1QU LoRE | Red Flag Warning - Large Fires | Equipment / facility failure | Aggregated | 2031 | 6.6358e-05 | 193.7699 | 0.012858 | 2031 | Mitigation | 0.95 | 45 | 0 | esc | 0.00097009 | 6.4373e-08 | 0.00097009 | 6.4373e-08
[79 empty] | WLDFR | HFTD - Distribution - Tier 2 - 5QU CoRE ¦ 3QU LoRE | Non-Red Flag Warning - Small Fires | 2032 | 3.9806e-06 | 3.9806e-06 | 0.083606 | 0.039055 | 0.001695 | 0.042856 | 0 | 0 | 0.0043642 | 3.328e-07 | 0 | 3.328e-07 | 3.328e-07 | 0 | 3.328e-07 | 0 | 3.5357e-06 | 7.7503e-06 | 0 | 7.7503e-06 | 0 | 0.00011051 | 0.00022102 | 0 | 0.00022102 | [12 empty] | 7.3.3.17.5 (Remote Grid) Updates to grid topology to minimize risk of ignition in HFTDs Remote GridWLDFREquipment / facility failureAggregated | WLDFR | HFTD - Distribution - Tier 2 - 2QU CoRE ¦ 1QU LoRE | Red Flag Warning - Large Fires | Equipment / facility failure | Aggregated | 2032 | 6.6358e-05 | 193.7699 | 0.012858 | 2032 | Mitigation | 0.95 | 45 | 0 | esc | 0.00097009 | 6.4373e-08 | 0.00097009 | 6.4373e-08
[79 empty] | WLDFR | HFTD - Distribution - Tier 2 - 5QU CoRE ¦ 3QU LoRE | Non-Red Flag Warning - Small Fires | 2033 | 3.9806e-06 | 3.9806e-06 | 0.087211 | 0.040679 | 0.0017655 | 0.044766 | 0 | 0 | 0.0043642 | 3.4715e-07 | 0 | 3.4715e-07 | 3.4715e-07 | 0 | 3.4715e-07 | 0 | 3.5357e-06 | 7.7503e-06 | 0 | 7.7503e-06 | 0 | 0.00011598 | 0.00023196 | 0 | 0.00023196 | [12 empty] | 7.3.3.17.5 (Remote Grid) Updates to grid topology to minimize risk of ignition in HFTDs Remote GridWLDFREquipment / facility failureAggregated | WLDFR | HFTD - Distribution - Tier 2 - 2QU CoRE ¦ 1QU LoRE | Red Flag Warning - Large Fires | Equipment / facility failure | Aggregated | 2033 | 6.6358e-05 | 193.7699 | 0.012858 | 2033 | Mitigation | 0.95 | 45 | 0 | esc | 0.00097009 | 6.4373e-08 | 0.00097009 | 6.4373e-08
[79 empty] | WLDFR | HFTD - Distribution - Tier 2 - 5QU CoRE ¦ 3QU LoRE | Non-Red Flag Warning - Small Fires | 2034 | 3.9806e-06 | 3.9806e-06 | 0.087211 | 0.040679 | 0.0017655 | 0.044766 | 0 | 0 | 0.0043642 | 3.4715e-07 | 0 | 3.4715e-07 | 3.4715e-07 | 0 | 3.4715e-07 | 0 | 3.5357e-06 | 7.7503e-06 | 0 | 7.7503e-06 | 0 | 0.00011598 | 0.00023196 | 0 | 0.00023196 | [12 empty] | 7.3.3.17.5 (Remote Grid) Updates to grid topology to minimize risk of ignition in HFTDs Remote GridWLDFREquipment / facility failureAggregated | WLDFR | HFTD - Distribution - Tier 2 - 2QU CoRE ¦ 1QU LoRE | Red Flag Warning - Large Fires | Equipment / facility failure | Aggregated | 2034 | 6.6358e-05 | 193.7699 | 0.012858 | 2034 | Mitigation | 0.95 | 45 | 0 | esc | 0.00097009 | 6.4373e-08 | 0.00097009 | 6.4373e-08
[79 empty] | WLDFR | HFTD - Distribution - Tier 2 - 5QU CoRE ¦ 3QU LoRE | Non-Red Flag Warning - Small Fires | 2035 | 3.9806e-06 | 3.9806e-06 | 0.087211 | 0.040679 | 0.0017655 | 0.044766 | 0 | 0 | 0.0043642 | 3.4715e-07 | 0 | 3.4715e-07 | 3.4715e-07 | 0 | 3.4715e-07 | 0 | 3.5357e-06 | 7.7503e-06 | 0 | 7.7503e-06 | 0 | 0.00011598 | 0.00023196 | 0 | 0.00023196 | [12 empty] | 7.3.3.17.5 (Remote Grid) Updates to grid topology to minimize risk of ignition in HFTDs Remote GridWLDFREquipment / facility failureAggregated | WLDFR | HFTD - Distribution - Tier 2 - 2QU CoRE ¦ 1QU LoRE | Red Flag Warning - Large Fires | Equipment / facility failure | Aggregated | 2035 | 6.6358e-05 | 193.7699 | 0.012858 | 2035 | Mitigation | 0.95 | 45 | 0 | esc | 0.00097009 | 6.4373e-08 | 0.00097009 | 6.4373e-08
[79 empty] | WLDFR | HFTD - Distribution - Tier 2 - 5QU CoRE ¦ 3QU LoRE | Non-Red Flag Warning - Small Fires | 2036 | 3.9806e-06 | 3.9806e-06 | 0.087211 | 0.040679 | 0.0017655 | 0.044766 | 0 | 0 | 0.0043642 | 3.4715e-07 | 0 | 3.4715e-07 | 3.4715e-07 | 0 | 3.4715e-07 | 0 | 3.703e-06 | 8.117e-06 | 0 | 8.117e-06 | 0 | 0.00011598 | 0.00023196 | 0 | 0.00023196 | [12 empty] | 7.3.3.17.5 (Remote Grid) Updates to grid topology to minimize risk of ignition in HFTDs Remote GridWLDFREquipment / facility failureAggregated | WLDFR | HFTD - Distribution - Tier 2 - 2QU CoRE ¦ 1QU LoRE | Red Flag Warning - Large Fires | Equipment / facility failure | Aggregated | 2036 | 6.6358e-05 | 193.7699 | 0.012858 | 2036 | Mitigation | 0.95 | 45 | 0 | esc | 0.00097009 | 6.4373e-08 | 0.00097009 | 6.4373e-08
[79 empty] | WLDFR | HFTD - Distribution - Tier 2 - 5QU CoRE ¦ 3QU LoRE | Non-Red Flag Warning - Small Fires | 2037 | 3.9806e-06 | 3.9806e-06 | 0.087211 | 0.040679 | 0.0017655 | 0.044766 | 0 | 0 | 0.0043642 | 3.4715e-07 | 0 | 3.4715e-07 | 3.4715e-07 | 0 | 3.4715e-07 | 0 | 3.703e-06 | 8.117e-06 | 0 | 8.117e-06 | 0 | 0 | 0.00023196 | 0 | 0.00023196 | [12 empty] | 7.3.3.17.5 (Remote Grid) Updates to grid topology to minimize risk of ignition in HFTDs Remote GridWLDFREquipment / facility failureAggregated | WLDFR | HFTD - Distribution - Tier 2 - 2QU CoRE ¦ 1QU LoRE | Red Flag Warning - Large Fires | Equipment / facility failure | Aggregated | 2037 | 6.6358e-05 | 193.7699 | 0.012858 | 2037 | Mitigation | 0.95 | 45 | 0 | esc | 0.00097009 | 6.4373e-08 | 0.00097009 | 6.4373e-08
[79 empty] | WLDFR | HFTD - Distribution - Tier 2 - 5QU CoRE ¦ 3QU LoRE | Non-Red Flag Warning - Small Fires | 2038 | 3.9806e-06 | 3.9806e-06 | 0.091184 | 0.042438 | 0.0018418 | 0.046905 | 0 | 0 | 0.0043642 | 3.6297e-07 | 0 | 3.6297e-07 | 3.6297e-07 | 0 | 3.6297e-07 | 0 | 3.703e-06 | 8.117e-06 | 0 | 8.117e-06 | 0 | 0 | 0 | 0 | 0 | [12 empty] | 7.3.3.17.5 (Remote Grid) Updates to grid topology to minimize risk of ignition in HFTDs Remote GridWLDFREquipment / facility failureAggregated | WLDFR | HFTD - Distribution - Tier 2 - 2QU CoRE ¦ 1QU LoRE | Red Flag Warning - Large Fires | Equipment / facility failure | Aggregated | 2038 | 6.6358e-05 | 193.7699 | 0.012858 | 2038 | Mitigation | 0.95 | 45 | 0 | esc | 0.00097009 | 6.4373e-08 | 0.00097009 | 6.4373e-08
[79 empty] | WLDFR | HFTD - Distribution - Tier 2 - 5QU CoRE ¦ 3QU LoRE | Non-Red Flag Warning - Small Fires | 2039 | 3.9806e-06 | 3.9806e-06 | 0.091184 | 0.042438 | 0.0018418 | 0.046905 | 0 | 0 | 0.0043642 | 3.6297e-07 | 0 | 3.6297e-07 | 3.6297e-07 | 0 | 3.6297e-07 | 0 | 3.703e-06 | 8.117e-06 | 0 | 8.117e-06 | 0 | 0 | 0 | 0 | 0 | [12 empty] | 7.3.3.17.5 (Remote Grid) Updates to grid topology to minimize risk of ignition in HFTDs Remote GridWLDFREquipment / facility failureAggregated | WLDFR | HFTD - Distribution - Tier 2 - 2QU CoRE ¦ 1QU LoRE | Red Flag Warning - Large Fires | Equipment / facility failure | Aggregated | 2039 | 6.6358e-05 | 193.7699 | 0.012858 | 2039 | Mitigation | 0.95 | 45 | 0 | esc | 0.00097009 | 6.4373e-08 | 0.00097009 | 6.4373e-08
[79 empty] | WLDFR | HFTD - Distribution - Tier 2 - 5QU CoRE ¦ 3QU LoRE | Non-Red Flag Warning - Small Fires | 2040 | 3.9806e-06 | 3.9806e-06 | 0.091184 | 0.042438 | 0.0018418 | 0.046905 | 0 | 0 | 0.0043642 | 3.6297e-07 | 0 | 3.6297e-07 | 3.6297e-07 | 0 | 3.6297e-07 | 0 | 3.703e-06 | 8.117e-06 | 0 | 8.117e-06 | 0 | 5.1261e-07 | 0 | 0 | 0 | [12 empty] | 7.3.3.17.5 (Remote Grid) Updates to grid topology to minimize risk of ignition in HFTDs Remote GridWLDFREquipment / facility failureAggregated | WLDFR | HFTD - Distribution - Tier 2 - 2QU CoRE ¦ 1QU LoRE | Red Flag Warning - Large Fires | Equipment / facility failure | Aggregated | 2040 | 6.6358e-05 | 193.7699 | 0.012858 | 2040 | Mitigation | 0.95 | 45 | 0 | esc | 0.00097009 | 6.4373e-08 | 0.00097009 | 6.4373e-08
[79 empty] | WLDFR | HFTD - Distribution - Tier 2 - 5QU CoRE ¦ 3QU LoRE | Non-Red Flag Warning - Small Fires | 2041 | 3.9806e-06 | 3.9806e-06 | 0.091184 | 0.042438 | 0.0018418 | 0.046905 | 0 | 0 | 0.0043642 | 3.6297e-07 | 0 | 3.6297e-07 | 3.6297e-07 | 0 | 3.6297e-07 | 0 | 3.8715e-06 | 8.4863e-06 | 0 | 8.4863e-06 | 0 | 5.3555e-07 | 1.0711e-06 | 0 | 1.0711e-06 | [12 empty] | 7.3.3.17.5 (Remote Grid) Updates to grid topology to minimize risk of ignition in HFTDs Remote GridWLDFREquipment / facility failureAggregated | WLDFR | HFTD - Distribution - Tier 2 - 2QU CoRE ¦ 1QU LoRE | Red Flag Warning - Large Fires | Equipment / facility failure | Aggregated | 2041 | 6.6358e-05 | 193.7699 | 0.012858 | 2041 | Mitigation | 0.95 | 45 | 0 | esc | 0.00097009 | 6.4373e-08 | 0.00097009 | 6.4373e-08
[79 empty] | WLDFR | HFTD - Distribution - Tier 2 - 5QU CoRE ¦ 3QU LoRE | Non-Red Flag Warning - Small Fires | 2042 | 3.9806e-06 | 3.9806e-06 | 0.091184 | 0.042438 | 0.0018418 | 0.046905 | 0 | 0 | 0.0043642 | 3.6297e-07 | 0 | 3.6297e-07 | 3.6297e-07 | 0 | 3.6297e-07 | 0 | 3.8715e-06 | 8.4863e-06 | 0 | 8.4863e-06 | 0 | 5.3555e-07 | 1.0711e-06 | 0 | 1.0711e-06 | [12 empty] | 7.3.3.17.5 (Remote Grid) Updates to grid topology to minimize risk of ignition in HFTDs Remote GridWLDFREquipment / facility failureAggregated | WLDFR | HFTD - Distribution - Tier 2 - 2QU CoRE ¦ 1QU LoRE | Red Flag Warning - Large Fires | Equipment / facility failure | Aggregated | 2042 | 6.6358e-05 | 193.7699 | 0.012858 | 2042 | Mitigation | 0.95 | 45 | 0 | esc | 0.00097009 | 6.4373e-08 | 0.00097009 | 6.4373e-08
[79 empty] | WLDFR | HFTD - Distribution - Tier 2 - 5QU CoRE ¦ 3QU LoRE | Non-Red Flag Warning - Small Fires | 2043 | 3.9806e-06 | 3.9806e-06 | 0.095486 | 0.044306 | 0.0019228 | 0.049257 | 0 | 0 | 0.0043642 | 3.8009e-07 | 0 | 3.8009e-07 | 3.8009e-07 | 0 | 3.8009e-07 | 0 | 3.8715e-06 | 8.4863e-06 | 0 | 8.4863e-06 | 0 | 5.3555e-07 | 1.0711e-06 | 0 | 1.0711e-06 | [12 empty] | 7.3.3.17.5 (Remote Grid) Updates to grid topology to minimize risk of ignition in HFTDs Remote GridWLDFREquipment / facility failureAggregated | WLDFR | HFTD - Distribution - Tier 2 - 2QU CoRE ¦ 1QU LoRE | Red Flag Warning - Large Fires | Equipment / facility failure | Aggregated | 2043 | 6.6358e-05 | 193.7699 | 0.012858 | 2043 | Mitigation | 0.95 | 45 | 0 | esc | 0.00097009 | 6.4373e-08 | 0.00097009 | 6.4373e-08
[79 empty] | WLDFR | HFTD - Distribution - Tier 2 - 5QU CoRE ¦ 3QU LoRE | Non-Red Flag Warning - Small Fires | 2044 | 3.9806e-06 | 3.9806e-06 | 0.095486 | 0.044306 | 0.0019228 | 0.049257 | 0 | 0 | 0.0043642 | 3.8009e-07 | 0 | 3.8009e-07 | 3.8009e-07 | 0 | 3.8009e-07 | 0 | 3.8715e-06 | 8.4863e-06 | 0 | 8.4863e-06 | 0 | 5.3555e-07 | 1.0711e-06 | 0 | 1.0711e-06 | [12 empty] | 7.3.3.17.5 (Remote Grid) Updates to grid topology to minimize risk of ignition in HFTDs Remote GridWLDFREquipment / facility failureAggregated | WLDFR | HFTD - Distribution - Tier 2 - 2QU CoRE ¦ 1QU LoRE | Red Flag Warning - Large Fires | Equipment / facility failure | Aggregated | 2044 | 6.6358e-05 | 193.7699 | 0.012858 | 2044 | Mitigation | 0.95 | 45 | 0 | esc | 0.00097009 | 6.4373e-08 | 0.00097009 | 6.4373e-08
[79 empty] | WLDFR | HFTD - Distribution - Tier 2 - 5QU CoRE ¦ 3QU LoRE | Non-Red Flag Warning - Small Fires | 2045 | 3.9806e-06 | 3.9806e-06 | 0.095486 | 0.044306 | 0.0019228 | 0.049257 | 0 | 0 | 0.0043642 | 3.8009e-07 | 0 | 3.8009e-07 | 3.8009e-07 | 0 | 3.8009e-07 | 0 | 3.8715e-06 | 8.4863e-06 | 0 | 8.4863e-06 | 0 | 5.3555e-07 | 1.0711e-06 | 0 | 1.0711e-06 | [12 empty] | 7.3.3.17.5 (Remote Grid) Updates to grid topology to minimize risk of ignition in HFTDs Remote GridWLDFREquipment / facility failureAggregated | WLDFR | HFTD - Distribution - Tier 2 - 2QU CoRE ¦ 1QU LoRE | Red Flag Warning - Large Fires | Equipment / facility failure | Aggregated | 2045 | 6.6358e-05 | 193.7699 | 0.012858 | 2045 | Mitigation | 0.95 | 45 | 0 | esc | 0.00097009 | 6.4373e-08 | 0.00097009 | 6.4373e-08
[79 empty] | WLDFR | HFTD - Distribution - Tier 2 - 5QU CoRE ¦ 3QU LoRE | Non-Red Flag Warning - Small Fires | 2046 | 3.9806e-06 | 3.9806e-06 | 0.095486 | 0.044306 | 0.0019228 | 0.049257 | 0 | 0 | 0.0043642 | 3.8009e-07 | 0 | 3.8009e-07 | 3.8009e-07 | 0 | 3.8009e-07 | 0 | 4.0391e-06 | 8.8537e-06 | 0 | 8.8537e-06 | 0 | 5.6508e-07 | 1.1302e-06 | 0 | 1.1302e-06 | [12 empty] | 7.3.3.17.5 (Remote Grid) Updates to grid topology to minimize risk of ignition in HFTDs Remote GridWLDFREquipment / facility failureAggregated | WLDFR | HFTD - Distribution - Tier 2 - 2QU CoRE ¦ 1QU LoRE | Red Flag Warning - Large Fires | Equipment / facility failure | Aggregated | 2046 | 6.6358e-05 | 193.7699 | 0.012858 | 2046 | Mitigation | 0.95 | 45 | 0 | esc | 0.00097009 | 6.4373e-08 | 0.00097009 | 6.4373e-08
[79 empty] | WLDFR | HFTD - Distribution - Tier 2 - 5QU CoRE ¦ 3QU LoRE | Non-Red Flag Warning - Small Fires | 2047 | 3.9806e-06 | 3.9806e-06 | 0.095486 | 0.044306 | 0.0019228 | 0.049257 | 0 | 0 | 0.0043642 | 3.8009e-07 | 0 | 3.8009e-07 | 3.8009e-07 | 0 | 3.8009e-07 | 0 | 4.0391e-06 | 8.8537e-06 | 0 | 8.8537e-06 | 0 | 5.6508e-07 | 1.1302e-06 | 0 | 1.1302e-06 | [12 empty] | 7.3.3.17.5 (Remote Grid) Updates to grid topology to minimize risk of ignition in HFTDs Remote GridWLDFREquipment / facility failureAggregated | WLDFR | HFTD - Distribution - Tier 2 - 2QU CoRE ¦ 1QU LoRE | Red Flag Warning - Large Fires | Equipment / facility failure | Aggregated | 2047 | 6.6358e-05 | 193.7699 | 0.012858 | 2047 | Mitigation | 0.95 | 45 | 0 | esc | 0.00097009 | 6.4373e-08 | 0.00097009 | 6.4373e-08
[79 empty] | WLDFR | HFTD - Distribution - Tier 2 - 5QU CoRE ¦ 3QU LoRE | Non-Red Flag Warning - Small Fires | 2048 | 3.9806e-06 | 3.9806e-06 | 0.10007 | 0.04626 | 0.0020076 | 0.051804 | 0 | 0 | 0.0043642 | 3.9834e-07 | 0 | 3.9834e-07 | 3.9834e-07 | 0 | 3.9834e-07 | 0 | 4.0391e-06 | 8.8537e-06 | 0 | 8.8537e-06 | 0 | 5.6508e-07 | 1.1302e-06 | 0 | 1.1302e-06 | [12 empty] | 7.3.3.17.5 (Remote Grid) Updates to grid topology to minimize risk of ignition in HFTDs Remote GridWLDFREquipment / facility failureAggregated | WLDFR | HFTD - Distribution - Tier 2 - 2QU CoRE ¦ 1QU LoRE | Red Flag Warning - Large Fires | Equipment / facility failure | Aggregated | 2048 | 6.6358e-05 | 193.7699 | 0.012858 | 2048 | Mitigation | 0.95 | 45 | 0 | esc | 0.00097009 | 6.4373e-08 | 0.00097009 | 6.4373e-08
[79 empty] | WLDFR | HFTD - Distribution - Tier 2 - 5QU CoRE ¦ 3QU LoRE | Non-Red Flag Warning - Small Fires | 2049 | 3.9806e-06 | 3.9806e-06 | 0.10007 | 0.04626 | 0.0020076 | 0.051804 | 0 | 0 | 0.0043642 | 3.9834e-07 | 0 | 3.9834e-07 | 3.9834e-07 | 0 | 3.9834e-07 | 0 | 0 | 8.8537e-06 | 0 | 8.8537e-06 | 0 | 5.6508e-07 | 1.1302e-06 | 0 | 1.1302e-06 | [12 empty] | 7.3.3.17.5 (Remote Grid) Updates to grid topology to minimize risk of ignition in HFTDs Remote GridWLDFREquipment / facility failureAggregated | WLDFR | HFTD - Distribution - Tier 2 - 2QU CoRE ¦ 1QU LoRE | Red Flag Warning - Large Fires | Equipment / facility failure | Aggregated | 2049 | 6.6358e-05 | 193.7699 | 0.012858 | 2049 | Mitigation | 0.95 | 45 | 0 | esc | 0.00097009 | 6.4373e-08 | 0.00097009 | 6.4373e-08
[79 empty] | WLDFR | HFTD - Distribution - Tier 2 - 5QU CoRE ¦ 3QU LoRE | Non-Red Flag Warning - Small Fires | 2050 | 3.9806e-06 | 3.9806e-06 | 0.10007 | 0.04626 | 0.0020076 | 0.051804 | 0 | 0 | 0.0043642 | 3.9834e-07 | 0 | 3.9834e-07 | 3.9834e-07 | 0 | 3.9834e-07 | 0 | 0 | 0 | 0 | 0 | 0 | 5.6508e-07 | 1.1302e-06 | 0 | 1.1302e-06 | [12 empty] | 7.3.3.17.5 (Remote Grid) Updates to grid topology to minimize risk of ignition in HFTDs Remote GridWLDFREquipment / facility failureAggregated | WLDFR | HFTD - Distribution - Tier 2 - 2QU CoRE ¦ 1QU LoRE | Red Flag Warning - Large Fires | Equipment / facility failure | Aggregated | 2050 | 6.6358e-05 | 193.7699 | 0.012858 | 2050 | Mitigation | 0.95 | 45 | 0 | esc | 0.00097009 | 6.4373e-08 | 0.00097009 | 6.4373e-08
[79 empty] | WLDFR | HFTD - Distribution - Tier 2 - 5QU CoRE ¦ 3QU LoRE | Non-Red Flag Warning - Small Fires | 2051 | 3.9806e-06 | 3.9806e-06 | 0.10007 | 0.04626 | 0.0020076 | 0.051804 | 0 | 0 | 0.0043642 | 3.9834e-07 | 0 | 3.9834e-07 | 3.9834e-07 | 0 | 3.9834e-07 | 0 | 1.7209e-07 | 0 | 0 | 0 | 0 | 5.9868e-07 | 1.1974e-06 | 0 | 1.1974e-06 | [12 empty] | 7.3.3.17.5 (Remote Grid) Updates to grid topology to minimize risk of ignition in HFTDs Remote GridWLDFREquipment / facility failureAggregated | WLDFR | HFTD - Distribution - Tier 2 - 2QU CoRE ¦ 1QU LoRE | Red Flag Warning - Large Fires | Equipment / facility failure | Aggregated | 2051 | 6.6358e-05 | 193.7699 | 0.012858 | 2051 | Mitigation | 0.95 | 45 | 0 | esc | 0.00097009 | 6.4373e-08 | 0.00097009 | 6.4373e-08
[79 empty] | WLDFR | HFTD - Distribution - Tier 2 - 5QU CoRE ¦ 3QU LoRE | Non-Red Flag Warning - Small Fires | 2052 | 3.9806e-06 | 3.9806e-06 | 0.10007 | 0.04626 | 0.0020076 | 0.051804 | 0 | 0 | 0.0043642 | 3.9834e-07 | 0 | 3.9834e-07 | 3.9834e-07 | 0 | 3.9834e-07 | 0 | 1.7979e-07 | 3.9411e-07 | 0 | 3.9411e-07 | 0 | 5.9868e-07 | 1.1974e-06 | 0 | 1.1974e-06 | [12 empty] | 7.3.3.17.5 (Remote Grid) Updates to grid topology to minimize risk of ignition in HFTDs Remote GridWLDFREquipment / facility failureAggregated | WLDFR | HFTD - Distribution - Tier 2 - 2QU CoRE ¦ 1QU LoRE | Red Flag Warning - Large Fires | Equipment / facility failure | Aggregated | 2052 | 6.6358e-05 | 193.7699 | 0.012858 | 2052 | Mitigation | 0.95 | 45 | 0 | esc | 0.00097009 | 6.4373e-08 | 0.00097009 | 6.4373e-08
[79 empty] | WLDFR | HFTD - Distribution - Tier 2 - 5QU CoRE ¦ 3QU LoRE | Non-Red Flag Warning - Small Fires | 2053 | 3.9806e-06 | 3.9806e-06 | 0.10489 | 0.048274 | 0.002095 | 0.054525 | 0 | 0 | 0.0043642 | 4.1754e-07 | 0 | 4.1754e-07 | 4.1754e-07 | 0 | 4.1754e-07 | 0 | 1.7979e-07 | 3.9411e-07 | 0 | 3.9411e-07 | 0 | 5.9868e-07 | 1.1974e-06 | 0 | 1.1974e-06 | [12 empty] | 7.3.3.17.5 (Remote Grid) Updates to grid topology to minimize risk of ignition in HFTDs Remote GridWLDFREquipment / facility failureAggregated | WLDFR | HFTD - Distribution - Tier 2 - 2QU CoRE ¦ 1QU LoRE | Red Flag Warning - Large Fires | Equipment / facility failure | Aggregated | 2053 | 6.6358e-05 | 193.7699 | 0.012858 | 2053 | Mitigation | 0.95 | 45 | 0 | esc | 0.00097009 | 6.4373e-08 | 0.00097009 | 6.4373e-08
[79 empty] | WLDFR | HFTD - Distribution - Tier 2 - 5QU CoRE ¦ 3QU LoRE | Non-Red Flag Warning - Small Fires | 2054 | 3.9806e-06 | 3.9806e-06 | 0.10489 | 0.048274 | 0.002095 | 0.054525 | 0 | 0 | 0.0043642 | 4.1754e-07 | 0 | 4.1754e-07 | 4.1754e-07 | 0 | 4.1754e-07 | 0 | 1.7979e-07 | 3.9411e-07 | 0 | 3.9411e-07 | 0 | 5.9868e-07 | 1.1974e-06 | 0 | 1.1974e-06 | [12 empty] | 7.3.3.17.5 (Remote Grid) Updates to grid topology to minimize risk of ignition in HFTDs Remote GridWLDFREquipment / facility failureAggregated | WLDFR | HFTD - Distribution - Tier 2 - 2QU CoRE ¦ 1QU LoRE | Red Flag Warning - Large Fires | Equipment / facility failure | Aggregated | 2054 | 6.6358e-05 | 193.7699 | 0.012858 | 2054 | Mitigation | 0.95 | 45 | 0 | esc | 0.00097009 | 6.4373e-08 | 0.00097009 | 6.4373e-08
[79 empty] | WLDFR | HFTD - Distribution - Tier 2 - 5QU CoRE ¦ 3QU LoRE | Non-Red Flag Warning - Small Fires | 2055 | 3.9806e-06 | 3.9806e-06 | 0.10489 | 0.048274 | 0.002095 | 0.054525 | 0 | 0 | 0.0043642 | 4.1754e-07 | 0 | 4.1754e-07 | 4.1754e-07 | 0 | 4.1754e-07 | 0 | 1.7979e-07 | 3.9411e-07 | 0 | 3.9411e-07 | 0 | 5.9868e-07 | 1.1974e-06 | 0 | 1.1974e-06 | [12 empty] | 7.3.3.17.5 (Remote Grid) Updates to grid topology to minimize risk of ignition in HFTDs Remote GridWLDFREquipment / facility failureAggregated | WLDFR | HFTD - Distribution - Tier 2 - 2QU CoRE ¦ 1QU LoRE | Red Flag Warning - Large Fires | Equipment / facility failure | Aggregated | 2055 | 6.6358e-05 | 193.7699 | 0.012858 | 2055 | Mitigation | 0.95 | 45 | 0 | esc | 0.00097009 | 6.4373e-08 | 0.00097009 | 6.4373e-08
[79 empty] | WLDFR | HFTD - Distribution - Tier 2 - 5QU CoRE ¦ 3QU LoRE | Non-Red Flag Warning - Small Fires | 2056 | 3.9806e-06 | 3.9806e-06 | 0.10489 | 0.048274 | 0.002095 | 0.054525 | 0 | 0 | 0.0043642 | 4.1754e-07 | 0 | 4.1754e-07 | 4.1754e-07 | 0 | 4.1754e-07 | 0 | 1.7979e-07 | 3.9411e-07 | 0 | 3.9411e-07 | 0 | 6.3608e-07 | 1.2722e-06 | 0 | 1.2722e-06 | [12 empty] | 7.3.3.17.5 (Remote Grid) Updates to grid topology to minimize risk of ignition in HFTDs Remote GridWLDFREquipment / facility failureAggregated | WLDFR | HFTD - Distribution - Tier 2 - 2QU CoRE ¦ 1QU LoRE | Red Flag Warning - Large Fires | Equipment / facility failure | Aggregated | 2056 | 6.6358e-05 | 193.7699 | 0.012858 | 2056 | Mitigation | 0.95 | 45 | 0 | esc | 0.00097009 | 6.4373e-08 | 0.00097009 | 6.4373e-08
[79 empty] | WLDFR | HFTD - Distribution - Tier 2 - 5QU CoRE ¦ 3QU LoRE | Non-Red Flag Warning - Small Fires | 2057 | 3.9806e-06 | 3.9806e-06 | 0.10489 | 0.048274 | 0.002095 | 0.054525 | 0 | 0 | 0.0043642 | 4.1754e-07 | 0 | 4.1754e-07 | 4.1754e-07 | 0 | 4.1754e-07 | 0 | 1.8971e-07 | 4.1585e-07 | 0 | 4.1585e-07 | 0 | 6.3608e-07 | 1.2722e-06 | 0 | 1.2722e-06 | [12 empty] | 7.3.3.17.5 (Remote Grid) Updates to grid topology to minimize risk of ignition in HFTDs Remote GridWLDFREquipment / facility failureAggregated | WLDFR | HFTD - Distribution - Tier 2 - 2QU CoRE ¦ 1QU LoRE | Red Flag Warning - Large Fires | Equipment / facility failure | Aggregated | 2057 | 6.6358e-05 | 193.7699 | 0.012858 | 2057 | Mitigation | 0.95 | 45 | 0 | esc | 0.00097009 | 6.4373e-08 | 0.00097009 | 6.4373e-08
[79 empty] | WLDFR | HFTD - Distribution - Tier 2 - 5QU CoRE ¦ 3QU LoRE | Non-Red Flag Warning - Small Fires | 2058 | 3.9806e-06 | 3.9806e-06 | 0.1099 | 0.050325 | 0.0021839 | 0.057393 | 0 | 0 | 0.0043642 | 4.3747e-07 | 0 | 4.3747e-07 | 4.3747e-07 | 0 | 4.3747e-07 | 0 | 1.8971e-07 | 4.1585e-07 | 0 | 4.1585e-07 | 0 | 6.3608e-07 | 1.2722e-06 | 0 | 1.2722e-06 | [12 empty] | 7.3.3.17.5 (Remote Grid) Updates to grid topology to minimize risk of ignition in HFTDs Remote GridWLDFREquipment / facility failureAggregated | WLDFR | HFTD - Distribution - Tier 2 - 2QU CoRE ¦ 1QU LoRE | Red Flag Warning - Large Fires | Equipment / facility failure | Aggregated | 2058 | 6.6358e-05 | 193.7699 | 0.012858 | 2058 | Mitigation | 0.95 | 45 | 0 | esc | 0.00097009 | 6.4373e-08 | 0.00097009 | 6.4373e-08
[79 empty] | WLDFR | HFTD - Distribution - Tier 2 - 5QU CoRE ¦ 3QU LoRE | Non-Red Flag Warning - Small Fires | 2059 | 3.9806e-06 | 3.9806e-06 | 0.1099 | 0.050325 | 0.0021839 | 0.057393 | 0 | 0 | 0.0043642 | 4.3747e-07 | 0 | 4.3747e-07 | 4.3747e-07 | 0 | 4.3747e-07 | 0 | 1.8971e-07 | 4.1585e-07 | 0 | 4.1585e-07 | 0 | 6.3608e-07 | 1.2722e-06 | 0 | 1.2722e-06 | [12 empty] | 7.3.3.17.5 (Remote Grid) Updates to grid topology to minimize risk of ignition in HFTDs Remote GridWLDFREquipment / facility failureAggregated | WLDFR | HFTD - Distribution - Tier 2 - 2QU CoRE ¦ 1QU LoRE | Red Flag Warning - Large Fires | Equipment / facility failure | Aggregated | 2059 | 6.6358e-05 | 193.7699 | 0.012858 | 2059 | Mitigation | 0.95 | 45 | 0 | esc | 0.00097009 | 6.4373e-08 | 0.00097009 | 6.4373e-08
[79 empty] | WLDFR | HFTD - Distribution - Tier 2 - 5QU CoRE ¦ 3QU LoRE | Non-Red Flag Warning - Small Fires | 2060 | 3.9806e-06 | 3.9806e-06 | 0.1099 | 0.050325 | 0.0021839 | 0.057393 | 0 | 0 | 0.0043642 | 4.3747e-07 | 0 | 4.3747e-07 | 4.3747e-07 | 0 | 4.3747e-07 | 0 | 1.8971e-07 | 4.1585e-07 | 0 | 4.1585e-07 | 0 | 6.3608e-07 | 1.2722e-06 | 0 | 1.2722e-06 | [12 empty] | 7.3.3.17.5 (Remote Grid) Updates to grid topology to minimize risk of ignition in HFTDs Remote GridWLDFREquipment / facility failureAggregated | WLDFR | HFTD - Distribution - Tier 2 - 2QU CoRE ¦ 1QU LoRE | Red Flag Warning - Large Fires | Equipment / facility failure | Aggregated | 2060 | 6.6358e-05 | 193.7699 | 0.012858 | 2060 | Mitigation | 0.95 | 45 | 0 | esc | 0.00097009 | 6.4373e-08 | 0.00097009 | 6.4373e-08
[79 empty] | WLDFR | HFTD - Distribution - Tier 2 - 5QU CoRE ¦ 3QU LoRE | Non-Red Flag Warning - Small Fires | 2061 | 3.9806e-06 | 3.9806e-06 | 0.1099 | 0.050325 | 0.0021839 | 0.057393 | 0 | 0 | 0.0043642 | 4.3747e-07 | 0 | 4.3747e-07 | 4.3747e-07 | 0 | 4.3747e-07 | 0 | 1.8971e-07 | 4.1585e-07 | 0 | 4.1585e-07 | 0 | 6.7698e-07 | 1.354e-06 | 0 | 1.354e-06 | [12 empty] | 7.3.3.17.5 (Remote Grid) Updates to grid topology to minimize risk of ignition in HFTDs Remote GridWLDFREquipment / facility failureAggregated | WLDFR | HFTD - Distribution - Tier 2 - 2QU CoRE ¦ 1QU LoRE | Red Flag Warning - Large Fires | Equipment / facility failure | Aggregated | 2061 | 6.6358e-05 | 193.7699 | 0.012858 | 2061 | Mitigation | 0.95 | 45 | 0 | esc | 0.00097009 | 6.4373e-08 | 0.00097009 | 6.4373e-08
[79 empty] | WLDFR | HFTD - Distribution - Tier 2 - 5QU CoRE ¦ 3QU LoRE | Non-Red Flag Warning - Small Fires | 2062 | 3.9806e-06 | 3.9806e-06 | 0.1099 | 0.050325 | 0.0021839 | 0.057393 | 0 | 0 | 0.0043642 | 4.3747e-07 | 0 | 4.3747e-07 | 4.3747e-07 | 0 | 4.3747e-07 | 0 | 2.0099e-07 | 4.4058e-07 | 0 | 4.4058e-07 | 0 | 6.7698e-07 | 1.354e-06 | 0 | 1.354e-06 | [12 empty] | 7.3.3.17.5 (Remote Grid) Updates to grid topology to minimize risk of ignition in HFTDs Remote GridWLDFREquipment / facility failureAggregated | WLDFR | HFTD - Distribution - Tier 2 - 2QU CoRE ¦ 1QU LoRE | Red Flag Warning - Large Fires | Equipment / facility failure | Aggregated | 2062 | 6.6358e-05 | 193.7699 | 0.012858 | 2062 | Mitigation | 0.95 | 45 | 0 | esc | 0.00097009 | 6.4373e-08 | 0.00097009 | 6.4373e-08
[79 empty] | WLDFR | HFTD - Distribution - Tier 2 - 5QU CoRE ¦ 3QU LoRE | Non-Red Flag Warning - Small Fires | 2063 | 3.9806e-06 | 3.9806e-06 | 0.11504 | 0.052388 | 0.0022734 | 0.060377 | 0 | 0 | 0.0043642 | 4.5792e-07 | 0 | 4.5792e-07 | 4.5792e-07 | 0 | 4.5792e-07 | 0 | 2.0099e-07 | 4.4058e-07 | 0 | 4.4058e-07 | 0 | 6.7698e-07 | 1.354e-06 | 0 | 1.354e-06 | [12 empty] | 7.3.3.17.5 (Remote Grid) Updates to grid topology to minimize risk of ignition in HFTDs Remote GridWLDFREquipment / facility failureAggregated | WLDFR | HFTD - Distribution - Tier 2 - 2QU CoRE ¦ 1QU LoRE | Red Flag Warning - Large Fires | Equipment / facility failure | Aggregated | 2063 | 6.6358e-05 | 193.7699 | 0.012858 | 2063 | Mitigation | 0.95 | 45 | 0 | esc | 0.00097009 | 6.4373e-08 | 0.00097009 | 6.4373e-08
[79 empty] | WLDFR | HFTD - Distribution - Tier 2 - 5QU CoRE ¦ 3QU LoRE | Non-Red Flag Warning - Small Fires | 2064 | 3.9806e-06 | 3.9806e-06 | 0.11504 | 0.052388 | 0.0022734 | 0.060377 | 0 | 0 | 0.0043642 | 4.5792e-07 | 0 | 4.5792e-07 | 4.5792e-07 | 0 | 4.5792e-07 | 0 | 2.0099e-07 | 4.4058e-07 | 0 | 4.4058e-07 | 0 | 6.7698e-07 | 1.354e-06 | 0 | 1.354e-06 | [12 empty] | 7.3.3.17.5 (Remote Grid) Updates to grid topology to minimize risk of ignition in HFTDs Remote GridWLDFREquipment / facility failureAggregated | WLDFR | HFTD - Distribution - Tier 2 - 2QU CoRE ¦ 1QU LoRE | Red Flag Warning - Large Fires | Equipment / facility failure | Aggregated | 2064 | 6.6358e-05 | 193.7699 | 0.012858 | 2064 | Mitigation | 0.95 | 45 | 0 | esc | 0.00097009 | 6.4373e-08 | 0.00097009 | 6.4373e-08
[79 empty] | WLDFR | HFTD - Distribution - Tier 2 - 5QU CoRE ¦ 3QU LoRE | Non-Red Flag Warning - Small Fires | 2065 | 3.9806e-06 | 3.9806e-06 | 0.11504 | 0.052388 | 0.0022734 | 0.060377 | 0 | 0 | 0.0043642 | 4.5792e-07 | 0 | 4.5792e-07 | 4.5792e-07 | 0 | 4.5792e-07 | 0 | 2.0099e-07 | 4.4058e-07 | 0 | 4.4058e-07 | 0 | 6.7698e-07 | 1.354e-06 | 0 | 1.354e-06 | [12 empty] | 7.3.3.17.5 (Remote Grid) Updates to grid topology to minimize risk of ignition in HFTDs Remote GridWLDFREquipment / facility failureAggregated | WLDFR | HFTD - Distribution - Tier 2 - 2QU CoRE ¦ 1QU LoRE | Red Flag Warning - Large Fires | Equipment / facility failure | Aggregated | 2065 | 6.6358e-05 | 193.7699 | 0.012858 | 2065 | Mitigation | 0.95 | 45 | 0 | esc | 0.00097009 | 6.4373e-08 | 0.00097009 | 6.4373e-08
[79 empty] | WLDFR | HFTD - Distribution - Tier 2 - 5QU CoRE ¦ 3QU LoRE | Non-Red Flag Warning - Small Fires | 2066 | 3.9806e-06 | 3.9806e-06 | 0.11504 | 0.052388 | 0.0022734 | 0.060377 | 0 | 0 | 0.0043642 | 4.5792e-07 | 0 | 4.5792e-07 | 4.5792e-07 | 0 | 4.5792e-07 | 0 | 2.0099e-07 | 4.4058e-07 | 0 | 4.4058e-07 | 0 | 7.2103e-07 | 1.4421e-06 | 0 | 1.4421e-06 | [12 empty] | 7.3.3.17.5 (Remote Grid) Updates to grid topology to minimize risk of ignition in HFTDs Remote GridWLDFREquipment / facility failureAggregated | WLDFR | HFTD - Distribution - Tier 2 - 2QU CoRE ¦ 1QU LoRE | Red Flag Warning - Large Fires | Equipment / facility failure | Aggregated | 2066 | 6.6358e-05 | 193.7699 | 0.012858 | 2066 | Mitigation | 0.95 | 45 | 0 | esc | 0.00097009 | 6.4373e-08 | 0.00097009 | 6.4373e-08
[79 empty] | WLDFR | HFTD - Distribution - Tier 2 - 5QU CoRE ¦ 3QU LoRE | Non-Red Flag Warning - Small Fires | 2067 | 0 | 3.9806e-06 | 0.11504 | 0.052388 | 0.0022734 | 0.060377 | 0 | 0 | 0.0043642 | 0 | 0 | 0 | 4.5792e-07 | 0 | 4.5792e-07 | 0 | 2.1355e-07 | 4.681e-07 | 0 | 4.681e-07 | 0 | 7.2103e-07 | 1.4421e-06 | 0 | 1.4421e-06 | [12 empty] | 7.3.3.17.5 (Remote Grid) Updates to grid topology to minimize risk of ignition in HFTDs Remote GridWLDFREquipment / facility failureAggregated | WLDFR | HFTD - Distribution - Tier 2 - 2QU CoRE ¦ 1QU LoRE | Red Flag Warning - Large Fires | Equipment / facility failure | Aggregated | 2067 | 6.6358e-05 | 193.7699 | 0.012858 | 2067 | Mitigation | 0.95 | 45 | 0 | esc | 0 | 0 | 0.00097009 | 6.4373e-08
[79 empty] | WLDFR | HFTD - Distribution - Tier 2 - 5QU CoRE ¦ 3QU LoRE | Red Flag Warning - Catastrophic Fires | 2022 | 1.2891e-09 | 0 | 14146.1306 | 222.2294 | 8585.7228 | 5338.1784 | 0 | 0 | 1.3289e-06 | 1.8236e-05 | 0 | 1.8236e-05 | 0 | 0 | 0 | 0 | 2.1355e-07 | 4.681e-07 | 0 | 4.681e-07 | 0 | 7.2103e-07 | 1.4421e-06 | 0 | 1.4421e-06 | [12 empty] | 7.3.3.17.5 (Remote Grid) Updates to grid topology to minimize risk of ignition in HFTDs Remote GridWLDFRVegetation ContactAggregated | WLDFR | HFTD - Distribution - Tier 2 - 2QU CoRE ¦ 1QU LoRE | Red Flag Warning - Large Fires | Vegetation Contact | Aggregated | 2022 | 3.3833e-05 | 193.7699 | 0.0065558 | 2022 | Mitigation | 0.95 | 45 | 0 | esc | 0.00097009 | 3.2821e-08 | 0 | 0
[79 empty] | WLDFR | HFTD - Distribution - Tier 2 - 5QU CoRE ¦ 3QU LoRE | Red Flag Warning - Catastrophic Fires | 2023 | 1.2891e-09 | 1.2891e-09 | 14664.6376 | 233.2301 | 8896.516 | 5534.8915 | 0 | 0 | 1.3289e-06 | 1.8904e-05 | 0 | 1.8904e-05 | 1.8904e-05 | 0 | 1.8904e-05 | 0 | 2.1355e-07 | 4.681e-07 | 0 | 4.681e-07 | 0 | 7.2103e-07 | 1.4421e-06 | 0 | 1.4421e-06 | [12 empty] | 7.3.3.17.5 (Remote Grid) Updates to grid topology to minimize risk of ignition in HFTDs Remote GridWLDFRVegetation ContactAggregated | WLDFR | HFTD - Distribution - Tier 2 - 2QU CoRE ¦ 1QU LoRE | Red Flag Warning - Large Fires | Vegetation Contact | Aggregated | 2023 | 3.3833e-05 | 193.7699 | 0.0065558 | 2023 | Mitigation | 0.95 | 45 | 0 | esc | 0.00097009 | 3.2821e-08 | 0.00097009 | 3.2821e-08
[79 empty] | WLDFR | HFTD - Distribution - Tier 2 - 5QU CoRE ¦ 3QU LoRE | Red Flag Warning - Catastrophic Fires | 2024 | 1.2891e-09 | 1.2891e-09 | 14664.6376 | 233.2301 | 8896.516 | 5534.8915 | 0 | 0 | 1.3289e-06 | 1.8904e-05 | 0 | 1.8904e-05 | 1.8904e-05 | 0 | 1.8904e-05 | 0 | 2.1355e-07 | 4.681e-07 | 0 | 4.681e-07 | 0 | 0 | 1.4421e-06 | 0 | 1.4421e-06 | [12 empty] | 7.3.3.17.5 (Remote Grid) Updates to grid topology to minimize risk of ignition in HFTDs Remote GridWLDFRVegetation ContactAggregated | WLDFR | HFTD - Distribution - Tier 2 - 2QU CoRE ¦ 1QU LoRE | Red Flag Warning - Large Fires | Vegetation Contact | Aggregated | 2024 | 3.3833e-05 | 193.7699 | 0.0065558 | 2024 | Mitigation | 0.95 | 45 | 0 | esc | 0.00097009 | 3.2821e-08 | 0.00097009 | 3.2821e-08
[79 empty] | WLDFR | HFTD - Distribution - Tier 2 - 5QU CoRE ¦ 3QU LoRE | Red Flag Warning - Catastrophic Fires | 2025 | 1.2891e-09 | 1.2891e-09 | 14664.6376 | 233.2301 | 8896.516 | 5534.8915 | 0 | 0 | 1.3289e-06 | 1.8904e-05 | 0 | 1.8904e-05 | 1.8904e-05 | 0 | 1.8904e-05 | 0 | 2.1355e-07 | 4.681e-07 | 0 | 4.681e-07 | 0 | 0 | 0 | 0 | 0 | [12 empty] | 7.3.3.17.5 (Remote Grid) Updates to grid topology to minimize risk of ignition in HFTDs Remote GridWLDFRVegetation ContactAggregated | WLDFR | HFTD - Distribution - Tier 2 - 2QU CoRE ¦ 1QU LoRE | Red Flag Warning - Large Fires | Vegetation Contact | Aggregated | 2025 | 3.3833e-05 | 193.7699 | 0.0065558 | 2025 | Mitigation | 0.95 | 45 | 0 | esc | 0.00097009 | 3.2821e-08 | 0.00097009 | 3.2821e-08
[79 empty] | WLDFR | HFTD - Distribution - Tier 2 - 5QU CoRE ¦ 3QU LoRE | Red Flag Warning - Catastrophic Fires | 2026 | 1.2891e-09 | 1.2891e-09 | 14664.6376 | 233.2301 | 8896.516 | 5534.8915 | 0 | 0 | 1.3289e-06 | 1.8904e-05 | 0 | 1.8904e-05 | 1.8904e-05 | 0 | 1.8904e-05 | 0 | 2.2728e-07 | 4.982e-07 | 0 | 4.982e-07 | 0 | 0 | 0 | 0 | 0 | [12 empty] | 7.3.3.17.5 (Remote Grid) Updates to grid topology to minimize risk of ignition in HFTDs Remote GridWLDFRVegetation ContactAggregated | WLDFR | HFTD - Distribution - Tier 2 - 2QU CoRE ¦ 1QU LoRE | Red Flag Warning - Large Fires | Vegetation Contact | Aggregated | 2026 | 3.3833e-05 | 193.7699 | 0.0065558 | 2026 | Mitigation | 0.95 | 45 | 0 | esc | 0.00097009 | 3.2821e-08 | 0.00097009 | 3.2821e-08
[79 empty] | WLDFR | HFTD - Distribution - Tier 2 - 5QU CoRE ¦ 3QU LoRE | Red Flag Warning - Catastrophic Fires | 2027 | 1.2891e-09 | 1.2891e-09 | 14664.6376 | 233.2301 | 8896.516 | 5534.8915 | 0 | 0 | 1.3289e-06 | 1.8904e-05 | 0 | 1.8904e-05 | 1.8904e-05 | 0 | 1.8904e-05 | 0 | 2.2728e-07 | 4.982e-07 | 0 | 4.982e-07 | 0 | 2.8878e-06 | 0 | 0 | 0 | [12 empty] | 7.3.3.17.5 (Remote Grid) Updates to grid topology to minimize risk of ignition in HFTDs Remote GridWLDFRVegetation ContactAggregated | WLDFR | HFTD - Distribution - Tier 2 - 2QU CoRE ¦ 1QU LoRE | Red Flag Warning - Large Fires | Vegetation Contact | Aggregated | 2027 | 3.3833e-05 | 193.7699 | 0.0065558 | 2027 | Mitigation | 0.95 | 45 | 0 | esc | 0.00097009 | 3.2821e-08 | 0.00097009 | 3.2821e-08
[79 empty] | WLDFR | HFTD - Distribution - Tier 2 - 5QU CoRE ¦ 3QU LoRE | Red Flag Warning - Catastrophic Fires | 2028 | 1.2891e-09 | 1.2891e-09 | 15317.9909 | 247.273 | 9287.6491 | 5783.0689 | 0 | 0 | 1.3289e-06 | 1.9746e-05 | 0 | 1.9746e-05 | 1.9746e-05 | 0 | 1.9746e-05 | 0 | 2.2728e-07 | 4.982e-07 | 0 | 4.982e-07 | 0 | 2.9808e-06 | 5.9615e-06 | 0 | 5.9615e-06 | [12 empty] | 7.3.3.17.5 (Remote Grid) Updates to grid topology to minimize risk of ignition in HFTDs Remote GridWLDFRVegetation ContactAggregated | WLDFR | HFTD - Distribution - Tier 2 - 2QU CoRE ¦ 1QU LoRE | Red Flag Warning - Large Fires | Vegetation Contact | Aggregated | 2028 | 3.3833e-05 | 193.7699 | 0.0065558 | 2028 | Mitigation | 0.95 | 45 | 0 | esc | 0.00097009 | 3.2821e-08 | 0.00097009 | 3.2821e-08
[79 empty] | WLDFR | HFTD - Distribution - Tier 2 - 5QU CoRE ¦ 3QU LoRE | Red Flag Warning - Catastrophic Fires | 2029 | 1.2891e-09 | 1.2891e-09 | 15317.9909 | 247.273 | 9287.6491 | 5783.0689 | 0 | 0 | 1.3289e-06 | 1.9746e-05 | 0 | 1.9746e-05 | 1.9746e-05 | 0 | 1.9746e-05 | 0 | 2.2728e-07 | 4.982e-07 | 0 | 4.982e-07 | 0 | 2.9808e-06 | 5.9615e-06 | 0 | 5.9615e-06 | [12 empty] | 7.3.3.17.5 (Remote Grid) Updates to grid topology to minimize risk of ignition in HFTDs Remote GridWLDFRVegetation ContactAggregated | WLDFR | HFTD - Distribution - Tier 2 - 2QU CoRE ¦ 1QU LoRE | Red Flag Warning - Large Fires | Vegetation Contact | Aggregated | 2029 | 3.3833e-05 | 193.7699 | 0.0065558 | 2029 | Mitigation | 0.95 | 45 | 0 | esc | 0.00097009 | 3.2821e-08 | 0.00097009 | 3.2821e-08
[79 empty] | WLDFR | HFTD - Distribution - Tier 2 - 5QU CoRE ¦ 3QU LoRE | Red Flag Warning - Catastrophic Fires | 2030 | 1.2891e-09 | 1.2891e-09 | 15317.9909 | 247.273 | 9287.6491 | 5783.0689 | 0 | 0 | 1.3289e-06 | 1.9746e-05 | 0 | 1.9746e-05 | 1.9746e-05 | 0 | 1.9746e-05 | 0 | 2.2728e-07 | 4.982e-07 | 0 | 4.982e-07 | 0 | 2.9808e-06 | 5.9615e-06 | 0 | 5.9615e-06 | [12 empty] | 7.3.3.17.5 (Remote Grid) Updates to grid topology to minimize risk of ignition in HFTDs Remote GridWLDFRVegetation ContactAggregated | WLDFR | HFTD - Distribution - Tier 2 - 2QU CoRE ¦ 1QU LoRE | Red Flag Warning - Large Fires | Vegetation Contact | Aggregated | 2030 | 3.3833e-05 | 193.7699 | 0.0065558 | 2030 | Mitigation | 0.95 | 45 | 0 | esc | 0.00097009 | 3.2821e-08 | 0.00097009 | 3.2821e-08
[79 empty] | WLDFR | HFTD - Distribution - Tier 2 - 5QU CoRE ¦ 3QU LoRE | Red Flag Warning - Catastrophic Fires | 2031 | 1.2891e-09 | 1.2891e-09 | 15317.9909 | 247.273 | 9287.6491 | 5783.0689 | 0 | 0 | 1.3289e-06 | 1.9746e-05 | 0 | 1.9746e-05 | 1.9746e-05 | 0 | 1.9746e-05 | 0 | 2.4207e-07 | 5.3062e-07 | 0 | 5.3062e-07 | 0 | 2.9808e-06 | 5.9615e-06 | 0 | 5.9615e-06 | [12 empty] | 7.3.3.17.5 (Remote Grid) Updates to grid topology to minimize risk of ignition in HFTDs Remote GridWLDFRVegetation ContactAggregated | WLDFR | HFTD - Distribution - Tier 2 - 2QU CoRE ¦ 1QU LoRE | Red Flag Warning - Large Fires | Vegetation Contact | Aggregated | 2031 | 3.3833e-05 | 193.7699 | 0.0065558 | 2031 | Mitigation | 0.95 | 45 | 0 | esc | 0.00097009 | 3.2821e-08 | 0.00097009 | 3.2821e-08
[79 empty] | WLDFR | HFTD - Distribution - Tier 2 - 5QU CoRE ¦ 3QU LoRE | Red Flag Warning - Catastrophic Fires | 2032 | 1.2891e-09 | 1.2891e-09 | 15317.9909 | 247.273 | 9287.6491 | 5783.0689 | 0 | 0 | 1.3289e-06 | 1.9746e-05 | 0 | 1.9746e-05 | 1.9746e-05 | 0 | 1.9746e-05 | 0 | 2.4207e-07 | 5.3062e-07 | 0 | 5.3062e-07 | 0 | 2.9808e-06 | 5.9615e-06 | 0 | 5.9615e-06 | [12 empty] | 7.3.3.17.5 (Remote Grid) Updates to grid topology to minimize risk of ignition in HFTDs Remote GridWLDFRVegetation ContactAggregated | WLDFR | HFTD - Distribution - Tier 2 - 2QU CoRE ¦ 1QU LoRE | Red Flag Warning - Large Fires | Vegetation Contact | Aggregated | 2032 | 3.3833e-05 | 193.7699 | 0.0065558 | 2032 | Mitigation | 0.95 | 45 | 0 | esc | 0.00097009 | 3.2821e-08 | 0.00097009 | 3.2821e-08
[79 empty] | WLDFR | HFTD - Distribution - Tier 2 - 5QU CoRE ¦ 3QU LoRE | Red Flag Warning - Catastrophic Fires | 2033 | 1.2891e-09 | 1.2891e-09 | 16044.1264 | 263.1074 | 9721.74 | 6059.2791 | 0 | 0 | 1.3289e-06 | 2.0682e-05 | 0 | 2.0682e-05 | 2.0682e-05 | 0 | 2.0682e-05 | 0 | 2.4207e-07 | 5.3062e-07 | 0 | 5.3062e-07 | 0 | 3.0993e-06 | 6.1986e-06 | 0 | 6.1986e-06 | [12 empty] | 7.3.3.17.5 (Remote Grid) Updates to grid topology to minimize risk of ignition in HFTDs Remote GridWLDFRVegetation ContactAggregated | WLDFR | HFTD - Distribution - Tier 2 - 2QU CoRE ¦ 1QU LoRE | Red Flag Warning - Large Fires | Vegetation Contact | Aggregated | 2033 | 3.3833e-05 | 193.7699 | 0.0065558 | 2033 | Mitigation | 0.95 | 45 | 0 | esc | 0.00097009 | 3.2821e-08 | 0.00097009 | 3.2821e-08
[79 empty] | WLDFR | HFTD - Distribution - Tier 2 - 5QU CoRE ¦ 3QU LoRE | Red Flag Warning - Catastrophic Fires | 2034 | 1.2891e-09 | 1.2891e-09 | 16044.1264 | 263.1074 | 9721.74 | 6059.2791 | 0 | 0 | 1.3289e-06 | 2.0682e-05 | 0 | 2.0682e-05 | 2.0682e-05 | 0 | 2.0682e-05 | 0 | 2.4207e-07 | 5.3062e-07 | 0 | 5.3062e-07 | 0 | 3.0993e-06 | 6.1986e-06 | 0 | 6.1986e-06 | [12 empty] | 7.3.3.17.5 (Remote Grid) Updates to grid topology to minimize risk of ignition in HFTDs Remote GridWLDFRVegetation ContactAggregated | WLDFR | HFTD - Distribution - Tier 2 - 2QU CoRE ¦ 1QU LoRE | Red Flag Warning - Large Fires | Vegetation Contact | Aggregated | 2034 | 3.3833e-05 | 193.7699 | 0.0065558 | 2034 | Mitigation | 0.95 | 45 | 0 | esc | 0.00097009 | 3.2821e-08 | 0.00097009 | 3.2821e-08
[79 empty] | WLDFR | HFTD - Distribution - Tier 2 - 5QU CoRE ¦ 3QU LoRE | Red Flag Warning - Catastrophic Fires | 2035 | 1.2891e-09 | 1.2891e-09 | 16044.1264 | 263.1074 | 9721.74 | 6059.2791 | 0 | 0 | 1.3289e-06 | 2.0682e-05 | 0 | 2.0682e-05 | 2.0682e-05 | 0 | 2.0682e-05 | 0 | 2.4207e-07 | 5.3062e-07 | 0 | 5.3062e-07 | 0 | 3.0993e-06 | 6.1986e-06 | 0 | 6.1986e-06 | [12 empty] | 7.3.3.17.5 (Remote Grid) Updates to grid topology to minimize risk of ignition in HFTDs Remote GridWLDFRVegetation ContactAggregated | WLDFR | HFTD - Distribution - Tier 2 - 2QU CoRE ¦ 1QU LoRE | Red Flag Warning - Large Fires | Vegetation Contact | Aggregated | 2035 | 3.3833e-05 | 193.7699 | 0.0065558 | 2035 | Mitigation | 0.95 | 45 | 0 | esc | 0.00097009 | 3.2821e-08 | 0.00097009 | 3.2821e-08
[79 empty] | WLDFR | HFTD - Distribution - Tier 2 - 5QU CoRE ¦ 3QU LoRE | Red Flag Warning - Catastrophic Fires | 2036 | 1.2891e-09 | 1.2891e-09 | 16044.1264 | 263.1074 | 9721.74 | 6059.2791 | 0 | 0 | 1.3289e-06 | 2.0682e-05 | 0 | 2.0682e-05 | 2.0682e-05 | 0 | 2.0682e-05 | 0 | 2.578e-07 | 5.651e-07 | 0 | 5.651e-07 | 0 | 3.0993e-06 | 6.1986e-06 | 0 | 6.1986e-06 | [12 empty] | 7.3.3.17.5 (Remote Grid) Updates to grid topology to minimize risk of ignition in HFTDs Remote GridWLDFRVegetation ContactAggregated | WLDFR | HFTD - Distribution - Tier 2 - 2QU CoRE ¦ 1QU LoRE | Red Flag Warning - Large Fires | Vegetation Contact | Aggregated | 2036 | 3.3833e-05 | 193.7699 | 0.0065558 | 2036 | Mitigation | 0.95 | 45 | 0 | esc | 0.00097009 | 3.2821e-08 | 0.00097009 | 3.2821e-08
[79 empty] | WLDFR | HFTD - Distribution - Tier 2 - 5QU CoRE ¦ 3QU LoRE | Red Flag Warning - Catastrophic Fires | 2037 | 1.2891e-09 | 1.2891e-09 | 16044.1264 | 263.1074 | 9721.74 | 6059.2791 | 0 | 0 | 1.3289e-06 | 2.0682e-05 | 0 | 2.0682e-05 | 2.0682e-05 | 0 | 2.0682e-05 | 0 | 2.578e-07 | 5.651e-07 | 0 | 5.651e-07 | 0 | 3.0993e-06 | 6.1986e-06 | 0 | 6.1986e-06 | [12 empty] | 7.3.3.17.5 (Remote Grid) Updates to grid topology to minimize risk of ignition in HFTDs Remote GridWLDFRVegetation ContactAggregated | WLDFR | HFTD - Distribution - Tier 2 - 2QU CoRE ¦ 1QU LoRE | Red Flag Warning - Large Fires | Vegetation Contact | Aggregated | 2037 | 3.3833e-05 | 193.7699 | 0.0065558 | 2037 | Mitigation | 0.95 | 45 | 0 | esc | 0.00097009 | 3.2821e-08 | 0.00097009 | 3.2821e-08
[79 empty] | WLDFR | HFTD - Distribution - Tier 2 - 5QU CoRE ¦ 3QU LoRE | Red Flag Warning - Catastrophic Fires | 2038 | 1.2891e-09 | 1.2891e-09 | 16832.3912 | 280.5544 | 10192.2718 | 6359.5651 | 0 | 0 | 1.3289e-06 | 2.1699e-05 | 0 | 2.1699e-05 | 2.1699e-05 | 0 | 2.1699e-05 | 0 | 2.578e-07 | 5.651e-07 | 0 | 5.651e-07 | 0 | 3.2329e-06 | 6.4659e-06 | 0 | 6.4659e-06 | [12 empty] | 7.3.3.17.5 (Remote Grid) Updates to grid topology to minimize risk of ignition in HFTDs Remote GridWLDFRVegetation ContactAggregated | WLDFR | HFTD - Distribution - Tier 2 - 2QU CoRE ¦ 1QU LoRE | Red Flag Warning - Large Fires | Vegetation Contact | Aggregated | 2038 | 3.3833e-05 | 193.7699 | 0.0065558 | 2038 | Mitigation | 0.95 | 45 | 0 | esc | 0.00097009 | 3.2821e-08 | 0.00097009 | 3.2821e-08
[79 empty] | WLDFR | HFTD - Distribution - Tier 2 - 5QU CoRE ¦ 3QU LoRE | Red Flag Warning - Catastrophic Fires | 2039 | 1.2891e-09 | 1.2891e-09 | 16832.3912 | 280.5544 | 10192.2718 | 6359.5651 | 0 | 0 | 1.3289e-06 | 2.1699e-05 | 0 | 2.1699e-05 | 2.1699e-05 | 0 | 2.1699e-05 | 0 | 2.578e-07 | 5.651e-07 | 0 | 5.651e-07 | 0 | 3.2329e-06 | 6.4659e-06 | 0 | 6.4659e-06 | [12 empty] | 7.3.3.17.5 (Remote Grid) Updates to grid topology to minimize risk of ignition in HFTDs Remote GridWLDFRVegetation ContactAggregated | WLDFR | HFTD - Distribution - Tier 2 - 2QU CoRE ¦ 1QU LoRE | Red Flag Warning - Large Fires | Vegetation Contact | Aggregated | 2039 | 3.3833e-05 | 193.7699 | 0.0065558 | 2039 | Mitigation | 0.95 | 45 | 0 | esc | 0.00097009 | 3.2821e-08 | 0.00097009 | 3.2821e-08
[79 empty] | WLDFR | HFTD - Distribution - Tier 2 - 5QU CoRE ¦ 3QU LoRE | Red Flag Warning - Catastrophic Fires | 2040 | 1.2891e-09 | 1.2891e-09 | 16832.3912 | 280.5544 | 10192.2718 | 6359.5651 | 0 | 0 | 1.3289e-06 | 2.1699e-05 | 0 | 2.1699e-05 | 2.1699e-05 | 0 | 2.1699e-05 | 0 | 2.578e-07 | 5.651e-07 | 0 | 5.651e-07 | 0 | 3.2329e-06 | 6.4659e-06 | 0 | 6.4659e-06 | [12 empty] | 7.3.3.17.5 (Remote Grid) Updates to grid topology to minimize risk of ignition in HFTDs Remote GridWLDFRVegetation ContactAggregated | WLDFR | HFTD - Distribution - Tier 2 - 2QU CoRE ¦ 1QU LoRE | Red Flag Warning - Large Fires | Vegetation Contact | Aggregated | 2040 | 3.3833e-05 | 193.7699 | 0.0065558 | 2040 | Mitigation | 0.95 | 45 | 0 | esc | 0.00097009 | 3.2821e-08 | 0.00097009 | 3.2821e-08
[79 empty] | WLDFR | HFTD - Distribution - Tier 2 - 5QU CoRE ¦ 3QU LoRE | Red Flag Warning - Catastrophic Fires | 2041 | 1.2891e-09 | 1.2891e-09 | 16832.3912 | 280.5544 | 10192.2718 | 6359.5651 | 0 | 0 | 1.3289e-06 | 2.1699e-05 | 0 | 2.1699e-05 | 2.1699e-05 | 0 | 2.1699e-05 | 0 | 2.7428e-07 | 6.0124e-07 | 0 | 6.0124e-07 | 0 | 3.2329e-06 | 6.4659e-06 | 0 | 6.4659e-06 | [12 empty] | 7.3.3.17.5 (Remote Grid) Updates to grid topology to minimize risk of ignition in HFTDs Remote GridWLDFRVegetation ContactAggregated | WLDFR | HFTD - Distribution - Tier 2 - 2QU CoRE ¦ 1QU LoRE | Red Flag Warning - Large Fires | Vegetation Contact | Aggregated | 2041 | 3.3833e-05 | 193.7699 | 0.0065558 | 2041 | Mitigation | 0.95 | 45 | 0 | esc | 0.00097009 | 3.2821e-08 | 0.00097009 | 3.2821e-08
[79 empty] | WLDFR | HFTD - Distribution - Tier 2 - 5QU CoRE ¦ 3QU LoRE | Red Flag Warning - Catastrophic Fires | 2042 | 1.2891e-09 | 1.2891e-09 | 16832.3912 | 280.5544 | 10192.2718 | 6359.5651 | 0 | 0 | 1.3289e-06 | 2.1699e-05 | 0 | 2.1699e-05 | 2.1699e-05 | 0 | 2.1699e-05 | 0 | 2.7428e-07 | 6.0124e-07 | 0 | 6.0124e-07 | 0 | 3.2329e-06 | 6.4659e-06 | 0 | 6.4659e-06 | [12 empty] | 7.3.3.17.5 (Remote Grid) Updates to grid topology to minimize risk of ignition in HFTDs Remote GridWLDFRVegetation ContactAggregated | WLDFR | HFTD - Distribution - Tier 2 - 2QU CoRE ¦ 1QU LoRE | Red Flag Warning - Large Fires | Vegetation Contact | Aggregated | 2042 | 3.3833e-05 | 193.7699 | 0.0065558 | 2042 | Mitigation | 0.95 | 45 | 0 | esc | 0.00097009 | 3.2821e-08 | 0.00097009 | 3.2821e-08
[79 empty] | WLDFR | HFTD - Distribution - Tier 2 - 5QU CoRE ¦ 3QU LoRE | Red Flag Warning - Catastrophic Fires | 2043 | 1.2891e-09 | 1.2891e-09 | 17672.0852 | 299.42 | 10692.7362 | 6679.929 | 0 | 0 | 1.3289e-06 | 2.2781e-05 | 0 | 2.2781e-05 | 2.2781e-05 | 0 | 2.2781e-05 | 0 | 2.7428e-07 | 6.0124e-07 | 0 | 6.0124e-07 | 0 | 3.3802e-06 | 6.7605e-06 | 0 | 6.7605e-06 | [12 empty] | 7.3.3.17.5 (Remote Grid) Updates to grid topology to minimize risk of ignition in HFTDs Remote GridWLDFRVegetation ContactAggregated | WLDFR | HFTD - Distribution - Tier 2 - 2QU CoRE ¦ 1QU LoRE | Red Flag Warning - Large Fires | Vegetation Contact | Aggregated | 2043 | 3.3833e-05 | 193.7699 | 0.0065558 | 2043 | Mitigation | 0.95 | 45 | 0 | esc | 0.00097009 | 3.2821e-08 | 0.00097009 | 3.2821e-08
[79 empty] | WLDFR | HFTD - Distribution - Tier 2 - 5QU CoRE ¦ 3QU LoRE | Red Flag Warning - Catastrophic Fires | 2044 | 1.2891e-09 | 1.2891e-09 | 17672.0852 | 299.42 | 10692.7362 | 6679.929 | 0 | 0 | 1.3289e-06 | 2.2781e-05 | 0 | 2.2781e-05 | 2.2781e-05 | 0 | 2.2781e-05 | 0 | 2.7428e-07 | 6.0124e-07 | 0 | 6.0124e-07 | 0 | 3.3802e-06 | 6.7605e-06 | 0 | 6.7605e-06 | [12 empty] | 7.3.3.17.5 (Remote Grid) Updates to grid topology to minimize risk of ignition in HFTDs Remote GridWLDFRVegetation ContactAggregated | WLDFR | HFTD - Distribution - Tier 2 - 2QU CoRE ¦ 1QU LoRE | Red Flag Warning - Large Fires | Vegetation Contact | Aggregated | 2044 | 3.3833e-05 | 193.7699 | 0.0065558 | 2044 | Mitigation | 0.95 | 45 | 0 | esc | 0.00097009 | 3.2821e-08 | 0.00097009 | 3.2821e-08
[79 empty] | WLDFR | HFTD - Distribution - Tier 2 - 5QU CoRE ¦ 3QU LoRE | Red Flag Warning - Catastrophic Fires | 2045 | 1.2891e-09 | 1.2891e-09 | 17672.0852 | 299.42 | 10692.7362 | 6679.929 | 0 | 0 | 1.3289e-06 | 2.2781e-05 | 0 | 2.2781e-05 | 2.2781e-05 | 0 | 2.2781e-05 | 0 | 2.7428e-07 | 6.0124e-07 | 0 | 6.0124e-07 | 0 | 3.3802e-06 | 6.7605e-06 | 0 | 6.7605e-06 | [12 empty] | 7.3.3.17.5 (Remote Grid) Updates to grid topology to minimize risk of ignition in HFTDs Remote GridWLDFRVegetation ContactAggregated | WLDFR | HFTD - Distribution - Tier 2 - 2QU CoRE ¦ 1QU LoRE | Red Flag Warning - Large Fires | Vegetation Contact | Aggregated | 2045 | 3.3833e-05 | 193.7699 | 0.0065558 | 2045 | Mitigation | 0.95 | 45 | 0 | esc | 0.00097009 | 3.2821e-08 | 0.00097009 | 3.2821e-08
[79 empty] | WLDFR | HFTD - Distribution - Tier 2 - 5QU CoRE ¦ 3QU LoRE | Red Flag Warning - Catastrophic Fires | 2046 | 1.2891e-09 | 1.2891e-09 | 17672.0852 | 299.42 | 10692.7362 | 6679.929 | 0 | 0 | 1.3289e-06 | 2.2781e-05 | 0 | 2.2781e-05 | 2.2781e-05 | 0 | 2.2781e-05 | 0 | 2.9135e-07 | 6.3864e-07 | 0 | 6.3864e-07 | 0 | 3.3802e-06 | 6.7605e-06 | 0 | 6.7605e-06 | [12 empty] | 7.3.3.17.5 (Remote Grid) Updates to grid topology to minimize risk of ignition in HFTDs Remote GridWLDFRVegetation ContactAggregated | WLDFR | HFTD - Distribution - Tier 2 - 2QU CoRE ¦ 1QU LoRE | Red Flag Warning - Large Fires | Vegetation Contact | Aggregated | 2046 | 3.3833e-05 | 193.7699 | 0.0065558 | 2046 | Mitigation | 0.95 | 45 | 0 | esc | 0.00097009 | 3.2821e-08 | 0.00097009 | 3.2821e-08
[79 empty] | WLDFR | HFTD - Distribution - Tier 2 - 5QU CoRE ¦ 3QU LoRE | Red Flag Warning - Catastrophic Fires | 2047 | 1.2891e-09 | 1.2891e-09 | 17672.0852 | 299.42 | 10692.7362 | 6679.929 | 0 | 0 | 1.3289e-06 | 2.2781e-05 | 0 | 2.2781e-05 | 2.2781e-05 | 0 | 2.2781e-05 | 0 | 2.9135e-07 | 6.3864e-07 | 0 | 6.3864e-07 | 0 | 3.3802e-06 | 6.7605e-06 | 0 | 6.7605e-06 | [12 empty] | 7.3.3.17.5 (Remote Grid) Updates to grid topology to minimize risk of ignition in HFTDs Remote GridWLDFRVegetation ContactAggregated | WLDFR | HFTD - Distribution - Tier 2 - 2QU CoRE ¦ 1QU LoRE | Red Flag Warning - Large Fires | Vegetation Contact | Aggregated | 2047 | 3.3833e-05 | 193.7699 | 0.0065558 | 2047 | Mitigation | 0.95 | 45 | 0 | esc | 0.00097009 | 3.2821e-08 | 0.00097009 | 3.2821e-08
[79 empty] | WLDFR | HFTD - Distribution - Tier 2 - 5QU CoRE ¦ 3QU LoRE | Red Flag Warning - Catastrophic Fires | 2048 | 1.2891e-09 | 1.2891e-09 | 18552.3348 | 319.4911 | 11216.5626 | 7016.281 | 0 | 0 | 1.3289e-06 | 2.3916e-05 | 0 | 2.3916e-05 | 2.3916e-05 | 0 | 2.3916e-05 | 0 | 2.9135e-07 | 6.3864e-07 | 0 | 6.3864e-07 | 0 | 3.5397e-06 | 7.0794e-06 | 0 | 7.0794e-06 | [12 empty] | 7.3.3.17.5 (Remote Grid) Updates to grid topology to minimize risk of ignition in HFTDs Remote GridWLDFRVegetation ContactAggregated | WLDFR | HFTD - Distribution - Tier 2 - 2QU CoRE ¦ 1QU LoRE | Red Flag Warning - Large Fires | Vegetation Contact | Aggregated | 2048 | 3.3833e-05 | 193.7699 | 0.0065558 | 2048 | Mitigation | 0.95 | 45 | 0 | esc | 0.00097009 | 3.2821e-08 | 0.00097009 | 3.2821e-08
[79 empty] | WLDFR | HFTD - Distribution - Tier 2 - 5QU CoRE ¦ 3QU LoRE | Red Flag Warning - Catastrophic Fires | 2049 | 1.2891e-09 | 1.2891e-09 | 18552.3348 | 319.4911 | 11216.5626 | 7016.281 | 0 | 0 | 1.3289e-06 | 2.3916e-05 | 0 | 2.3916e-05 | 2.3916e-05 | 0 | 2.3916e-05 | 0 | 2.9135e-07 | 6.3864e-07 | 0 | 6.3864e-07 | 0 | 3.5397e-06 | 7.0794e-06 | 0 | 7.0794e-06 | [12 empty] | 7.3.3.17.5 (Remote Grid) Updates to grid topology to minimize risk of ignition in HFTDs Remote GridWLDFRVegetation ContactAggregated | WLDFR | HFTD - Distribution - Tier 2 - 2QU CoRE ¦ 1QU LoRE | Red Flag Warning - Large Fires | Vegetation Contact | Aggregated | 2049 | 3.3833e-05 | 193.7699 | 0.0065558 | 2049 | Mitigation | 0.95 | 45 | 0 | esc | 0.00097009 | 3.2821e-08 | 0.00097009 | 3.2821e-08
[79 empty] | WLDFR | HFTD - Distribution - Tier 2 - 5QU CoRE ¦ 3QU LoRE | Red Flag Warning - Catastrophic Fires | 2050 | 1.2891e-09 | 1.2891e-09 | 18552.3348 | 319.4911 | 11216.5626 | 7016.281 | 0 | 0 | 1.3289e-06 | 2.3916e-05 | 0 | 2.3916e-05 | 2.3916e-05 | 0 | 2.3916e-05 | 0 | 2.9135e-07 | 6.3864e-07 | 0 | 6.3864e-07 | 0 | 3.5397e-06 | 7.0794e-06 | 0 | 7.0794e-06 | [12 empty] | 7.3.3.17.5 (Remote Grid) Updates to grid topology to minimize risk of ignition in HFTDs Remote GridWLDFRVegetation ContactAggregated | WLDFR | HFTD - Distribution - Tier 2 - 2QU CoRE ¦ 1QU LoRE | Red Flag Warning - Large Fires | Vegetation Contact | Aggregated | 2050 | 3.3833e-05 | 193.7699 | 0.0065558 | 2050 | Mitigation | 0.95 | 45 | 0 | esc | 0.00097009 | 3.2821e-08 | 0.00097009 | 3.2821e-08
[79 empty] | WLDFR | HFTD - Distribution - Tier 2 - 5QU CoRE ¦ 3QU LoRE | Red Flag Warning - Catastrophic Fires | 2051 | 1.2891e-09 | 1.2891e-09 | 18552.3348 | 319.4911 | 11216.5626 | 7016.281 | 0 | 0 | 1.3289e-06 | 2.3916e-05 | 0 | 2.3916e-05 | 2.3916e-05 | 0 | 2.3916e-05 | 0 | 3.0879e-07 | 6.7688e-07 | 0 | 6.7688e-07 | 0 | 3.5397e-06 | 7.0794e-06 | 0 | 7.0794e-06 | [12 empty] | 7.3.3.17.5 (Remote Grid) Updates to grid topology to minimize risk of ignition in HFTDs Remote GridWLDFRVegetation ContactAggregated | WLDFR | HFTD - Distribution - Tier 2 - 2QU CoRE ¦ 1QU LoRE | Red Flag Warning - Large Fires | Vegetation Contact | Aggregated | 2051 | 3.3833e-05 | 193.7699 | 0.0065558 | 2051 | Mitigation | 0.95 | 45 | 0 | esc | 0.00097009 | 3.2821e-08 | 0.00097009 | 3.2821e-08
[79 empty] | WLDFR | HFTD - Distribution - Tier 2 - 5QU CoRE ¦ 3QU LoRE | Red Flag Warning - Catastrophic Fires | 2052 | 1.2891e-09 | 1.2891e-09 | 18552.3348 | 319.4911 | 11216.5626 | 7016.281 | 0 | 0 | 1.3289e-06 | 2.3916e-05 | 0 | 2.3916e-05 | 2.3916e-05 | 0 | 2.3916e-05 | 0 | 3.0879e-07 | 6.7688e-07 | 0 | 6.7688e-07 | 0 | 3.5397e-06 | 7.0794e-06 | 0 | 7.0794e-06 | [12 empty] | 7.3.3.17.5 (Remote Grid) Updates to grid topology to minimize risk of ignition in HFTDs Remote GridWLDFRVegetation ContactAggregated | WLDFR | HFTD - Distribution - Tier 2 - 2QU CoRE ¦ 1QU LoRE | Red Flag Warning - Large Fires | Vegetation Contact | Aggregated | 2052 | 3.3833e-05 | 193.7699 | 0.0065558 | 2052 | Mitigation | 0.95 | 45 | 0 | esc | 0.00097009 | 3.2821e-08 | 0.00097009 | 3.2821e-08
[79 empty] | WLDFR | HFTD - Distribution - Tier 2 - 5QU CoRE ¦ 3QU LoRE | Red Flag Warning - Catastrophic Fires | 2053 | 1.2891e-09 | 1.2891e-09 | 19462.1283 | 340.5356 | 11757.1413 | 7364.4514 | 0 | 0 | 1.3289e-06 | 2.5089e-05 | 0 | 2.5089e-05 | 2.5089e-05 | 0 | 2.5089e-05 | 0 | 3.0879e-07 | 6.7688e-07 | 0 | 6.7688e-07 | 0 | 3.7097e-06 | 7.4194e-06 | 0 | 7.4194e-06 | [12 empty] | 7.3.3.17.5 (Remote Grid) Updates to grid topology to minimize risk of ignition in HFTDs Remote GridWLDFRVegetation ContactAggregated | WLDFR | HFTD - Distribution - Tier 2 - 2QU CoRE ¦ 1QU LoRE | Red Flag Warning - Large Fires | Vegetation Contact | Aggregated | 2053 | 3.3833e-05 | 193.7699 | 0.0065558 | 2053 | Mitigation | 0.95 | 45 | 0 | esc | 0.00097009 | 3.2821e-08 | 0.00097009 | 3.2821e-08
[79 empty] | WLDFR | HFTD - Distribution - Tier 2 - 5QU CoRE ¦ 3QU LoRE | Red Flag Warning - Catastrophic Fires | 2054 | 1.2891e-09 | 1.2891e-09 | 19462.1283 | 340.5356 | 11757.1413 | 7364.4514 | 0 | 0 | 1.3289e-06 | 2.5089e-05 | 0 | 2.5089e-05 | 2.5089e-05 | 0 | 2.5089e-05 | 0 | 0 | 6.7688e-07 | 0 | 6.7688e-07 | 0 | 3.7097e-06 | 7.4194e-06 | 0 | 7.4194e-06 | [12 empty] | 7.3.3.17.5 (Remote Grid) Updates to grid topology to minimize risk of ignition in HFTDs Remote GridWLDFRVegetation ContactAggregated | WLDFR | HFTD - Distribution - Tier 2 - 2QU CoRE ¦ 1QU LoRE | Red Flag Warning - Large Fires | Vegetation Contact | Aggregated | 2054 | 3.3833e-05 | 193.7699 | 0.0065558 | 2054 | Mitigation | 0.95 | 45 | 0 | esc | 0.00097009 | 3.2821e-08 | 0.00097009 | 3.2821e-08
[79 empty] | WLDFR | HFTD - Distribution - Tier 2 - 5QU CoRE ¦ 3QU LoRE | Red Flag Warning - Catastrophic Fires | 2055 | 1.2891e-09 | 1.2891e-09 | 19462.1283 | 340.5356 | 11757.1413 | 7364.4514 | 0 | 0 | 1.3289e-06 | 2.5089e-05 | 0 | 2.5089e-05 | 2.5089e-05 | 0 | 2.5089e-05 | 0 | 0 | 0 | 0 | 0 | 0 | 3.7097e-06 | 7.4194e-06 | 0 | 7.4194e-06 | [12 empty] | 7.3.3.17.5 (Remote Grid) Updates to grid topology to minimize risk of ignition in HFTDs Remote GridWLDFRVegetation ContactAggregated | WLDFR | HFTD - Distribution - Tier 2 - 2QU CoRE ¦ 1QU LoRE | Red Flag Warning - Large Fires | Vegetation Contact | Aggregated | 2055 | 3.3833e-05 | 193.7699 | 0.0065558 | 2055 | Mitigation | 0.95 | 45 | 0 | esc | 0.00097009 | 3.2821e-08 | 0.00097009 | 3.2821e-08
[79 empty] | WLDFR | HFTD - Distribution - Tier 2 - 5QU CoRE ¦ 3QU LoRE | Red Flag Warning - Catastrophic Fires | 2056 | 1.2891e-09 | 1.2891e-09 | 19462.1283 | 340.5356 | 11757.1413 | 7364.4514 | 0 | 0 | 1.3289e-06 | 2.5089e-05 | 0 | 2.5089e-05 | 2.5089e-05 | 0 | 2.5089e-05 | 0 | 9.7455e-07 | 0 | 0 | 0 | 0 | 3.7097e-06 | 7.4194e-06 | 0 | 7.4194e-06 | [12 empty] | 7.3.3.17.5 (Remote Grid) Updates to grid topology to minimize risk of ignition in HFTDs Remote GridWLDFRVegetation ContactAggregated | WLDFR | HFTD - Distribution - Tier 2 - 2QU CoRE ¦ 1QU LoRE | Red Flag Warning - Large Fires | Vegetation Contact | Aggregated | 2056 | 3.3833e-05 | 193.7699 | 0.0065558 | 2056 | Mitigation | 0.95 | 45 | 0 | esc | 0.00097009 | 3.2821e-08 | 0.00097009 | 3.2821e-08
[79 empty] | WLDFR | HFTD - Distribution - Tier 2 - 5QU CoRE ¦ 3QU LoRE | Red Flag Warning - Catastrophic Fires | 2057 | 1.2891e-09 | 1.2891e-09 | 19462.1283 | 340.5356 | 11757.1413 | 7364.4514 | 0 | 0 | 1.3289e-06 | 2.5089e-05 | 0 | 2.5089e-05 | 2.5089e-05 | 0 | 2.5089e-05 | 0 | 1.0059e-06 | 2.205e-06 | 0 | 2.205e-06 | 0 | 0 | 7.4194e-06 | 0 | 7.4194e-06 | [12 empty] | 7.3.3.17.5 (Remote Grid) Updates to grid topology to minimize risk of ignition in HFTDs Remote GridWLDFRVegetation ContactAggregated | WLDFR | HFTD - Distribution - Tier 2 - 2QU CoRE ¦ 1QU LoRE | Red Flag Warning - Large Fires | Vegetation Contact | Aggregated | 2057 | 3.3833e-05 | 193.7699 | 0.0065558 | 2057 | Mitigation | 0.95 | 45 | 0 | esc | 0.00097009 | 3.2821e-08 | 0.00097009 | 3.2821e-08
[79 empty] | WLDFR | HFTD - Distribution - Tier 2 - 5QU CoRE ¦ 3QU LoRE | Red Flag Warning - Catastrophic Fires | 2058 | 1.2891e-09 | 1.2891e-09 | 20390.4035 | 362.3049 | 12307.8747 | 7720.2238 | 0 | 0 | 1.3289e-06 | 2.6285e-05 | 0 | 2.6285e-05 | 2.6285e-05 | 0 | 2.6285e-05 | 0 | 1.0059e-06 | 2.205e-06 | 0 | 2.205e-06 | 0 | 0 | 0 | 0 | 0 | [12 empty] | 7.3.3.17.5 (Remote Grid) Updates to grid topology to minimize risk of ignition in HFTDs Remote GridWLDFRVegetation ContactAggregated | WLDFR | HFTD - Distribution - Tier 2 - 2QU CoRE ¦ 1QU LoRE | Red Flag Warning - Large Fires | Vegetation Contact | Aggregated | 2058 | 3.3833e-05 | 193.7699 | 0.0065558 | 2058 | Mitigation | 0.95 | 45 | 0 | esc | 0.00097009 | 3.2821e-08 | 0.00097009 | 3.2821e-08
[79 empty] | WLDFR | HFTD - Distribution - Tier 2 - 5QU CoRE ¦ 3QU LoRE | Red Flag Warning - Catastrophic Fires | 2059 | 1.2891e-09 | 1.2891e-09 | 20390.4035 | 362.3049 | 12307.8747 | 7720.2238 | 0 | 0 | 1.3289e-06 | 2.6285e-05 | 0 | 2.6285e-05 | 2.6285e-05 | 0 | 2.6285e-05 | 0 | 1.0059e-06 | 2.205e-06 | 0 | 2.205e-06 | 0 | 0 | 0 | 0 | 0 | [12 empty] | 7.3.3.17.5 (Remote Grid) Updates to grid topology to minimize risk of ignition in HFTDs Remote GridWLDFRVegetation ContactAggregated | WLDFR | HFTD - Distribution - Tier 2 - 2QU CoRE ¦ 1QU LoRE | Red Flag Warning - Large Fires | Vegetation Contact | Aggregated | 2059 | 3.3833e-05 | 193.7699 | 0.0065558 | 2059 | Mitigation | 0.95 | 45 | 0 | esc | 0.00097009 | 3.2821e-08 | 0.00097009 | 3.2821e-08
[79 empty] | WLDFR | HFTD - Distribution - Tier 2 - 5QU CoRE ¦ 3QU LoRE | Red Flag Warning - Catastrophic Fires | 2060 | 1.2891e-09 | 1.2891e-09 | 20390.4035 | 362.3049 | 12307.8747 | 7720.2238 | 0 | 0 | 1.3289e-06 | 2.6285e-05 | 0 | 2.6285e-05 | 2.6285e-05 | 0 | 2.6285e-05 | 0 | 1.0059e-06 | 2.205e-06 | 0 | 2.205e-06 | 0 | 0.0038953 | 0 | 0 | 0 | [12 empty] | 7.3.3.17.5 (Remote Grid) Updates to grid topology to minimize risk of ignition in HFTDs Remote GridWLDFRVegetation ContactAggregated | WLDFR | HFTD - Distribution - Tier 2 - 2QU CoRE ¦ 1QU LoRE | Red Flag Warning - Large Fires | Vegetation Contact | Aggregated | 2060 | 3.3833e-05 | 193.7699 | 0.0065558 | 2060 | Mitigation | 0.95 | 45 | 0 | esc | 0.00097009 | 3.2821e-08 | 0.00097009 | 3.2821e-08
[79 empty] | WLDFR | HFTD - Distribution - Tier 2 - 5QU CoRE ¦ 3QU LoRE | Red Flag Warning - Catastrophic Fires | 2061 | 1.2891e-09 | 1.2891e-09 | 20390.4035 | 362.3049 | 12307.8747 | 7720.2238 | 0 | 0 | 1.3289e-06 | 2.6285e-05 | 0 | 2.6285e-05 | 2.6285e-05 | 0 | 2.6285e-05 | 0 | 1.0059e-06 | 2.205e-06 | 0 | 2.205e-06 | 0 | 0.004038 | 0.0080761 | 0 | 0.0080761 | [12 empty] | 7.3.3.17.5 (Remote Grid) Updates to grid topology to minimize risk of ignition in HFTDs Remote GridWLDFRVegetation ContactAggregated | WLDFR | HFTD - Distribution - Tier 2 - 2QU CoRE ¦ 1QU LoRE | Red Flag Warning - Large Fires | Vegetation Contact | Aggregated | 2061 | 3.3833e-05 | 193.7699 | 0.0065558 | 2061 | Mitigation | 0.95 | 45 | 0 | esc | 0.00097009 | 3.2821e-08 | 0.00097009 | 3.2821e-08
[79 empty] | WLDFR | HFTD - Distribution - Tier 2 - 5QU CoRE ¦ 3QU LoRE | Red Flag Warning - Catastrophic Fires | 2062 | 1.2891e-09 | 1.2891e-09 | 20390.4035 | 362.3049 | 12307.8747 | 7720.2238 | 0 | 0 | 1.3289e-06 | 2.6285e-05 | 0 | 2.6285e-05 | 2.6285e-05 | 0 | 2.6285e-05 | 0 | 1.0459e-06 | 2.2927e-06 | 0 | 2.2927e-06 | 0 | 0.004038 | 0.0080761 | 0 | 0.0080761 | [12 empty] | 7.3.3.17.5 (Remote Grid) Updates to grid topology to minimize risk of ignition in HFTDs Remote GridWLDFRVegetation ContactAggregated | WLDFR | HFTD - Distribution - Tier 2 - 2QU CoRE ¦ 1QU LoRE | Red Flag Warning - Large Fires | Vegetation Contact | Aggregated | 2062 | 3.3833e-05 | 193.7699 | 0.0065558 | 2062 | Mitigation | 0.95 | 45 | 0 | esc | 0.00097009 | 3.2821e-08 | 0.00097009 | 3.2821e-08
[79 empty] | WLDFR | HFTD - Distribution - Tier 2 - 5QU CoRE ¦ 3QU LoRE | Red Flag Warning - Catastrophic Fires | 2063 | 1.2891e-09 | 1.2891e-09 | 21325.9188 | 384.5316 | 12862.0997 | 8079.2876 | 0 | 0 | 1.3289e-06 | 2.7491e-05 | 0 | 2.7491e-05 | 2.7491e-05 | 0 | 2.7491e-05 | 0 | 1.0459e-06 | 2.2927e-06 | 0 | 2.2927e-06 | 0 | 0.004038 | 0.0080761 | 0 | 0.0080761 | [12 empty] | 7.3.3.17.5 (Remote Grid) Updates to grid topology to minimize risk of ignition in HFTDs Remote GridWLDFRVegetation ContactAggregated | WLDFR | HFTD - Distribution - Tier 2 - 2QU CoRE ¦ 1QU LoRE | Red Flag Warning - Large Fires | Vegetation Contact | Aggregated | 2063 | 3.3833e-05 | 193.7699 | 0.0065558 | 2063 | Mitigation | 0.95 | 45 | 0 | esc | 0.00097009 | 3.2821e-08 | 0.00097009 | 3.2821e-08
[79 empty] | WLDFR | HFTD - Distribution - Tier 2 - 5QU CoRE ¦ 3QU LoRE | Red Flag Warning - Catastrophic Fires | 2064 | 1.2891e-09 | 1.2891e-09 | 21325.9188 | 384.5316 | 12862.0997 | 8079.2876 | 0 | 0 | 1.3289e-06 | 2.7491e-05 | 0 | 2.7491e-05 | 2.7491e-05 | 0 | 2.7491e-05 | 0 | 1.0459e-06 | 2.2927e-06 | 0 | 2.2927e-06 | 0 | 0.004038 | 0.0080761 | 0 | 0.0080761 | [12 empty] | 7.3.3.17.5 (Remote Grid) Updates to grid topology to minimize risk of ignition in HFTDs Remote GridWLDFRVegetation ContactAggregated | WLDFR | HFTD - Distribution - Tier 2 - 2QU CoRE ¦ 1QU LoRE | Red Flag Warning - Large Fires | Vegetation Contact | Aggregated | 2064 | 3.3833e-05 | 193.7699 | 0.0065558 | 2064 | Mitigation | 0.95 | 45 | 0 | esc | 0.00097009 | 3.2821e-08 | 0.00097009 | 3.2821e-08
[79 empty] | WLDFR | HFTD - Distribution - Tier 2 - 5QU CoRE ¦ 3QU LoRE | Red Flag Warning - Catastrophic Fires | 2065 | 1.2891e-09 | 1.2891e-09 | 21325.9188 | 384.5316 | 12862.0997 | 8079.2876 | 0 | 0 | 1.3289e-06 | 2.7491e-05 | 0 | 2.7491e-05 | 2.7491e-05 | 0 | 2.7491e-05 | 0 | 1.0459e-06 | 2.2927e-06 | 0 | 2.2927e-06 | 0 | 0.004038 | 0.0080761 | 0 | 0.0080761 | [12 empty] | 7.3.3.17.5 (Remote Grid) Updates to grid topology to minimize risk of ignition in HFTDs Remote GridWLDFRVegetation ContactAggregated | WLDFR | HFTD - Distribution - Tier 2 - 2QU CoRE ¦ 1QU LoRE | Red Flag Warning - Large Fires | Vegetation Contact | Aggregated | 2065 | 3.3833e-05 | 193.7699 | 0.0065558 | 2065 | Mitigation | 0.95 | 45 | 0 | esc | 0.00097009 | 3.2821e-08 | 0.00097009 | 3.2821e-08
[79 empty] | WLDFR | HFTD - Distribution - Tier 2 - 5QU CoRE ¦ 3QU LoRE | Red Flag Warning - Catastrophic Fires | 2066 | 1.2891e-09 | 1.2891e-09 | 21325.9188 | 384.5316 | 12862.0997 | 8079.2876 | 0 | 0 | 1.3289e-06 | 2.7491e-05 | 0 | 2.7491e-05 | 2.7491e-05 | 0 | 2.7491e-05 | 0 | 1.0459e-06 | 2.2927e-06 | 0 | 2.2927e-06 | 0 | 0.0042179 | 0.0084359 | 0 | 0.0084359 | [12 empty] | 7.3.3.17.5 (Remote Grid) Updates to grid topology to minimize risk of ignition in HFTDs Remote GridWLDFRVegetation ContactAggregated | WLDFR | HFTD - Distribution - Tier 2 - 2QU CoRE ¦ 1QU LoRE | Red Flag Warning - Large Fires | Vegetation Contact | Aggregated | 2066 | 3.3833e-05 | 193.7699 | 0.0065558 | 2066 | Mitigation | 0.95 | 45 | 0 | esc | 0.00097009 | 3.2821e-08 | 0.00097009 | 3.2821e-08
[79 empty] | WLDFR | HFTD - Distribution - Tier 2 - 5QU CoRE ¦ 3QU LoRE | Red Flag Warning - Catastrophic Fires | 2067 | 0 | 1.2891e-09 | 21325.9188 | 384.5316 | 12862.0997 | 8079.2876 | 0 | 0 | 1.3289e-06 | 0 | 0 | 0 | 2.7491e-05 | 0 | 2.7491e-05 | 0 | 1.091e-06 | 2.3916e-06 | 0 | 2.3916e-06 | 0 | 0.0042179 | 0.0084359 | 0 | 0.0084359 | [12 empty] | 7.3.3.17.5 (Remote Grid) Updates to grid topology to minimize risk of ignition in HFTDs Remote GridWLDFRVegetation ContactAggregated | WLDFR | HFTD - Distribution - Tier 2 - 2QU CoRE ¦ 1QU LoRE | Red Flag Warning - Large Fires | Vegetation Contact | Aggregated | 2067 | 3.3833e-05 | 193.7699 | 0.0065558 | 2067 | Mitigation | 0.95 | 45 | 0 | esc | 0 | 0 | 0.00097009 | 3.2821e-08
[79 empty] | WLDFR | HFTD - Distribution - Tier 2 - 5QU CoRE ¦ 3QU LoRE | Red Flag Warning - Destructive Fires | 2022 | 2.3353e-10 | 0 | 8807.9522 | 222.2294 | 8585.7228 | 0 | 0 | 0 | 2.4073e-07 | 2.0569e-06 | 0 | 2.0569e-06 | 0 | 0 | 0 | 0 | 1.091e-06 | 2.3916e-06 | 0 | 2.3916e-06 | 0 | 0.0042179 | 0.0084359 | 0 | 0.0084359 | [12 empty] | 7.3.3.17.5 (Remote Grid) Updates to grid topology to minimize risk of ignition in HFTDs Remote GridWLDFRContact from objectAggregated | WLDFR | HFTD - Distribution - Tier 2 - 2QU CoRE ¦ 1QU LoRE | Red Flag Warning - Small Fires | Contact from object | Aggregated | 2022 | 3.9117e-05 | 193.7699 | 0.0075797 | 2022 | Mitigation | 0.95 | 45 | 0 | esc | 0.00097009 | 3.7947e-08 | 0 | 0
[79 empty] | WLDFR | HFTD - Distribution - Tier 2 - 5QU CoRE ¦ 3QU LoRE | Red Flag Warning - Destructive Fires | 2023 | 2.3353e-10 | 2.3353e-10 | 9129.7461 | 233.2301 | 8896.516 | 0 | 0 | 0 | 2.4073e-07 | 2.1321e-06 | 0 | 2.1321e-06 | 2.1321e-06 | 0 | 2.1321e-06 | 0 | 1.091e-06 | 2.3916e-06 | 0 | 2.3916e-06 | 0 | 0.0042179 | 0.0084359 | 0 | 0.0084359 | [12 empty] | 7.3.3.17.5 (Remote Grid) Updates to grid topology to minimize risk of ignition in HFTDs Remote GridWLDFRContact from objectAggregated | WLDFR | HFTD - Distribution - Tier 2 - 2QU CoRE ¦ 1QU LoRE | Red Flag Warning - Small Fires | Contact from object | Aggregated | 2023 | 3.9117e-05 | 193.7699 | 0.0075797 | 2023 | Mitigation | 0.95 | 45 | 0 | esc | 0.00097009 | 3.7947e-08 | 0.00097009 | 3.7947e-08
[79 empty] | WLDFR | HFTD - Distribution - Tier 2 - 5QU CoRE ¦ 3QU LoRE | Red Flag Warning - Destructive Fires | 2024 | 2.3353e-10 | 2.3353e-10 | 9129.7461 | 233.2301 | 8896.516 | 0 | 0 | 0 | 2.4073e-07 | 2.1321e-06 | 0 | 2.1321e-06 | 2.1321e-06 | 0 | 2.1321e-06 | 0 | 1.091e-06 | 2.3916e-06 | 0 | 2.3916e-06 | 0 | 0.0042179 | 0.0084359 | 0 | 0.0084359 | [12 empty] | 7.3.3.17.5 (Remote Grid) Updates to grid topology to minimize risk of ignition in HFTDs Remote GridWLDFRContact from objectAggregated | WLDFR | HFTD - Distribution - Tier 2 - 2QU CoRE ¦ 1QU LoRE | Red Flag Warning - Small Fires | Contact from object | Aggregated | 2024 | 3.9117e-05 | 193.7699 | 0.0075797 | 2024 | Mitigation | 0.95 | 45 | 0 | esc | 0.00097009 | 3.7947e-08 | 0.00097009 | 3.7947e-08
[79 empty] | WLDFR | HFTD - Distribution - Tier 2 - 5QU CoRE ¦ 3QU LoRE | Red Flag Warning - Destructive Fires | 2025 | 2.3353e-10 | 2.3353e-10 | 9129.7461 | 233.2301 | 8896.516 | 0 | 0 | 0 | 2.4073e-07 | 2.1321e-06 | 0 | 2.1321e-06 | 2.1321e-06 | 0 | 2.1321e-06 | 0 | 1.091e-06 | 2.3916e-06 | 0 | 2.3916e-06 | 0 | 0.0044179 | 0.0088358 | 0 | 0.0088358 | [12 empty] | 7.3.3.17.5 (Remote Grid) Updates to grid topology to minimize risk of ignition in HFTDs Remote GridWLDFRContact from objectAggregated | WLDFR | HFTD - Distribution - Tier 2 - 2QU CoRE ¦ 1QU LoRE | Red Flag Warning - Small Fires | Contact from object | Aggregated | 2025 | 3.9117e-05 | 193.7699 | 0.0075797 | 2025 | Mitigation | 0.95 | 45 | 0 | esc | 0.00097009 | 3.7947e-08 | 0.00097009 | 3.7947e-08
[79 empty] | WLDFR | HFTD - Distribution - Tier 2 - 5QU CoRE ¦ 3QU LoRE | Red Flag Warning - Destructive Fires | 2026 | 2.3353e-10 | 2.3353e-10 | 9129.7461 | 233.2301 | 8896.516 | 0 | 0 | 0 | 2.4073e-07 | 2.1321e-06 | 0 | 2.1321e-06 | 2.1321e-06 | 0 | 2.1321e-06 | 0 | 1.1407e-06 | 2.5005e-06 | 0 | 2.5005e-06 | 0 | 0.0044179 | 0.0088358 | 0 | 0.0088358 | [12 empty] | 7.3.3.17.5 (Remote Grid) Updates to grid topology to minimize risk of ignition in HFTDs Remote GridWLDFRContact from objectAggregated | WLDFR | HFTD - Distribution - Tier 2 - 2QU CoRE ¦ 1QU LoRE | Red Flag Warning - Small Fires | Contact from object | Aggregated | 2026 | 3.9117e-05 | 193.7699 | 0.0075797 | 2026 | Mitigation | 0.95 | 45 | 0 | esc | 0.00097009 | 3.7947e-08 | 0.00097009 | 3.7947e-08
[79 empty] | WLDFR | HFTD - Distribution - Tier 2 - 5QU CoRE ¦ 3QU LoRE | Red Flag Warning - Destructive Fires | 2027 | 2.3353e-10 | 2.3353e-10 | 9129.7461 | 233.2301 | 8896.516 | 0 | 0 | 0 | 2.4073e-07 | 2.1321e-06 | 0 | 2.1321e-06 | 2.1321e-06 | 0 | 2.1321e-06 | 0 | 1.1407e-06 | 2.5005e-06 | 0 | 2.5005e-06 | 0 | 0.0044179 | 0.0088358 | 0 | 0.0088358 | [12 empty] | 7.3.3.17.5 (Remote Grid) Updates to grid topology to minimize risk of ignition in HFTDs Remote GridWLDFRContact from objectAggregated | WLDFR | HFTD - Distribution - Tier 2 - 2QU CoRE ¦ 1QU LoRE | Red Flag Warning - Small Fires | Contact from object | Aggregated | 2027 | 3.9117e-05 | 193.7699 | 0.0075797 | 2027 | Mitigation | 0.95 | 45 | 0 | esc | 0.00097009 | 3.7947e-08 | 0.00097009 | 3.7947e-08
[79 empty] | WLDFR | HFTD - Distribution - Tier 2 - 5QU CoRE ¦ 3QU LoRE | Red Flag Warning - Destructive Fires | 2028 | 2.3353e-10 | 2.3353e-10 | 9534.9221 | 247.273 | 9287.6491 | 0 | 0 | 0 | 2.4073e-07 | 2.2267e-06 | 0 | 2.2267e-06 | 2.2267e-06 | 0 | 2.2267e-06 | 0 | 1.1407e-06 | 2.5005e-06 | 0 | 2.5005e-06 | 0 | 0.0044179 | 0.0088358 | 0 | 0.0088358 | [12 empty] | 7.3.3.17.5 (Remote Grid) Updates to grid topology to minimize risk of ignition in HFTDs Remote GridWLDFRContact from objectAggregated | WLDFR | HFTD - Distribution - Tier 2 - 2QU CoRE ¦ 1QU LoRE | Red Flag Warning - Small Fires | Contact from object | Aggregated | 2028 | 3.9117e-05 | 193.7699 | 0.0075797 | 2028 | Mitigation | 0.95 | 45 | 0 | esc | 0.00097009 | 3.7947e-08 | 0.00097009 | 3.7947e-08
[79 empty] | WLDFR | HFTD - Distribution - Tier 2 - 5QU CoRE ¦ 3QU LoRE | Red Flag Warning - Destructive Fires | 2029 | 2.3353e-10 | 2.3353e-10 | 9534.9221 | 247.273 | 9287.6491 | 0 | 0 | 0 | 2.4073e-07 | 2.2267e-06 | 0 | 2.2267e-06 | 2.2267e-06 | 0 | 2.2267e-06 | 0 | 1.1407e-06 | 2.5005e-06 | 0 | 2.5005e-06 | 0 | 0.0044179 | 0.0088358 | 0 | 0.0088358 | [12 empty] | 7.3.3.17.5 (Remote Grid) Updates to grid topology to minimize risk of ignition in HFTDs Remote GridWLDFRContact from objectAggregated | WLDFR | HFTD - Distribution - Tier 2 - 2QU CoRE ¦ 1QU LoRE | Red Flag Warning - Small Fires | Contact from object | Aggregated | 2029 | 3.9117e-05 | 193.7699 | 0.0075797 | 2029 | Mitigation | 0.95 | 45 | 0 | esc | 0.00097009 | 3.7947e-08 | 0.00097009 | 3.7947e-08
[79 empty] | WLDFR | HFTD - Distribution - Tier 2 - 5QU CoRE ¦ 3QU LoRE | Red Flag Warning - Destructive Fires | 2030 | 2.3353e-10 | 2.3353e-10 | 9534.9221 | 247.273 | 9287.6491 | 0 | 0 | 0 | 2.4073e-07 | 2.2267e-06 | 0 | 2.2267e-06 | 2.2267e-06 | 0 | 2.2267e-06 | 0 | 1.1407e-06 | 2.5005e-06 | 0 | 2.5005e-06 | 0 | 0.0046349 | 0.0092699 | 0 | 0.0092699 | [12 empty] | 7.3.3.17.5 (Remote Grid) Updates to grid topology to minimize risk of ignition in HFTDs Remote GridWLDFRContact from objectAggregated | WLDFR | HFTD - Distribution - Tier 2 - 2QU CoRE ¦ 1QU LoRE | Red Flag Warning - Small Fires | Contact from object | Aggregated | 2030 | 3.9117e-05 | 193.7699 | 0.0075797 | 2030 | Mitigation | 0.95 | 45 | 0 | esc | 0.00097009 | 3.7947e-08 | 0.00097009 | 3.7947e-08
[79 empty] | WLDFR | HFTD - Distribution - Tier 2 - 5QU CoRE ¦ 3QU LoRE | Red Flag Warning - Destructive Fires | 2031 | 2.3353e-10 | 2.3353e-10 | 9534.9221 | 247.273 | 9287.6491 | 0 | 0 | 0 | 2.4073e-07 | 2.2267e-06 | 0 | 2.2267e-06 | 2.2267e-06 | 0 | 2.2267e-06 | 0 | 1.1945e-06 | 2.6185e-06 | 0 | 2.6185e-06 | 0 | 0.0046349 | 0.0092699 | 0 | 0.0092699 | [12 empty] | 7.3.3.17.5 (Remote Grid) Updates to grid topology to minimize risk of ignition in HFTDs Remote GridWLDFRContact from objectAggregated | WLDFR | HFTD - Distribution - Tier 2 - 2QU CoRE ¦ 1QU LoRE | Red Flag Warning - Small Fires | Contact from object | Aggregated | 2031 | 3.9117e-05 | 193.7699 | 0.0075797 | 2031 | Mitigation | 0.95 | 45 | 0 | esc | 0.00097009 | 3.7947e-08 | 0.00097009 | 3.7947e-08
[79 empty] | WLDFR | HFTD - Distribution - Tier 2 - 5QU CoRE ¦ 3QU LoRE | Red Flag Warning - Destructive Fires | 2032 | 2.3353e-10 | 2.3353e-10 | 9534.9221 | 247.273 | 9287.6491 | 0 | 0 | 0 | 2.4073e-07 | 2.2267e-06 | 0 | 2.2267e-06 | 2.2267e-06 | 0 | 2.2267e-06 | 0 | 1.1945e-06 | 2.6185e-06 | 0 | 2.6185e-06 | 0 | 0.0046349 | 0.0092699 | 0 | 0.0092699 | [12 empty] | 7.3.3.17.5 (Remote Grid) Updates to grid topology to minimize risk of ignition in HFTDs Remote GridWLDFRContact from objectAggregated | WLDFR | HFTD - Distribution - Tier 2 - 2QU CoRE ¦ 1QU LoRE | Red Flag Warning - Small Fires | Contact from object | Aggregated | 2032 | 3.9117e-05 | 193.7699 | 0.0075797 | 2032 | Mitigation | 0.95 | 45 | 0 | esc | 0.00097009 | 3.7947e-08 | 0.00097009 | 3.7947e-08
[79 empty] | WLDFR | HFTD - Distribution - Tier 2 - 5QU CoRE ¦ 3QU LoRE | Red Flag Warning - Destructive Fires | 2033 | 2.3353e-10 | 2.3353e-10 | 9984.8474 | 263.1074 | 9721.74 | 0 | 0 | 0 | 2.4073e-07 | 2.3317e-06 | 0 | 2.3317e-06 | 2.3317e-06 | 0 | 2.3317e-06 | 0 | 1.1945e-06 | 2.6185e-06 | 0 | 2.6185e-06 | 0 | 0.0046349 | 0.0092699 | 0 | 0.0092699 | [12 empty] | 7.3.3.17.5 (Remote Grid) Updates to grid topology to minimize risk of ignition in HFTDs Remote GridWLDFRContact from objectAggregated | WLDFR | HFTD - Distribution - Tier 2 - 2QU CoRE ¦ 1QU LoRE | Red Flag Warning - Small Fires | Contact from object | Aggregated | 2033 | 3.9117e-05 | 193.7699 | 0.0075797 | 2033 | Mitigation | 0.95 | 45 | 0 | esc | 0.00097009 | 3.7947e-08 | 0.00097009 | 3.7947e-08
[79 empty] | WLDFR | HFTD - Distribution - Tier 2 - 5QU CoRE ¦ 3QU LoRE | Red Flag Warning - Destructive Fires | 2034 | 2.3353e-10 | 2.3353e-10 | 9984.8474 | 263.1074 | 9721.74 | 0 | 0 | 0 | 2.4073e-07 | 2.3317e-06 | 0 | 2.3317e-06 | 2.3317e-06 | 0 | 2.3317e-06 | 0 | 1.1945e-06 | 2.6185e-06 | 0 | 2.6185e-06 | 0 | 0.0046349 | 0.0092699 | 0 | 0.0092699 | [12 empty] | 7.3.3.17.5 (Remote Grid) Updates to grid topology to minimize risk of ignition in HFTDs Remote GridWLDFRContact from objectAggregated | WLDFR | HFTD - Distribution - Tier 2 - 2QU CoRE ¦ 1QU LoRE | Red Flag Warning - Small Fires | Contact from object | Aggregated | 2034 | 3.9117e-05 | 193.7699 | 0.0075797 | 2034 | Mitigation | 0.95 | 45 | 0 | esc | 0.00097009 | 3.7947e-08 | 0.00097009 | 3.7947e-08
[79 empty] | WLDFR | HFTD - Distribution - Tier 2 - 5QU CoRE ¦ 3QU LoRE | Red Flag Warning - Destructive Fires | 2035 | 2.3353e-10 | 2.3353e-10 | 9984.8474 | 263.1074 | 9721.74 | 0 | 0 | 0 | 2.4073e-07 | 2.3317e-06 | 0 | 2.3317e-06 | 2.3317e-06 | 0 | 2.3317e-06 | 0 | 1.1945e-06 | 2.6185e-06 | 0 | 2.6185e-06 | 0 | 0.0048662 | 0.0097323 | 0 | 0.0097323 | [12 empty] | 7.3.3.17.5 (Remote Grid) Updates to grid topology to minimize risk of ignition in HFTDs Remote GridWLDFRContact from objectAggregated | WLDFR | HFTD - Distribution - Tier 2 - 2QU CoRE ¦ 1QU LoRE | Red Flag Warning - Small Fires | Contact from object | Aggregated | 2035 | 3.9117e-05 | 193.7699 | 0.0075797 | 2035 | Mitigation | 0.95 | 45 | 0 | esc | 0.00097009 | 3.7947e-08 | 0.00097009 | 3.7947e-08
[79 empty] | WLDFR | HFTD - Distribution - Tier 2 - 5QU CoRE ¦ 3QU LoRE | Red Flag Warning - Destructive Fires | 2036 | 2.3353e-10 | 2.3353e-10 | 9984.8474 | 263.1074 | 9721.74 | 0 | 0 | 0 | 2.4073e-07 | 2.3317e-06 | 0 | 2.3317e-06 | 2.3317e-06 | 0 | 2.3317e-06 | 0 | 1.2519e-06 | 2.7442e-06 | 0 | 2.7442e-06 | 0 | 0.0048662 | 0.0097323 | 0 | 0.0097323 | [12 empty] | 7.3.3.17.5 (Remote Grid) Updates to grid topology to minimize risk of ignition in HFTDs Remote GridWLDFRContact from objectAggregated | WLDFR | HFTD - Distribution - Tier 2 - 2QU CoRE ¦ 1QU LoRE | Red Flag Warning - Small Fires | Contact from object | Aggregated | 2036 | 3.9117e-05 | 193.7699 | 0.0075797 | 2036 | Mitigation | 0.95 | 45 | 0 | esc | 0.00097009 | 3.7947e-08 | 0.00097009 | 3.7947e-08
[79 empty] | WLDFR | HFTD - Distribution - Tier 2 - 5QU CoRE ¦ 3QU LoRE | Red Flag Warning - Destructive Fires | 2037 | 2.3353e-10 | 2.3353e-10 | 9984.8474 | 263.1074 | 9721.74 | 0 | 0 | 0 | 2.4073e-07 | 2.3317e-06 | 0 | 2.3317e-06 | 2.3317e-06 | 0 | 2.3317e-06 | 0 | 1.2519e-06 | 2.7442e-06 | 0 | 2.7442e-06 | 0 | 0.0048662 | 0.0097323 | 0 | 0.0097323 | [12 empty] | 7.3.3.17.5 (Remote Grid) Updates to grid topology to minimize risk of ignition in HFTDs Remote GridWLDFRContact from objectAggregated | WLDFR | HFTD - Distribution - Tier 2 - 2QU CoRE ¦ 1QU LoRE | Red Flag Warning - Small Fires | Contact from object | Aggregated | 2037 | 3.9117e-05 | 193.7699 | 0.0075797 | 2037 | Mitigation | 0.95 | 45 | 0 | esc | 0.00097009 | 3.7947e-08 | 0.00097009 | 3.7947e-08
[79 empty] | WLDFR | HFTD - Distribution - Tier 2 - 5QU CoRE ¦ 3QU LoRE | Red Flag Warning - Destructive Fires | 2038 | 2.3353e-10 | 2.3353e-10 | 10472.8261 | 280.5544 | 10192.2718 | 0 | 0 | 0 | 2.4073e-07 | 2.4457e-06 | 0 | 2.4457e-06 | 2.4457e-06 | 0 | 2.4457e-06 | 0 | 1.2519e-06 | 2.7442e-06 | 0 | 2.7442e-06 | 0 | 0.0048662 | 0.0097323 | 0 | 0.0097323 | [12 empty] | 7.3.3.17.5 (Remote Grid) Updates to grid topology to minimize risk of ignition in HFTDs Remote GridWLDFRContact from objectAggregated | WLDFR | HFTD - Distribution - Tier 2 - 2QU CoRE ¦ 1QU LoRE | Red Flag Warning - Small Fires | Contact from object | Aggregated | 2038 | 3.9117e-05 | 193.7699 | 0.0075797 | 2038 | Mitigation | 0.95 | 45 | 0 | esc | 0.00097009 | 3.7947e-08 | 0.00097009 | 3.7947e-08
[79 empty] | WLDFR | HFTD - Distribution - Tier 2 - 5QU CoRE ¦ 3QU LoRE | Red Flag Warning - Destructive Fires | 2039 | 2.3353e-10 | 2.3353e-10 | 10472.8261 | 280.5544 | 10192.2718 | 0 | 0 | 0 | 2.4073e-07 | 2.4457e-06 | 0 | 2.4457e-06 | 2.4457e-06 | 0 | 2.4457e-06 | 0 | 1.2519e-06 | 2.7442e-06 | 0 | 2.7442e-06 | 0 | 0.0048662 | 0.0097323 | 0 | 0.0097323 | [12 empty] | 7.3.3.17.5 (Remote Grid) Updates to grid topology to minimize risk of ignition in HFTDs Remote GridWLDFRContact from objectAggregated | WLDFR | HFTD - Distribution - Tier 2 - 2QU CoRE ¦ 1QU LoRE | Red Flag Warning - Small Fires | Contact from object | Aggregated | 2039 | 3.9117e-05 | 193.7699 | 0.0075797 | 2039 | Mitigation | 0.95 | 45 | 0 | esc | 0.00097009 | 3.7947e-08 | 0.00097009 | 3.7947e-08
[79 empty] | WLDFR | HFTD - Distribution - Tier 2 - 5QU CoRE ¦ 3QU LoRE | Red Flag Warning - Destructive Fires | 2040 | 2.3353e-10 | 2.3353e-10 | 10472.8261 | 280.5544 | 10192.2718 | 0 | 0 | 0 | 2.4073e-07 | 2.4457e-06 | 0 | 2.4457e-06 | 2.4457e-06 | 0 | 2.4457e-06 | 0 | 1.2519e-06 | 2.7442e-06 | 0 | 2.7442e-06 | 0 | 0.0051085 | 0.010217 | 0 | 0.010217 | [12 empty] | 7.3.3.17.5 (Remote Grid) Updates to grid topology to minimize risk of ignition in HFTDs Remote GridWLDFRContact from objectAggregated | WLDFR | HFTD - Distribution - Tier 2 - 2QU CoRE ¦ 1QU LoRE | Red Flag Warning - Small Fires | Contact from object | Aggregated | 2040 | 3.9117e-05 | 193.7699 | 0.0075797 | 2040 | Mitigation | 0.95 | 45 | 0 | esc | 0.00097009 | 3.7947e-08 | 0.00097009 | 3.7947e-08
[79 empty] | WLDFR | HFTD - Distribution - Tier 2 - 5QU CoRE ¦ 3QU LoRE | Red Flag Warning - Destructive Fires | 2041 | 2.3353e-10 | 2.3353e-10 | 10472.8261 | 280.5544 | 10192.2718 | 0 | 0 | 0 | 2.4073e-07 | 2.4457e-06 | 0 | 2.4457e-06 | 2.4457e-06 | 0 | 2.4457e-06 | 0 | 1.3123e-06 | 2.8765e-06 | 0 | 2.8765e-06 | 0 | 0.0051085 | 0.010217 | 0 | 0.010217 | [12 empty] | 7.3.3.17.5 (Remote Grid) Updates to grid topology to minimize risk of ignition in HFTDs Remote GridWLDFRContact from objectAggregated | WLDFR | HFTD - Distribution - Tier 2 - 2QU CoRE ¦ 1QU LoRE | Red Flag Warning - Small Fires | Contact from object | Aggregated | 2041 | 3.9117e-05 | 193.7699 | 0.0075797 | 2041 | Mitigation | 0.95 | 45 | 0 | esc | 0.00097009 | 3.7947e-08 | 0.00097009 | 3.7947e-08
[79 empty] | WLDFR | HFTD - Distribution - Tier 2 - 5QU CoRE ¦ 3QU LoRE | Red Flag Warning - Destructive Fires | 2042 | 2.3353e-10 | 2.3353e-10 | 10472.8261 | 280.5544 | 10192.2718 | 0 | 0 | 0 | 2.4073e-07 | 2.4457e-06 | 0 | 2.4457e-06 | 2.4457e-06 | 0 | 2.4457e-06 | 0 | 1.3123e-06 | 2.8765e-06 | 0 | 2.8765e-06 | 0 | 0.0051085 | 0.010217 | 0 | 0.010217 | [12 empty] | 7.3.3.17.5 (Remote Grid) Updates to grid topology to minimize risk of ignition in HFTDs Remote GridWLDFRContact from objectAggregated | WLDFR | HFTD - Distribution - Tier 2 - 2QU CoRE ¦ 1QU LoRE | Red Flag Warning - Small Fires | Contact from object | Aggregated | 2042 | 3.9117e-05 | 193.7699 | 0.0075797 | 2042 | Mitigation | 0.95 | 45 | 0 | esc | 0.00097009 | 3.7947e-08 | 0.00097009 | 3.7947e-08
[79 empty] | WLDFR | HFTD - Distribution - Tier 2 - 5QU CoRE ¦ 3QU LoRE | Red Flag Warning - Destructive Fires | 2043 | 2.3353e-10 | 2.3353e-10 | 10992.1562 | 299.42 | 10692.7362 | 0 | 0 | 0 | 2.4073e-07 | 2.567e-06 | 0 | 2.567e-06 | 2.567e-06 | 0 | 2.567e-06 | 0 | 1.3123e-06 | 2.8765e-06 | 0 | 2.8765e-06 | 0 | 0.0051085 | 0.010217 | 0 | 0.010217 | [12 empty] | 7.3.3.17.5 (Remote Grid) Updates to grid topology to minimize risk of ignition in HFTDs Remote GridWLDFRContact from objectAggregated | WLDFR | HFTD - Distribution - Tier 2 - 2QU CoRE ¦ 1QU LoRE | Red Flag Warning - Small Fires | Contact from object | Aggregated | 2043 | 3.9117e-05 | 193.7699 | 0.0075797 | 2043 | Mitigation | 0.95 | 45 | 0 | esc | 0.00097009 | 3.7947e-08 | 0.00097009 | 3.7947e-08
[79 empty] | WLDFR | HFTD - Distribution - Tier 2 - 5QU CoRE ¦ 3QU LoRE | Red Flag Warning - Destructive Fires | 2044 | 2.3353e-10 | 2.3353e-10 | 10992.1562 | 299.42 | 10692.7362 | 0 | 0 | 0 | 2.4073e-07 | 2.567e-06 | 0 | 2.567e-06 | 2.567e-06 | 0 | 2.567e-06 | 0 | 1.3123e-06 | 2.8765e-06 | 0 | 2.8765e-06 | 0 | 0 | 0.010217 | 0 | 0.010217 | [12 empty] | 7.3.3.17.5 (Remote Grid) Updates to grid topology to minimize risk of ignition in HFTDs Remote GridWLDFRContact from objectAggregated | WLDFR | HFTD - Distribution - Tier 2 - 2QU CoRE ¦ 1QU LoRE | Red Flag Warning - Small Fires | Contact from object | Aggregated | 2044 | 3.9117e-05 | 193.7699 | 0.0075797 | 2044 | Mitigation | 0.95 | 45 | 0 | esc | 0.00097009 | 3.7947e-08 | 0.00097009 | 3.7947e-08
[79 empty] | WLDFR | HFTD - Distribution - Tier 2 - 5QU CoRE ¦ 3QU LoRE | Red Flag Warning - Destructive Fires | 2045 | 2.3353e-10 | 2.3353e-10 | 10992.1562 | 299.42 | 10692.7362 | 0 | 0 | 0 | 2.4073e-07 | 2.567e-06 | 0 | 2.567e-06 | 2.567e-06 | 0 | 2.567e-06 | 0 | 1.3123e-06 | 2.8765e-06 | 0 | 2.8765e-06 | 0 | 0 | 0 | 0 | 0 | [12 empty] | 7.3.3.17.5 (Remote Grid) Updates to grid topology to minimize risk of ignition in HFTDs Remote GridWLDFRContact from objectAggregated | WLDFR | HFTD - Distribution - Tier 2 - 2QU CoRE ¦ 1QU LoRE | Red Flag Warning - Small Fires | Contact from object | Aggregated | 2045 | 3.9117e-05 | 193.7699 | 0.0075797 | 2045 | Mitigation | 0.95 | 45 | 0 | esc | 0.00097009 | 3.7947e-08 | 0.00097009 | 3.7947e-08
[79 empty] | WLDFR | HFTD - Distribution - Tier 2 - 5QU CoRE ¦ 3QU LoRE | Red Flag Warning - Destructive Fires | 2046 | 2.3353e-10 | 2.3353e-10 | 10992.1562 | 299.42 | 10692.7362 | 0 | 0 | 0 | 2.4073e-07 | 2.567e-06 | 0 | 2.567e-06 | 2.567e-06 | 0 | 2.567e-06 | 0 | 1.3749e-06 | 3.0138e-06 | 0 | 3.0138e-06 | 0 | 0 | 0 | 0 | 0 | [12 empty] | 7.3.3.17.5 (Remote Grid) Updates to grid topology to minimize risk of ignition in HFTDs Remote GridWLDFRContact from objectAggregated | WLDFR | HFTD - Distribution - Tier 2 - 2QU CoRE ¦ 1QU LoRE | Red Flag Warning - Small Fires | Contact from object | Aggregated | 2046 | 3.9117e-05 | 193.7699 | 0.0075797 | 2046 | Mitigation | 0.95 | 45 | 0 | esc | 0.00097009 | 3.7947e-08 | 0.00097009 | 3.7947e-08
[79 empty] | WLDFR | HFTD - Distribution - Tier 2 - 5QU CoRE ¦ 3QU LoRE | Red Flag Warning - Destructive Fires | 2047 | 2.3353e-10 | 2.3353e-10 | 10992.1562 | 299.42 | 10692.7362 | 0 | 0 | 0 | 2.4073e-07 | 2.567e-06 | 0 | 2.567e-06 | 2.567e-06 | 0 | 2.567e-06 | 0 | 1.3749e-06 | 3.0138e-06 | 0 | 3.0138e-06 | 0 | 0.0004031 | 0 | 0 | 0 | [12 empty] | 7.3.3.17.5 (Remote Grid) Updates to grid topology to minimize risk of ignition in HFTDs Remote GridWLDFRContact from objectAggregated | WLDFR | HFTD - Distribution - Tier 2 - 2QU CoRE ¦ 1QU LoRE | Red Flag Warning - Small Fires | Contact from object | Aggregated | 2047 | 3.9117e-05 | 193.7699 | 0.0075797 | 2047 | Mitigation | 0.95 | 45 | 0 | esc | 0.00097009 | 3.7947e-08 | 0.00097009 | 3.7947e-08
[79 empty] | WLDFR | HFTD - Distribution - Tier 2 - 5QU CoRE ¦ 3QU LoRE | Red Flag Warning - Destructive Fires | 2048 | 2.3353e-10 | 2.3353e-10 | 11536.0538 | 319.4911 | 11216.5626 | 0 | 0 | 0 | 2.4073e-07 | 2.694e-06 | 0 | 2.694e-06 | 2.694e-06 | 0 | 2.694e-06 | 0 | 1.3749e-06 | 3.0138e-06 | 0 | 3.0138e-06 | 0 | 0.00041782 | 0.00083565 | 0 | 0.00083565 | [12 empty] | 7.3.3.17.5 (Remote Grid) Updates to grid topology to minimize risk of ignition in HFTDs Remote GridWLDFRContact from objectAggregated | WLDFR | HFTD - Distribution - Tier 2 - 2QU CoRE ¦ 1QU LoRE | Red Flag Warning - Small Fires | Contact from object | Aggregated | 2048 | 3.9117e-05 | 193.7699 | 0.0075797 | 2048 | Mitigation | 0.95 | 45 | 0 | esc | 0.00097009 | 3.7947e-08 | 0.00097009 | 3.7947e-08
[79 empty] | WLDFR | HFTD - Distribution - Tier 2 - 5QU CoRE ¦ 3QU LoRE | Red Flag Warning - Destructive Fires | 2049 | 2.3353e-10 | 2.3353e-10 | 11536.0538 | 319.4911 | 11216.5626 | 0 | 0 | 0 | 2.4073e-07 | 2.694e-06 | 0 | 2.694e-06 | 2.694e-06 | 0 | 2.694e-06 | 0 | 1.3749e-06 | 3.0138e-06 | 0 | 3.0138e-06 | 0 | 0.00041782 | 0.00083565 | 0 | 0.00083565 | [12 empty] | 7.3.3.17.5 (Remote Grid) Updates to grid topology to minimize risk of ignition in HFTDs Remote GridWLDFRContact from objectAggregated | WLDFR | HFTD - Distribution - Tier 2 - 2QU CoRE ¦ 1QU LoRE | Red Flag Warning - Small Fires | Contact from object | Aggregated | 2049 | 3.9117e-05 | 193.7699 | 0.0075797 | 2049 | Mitigation | 0.95 | 45 | 0 | esc | 0.00097009 | 3.7947e-08 | 0.00097009 | 3.7947e-08
[79 empty] | WLDFR | HFTD - Distribution - Tier 2 - 5QU CoRE ¦ 3QU LoRE | Red Flag Warning - Destructive Fires | 2050 | 2.3353e-10 | 2.3353e-10 | 11536.0538 | 319.4911 | 11216.5626 | 0 | 0 | 0 | 2.4073e-07 | 2.694e-06 | 0 | 2.694e-06 | 2.694e-06 | 0 | 2.694e-06 | 0 | 1.3749e-06 | 3.0138e-06 | 0 | 3.0138e-06 | 0 | 0.00041782 | 0.00083565 | 0 | 0.00083565 | [12 empty] | 7.3.3.17.5 (Remote Grid) Updates to grid topology to minimize risk of ignition in HFTDs Remote GridWLDFRContact from objectAggregated | WLDFR | HFTD - Distribution - Tier 2 - 2QU CoRE ¦ 1QU LoRE | Red Flag Warning - Small Fires | Contact from object | Aggregated | 2050 | 3.9117e-05 | 193.7699 | 0.0075797 | 2050 | Mitigation | 0.95 | 45 | 0 | esc | 0.00097009 | 3.7947e-08 | 0.00097009 | 3.7947e-08
[79 empty] | WLDFR | HFTD - Distribution - Tier 2 - 5QU CoRE ¦ 3QU LoRE | Red Flag Warning - Destructive Fires | 2051 | 2.3353e-10 | 2.3353e-10 | 11536.0538 | 319.4911 | 11216.5626 | 0 | 0 | 0 | 2.4073e-07 | 2.694e-06 | 0 | 2.694e-06 | 2.694e-06 | 0 | 2.694e-06 | 0 | 1.4392e-06 | 3.1547e-06 | 0 | 3.1547e-06 | 0 | 0.00041782 | 0.00083565 | 0 | 0.00083565 | [12 empty] | 7.3.3.17.5 (Remote Grid) Updates to grid topology to minimize risk of ignition in HFTDs Remote GridWLDFRContact from objectAggregated | WLDFR | HFTD - Distribution - Tier 2 - 2QU CoRE ¦ 1QU LoRE | Red Flag Warning - Small Fires | Contact from object | Aggregated | 2051 | 3.9117e-05 | 193.7699 | 0.0075797 | 2051 | Mitigation | 0.95 | 45 | 0 | esc | 0.00097009 | 3.7947e-08 | 0.00097009 | 3.7947e-08
[79 empty] | WLDFR | HFTD - Distribution - Tier 2 - 5QU CoRE ¦ 3QU LoRE | Red Flag Warning - Destructive Fires | 2052 | 2.3353e-10 | 2.3353e-10 | 11536.0538 | 319.4911 | 11216.5626 | 0 | 0 | 0 | 2.4073e-07 | 2.694e-06 | 0 | 2.694e-06 | 2.694e-06 | 0 | 2.694e-06 | 0 | 1.4392e-06 | 3.1547e-06 | 0 | 3.1547e-06 | 0 | 0.00041782 | 0.00083565 | 0 | 0.00083565 | [12 empty] | 7.3.3.17.5 (Remote Grid) Updates to grid topology to minimize risk of ignition in HFTDs Remote GridWLDFRContact from objectAggregated | WLDFR | HFTD - Distribution - Tier 2 - 2QU CoRE ¦ 1QU LoRE | Red Flag Warning - Small Fires | Contact from object | Aggregated | 2052 | 3.9117e-05 | 193.7699 | 0.0075797 | 2052 | Mitigation | 0.95 | 45 | 0 | esc | 0.00097009 | 3.7947e-08 | 0.00097009 | 3.7947e-08
[79 empty] | WLDFR | HFTD - Distribution - Tier 2 - 5QU CoRE ¦ 3QU LoRE | Red Flag Warning - Destructive Fires | 2053 | 2.3353e-10 | 2.3353e-10 | 12097.6769 | 340.5356 | 11757.1413 | 0 | 0 | 0 | 2.4073e-07 | 2.8251e-06 | 0 | 2.8251e-06 | 2.8251e-06 | 0 | 2.8251e-06 | 0 | 1.4392e-06 | 3.1547e-06 | 0 | 3.1547e-06 | 0 | 0.00043637 | 0.00087273 | 0 | 0.00087273 | [12 empty] | 7.3.3.17.5 (Remote Grid) Updates to grid topology to minimize risk of ignition in HFTDs Remote GridWLDFRContact from objectAggregated | WLDFR | HFTD - Distribution - Tier 2 - 2QU CoRE ¦ 1QU LoRE | Red Flag Warning - Small Fires | Contact from object | Aggregated | 2053 | 3.9117e-05 | 193.7699 | 0.0075797 | 2053 | Mitigation | 0.95 | 45 | 0 | esc | 0.00097009 | 3.7947e-08 | 0.00097009 | 3.7947e-08
[79 empty] | WLDFR | HFTD - Distribution - Tier 2 - 5QU CoRE ¦ 3QU LoRE | Red Flag Warning - Destructive Fires | 2054 | 2.3353e-10 | 2.3353e-10 | 12097.6769 | 340.5356 | 11757.1413 | 0 | 0 | 0 | 2.4073e-07 | 2.8251e-06 | 0 | 2.8251e-06 | 2.8251e-06 | 0 | 2.8251e-06 | 0 | 1.4392e-06 | 3.1547e-06 | 0 | 3.1547e-06 | 0 | 0.00043637 | 0.00087273 | 0 | 0.00087273 | [12 empty] | 7.3.3.17.5 (Remote Grid) Updates to grid topology to minimize risk of ignition in HFTDs Remote GridWLDFRContact from objectAggregated | WLDFR | HFTD - Distribution - Tier 2 - 2QU CoRE ¦ 1QU LoRE | Red Flag Warning - Small Fires | Contact from object | Aggregated | 2054 | 3.9117e-05 | 193.7699 | 0.0075797 | 2054 | Mitigation | 0.95 | 45 | 0 | esc | 0.00097009 | 3.7947e-08 | 0.00097009 | 3.7947e-08
[79 empty] | WLDFR | HFTD - Distribution - Tier 2 - 5QU CoRE ¦ 3QU LoRE | Red Flag Warning - Destructive Fires | 2055 | 2.3353e-10 | 2.3353e-10 | 12097.6769 | 340.5356 | 11757.1413 | 0 | 0 | 0 | 2.4073e-07 | 2.8251e-06 | 0 | 2.8251e-06 | 2.8251e-06 | 0 | 2.8251e-06 | 0 | 1.4392e-06 | 3.1547e-06 | 0 | 3.1547e-06 | 0 | 0.00043637 | 0.00087273 | 0 | 0.00087273 | [12 empty] | 7.3.3.17.5 (Remote Grid) Updates to grid topology to minimize risk of ignition in HFTDs Remote GridWLDFRContact from objectAggregated | WLDFR | HFTD - Distribution - Tier 2 - 2QU CoRE ¦ 1QU LoRE | Red Flag Warning - Small Fires | Contact from object | Aggregated | 2055 | 3.9117e-05 | 193.7699 | 0.0075797 | 2055 | Mitigation | 0.95 | 45 | 0 | esc | 0.00097009 | 3.7947e-08 | 0.00097009 | 3.7947e-08
[79 empty] | WLDFR | HFTD - Distribution - Tier 2 - 5QU CoRE ¦ 3QU LoRE | Red Flag Warning - Destructive Fires | 2056 | 2.3353e-10 | 2.3353e-10 | 12097.6769 | 340.5356 | 11757.1413 | 0 | 0 | 0 | 2.4073e-07 | 2.8251e-06 | 0 | 2.8251e-06 | 2.8251e-06 | 0 | 2.8251e-06 | 0 | 1.5042e-06 | 3.2973e-06 | 0 | 3.2973e-06 | 0 | 0.00043637 | 0.00087273 | 0 | 0.00087273 | [12 empty] | 7.3.3.17.5 (Remote Grid) Updates to grid topology to minimize risk of ignition in HFTDs Remote GridWLDFRContact from objectAggregated | WLDFR | HFTD - Distribution - Tier 2 - 2QU CoRE ¦ 1QU LoRE | Red Flag Warning - Small Fires | Contact from object | Aggregated | 2056 | 3.9117e-05 | 193.7699 | 0.0075797 | 2056 | Mitigation | 0.95 | 45 | 0 | esc | 0.00097009 | 3.7947e-08 | 0.00097009 | 3.7947e-08
[79 empty] | WLDFR | HFTD - Distribution - Tier 2 - 5QU CoRE ¦ 3QU LoRE | Red Flag Warning - Destructive Fires | 2057 | 2.3353e-10 | 2.3353e-10 | 12097.6769 | 340.5356 | 11757.1413 | 0 | 0 | 0 | 2.4073e-07 | 2.8251e-06 | 0 | 2.8251e-06 | 2.8251e-06 | 0 | 2.8251e-06 | 0 | 1.5042e-06 | 3.2973e-06 | 0 | 3.2973e-06 | 0 | 0.00043637 | 0.00087273 | 0 | 0.00087273 | [12 empty] | 7.3.3.17.5 (Remote Grid) Updates to grid topology to minimize risk of ignition in HFTDs Remote GridWLDFRContact from objectAggregated | WLDFR | HFTD - Distribution - Tier 2 - 2QU CoRE ¦ 1QU LoRE | Red Flag Warning - Small Fires | Contact from object | Aggregated | 2057 | 3.9117e-05 | 193.7699 | 0.0075797 | 2057 | Mitigation | 0.95 | 45 | 0 | esc | 0.00097009 | 3.7947e-08 | 0.00097009 | 3.7947e-08
[79 empty] | WLDFR | HFTD - Distribution - Tier 2 - 5QU CoRE ¦ 3QU LoRE | Red Flag Warning - Destructive Fires | 2058 | 2.3353e-10 | 2.3353e-10 | 12670.1796 | 362.3049 | 12307.8747 | 0 | 0 | 0 | 2.4073e-07 | 2.9588e-06 | 0 | 2.9588e-06 | 2.9588e-06 | 0 | 2.9588e-06 | 0 | 1.5042e-06 | 3.2973e-06 | 0 | 3.2973e-06 | 0 | 0.00045696 | 0.00091391 | 0 | 0.00091391 | [12 empty] | 7.3.3.17.5 (Remote Grid) Updates to grid topology to minimize risk of ignition in HFTDs Remote GridWLDFRContact from objectAggregated | WLDFR | HFTD - Distribution - Tier 2 - 2QU CoRE ¦ 1QU LoRE | Red Flag Warning - Small Fires | Contact from object | Aggregated | 2058 | 3.9117e-05 | 193.7699 | 0.0075797 | 2058 | Mitigation | 0.95 | 45 | 0 | esc | 0.00097009 | 3.7947e-08 | 0.00097009 | 3.7947e-08
[79 empty] | WLDFR | HFTD - Distribution - Tier 2 - 5QU CoRE ¦ 3QU LoRE | Red Flag Warning - Destructive Fires | 2059 | 2.3353e-10 | 2.3353e-10 | 12670.1796 | 362.3049 | 12307.8747 | 0 | 0 | 0 | 2.4073e-07 | 2.9588e-06 | 0 | 2.9588e-06 | 2.9588e-06 | 0 | 2.9588e-06 | 0 | 0 | 3.2973e-06 | 0 | 3.2973e-06 | 0 | 0.00045696 | 0.00091391 | 0 | 0.00091391 | [12 empty] | 7.3.3.17.5 (Remote Grid) Updates to grid topology to minimize risk of ignition in HFTDs Remote GridWLDFRContact from objectAggregated | WLDFR | HFTD - Distribution - Tier 2 - 2QU CoRE ¦ 1QU LoRE | Red Flag Warning - Small Fires | Contact from object | Aggregated | 2059 | 3.9117e-05 | 193.7699 | 0.0075797 | 2059 | Mitigation | 0.95 | 45 | 0 | esc | 0.00097009 | 3.7947e-08 | 0.00097009 | 3.7947e-08
[79 empty] | WLDFR | HFTD - Distribution - Tier 2 - 5QU CoRE ¦ 3QU LoRE | Red Flag Warning - Destructive Fires | 2060 | 2.3353e-10 | 2.3353e-10 | 12670.1796 | 362.3049 | 12307.8747 | 0 | 0 | 0 | 2.4073e-07 | 2.9588e-06 | 0 | 2.9588e-06 | 2.9588e-06 | 0 | 2.9588e-06 | 0 | 0 | 0 | 0 | 0 | 0 | 0.00045696 | 0.00091391 | 0 | 0.00091391 | [12 empty] | 7.3.3.17.5 (Remote Grid) Updates to grid topology to minimize risk of ignition in HFTDs Remote GridWLDFRContact from objectAggregated | WLDFR | HFTD - Distribution - Tier 2 - 2QU CoRE ¦ 1QU LoRE | Red Flag Warning - Small Fires | Contact from object | Aggregated | 2060 | 3.9117e-05 | 193.7699 | 0.0075797 | 2060 | Mitigation | 0.95 | 45 | 0 | esc | 0.00097009 | 3.7947e-08 | 0.00097009 | 3.7947e-08
[79 empty] | WLDFR | HFTD - Distribution - Tier 2 - 5QU CoRE ¦ 3QU LoRE | Red Flag Warning - Destructive Fires | 2061 | 2.3353e-10 | 2.3353e-10 | 12670.1796 | 362.3049 | 12307.8747 | 0 | 0 | 0 | 2.4073e-07 | 2.9588e-06 | 0 | 2.9588e-06 | 2.9588e-06 | 0 | 2.9588e-06 | 0 | 4.745e-05 | 0 | 0 | 0 | 0 | 0.00045696 | 0.00091391 | 0 | 0.00091391 | [12 empty] | 7.3.3.17.5 (Remote Grid) Updates to grid topology to minimize risk of ignition in HFTDs Remote GridWLDFRContact from objectAggregated | WLDFR | HFTD - Distribution - Tier 2 - 2QU CoRE ¦ 1QU LoRE | Red Flag Warning - Small Fires | Contact from object | Aggregated | 2061 | 3.9117e-05 | 193.7699 | 0.0075797 | 2061 | Mitigation | 0.95 | 45 | 0 | esc | 0.00097009 | 3.7947e-08 | 0.00097009 | 3.7947e-08
[79 empty] | WLDFR | HFTD - Distribution - Tier 2 - 5QU CoRE ¦ 3QU LoRE | Red Flag Warning - Destructive Fires | 2062 | 2.3353e-10 | 2.3353e-10 | 12670.1796 | 362.3049 | 12307.8747 | 0 | 0 | 0 | 2.4073e-07 | 2.9588e-06 | 0 | 2.9588e-06 | 2.9588e-06 | 0 | 2.9588e-06 | 0 | 4.9189e-05 | 0.00010782 | 0 | 0.00010782 | 0 | 0.00045696 | 0.00091391 | 0 | 0.00091391 | [12 empty] | 7.3.3.17.5 (Remote Grid) Updates to grid topology to minimize risk of ignition in HFTDs Remote GridWLDFRContact from objectAggregated | WLDFR | HFTD - Distribution - Tier 2 - 2QU CoRE ¦ 1QU LoRE | Red Flag Warning - Small Fires | Contact from object | Aggregated | 2062 | 3.9117e-05 | 193.7699 | 0.0075797 | 2062 | Mitigation | 0.95 | 45 | 0 | esc | 0.00097009 | 3.7947e-08 | 0.00097009 | 3.7947e-08
[79 empty] | WLDFR | HFTD - Distribution - Tier 2 - 5QU CoRE ¦ 3QU LoRE | Red Flag Warning - Destructive Fires | 2063 | 2.3353e-10 | 2.3353e-10 | 13246.6313 | 384.5316 | 12862.0997 | 0 | 0 | 0 | 2.4073e-07 | 3.0935e-06 | 0 | 3.0935e-06 | 3.0935e-06 | 0 | 3.0935e-06 | 0 | 4.9189e-05 | 0.00010782 | 0 | 0.00010782 | 0 | 0.00047929 | 0.00095858 | 0 | 0.00095858 | [12 empty] | 7.3.3.17.5 (Remote Grid) Updates to grid topology to minimize risk of ignition in HFTDs Remote GridWLDFRContact from objectAggregated | WLDFR | HFTD - Distribution - Tier 2 - 2QU CoRE ¦ 1QU LoRE | Red Flag Warning - Small Fires | Contact from object | Aggregated | 2063 | 3.9117e-05 | 193.7699 | 0.0075797 | 2063 | Mitigation | 0.95 | 45 | 0 | esc | 0.00097009 | 3.7947e-08 | 0.00097009 | 3.7947e-08
[79 empty] | WLDFR | HFTD - Distribution - Tier 2 - 5QU CoRE ¦ 3QU LoRE | Red Flag Warning - Destructive Fires | 2064 | 2.3353e-10 | 2.3353e-10 | 13246.6313 | 384.5316 | 12862.0997 | 0 | 0 | 0 | 2.4073e-07 | 3.0935e-06 | 0 | 3.0935e-06 | 3.0935e-06 | 0 | 3.0935e-06 | 0 | 4.9189e-05 | 0.00010782 | 0 | 0.00010782 | 0 | 0.00047929 | 0.00095858 | 0 | 0.00095858 | [12 empty] | 7.3.3.17.5 (Remote Grid) Updates to grid topology to minimize risk of ignition in HFTDs Remote GridWLDFRContact from objectAggregated | WLDFR | HFTD - Distribution - Tier 2 - 2QU CoRE ¦ 1QU LoRE | Red Flag Warning - Small Fires | Contact from object | Aggregated | 2064 | 3.9117e-05 | 193.7699 | 0.0075797 | 2064 | Mitigation | 0.95 | 45 | 0 | esc | 0.00097009 | 3.7947e-08 | 0.00097009 | 3.7947e-08
[79 empty] | WLDFR | HFTD - Distribution - Tier 2 - 5QU CoRE ¦ 3QU LoRE | Red Flag Warning - Destructive Fires | 2065 | 2.3353e-10 | 2.3353e-10 | 13246.6313 | 384.5316 | 12862.0997 | 0 | 0 | 0 | 2.4073e-07 | 3.0935e-06 | 0 | 3.0935e-06 | 3.0935e-06 | 0 | 3.0935e-06 | 0 | 4.9189e-05 | 0.00010782 | 0 | 0.00010782 | 0 | 0.00047929 | 0.00095858 | 0 | 0.00095858 | [12 empty] | 7.3.3.17.5 (Remote Grid) Updates to grid topology to minimize risk of ignition in HFTDs Remote GridWLDFRContact from objectAggregated | WLDFR | HFTD - Distribution - Tier 2 - 2QU CoRE ¦ 1QU LoRE | Red Flag Warning - Small Fires | Contact from object | Aggregated | 2065 | 3.9117e-05 | 193.7699 | 0.0075797 | 2065 | Mitigation | 0.95 | 45 | 0 | esc | 0.00097009 | 3.7947e-08 | 0.00097009 | 3.7947e-08
[79 empty] | WLDFR | HFTD - Distribution - Tier 2 - 5QU CoRE ¦ 3QU LoRE | Red Flag Warning - Destructive Fires | 2066 | 2.3353e-10 | 2.3353e-10 | 13246.6313 | 384.5316 | 12862.0997 | 0 | 0 | 0 | 2.4073e-07 | 3.0935e-06 | 0 | 3.0935e-06 | 3.0935e-06 | 0 | 3.0935e-06 | 0 | 4.9189e-05 | 0.00010782 | 0 | 0.00010782 | 0 | 0.00047929 | 0.00095858 | 0 | 0.00095858 | [12 empty] | 7.3.3.17.5 (Remote Grid) Updates to grid topology to minimize risk of ignition in HFTDs Remote GridWLDFRContact from objectAggregated | WLDFR | HFTD - Distribution - Tier 2 - 2QU CoRE ¦ 1QU LoRE | Red Flag Warning - Small Fires | Contact from object | Aggregated | 2066 | 3.9117e-05 | 193.7699 | 0.0075797 | 2066 | Mitigation | 0.95 | 45 | 0 | esc | 0.00097009 | 3.7947e-08 | 0.00097009 | 3.7947e-08
[79 empty] | WLDFR | HFTD - Distribution - Tier 2 - 5QU CoRE ¦ 3QU LoRE | Red Flag Warning - Destructive Fires | 2067 | 0 | 2.3353e-10 | 13246.6313 | 384.5316 | 12862.0997 | 0 | 0 | 0 | 2.4073e-07 | 0 | 0 | 0 | 3.0935e-06 | 0 | 3.0935e-06 | 0 | 5.1381e-05 | 0.00011263 | 0 | 0.00011263 | 0 | 0.00047929 | 0.00095858 | 0 | 0.00095858 | [12 empty] | 7.3.3.17.5 (Remote Grid) Updates to grid topology to minimize risk of ignition in HFTDs Remote GridWLDFRContact from objectAggregated | WLDFR | HFTD - Distribution - Tier 2 - 2QU CoRE ¦ 1QU LoRE | Red Flag Warning - Small Fires | Contact from object | Aggregated | 2067 | 3.9117e-05 | 193.7699 | 0.0075797 | 2067 | Mitigation | 0.95 | 45 | 0 | esc | 0 | 0 | 0.00097009 | 3.7947e-08
[79 empty] | WLDFR | HFTD - Distribution - Tier 2 - 5QU CoRE ¦ 3QU LoRE | Red Flag Warning - Large Fires | 2022 | 1.9356e-08 | 0 | 5.2406 | 0.69642 | 2.942 | 1.6022 | 0 | 0 | 1.9952e-05 | 1.0143e-07 | 0 | 1.0143e-07 | 0 | 0 | 0 | 0 | 5.1381e-05 | 0.00011263 | 0 | 0.00011263 | 0 | 0.00050306 | 0.0010061 | 0 | 0.0010061 | [12 empty] | 7.3.3.17.5 (Remote Grid) Updates to grid topology to minimize risk of ignition in HFTDs Remote GridWLDFRContaminationAggregated | WLDFR | HFTD - Distribution - Tier 2 - 2QU CoRE ¦ 1QU LoRE | Red Flag Warning - Small Fires | Contamination | Aggregated | 2022 | 3.4656e-07 | 193.7699 | 6.7153e-05 | 2022 | Mitigation | 0.95 | 45 | 0 | esc | 0.00097009 | 3.3619e-10 | 0 | 0
[79 empty] | WLDFR | HFTD - Distribution - Tier 2 - 5QU CoRE ¦ 3QU LoRE | Red Flag Warning - Large Fires | 2023 | 1.9356e-08 | 1.9356e-08 | 5.475 | 0.71896 | 3.0715 | 1.6846 | 0 | 0 | 1.9952e-05 | 1.0597e-07 | 0 | 1.0597e-07 | 1.0597e-07 | 0 | 1.0597e-07 | 0 | 5.1381e-05 | 0.00011263 | 0 | 0.00011263 | 0 | 0.00050306 | 0.0010061 | 0 | 0.0010061 | [12 empty] | 7.3.3.17.5 (Remote Grid) Updates to grid topology to minimize risk of ignition in HFTDs Remote GridWLDFRContaminationAggregated | WLDFR | HFTD - Distribution - Tier 2 - 2QU CoRE ¦ 1QU LoRE | Red Flag Warning - Small Fires | Contamination | Aggregated | 2023 | 3.4656e-07 | 193.7699 | 6.7153e-05 | 2023 | Mitigation | 0.95 | 45 | 0 | esc | 0.00097009 | 3.3619e-10 | 0.00097009 | 3.3619e-10
[79 empty] | WLDFR | HFTD - Distribution - Tier 2 - 5QU CoRE ¦ 3QU LoRE | Red Flag Warning - Large Fires | 2024 | 1.9356e-08 | 1.9356e-08 | 5.475 | 0.71896 | 3.0715 | 1.6846 | 0 | 0 | 1.9952e-05 | 1.0597e-07 | 0 | 1.0597e-07 | 1.0597e-07 | 0 | 1.0597e-07 | 0 | 5.1381e-05 | 0.00011263 | 0 | 0.00011263 | 0 | 0.00050306 | 0.0010061 | 0 | 0.0010061 | [12 empty] | 7.3.3.17.5 (Remote Grid) Updates to grid topology to minimize risk of ignition in HFTDs Remote GridWLDFRContaminationAggregated | WLDFR | HFTD - Distribution - Tier 2 - 2QU CoRE ¦ 1QU LoRE | Red Flag Warning - Small Fires | Contamination | Aggregated | 2024 | 3.4656e-07 | 193.7699 | 6.7153e-05 | 2024 | Mitigation | 0.95 | 45 | 0 | esc | 0.00097009 | 3.3619e-10 | 0.00097009 | 3.3619e-10
[79 empty] | WLDFR | HFTD - Distribution - Tier 2 - 5QU CoRE ¦ 3QU LoRE | Red Flag Warning - Large Fires | 2025 | 1.9356e-08 | 1.9356e-08 | 5.475 | 0.71896 | 3.0715 | 1.6846 | 0 | 0 | 1.9952e-05 | 1.0597e-07 | 0 | 1.0597e-07 | 1.0597e-07 | 0 | 1.0597e-07 | 0 | 5.1381e-05 | 0.00011263 | 0 | 0.00011263 | 0 | 0.00050306 | 0.0010061 | 0 | 0.0010061 | [12 empty] | 7.3.3.17.5 (Remote Grid) Updates to grid topology to minimize risk of ignition in HFTDs Remote GridWLDFRContaminationAggregated | WLDFR | HFTD - Distribution - Tier 2 - 2QU CoRE ¦ 1QU LoRE | Red Flag Warning - Small Fires | Contamination | Aggregated | 2025 | 3.4656e-07 | 193.7699 | 6.7153e-05 | 2025 | Mitigation | 0.95 | 45 | 0 | esc | 0.00097009 | 3.3619e-10 | 0.00097009 | 3.3619e-10
[79 empty] | WLDFR | HFTD - Distribution - Tier 2 - 5QU CoRE ¦ 3QU LoRE | Red Flag Warning - Large Fires | 2026 | 1.9356e-08 | 1.9356e-08 | 5.475 | 0.71896 | 3.0715 | 1.6846 | 0 | 0 | 1.9952e-05 | 1.0597e-07 | 0 | 1.0597e-07 | 1.0597e-07 | 0 | 1.0597e-07 | 0 | 5.3816e-05 | 0.00011797 | 0 | 0.00011797 | 0 | 0.00050306 | 0.0010061 | 0 | 0.0010061 | [12 empty] | 7.3.3.17.5 (Remote Grid) Updates to grid topology to minimize risk of ignition in HFTDs Remote GridWLDFRContaminationAggregated | WLDFR | HFTD - Distribution - Tier 2 - 2QU CoRE ¦ 1QU LoRE | Red Flag Warning - Small Fires | Contamination | Aggregated | 2026 | 3.4656e-07 | 193.7699 | 6.7153e-05 | 2026 | Mitigation | 0.95 | 45 | 0 | esc | 0.00097009 | 3.3619e-10 | 0.00097009 | 3.3619e-10
[79 empty] | WLDFR | HFTD - Distribution - Tier 2 - 5QU CoRE ¦ 3QU LoRE | Red Flag Warning - Large Fires | 2027 | 1.9356e-08 | 1.9356e-08 | 5.475 | 0.71896 | 3.0715 | 1.6846 | 0 | 0 | 1.9952e-05 | 1.0597e-07 | 0 | 1.0597e-07 | 1.0597e-07 | 0 | 1.0597e-07 | 0 | 5.3816e-05 | 0.00011797 | 0 | 0.00011797 | 0 | 0.00052795 | 0.0010559 | 0 | 0.0010559 | [12 empty] | 7.3.3.17.5 (Remote Grid) Updates to grid topology to minimize risk of ignition in HFTDs Remote GridWLDFRContaminationAggregated | WLDFR | HFTD - Distribution - Tier 2 - 2QU CoRE ¦ 1QU LoRE | Red Flag Warning - Small Fires | Contamination | Aggregated | 2027 | 3.4656e-07 | 193.7699 | 6.7153e-05 | 2027 | Mitigation | 0.95 | 45 | 0 | esc | 0.00097009 | 3.3619e-10 | 0.00097009 | 3.3619e-10
[79 empty] | WLDFR | HFTD - Distribution - Tier 2 - 5QU CoRE ¦ 3QU LoRE | Red Flag Warning - Large Fires | 2028 | 1.9356e-08 | 1.9356e-08 | 5.777 | 0.74734 | 3.238 | 1.7917 | 0 | 0 | 1.9952e-05 | 1.1182e-07 | 0 | 1.1182e-07 | 1.1182e-07 | 0 | 1.1182e-07 | 0 | 5.3816e-05 | 0.00011797 | 0 | 0.00011797 | 0 | 0.00052795 | 0.0010559 | 0 | 0.0010559 | [12 empty] | 7.3.3.17.5 (Remote Grid) Updates to grid topology to minimize risk of ignition in HFTDs Remote GridWLDFRContaminationAggregated | WLDFR | HFTD - Distribution - Tier 2 - 2QU CoRE ¦ 1QU LoRE | Red Flag Warning - Small Fires | Contamination | Aggregated | 2028 | 3.4656e-07 | 193.7699 | 6.7153e-05 | 2028 | Mitigation | 0.95 | 45 | 0 | esc | 0.00097009 | 3.3619e-10 | 0.00097009 | 3.3619e-10
[79 empty] | WLDFR | HFTD - Distribution - Tier 2 - 5QU CoRE ¦ 3QU LoRE | Red Flag Warning - Large Fires | 2029 | 1.9356e-08 | 1.9356e-08 | 5.777 | 0.74734 | 3.238 | 1.7917 | 0 | 0 | 1.9952e-05 | 1.1182e-07 | 0 | 1.1182e-07 | 1.1182e-07 | 0 | 1.1182e-07 | 0 | 5.3816e-05 | 0.00011797 | 0 | 0.00011797 | 0 | 0.00052795 | 0.0010559 | 0 | 0.0010559 | [12 empty] | 7.3.3.17.5 (Remote Grid) Updates to grid topology to minimize risk of ignition in HFTDs Remote GridWLDFRContaminationAggregated | WLDFR | HFTD - Distribution - Tier 2 - 2QU CoRE ¦ 1QU LoRE | Red Flag Warning - Small Fires | Contamination | Aggregated | 2029 | 3.4656e-07 | 193.7699 | 6.7153e-05 | 2029 | Mitigation | 0.95 | 45 | 0 | esc | 0.00097009 | 3.3619e-10 | 0.00097009 | 3.3619e-10
[79 empty] | WLDFR | HFTD - Distribution - Tier 2 - 5QU CoRE ¦ 3QU LoRE | Red Flag Warning - Large Fires | 2030 | 1.9356e-08 | 1.9356e-08 | 5.777 | 0.74734 | 3.238 | 1.7917 | 0 | 0 | 1.9952e-05 | 1.1182e-07 | 0 | 1.1182e-07 | 1.1182e-07 | 0 | 1.1182e-07 | 0 | 5.3816e-05 | 0.00011797 | 0 | 0.00011797 | 0 | 0.00052795 | 0.0010559 | 0 | 0.0010559 | [12 empty] | 7.3.3.17.5 (Remote Grid) Updates to grid topology to minimize risk of ignition in HFTDs Remote GridWLDFRContaminationAggregated | WLDFR | HFTD - Distribution - Tier 2 - 2QU CoRE ¦ 1QU LoRE | Red Flag Warning - Small Fires | Contamination | Aggregated | 2030 | 3.4656e-07 | 193.7699 | 6.7153e-05 | 2030 | Mitigation | 0.95 | 45 | 0 | esc | 0.00097009 | 3.3619e-10 | 0.00097009 | 3.3619e-10
[79 empty] | WLDFR | HFTD - Distribution - Tier 2 - 5QU CoRE ¦ 3QU LoRE | Red Flag Warning - Large Fires | 2031 | 1.9356e-08 | 1.9356e-08 | 5.777 | 0.74734 | 3.238 | 1.7917 | 0 | 0 | 1.9952e-05 | 1.1182e-07 | 0 | 1.1182e-07 | 1.1182e-07 | 0 | 1.1182e-07 | 0 | 5.646e-05 | 0.00012376 | 0 | 0.00012376 | 0 | 0 | 0.0010559 | 0 | 0.0010559 | [12 empty] | 7.3.3.17.5 (Remote Grid) Updates to grid topology to minimize risk of ignition in HFTDs Remote GridWLDFRContaminationAggregated | WLDFR | HFTD - Distribution - Tier 2 - 2QU CoRE ¦ 1QU LoRE | Red Flag Warning - Small Fires | Contamination | Aggregated | 2031 | 3.4656e-07 | 193.7699 | 6.7153e-05 | 2031 | Mitigation | 0.95 | 45 | 0 | esc | 0.00097009 | 3.3619e-10 | 0.00097009 | 3.3619e-10
[79 empty] | WLDFR | HFTD - Distribution - Tier 2 - 5QU CoRE ¦ 3QU LoRE | Red Flag Warning - Large Fires | 2032 | 1.9356e-08 | 1.9356e-08 | 5.777 | 0.74734 | 3.238 | 1.7917 | 0 | 0 | 1.9952e-05 | 1.1182e-07 | 0 | 1.1182e-07 | 1.1182e-07 | 0 | 1.1182e-07 | 0 | 5.646e-05 | 0.00012376 | 0 | 0.00012376 | 0 | 0 | 0 | 0 | 0 | [12 empty] | 7.3.3.17.5 (Remote Grid) Updates to grid topology to minimize risk of ignition in HFTDs Remote GridWLDFRContaminationAggregated | WLDFR | HFTD - Distribution - Tier 2 - 2QU CoRE ¦ 1QU LoRE | Red Flag Warning - Small Fires | Contamination | Aggregated | 2032 | 3.4656e-07 | 193.7699 | 6.7153e-05 | 2032 | Mitigation | 0.95 | 45 | 0 | esc | 0.00097009 | 3.3619e-10 | 0.00097009 | 3.3619e-10
[79 empty] | WLDFR | HFTD - Distribution - Tier 2 - 5QU CoRE ¦ 3QU LoRE | Red Flag Warning - Large Fires | 2033 | 1.9356e-08 | 1.9356e-08 | 6.1205 | 0.77885 | 3.4265 | 1.9151 | 0 | 0 | 1.9952e-05 | 1.1847e-07 | 0 | 1.1847e-07 | 1.1847e-07 | 0 | 1.1847e-07 | 0 | 5.646e-05 | 0.00012376 | 0 | 0.00012376 | 0 | 0 | 0 | 0 | 0 | [12 empty] | 7.3.3.17.5 (Remote Grid) Updates to grid topology to minimize risk of ignition in HFTDs Remote GridWLDFRContaminationAggregated | WLDFR | HFTD - Distribution - Tier 2 - 2QU CoRE ¦ 1QU LoRE | Red Flag Warning - Small Fires | Contamination | Aggregated | 2033 | 3.4656e-07 | 193.7699 | 6.7153e-05 | 2033 | Mitigation | 0.95 | 45 | 0 | esc | 0.00097009 | 3.3619e-10 | 0.00097009 | 3.3619e-10
[79 empty] | WLDFR | HFTD - Distribution - Tier 2 - 5QU CoRE ¦ 3QU LoRE | Red Flag Warning - Large Fires | 2034 | 1.9356e-08 | 1.9356e-08 | 6.1205 | 0.77885 | 3.4265 | 1.9151 | 0 | 0 | 1.9952e-05 | 1.1847e-07 | 0 | 1.1847e-07 | 1.1847e-07 | 0 | 1.1847e-07 | 0 | 5.646e-05 | 0.00012376 | 0 | 0.00012376 | 0 | 1.2776e-06 | 0 | 0 | 0 | [12 empty] | 7.3.3.17.5 (Remote Grid) Updates to grid topology to minimize risk of ignition in HFTDs Remote GridWLDFRContaminationAggregated | WLDFR | HFTD - Distribution - Tier 2 - 2QU CoRE ¦ 1QU LoRE | Red Flag Warning - Small Fires | Contamination | Aggregated | 2034 | 3.4656e-07 | 193.7699 | 6.7153e-05 | 2034 | Mitigation | 0.95 | 45 | 0 | esc | 0.00097009 | 3.3619e-10 | 0.00097009 | 3.3619e-10
[79 empty] | WLDFR | HFTD - Distribution - Tier 2 - 5QU CoRE ¦ 3QU LoRE | Red Flag Warning - Large Fires | 2035 | 1.9356e-08 | 1.9356e-08 | 6.1205 | 0.77885 | 3.4265 | 1.9151 | 0 | 0 | 1.9952e-05 | 1.1847e-07 | 0 | 1.1847e-07 | 1.1847e-07 | 0 | 1.1847e-07 | 0 | 5.646e-05 | 0.00012376 | 0 | 0.00012376 | 0 | 1.3348e-06 | 2.6696e-06 | 0 | 2.6696e-06 | [12 empty] | 7.3.3.17.5 (Remote Grid) Updates to grid topology to minimize risk of ignition in HFTDs Remote GridWLDFRContaminationAggregated | WLDFR | HFTD - Distribution - Tier 2 - 2QU CoRE ¦ 1QU LoRE | Red Flag Warning - Small Fires | Contamination | Aggregated | 2035 | 3.4656e-07 | 193.7699 | 6.7153e-05 | 2035 | Mitigation | 0.95 | 45 | 0 | esc | 0.00097009 | 3.3619e-10 | 0.00097009 | 3.3619e-10
[79 empty] | WLDFR | HFTD - Distribution - Tier 2 - 5QU CoRE ¦ 3QU LoRE | Red Flag Warning - Large Fires | 2036 | 1.9356e-08 | 1.9356e-08 | 6.1205 | 0.77885 | 3.4265 | 1.9151 | 0 | 0 | 1.9952e-05 | 1.1847e-07 | 0 | 1.1847e-07 | 1.1847e-07 | 0 | 1.1847e-07 | 0 | 5.9277e-05 | 0.00012994 | 0 | 0.00012994 | 0 | 1.3348e-06 | 2.6696e-06 | 0 | 2.6696e-06 | [12 empty] | 7.3.3.17.5 (Remote Grid) Updates to grid topology to minimize risk of ignition in HFTDs Remote GridWLDFRContaminationAggregated | WLDFR | HFTD - Distribution - Tier 2 - 2QU CoRE ¦ 1QU LoRE | Red Flag Warning - Small Fires | Contamination | Aggregated | 2036 | 3.4656e-07 | 193.7699 | 6.7153e-05 | 2036 | Mitigation | 0.95 | 45 | 0 | esc | 0.00097009 | 3.3619e-10 | 0.00097009 | 3.3619e-10
[79 empty] | WLDFR | HFTD - Distribution - Tier 2 - 5QU CoRE ¦ 3QU LoRE | Red Flag Warning - Large Fires | 2037 | 1.9356e-08 | 1.9356e-08 | 6.1205 | 0.77885 | 3.4265 | 1.9151 | 0 | 0 | 1.9952e-05 | 1.1847e-07 | 0 | 1.1847e-07 | 1.1847e-07 | 0 | 1.1847e-07 | 0 | 5.9277e-05 | 0.00012994 | 0 | 0.00012994 | 0 | 1.3348e-06 | 2.6696e-06 | 0 | 2.6696e-06 | [12 empty] | 7.3.3.17.5 (Remote Grid) Updates to grid topology to minimize risk of ignition in HFTDs Remote GridWLDFRContaminationAggregated | WLDFR | HFTD - Distribution - Tier 2 - 2QU CoRE ¦ 1QU LoRE | Red Flag Warning - Small Fires | Contamination | Aggregated | 2037 | 3.4656e-07 | 193.7699 | 6.7153e-05 | 2037 | Mitigation | 0.95 | 45 | 0 | esc | 0.00097009 | 3.3619e-10 | 0.00097009 | 3.3619e-10
[79 empty] | WLDFR | HFTD - Distribution - Tier 2 - 5QU CoRE ¦ 3QU LoRE | Red Flag Warning - Large Fires | 2038 | 1.9356e-08 | 1.9356e-08 | 6.5028 | 0.81304 | 3.6355 | 2.0543 | 0 | 0 | 1.9952e-05 | 1.2587e-07 | 0 | 1.2587e-07 | 1.2587e-07 | 0 | 1.2587e-07 | 0 | 5.9277e-05 | 0.00012994 | 0 | 0.00012994 | 0 | 1.3348e-06 | 2.6696e-06 | 0 | 2.6696e-06 | [12 empty] | 7.3.3.17.5 (Remote Grid) Updates to grid topology to minimize risk of ignition in HFTDs Remote GridWLDFRContaminationAggregated | WLDFR | HFTD - Distribution - Tier 2 - 2QU CoRE ¦ 1QU LoRE | Red Flag Warning - Small Fires | Contamination | Aggregated | 2038 | 3.4656e-07 | 193.7699 | 6.7153e-05 | 2038 | Mitigation | 0.95 | 45 | 0 | esc | 0.00097009 | 3.3619e-10 | 0.00097009 | 3.3619e-10
[79 empty] | WLDFR | HFTD - Distribution - Tier 2 - 5QU CoRE ¦ 3QU LoRE | Red Flag Warning - Large Fires | 2039 | 1.9356e-08 | 1.9356e-08 | 6.5028 | 0.81304 | 3.6355 | 2.0543 | 0 | 0 | 1.9952e-05 | 1.2587e-07 | 0 | 1.2587e-07 | 1.2587e-07 | 0 | 1.2587e-07 | 0 | 5.9277e-05 | 0.00012994 | 0 | 0.00012994 | 0 | 1.3348e-06 | 2.6696e-06 | 0 | 2.6696e-06 | [12 empty] | 7.3.3.17.5 (Remote Grid) Updates to grid topology to minimize risk of ignition in HFTDs Remote GridWLDFRContaminationAggregated | WLDFR | HFTD - Distribution - Tier 2 - 2QU CoRE ¦ 1QU LoRE | Red Flag Warning - Small Fires | Contamination | Aggregated | 2039 | 3.4656e-07 | 193.7699 | 6.7153e-05 | 2039 | Mitigation | 0.95 | 45 | 0 | esc | 0.00097009 | 3.3619e-10 | 0.00097009 | 3.3619e-10
[79 empty] | WLDFR | HFTD - Distribution - Tier 2 - 5QU CoRE ¦ 3QU LoRE | Red Flag Warning - Large Fires | 2040 | 1.9356e-08 | 1.9356e-08 | 6.5028 | 0.81304 | 3.6355 | 2.0543 | 0 | 0 | 1.9952e-05 | 1.2587e-07 | 0 | 1.2587e-07 | 1.2587e-07 | 0 | 1.2587e-07 | 0 | 5.9277e-05 | 0.00012994 | 0 | 0.00012994 | 0 | 1.4084e-06 | 2.8169e-06 | 0 | 2.8169e-06 | [12 empty] | 7.3.3.17.5 (Remote Grid) Updates to grid topology to minimize risk of ignition in HFTDs Remote GridWLDFRContaminationAggregated | WLDFR | HFTD - Distribution - Tier 2 - 2QU CoRE ¦ 1QU LoRE | Red Flag Warning - Small Fires | Contamination | Aggregated | 2040 | 3.4656e-07 | 193.7699 | 6.7153e-05 | 2040 | Mitigation | 0.95 | 45 | 0 | esc | 0.00097009 | 3.3619e-10 | 0.00097009 | 3.3619e-10
[79 empty] | WLDFR | HFTD - Distribution - Tier 2 - 5QU CoRE ¦ 3QU LoRE | Red Flag Warning - Large Fires | 2041 | 1.9356e-08 | 1.9356e-08 | 6.5028 | 0.81304 | 3.6355 | 2.0543 | 0 | 0 | 1.9952e-05 | 1.2587e-07 | 0 | 1.2587e-07 | 1.2587e-07 | 0 | 1.2587e-07 | 0 | 6.223e-05 | 0.00013641 | 0 | 0.00013641 | 0 | 1.4084e-06 | 2.8169e-06 | 0 | 2.8169e-06 | [12 empty] | 7.3.3.17.5 (Remote Grid) Updates to grid topology to minimize risk of ignition in HFTDs Remote GridWLDFRContaminationAggregated | WLDFR | HFTD - Distribution - Tier 2 - 2QU CoRE ¦ 1QU LoRE | Red Flag Warning - Small Fires | Contamination | Aggregated | 2041 | 3.4656e-07 | 193.7699 | 6.7153e-05 | 2041 | Mitigation | 0.95 | 45 | 0 | esc | 0.00097009 | 3.3619e-10 | 0.00097009 | 3.3619e-10
[79 empty] | WLDFR | HFTD - Distribution - Tier 2 - 5QU CoRE ¦ 3QU LoRE | Red Flag Warning - Large Fires | 2042 | 1.9356e-08 | 1.9356e-08 | 6.5028 | 0.81304 | 3.6355 | 2.0543 | 0 | 0 | 1.9952e-05 | 1.2587e-07 | 0 | 1.2587e-07 | 1.2587e-07 | 0 | 1.2587e-07 | 0 | 6.223e-05 | 0.00013641 | 0 | 0.00013641 | 0 | 1.4084e-06 | 2.8169e-06 | 0 | 2.8169e-06 | [12 empty] | 7.3.3.17.5 (Remote Grid) Updates to grid topology to minimize risk of ignition in HFTDs Remote GridWLDFRContaminationAggregated | WLDFR | HFTD - Distribution - Tier 2 - 2QU CoRE ¦ 1QU LoRE | Red Flag Warning - Small Fires | Contamination | Aggregated | 2042 | 3.4656e-07 | 193.7699 | 6.7153e-05 | 2042 | Mitigation | 0.95 | 45 | 0 | esc | 0.00097009 | 3.3619e-10 | 0.00097009 | 3.3619e-10
[79 empty] | WLDFR | HFTD - Distribution - Tier 2 - 5QU CoRE ¦ 3QU LoRE | Red Flag Warning - Large Fires | 2043 | 1.9356e-08 | 1.9356e-08 | 6.9209 | 0.84944 | 3.8632 | 2.2083 | 0 | 0 | 1.9952e-05 | 1.3396e-07 | 0 | 1.3396e-07 | 1.3396e-07 | 0 | 1.3396e-07 | 0 | 6.223e-05 | 0.00013641 | 0 | 0.00013641 | 0 | 1.4084e-06 | 2.8169e-06 | 0 | 2.8169e-06 | [12 empty] | 7.3.3.17.5 (Remote Grid) Updates to grid topology to minimize risk of ignition in HFTDs Remote GridWLDFRContaminationAggregated | WLDFR | HFTD - Distribution - Tier 2 - 2QU CoRE ¦ 1QU LoRE | Red Flag Warning - Small Fires | Contamination | Aggregated | 2043 | 3.4656e-07 | 193.7699 | 6.7153e-05 | 2043 | Mitigation | 0.95 | 45 | 0 | esc | 0.00097009 | 3.3619e-10 | 0.00097009 | 3.3619e-10
[79 empty] | WLDFR | HFTD - Distribution - Tier 2 - 5QU CoRE ¦ 3QU LoRE | Red Flag Warning - Large Fires | 2044 | 1.9356e-08 | 1.9356e-08 | 6.9209 | 0.84944 | 3.8632 | 2.2083 | 0 | 0 | 1.9952e-05 | 1.3396e-07 | 0 | 1.3396e-07 | 1.3396e-07 | 0 | 1.3396e-07 | 0 | 6.223e-05 | 0.00013641 | 0 | 0.00013641 | 0 | 1.4084e-06 | 2.8169e-06 | 0 | 2.8169e-06 | [12 empty] | 7.3.3.17.5 (Remote Grid) Updates to grid topology to minimize risk of ignition in HFTDs Remote GridWLDFRContaminationAggregated | WLDFR | HFTD - Distribution - Tier 2 - 2QU CoRE ¦ 1QU LoRE | Red Flag Warning - Small Fires | Contamination | Aggregated | 2044 | 3.4656e-07 | 193.7699 | 6.7153e-05 | 2044 | Mitigation | 0.95 | 45 | 0 | esc | 0.00097009 | 3.3619e-10 | 0.00097009 | 3.3619e-10
[79 empty] | WLDFR | HFTD - Distribution - Tier 2 - 5QU CoRE ¦ 3QU LoRE | Red Flag Warning - Large Fires | 2045 | 1.9356e-08 | 1.9356e-08 | 6.9209 | 0.84944 | 3.8632 | 2.2083 | 0 | 0 | 1.9952e-05 | 1.3396e-07 | 0 | 1.3396e-07 | 1.3396e-07 | 0 | 1.3396e-07 | 0 | 6.223e-05 | 0.00013641 | 0 | 0.00013641 | 0 | 1.4922e-06 | 2.9843e-06 | 0 | 2.9843e-06 | [12 empty] | 7.3.3.17.5 (Remote Grid) Updates to grid topology to minimize risk of ignition in HFTDs Remote GridWLDFRContaminationAggregated | WLDFR | HFTD - Distribution - Tier 2 - 2QU CoRE ¦ 1QU LoRE | Red Flag Warning - Small Fires | Contamination | Aggregated | 2045 | 3.4656e-07 | 193.7699 | 6.7153e-05 | 2045 | Mitigation | 0.95 | 45 | 0 | esc | 0.00097009 | 3.3619e-10 | 0.00097009 | 3.3619e-10
[79 empty] | WLDFR | HFTD - Distribution - Tier 2 - 5QU CoRE ¦ 3QU LoRE | Red Flag Warning - Large Fires | 2046 | 1.9356e-08 | 1.9356e-08 | 6.9209 | 0.84944 | 3.8632 | 2.2083 | 0 | 0 | 1.9952e-05 | 1.3396e-07 | 0 | 1.3396e-07 | 1.3396e-07 | 0 | 1.3396e-07 | 0 | 6.5281e-05 | 0.0001431 | 0 | 0.0001431 | 0 | 1.4922e-06 | 2.9843e-06 | 0 | 2.9843e-06 | [12 empty] | 7.3.3.17.5 (Remote Grid) Updates to grid topology to minimize risk of ignition in HFTDs Remote GridWLDFRContaminationAggregated | WLDFR | HFTD - Distribution - Tier 2 - 2QU CoRE ¦ 1QU LoRE | Red Flag Warning - Small Fires | Contamination | Aggregated | 2046 | 3.4656e-07 | 193.7699 | 6.7153e-05 | 2046 | Mitigation | 0.95 | 45 | 0 | esc | 0.00097009 | 3.3619e-10 | 0.00097009 | 3.3619e-10
[79 empty] | WLDFR | HFTD - Distribution - Tier 2 - 5QU CoRE ¦ 3QU LoRE | Red Flag Warning - Large Fires | 2047 | 1.9356e-08 | 1.9356e-08 | 6.9209 | 0.84944 | 3.8632 | 2.2083 | 0 | 0 | 1.9952e-05 | 1.3396e-07 | 0 | 1.3396e-07 | 1.3396e-07 | 0 | 1.3396e-07 | 0 | 6.5281e-05 | 0.0001431 | 0 | 0.0001431 | 0 | 1.4922e-06 | 2.9843e-06 | 0 | 2.9843e-06 | [12 empty] | 7.3.3.17.5 (Remote Grid) Updates to grid topology to minimize risk of ignition in HFTDs Remote GridWLDFRContaminationAggregated | WLDFR | HFTD - Distribution - Tier 2 - 2QU CoRE ¦ 1QU LoRE | Red Flag Warning - Small Fires | Contamination | Aggregated | 2047 | 3.4656e-07 | 193.7699 | 6.7153e-05 | 2047 | Mitigation | 0.95 | 45 | 0 | esc | 0.00097009 | 3.3619e-10 | 0.00097009 | 3.3619e-10
[79 empty] | WLDFR | HFTD - Distribution - Tier 2 - 5QU CoRE ¦ 3QU LoRE | Red Flag Warning - Large Fires | 2048 | 1.9356e-08 | 1.9356e-08 | 7.3713 | 0.88759 | 4.1075 | 2.3763 | 0 | 0 | 1.9952e-05 | 1.4268e-07 | 0 | 1.4268e-07 | 1.4268e-07 | 0 | 1.4268e-07 | 0 | 6.5281e-05 | 0.0001431 | 0 | 0.0001431 | 0 | 1.4922e-06 | 2.9843e-06 | 0 | 2.9843e-06 | [12 empty] | 7.3.3.17.5 (Remote Grid) Updates to grid topology to minimize risk of ignition in HFTDs Remote GridWLDFRContaminationAggregated | WLDFR | HFTD - Distribution - Tier 2 - 2QU CoRE ¦ 1QU LoRE | Red Flag Warning - Small Fires | Contamination | Aggregated | 2048 | 3.4656e-07 | 193.7699 | 6.7153e-05 | 2048 | Mitigation | 0.95 | 45 | 0 | esc | 0.00097009 | 3.3619e-10 | 0.00097009 | 3.3619e-10
[79 empty] | WLDFR | HFTD - Distribution - Tier 2 - 5QU CoRE ¦ 3QU LoRE | Red Flag Warning - Large Fires | 2049 | 1.9356e-08 | 1.9356e-08 | 7.3713 | 0.88759 | 4.1075 | 2.3763 | 0 | 0 | 1.9952e-05 | 1.4268e-07 | 0 | 1.4268e-07 | 1.4268e-07 | 0 | 1.4268e-07 | 0 | 6.5281e-05 | 0.0001431 | 0 | 0.0001431 | 0 | 1.4922e-06 | 2.9843e-06 | 0 | 2.9843e-06 | [12 empty] | 7.3.3.17.5 (Remote Grid) Updates to grid topology to minimize risk of ignition in HFTDs Remote GridWLDFRContaminationAggregated | WLDFR | HFTD - Distribution - Tier 2 - 2QU CoRE ¦ 1QU LoRE | Red Flag Warning - Small Fires | Contamination | Aggregated | 2049 | 3.4656e-07 | 193.7699 | 6.7153e-05 | 2049 | Mitigation | 0.95 | 45 | 0 | esc | 0.00097009 | 3.3619e-10 | 0.00097009 | 3.3619e-10
[79 empty] | WLDFR | HFTD - Distribution - Tier 2 - 5QU CoRE ¦ 3QU LoRE | Red Flag Warning - Large Fires | 2050 | 1.9356e-08 | 1.9356e-08 | 7.3713 | 0.88759 | 4.1075 | 2.3763 | 0 | 0 | 1.9952e-05 | 1.4268e-07 | 0 | 1.4268e-07 | 1.4268e-07 | 0 | 1.4268e-07 | 0 | 6.5281e-05 | 0.0001431 | 0 | 0.0001431 | 0 | 1.5854e-06 | 3.1708e-06 | 0 | 3.1708e-06 | [12 empty] | 7.3.3.17.5 (Remote Grid) Updates to grid topology to minimize risk of ignition in HFTDs Remote GridWLDFRContaminationAggregated | WLDFR | HFTD - Distribution - Tier 2 - 2QU CoRE ¦ 1QU LoRE | Red Flag Warning - Small Fires | Contamination | Aggregated | 2050 | 3.4656e-07 | 193.7699 | 6.7153e-05 | 2050 | Mitigation | 0.95 | 45 | 0 | esc | 0.00097009 | 3.3619e-10 | 0.00097009 | 3.3619e-10
[79 empty] | WLDFR | HFTD - Distribution - Tier 2 - 5QU CoRE ¦ 3QU LoRE | Red Flag Warning - Large Fires | 2051 | 1.9356e-08 | 1.9356e-08 | 7.3713 | 0.88759 | 4.1075 | 2.3763 | 0 | 0 | 1.9952e-05 | 1.4268e-07 | 0 | 1.4268e-07 | 1.4268e-07 | 0 | 1.4268e-07 | 0 | 6.8395e-05 | 0.00014992 | 0 | 0.00014992 | 0 | 1.5854e-06 | 3.1708e-06 | 0 | 3.1708e-06 | [12 empty] | 7.3.3.17.5 (Remote Grid) Updates to grid topology to minimize risk of ignition in HFTDs Remote GridWLDFRContaminationAggregated | WLDFR | HFTD - Distribution - Tier 2 - 2QU CoRE ¦ 1QU LoRE | Red Flag Warning - Small Fires | Contamination | Aggregated | 2051 | 3.4656e-07 | 193.7699 | 6.7153e-05 | 2051 | Mitigation | 0.95 | 45 | 0 | esc | 0.00097009 | 3.3619e-10 | 0.00097009 | 3.3619e-10
[79 empty] | WLDFR | HFTD - Distribution - Tier 2 - 5QU CoRE ¦ 3QU LoRE | Red Flag Warning - Large Fires | 2052 | 1.9356e-08 | 1.9356e-08 | 7.3713 | 0.88759 | 4.1075 | 2.3763 | 0 | 0 | 1.9952e-05 | 1.4268e-07 | 0 | 1.4268e-07 | 1.4268e-07 | 0 | 1.4268e-07 | 0 | 6.8395e-05 | 0.00014992 | 0 | 0.00014992 | 0 | 1.5854e-06 | 3.1708e-06 | 0 | 3.1708e-06 | [12 empty] | 7.3.3.17.5 (Remote Grid) Updates to grid topology to minimize risk of ignition in HFTDs Remote GridWLDFRContaminationAggregated | WLDFR | HFTD - Distribution - Tier 2 - 2QU CoRE ¦ 1QU LoRE | Red Flag Warning - Small Fires | Contamination | Aggregated | 2052 | 3.4656e-07 | 193.7699 | 6.7153e-05 | 2052 | Mitigation | 0.95 | 45 | 0 | esc | 0.00097009 | 3.3619e-10 | 0.00097009 | 3.3619e-10
[79 empty] | WLDFR | HFTD - Distribution - Tier 2 - 5QU CoRE ¦ 3QU LoRE | Red Flag Warning - Large Fires | 2053 | 1.9356e-08 | 1.9356e-08 | 7.8503 | 0.92702 | 4.3664 | 2.5569 | 0 | 0 | 1.9952e-05 | 1.5195e-07 | 0 | 1.5195e-07 | 1.5195e-07 | 0 | 1.5195e-07 | 0 | 6.8395e-05 | 0.00014992 | 0 | 0.00014992 | 0 | 1.5854e-06 | 3.1708e-06 | 0 | 3.1708e-06 | [12 empty] | 7.3.3.17.5 (Remote Grid) Updates to grid topology to minimize risk of ignition in HFTDs Remote GridWLDFRContaminationAggregated | WLDFR | HFTD - Distribution - Tier 2 - 2QU CoRE ¦ 1QU LoRE | Red Flag Warning - Small Fires | Contamination | Aggregated | 2053 | 3.4656e-07 | 193.7699 | 6.7153e-05 | 2053 | Mitigation | 0.95 | 45 | 0 | esc | 0.00097009 | 3.3619e-10 | 0.00097009 | 3.3619e-10
[79 empty] | WLDFR | HFTD - Distribution - Tier 2 - 5QU CoRE ¦ 3QU LoRE | Red Flag Warning - Large Fires | 2054 | 1.9356e-08 | 1.9356e-08 | 7.8503 | 0.92702 | 4.3664 | 2.5569 | 0 | 0 | 1.9952e-05 | 1.5195e-07 | 0 | 1.5195e-07 | 1.5195e-07 | 0 | 1.5195e-07 | 0 | 6.8395e-05 | 0.00014992 | 0 | 0.00014992 | 0 | 1.5854e-06 | 3.1708e-06 | 0 | 3.1708e-06 | [12 empty] | 7.3.3.17.5 (Remote Grid) Updates to grid topology to minimize risk of ignition in HFTDs Remote GridWLDFRContaminationAggregated | WLDFR | HFTD - Distribution - Tier 2 - 2QU CoRE ¦ 1QU LoRE | Red Flag Warning - Small Fires | Contamination | Aggregated | 2054 | 3.4656e-07 | 193.7699 | 6.7153e-05 | 2054 | Mitigation | 0.95 | 45 | 0 | esc | 0.00097009 | 3.3619e-10 | 0.00097009 | 3.3619e-10
[79 empty] | WLDFR | HFTD - Distribution - Tier 2 - 5QU CoRE ¦ 3QU LoRE | Red Flag Warning - Large Fires | 2055 | 1.9356e-08 | 1.9356e-08 | 7.8503 | 0.92702 | 4.3664 | 2.5569 | 0 | 0 | 1.9952e-05 | 1.5195e-07 | 0 | 1.5195e-07 | 1.5195e-07 | 0 | 1.5195e-07 | 0 | 6.8395e-05 | 0.00014992 | 0 | 0.00014992 | 0 | 1.6873e-06 | 3.3746e-06 | 0 | 3.3746e-06 | [12 empty] | 7.3.3.17.5 (Remote Grid) Updates to grid topology to minimize risk of ignition in HFTDs Remote GridWLDFRContaminationAggregated | WLDFR | HFTD - Distribution - Tier 2 - 2QU CoRE ¦ 1QU LoRE | Red Flag Warning - Small Fires | Contamination | Aggregated | 2055 | 3.4656e-07 | 193.7699 | 6.7153e-05 | 2055 | Mitigation | 0.95 | 45 | 0 | esc | 0.00097009 | 3.3619e-10 | 0.00097009 | 3.3619e-10
[79 empty] | WLDFR | HFTD - Distribution - Tier 2 - 5QU CoRE ¦ 3QU LoRE | Red Flag Warning - Large Fires | 2056 | 1.9356e-08 | 1.9356e-08 | 7.8503 | 0.92702 | 4.3664 | 2.5569 | 0 | 0 | 1.9952e-05 | 1.5195e-07 | 0 | 1.5195e-07 | 1.5195e-07 | 0 | 1.5195e-07 | 0 | 7.1533e-05 | 0.0001568 | 0 | 0.0001568 | 0 | 1.6873e-06 | 3.3746e-06 | 0 | 3.3746e-06 | [12 empty] | 7.3.3.17.5 (Remote Grid) Updates to grid topology to minimize risk of ignition in HFTDs Remote GridWLDFRContaminationAggregated | WLDFR | HFTD - Distribution - Tier 2 - 2QU CoRE ¦ 1QU LoRE | Red Flag Warning - Small Fires | Contamination | Aggregated | 2056 | 3.4656e-07 | 193.7699 | 6.7153e-05 | 2056 | Mitigation | 0.95 | 45 | 0 | esc | 0.00097009 | 3.3619e-10 | 0.00097009 | 3.3619e-10
[79 empty] | WLDFR | HFTD - Distribution - Tier 2 - 5QU CoRE ¦ 3QU LoRE | Red Flag Warning - Large Fires | 2057 | 1.9356e-08 | 1.9356e-08 | 7.8503 | 0.92702 | 4.3664 | 2.5569 | 0 | 0 | 1.9952e-05 | 1.5195e-07 | 0 | 1.5195e-07 | 1.5195e-07 | 0 | 1.5195e-07 | 0 | 7.1533e-05 | 0.0001568 | 0 | 0.0001568 | 0 | 1.6873e-06 | 3.3746e-06 | 0 | 3.3746e-06 | [12 empty] | 7.3.3.17.5 (Remote Grid) Updates to grid topology to minimize risk of ignition in HFTDs Remote GridWLDFRContaminationAggregated | WLDFR | HFTD - Distribution - Tier 2 - 2QU CoRE ¦ 1QU LoRE | Red Flag Warning - Small Fires | Contamination | Aggregated | 2057 | 3.4656e-07 | 193.7699 | 6.7153e-05 | 2057 | Mitigation | 0.95 | 45 | 0 | esc | 0.00097009 | 3.3619e-10 | 0.00097009 | 3.3619e-10
[79 empty] | WLDFR | HFTD - Distribution - Tier 2 - 5QU CoRE ¦ 3QU LoRE | Red Flag Warning - Large Fires | 2058 | 1.9356e-08 | 1.9356e-08 | 8.3524 | 0.96727 | 4.6367 | 2.7484 | 0 | 0 | 1.9952e-05 | 1.6166e-07 | 0 | 1.6166e-07 | 1.6166e-07 | 0 | 1.6166e-07 | 0 | 7.1533e-05 | 0.0001568 | 0 | 0.0001568 | 0 | 1.6873e-06 | 3.3746e-06 | 0 | 3.3746e-06 | [12 empty] | 7.3.3.17.5 (Remote Grid) Updates to grid topology to minimize risk of ignition in HFTDs Remote GridWLDFRContaminationAggregated | WLDFR | HFTD - Distribution - Tier 2 - 2QU CoRE ¦ 1QU LoRE | Red Flag Warning - Small Fires | Contamination | Aggregated | 2058 | 3.4656e-07 | 193.7699 | 6.7153e-05 | 2058 | Mitigation | 0.95 | 45 | 0 | esc | 0.00097009 | 3.3619e-10 | 0.00097009 | 3.3619e-10
[79 empty] | WLDFR | HFTD - Distribution - Tier 2 - 5QU CoRE ¦ 3QU LoRE | Red Flag Warning - Large Fires | 2059 | 1.9356e-08 | 1.9356e-08 | 8.3524 | 0.96727 | 4.6367 | 2.7484 | 0 | 0 | 1.9952e-05 | 1.6166e-07 | 0 | 1.6166e-07 | 1.6166e-07 | 0 | 1.6166e-07 | 0 | 7.1533e-05 | 0.0001568 | 0 | 0.0001568 | 0 | 1.6873e-06 | 3.3746e-06 | 0 | 3.3746e-06 | [12 empty] | 7.3.3.17.5 (Remote Grid) Updates to grid topology to minimize risk of ignition in HFTDs Remote GridWLDFRContaminationAggregated | WLDFR | HFTD - Distribution - Tier 2 - 2QU CoRE ¦ 1QU LoRE | Red Flag Warning - Small Fires | Contamination | Aggregated | 2059 | 3.4656e-07 | 193.7699 | 6.7153e-05 | 2059 | Mitigation | 0.95 | 45 | 0 | esc | 0.00097009 | 3.3619e-10 | 0.00097009 | 3.3619e-10
[79 empty] | WLDFR | HFTD - Distribution - Tier 2 - 5QU CoRE ¦ 3QU LoRE | Red Flag Warning - Large Fires | 2060 | 1.9356e-08 | 1.9356e-08 | 8.3524 | 0.96727 | 4.6367 | 2.7484 | 0 | 0 | 1.9952e-05 | 1.6166e-07 | 0 | 1.6166e-07 | 1.6166e-07 | 0 | 1.6166e-07 | 0 | 7.1533e-05 | 0.0001568 | 0 | 0.0001568 | 0 | 1.7971e-06 | 3.5942e-06 | 0 | 3.5942e-06 | [12 empty] | 7.3.3.17.5 (Remote Grid) Updates to grid topology to minimize risk of ignition in HFTDs Remote GridWLDFRContaminationAggregated | WLDFR | HFTD - Distribution - Tier 2 - 2QU CoRE ¦ 1QU LoRE | Red Flag Warning - Small Fires | Contamination | Aggregated | 2060 | 3.4656e-07 | 193.7699 | 6.7153e-05 | 2060 | Mitigation | 0.95 | 45 | 0 | esc | 0.00097009 | 3.3619e-10 | 0.00097009 | 3.3619e-10
[79 empty] | WLDFR | HFTD - Distribution - Tier 2 - 5QU CoRE ¦ 3QU LoRE | Red Flag Warning - Large Fires | 2061 | 1.9356e-08 | 1.9356e-08 | 8.3524 | 0.96727 | 4.6367 | 2.7484 | 0 | 0 | 1.9952e-05 | 1.6166e-07 | 0 | 1.6166e-07 | 1.6166e-07 | 0 | 1.6166e-07 | 0 | 7.4657e-05 | 0.00016365 | 0 | 0.00016365 | 0 | 1.7971e-06 | 3.5942e-06 | 0 | 3.5942e-06 | [12 empty] | 7.3.3.17.5 (Remote Grid) Updates to grid topology to minimize risk of ignition in HFTDs Remote GridWLDFRContaminationAggregated | WLDFR | HFTD - Distribution - Tier 2 - 2QU CoRE ¦ 1QU LoRE | Red Flag Warning - Small Fires | Contamination | Aggregated | 2061 | 3.4656e-07 | 193.7699 | 6.7153e-05 | 2061 | Mitigation | 0.95 | 45 | 0 | esc | 0.00097009 | 3.3619e-10 | 0.00097009 | 3.3619e-10
[79 empty] | WLDFR | HFTD - Distribution - Tier 2 - 5QU CoRE ¦ 3QU LoRE | Red Flag Warning - Large Fires | 2062 | 1.9356e-08 | 1.9356e-08 | 8.3524 | 0.96727 | 4.6367 | 2.7484 | 0 | 0 | 1.9952e-05 | 1.6166e-07 | 0 | 1.6166e-07 | 1.6166e-07 | 0 | 1.6166e-07 | 0 | 7.4657e-05 | 0.00016365 | 0 | 0.00016365 | 0 | 1.7971e-06 | 3.5942e-06 | 0 | 3.5942e-06 | [12 empty] | 7.3.3.17.5 (Remote Grid) Updates to grid topology to minimize risk of ignition in HFTDs Remote GridWLDFRContaminationAggregated | WLDFR | HFTD - Distribution - Tier 2 - 2QU CoRE ¦ 1QU LoRE | Red Flag Warning - Small Fires | Contamination | Aggregated | 2062 | 3.4656e-07 | 193.7699 | 6.7153e-05 | 2062 | Mitigation | 0.95 | 45 | 0 | esc | 0.00097009 | 3.3619e-10 | 0.00097009 | 3.3619e-10
[79 empty] | WLDFR | HFTD - Distribution - Tier 2 - 5QU CoRE ¦ 3QU LoRE | Red Flag Warning - Large Fires | 2063 | 1.9356e-08 | 1.9356e-08 | 8.872 | 1.0079 | 4.9153 | 2.9488 | 0 | 0 | 1.9952e-05 | 1.7172e-07 | 0 | 1.7172e-07 | 1.7172e-07 | 0 | 1.7172e-07 | 0 | 7.4657e-05 | 0.00016365 | 0 | 0.00016365 | 0 | 1.7971e-06 | 3.5942e-06 | 0 | 3.5942e-06 | [12 empty] | 7.3.3.17.5 (Remote Grid) Updates to grid topology to minimize risk of ignition in HFTDs Remote GridWLDFRContaminationAggregated | WLDFR | HFTD - Distribution - Tier 2 - 2QU CoRE ¦ 1QU LoRE | Red Flag Warning - Small Fires | Contamination | Aggregated | 2063 | 3.4656e-07 | 193.7699 | 6.7153e-05 | 2063 | Mitigation | 0.95 | 45 | 0 | esc | 0.00097009 | 3.3619e-10 | 0.00097009 | 3.3619e-10
[79 empty] | WLDFR | HFTD - Distribution - Tier 2 - 5QU CoRE ¦ 3QU LoRE | Red Flag Warning - Large Fires | 2064 | 1.9356e-08 | 1.9356e-08 | 8.872 | 1.0079 | 4.9153 | 2.9488 | 0 | 0 | 1.9952e-05 | 1.7172e-07 | 0 | 1.7172e-07 | 1.7172e-07 | 0 | 1.7172e-07 | 0 | 0 | 0.00016365 | 0 | 0.00016365 | 0 | 0 | 3.5942e-06 | 0 | 3.5942e-06 | [12 empty] | 7.3.3.17.5 (Remote Grid) Updates to grid topology to minimize risk of ignition in HFTDs Remote GridWLDFRContaminationAggregated | WLDFR | HFTD - Distribution - Tier 2 - 2QU CoRE ¦ 1QU LoRE | Red Flag Warning - Small Fires | Contamination | Aggregated | 2064 | 3.4656e-07 | 193.7699 | 6.7153e-05 | 2064 | Mitigation | 0.95 | 45 | 0 | esc | 0.00097009 | 3.3619e-10 | 0.00097009 | 3.3619e-10
[79 empty] | WLDFR | HFTD - Distribution - Tier 2 - 5QU CoRE ¦ 3QU LoRE | Red Flag Warning - Large Fires | 2065 | 1.9356e-08 | 1.9356e-08 | 8.872 | 1.0079 | 4.9153 | 2.9488 | 0 | 0 | 1.9952e-05 | 1.7172e-07 | 0 | 1.7172e-07 | 1.7172e-07 | 0 | 1.7172e-07 | 0 | 0 | 0 | 0 | 0 | 0 | 0 | 0 | 0 | 0 | [12 empty] | 7.3.3.17.5 (Remote Grid) Updates to grid topology to minimize risk of ignition in HFTDs Remote GridWLDFRContaminationAggregated | WLDFR | HFTD - Distribution - Tier 2 - 2QU CoRE ¦ 1QU LoRE | Red Flag Warning - Small Fires | Contamination | Aggregated | 2065 | 3.4656e-07 | 193.7699 | 6.7153e-05 | 2065 | Mitigation | 0.95 | 45 | 0 | esc | 0.00097009 | 3.3619e-10 | 0.00097009 | 3.3619e-10
[79 empty] | WLDFR | HFTD - Distribution - Tier 2 - 5QU CoRE ¦ 3QU LoRE | Red Flag Warning - Large Fires | 2066 | 1.9356e-08 | 1.9356e-08 | 8.872 | 1.0079 | 4.9153 | 2.9488 | 0 | 0 | 1.9952e-05 | 1.7172e-07 | 0 | 1.7172e-07 | 1.7172e-07 | 0 | 1.7172e-07 | 0 | 5.5507e-06 | 0 | 0 | 0 | 0 | 0 | 0 | 0 | 0 | [12 empty] | 7.3.3.17.5 (Remote Grid) Updates to grid topology to minimize risk of ignition in HFTDs Remote GridWLDFRContaminationAggregated | WLDFR | HFTD - Distribution - Tier 2 - 2QU CoRE ¦ 1QU LoRE | Red Flag Warning - Small Fires | Contamination | Aggregated | 2066 | 3.4656e-07 | 193.7699 | 6.7153e-05 | 2066 | Mitigation | 0.95 | 45 | 0 | esc | 0.00097009 | 3.3619e-10 | 0.00097009 | 3.3619e-10
[79 empty] | WLDFR | HFTD - Distribution - Tier 2 - 5QU CoRE ¦ 3QU LoRE | Red Flag Warning - Large Fires | 2067 | 0 | 1.9356e-08 | 8.872 | 1.0079 | 4.9153 | 2.9488 | 0 | 0 | 1.9952e-05 | 0 | 0 | 0 | 1.7172e-07 | 0 | 1.7172e-07 | 0 | 5.7535e-06 | 1.2612e-05 | 0 | 1.2612e-05 | 0 | 1.1262e-07 | 0 | 0 | 0 | [12 empty] | 7.3.3.17.5 (Remote Grid) Updates to grid topology to minimize risk of ignition in HFTDs Remote GridWLDFRContaminationAggregated | WLDFR | HFTD - Distribution - Tier 2 - 2QU CoRE ¦ 1QU LoRE | Red Flag Warning - Small Fires | Contamination | Aggregated | 2067 | 3.4656e-07 | 193.7699 | 6.7153e-05 | 2067 | Mitigation | 0.95 | 45 | 0 | esc | 0 | 0 | 0.00097009 | 3.3619e-10
[79 empty] | WLDFR | HFTD - Distribution - Tier 2 - 5QU CoRE ¦ 3QU LoRE | Red Flag Warning - Small Fires | 2022 | 5.2014e-07 | 0 | 0.077901 | 0.036425 | 0.0015809 | 0.039895 | 0 | 0 | 0.00054605 | 4.0519e-08 | 0 | 4.0519e-08 | 0 | 0 | 0 | 0 | 5.7535e-06 | 1.2612e-05 | 0 | 1.2612e-05 | 0 | 1.1625e-07 | 2.3249e-07 | 0 | 2.3249e-07 | [12 empty] | 7.3.3.17.5 (Remote Grid) Updates to grid topology to minimize risk of ignition in HFTDs Remote GridWLDFREquipment / facility failureAggregated | WLDFR | HFTD - Distribution - Tier 2 - 2QU CoRE ¦ 1QU LoRE | Red Flag Warning - Small Fires | Equipment / facility failure | Aggregated | 2022 | 0.00027031 | 193.7699 | 0.052379 | 2022 | Mitigation | 0.95 | 45 | 0 | esc | 0.00097009 | 2.6223e-07 | 0 | 0
[79 empty] | WLDFR | HFTD - Distribution - Tier 2 - 5QU CoRE ¦ 3QU LoRE | Red Flag Warning - Small Fires | 2023 | 5.2014e-07 | 5.2014e-07 | 0.080408 | 0.03759 | 0.0016314 | 0.041187 | 0 | 0 | 0.00054605 | 4.1824e-08 | 0 | 4.1824e-08 | 4.1824e-08 | 0 | 4.1824e-08 | 0 | 5.7535e-06 | 1.2612e-05 | 0 | 1.2612e-05 | 0 | 1.1625e-07 | 2.3249e-07 | 0 | 2.3249e-07 | [12 empty] | 7.3.3.17.5 (Remote Grid) Updates to grid topology to minimize risk of ignition in HFTDs Remote GridWLDFREquipment / facility failureAggregated | WLDFR | HFTD - Distribution - Tier 2 - 2QU CoRE ¦ 1QU LoRE | Red Flag Warning - Small Fires | Equipment / facility failure | Aggregated | 2023 | 0.00027031 | 193.7699 | 0.052379 | 2023 | Mitigation | 0.95 | 45 | 0 | esc | 0.00097009 | 2.6223e-07 | 0.00097009 | 2.6223e-07
[79 empty] | WLDFR | HFTD - Distribution - Tier 2 - 5QU CoRE ¦ 3QU LoRE | Red Flag Warning - Small Fires | 2024 | 5.2014e-07 | 5.2014e-07 | 0.080408 | 0.03759 | 0.0016314 | 0.041187 | 0 | 0 | 0.00054605 | 4.1824e-08 | 0 | 4.1824e-08 | 4.1824e-08 | 0 | 4.1824e-08 | 0 | 5.7535e-06 | 1.2612e-05 | 0 | 1.2612e-05 | 0 | 1.1625e-07 | 2.3249e-07 | 0 | 2.3249e-07 | [12 empty] | 7.3.3.17.5 (Remote Grid) Updates to grid topology to minimize risk of ignition in HFTDs Remote GridWLDFREquipment / facility failureAggregated | WLDFR | HFTD - Distribution - Tier 2 - 2QU CoRE ¦ 1QU LoRE | Red Flag Warning - Small Fires | Equipment / facility failure | Aggregated | 2024 | 0.00027031 | 193.7699 | 0.052379 | 2024 | Mitigation | 0.95 | 45 | 0 | esc | 0.00097009 | 2.6223e-07 | 0.00097009 | 2.6223e-07
[79 empty] | WLDFR | HFTD - Distribution - Tier 2 - 5QU CoRE ¦ 3QU LoRE | Red Flag Warning - Small Fires | 2025 | 5.2014e-07 | 5.2014e-07 | 0.080408 | 0.03759 | 0.0016314 | 0.041187 | 0 | 0 | 0.00054605 | 4.1824e-08 | 0 | 4.1824e-08 | 4.1824e-08 | 0 | 4.1824e-08 | 0 | 5.7535e-06 | 1.2612e-05 | 0 | 1.2612e-05 | 0 | 1.1625e-07 | 2.3249e-07 | 0 | 2.3249e-07 | [12 empty] | 7.3.3.17.5 (Remote Grid) Updates to grid topology to minimize risk of ignition in HFTDs Remote GridWLDFREquipment / facility failureAggregated | WLDFR | HFTD - Distribution - Tier 2 - 2QU CoRE ¦ 1QU LoRE | Red Flag Warning - Small Fires | Equipment / facility failure | Aggregated | 2025 | 0.00027031 | 193.7699 | 0.052379 | 2025 | Mitigation | 0.95 | 45 | 0 | esc | 0.00097009 | 2.6223e-07 | 0.00097009 | 2.6223e-07
[79 empty] | WLDFR | HFTD - Distribution - Tier 2 - 5QU CoRE ¦ 3QU LoRE | Red Flag Warning - Small Fires | 2026 | 5.2014e-07 | 5.2014e-07 | 0.080408 | 0.03759 | 0.0016314 | 0.041187 | 0 | 0 | 0.00054605 | 4.1824e-08 | 0 | 4.1824e-08 | 4.1824e-08 | 0 | 4.1824e-08 | 0 | 6.0088e-06 | 1.3172e-05 | 0 | 1.3172e-05 | 0 | 1.1625e-07 | 2.3249e-07 | 0 | 2.3249e-07 | [12 empty] | 7.3.3.17.5 (Remote Grid) Updates to grid topology to minimize risk of ignition in HFTDs Remote GridWLDFREquipment / facility failureAggregated | WLDFR | HFTD - Distribution - Tier 2 - 2QU CoRE ¦ 1QU LoRE | Red Flag Warning - Small Fires | Equipment / facility failure | Aggregated | 2026 | 0.00027031 | 193.7699 | 0.052379 | 2026 | Mitigation | 0.95 | 45 | 0 | esc | 0.00097009 | 2.6223e-07 | 0.00097009 | 2.6223e-07
[79 empty] | WLDFR | HFTD - Distribution - Tier 2 - 5QU CoRE ¦ 3QU LoRE | Red Flag Warning - Small Fires | 2027 | 5.2014e-07 | 5.2014e-07 | 0.080408 | 0.03759 | 0.0016314 | 0.041187 | 0 | 0 | 0.00054605 | 4.1824e-08 | 0 | 4.1824e-08 | 4.1824e-08 | 0 | 4.1824e-08 | 0 | 6.0088e-06 | 1.3172e-05 | 0 | 1.3172e-05 | 0 | 1.2087e-07 | 2.4174e-07 | 0 | 2.4174e-07 | [12 empty] | 7.3.3.17.5 (Remote Grid) Updates to grid topology to minimize risk of ignition in HFTDs Remote GridWLDFREquipment / facility failureAggregated | WLDFR | HFTD - Distribution - Tier 2 - 2QU CoRE ¦ 1QU LoRE | Red Flag Warning - Small Fires | Equipment / facility failure | Aggregated | 2027 | 0.00027031 | 193.7699 | 0.052379 | 2027 | Mitigation | 0.95 | 45 | 0 | esc | 0.00097009 | 2.6223e-07 | 0.00097009 | 2.6223e-07
[79 empty] | WLDFR | HFTD - Distribution - Tier 2 - 5QU CoRE ¦ 3QU LoRE | Red Flag Warning - Small Fires | 2028 | 5.2014e-07 | 5.2014e-07 | 0.083606 | 0.039055 | 0.001695 | 0.042856 | 0 | 0 | 0.00054605 | 4.3487e-08 | 0 | 4.3487e-08 | 4.3487e-08 | 0 | 4.3487e-08 | 0 | 6.0088e-06 | 1.3172e-05 | 0 | 1.3172e-05 | 0 | 1.2087e-07 | 2.4174e-07 | 0 | 2.4174e-07 | [12 empty] | 7.3.3.17.5 (Remote Grid) Updates to grid topology to minimize risk of ignition in HFTDs Remote GridWLDFREquipment / facility failureAggregated | WLDFR | HFTD - Distribution - Tier 2 - 2QU CoRE ¦ 1QU LoRE | Red Flag Warning - Small Fires | Equipment / facility failure | Aggregated | 2028 | 0.00027031 | 193.7699 | 0.052379 | 2028 | Mitigation | 0.95 | 45 | 0 | esc | 0.00097009 | 2.6223e-07 | 0.00097009 | 2.6223e-07
[79 empty] | WLDFR | HFTD - Distribution - Tier 2 - 5QU CoRE ¦ 3QU LoRE | Red Flag Warning - Small Fires | 2029 | 5.2014e-07 | 5.2014e-07 | 0.083606 | 0.039055 | 0.001695 | 0.042856 | 0 | 0 | 0.00054605 | 4.3487e-08 | 0 | 4.3487e-08 | 4.3487e-08 | 0 | 4.3487e-08 | 0 | 6.0088e-06 | 1.3172e-05 | 0 | 1.3172e-05 | 0 | 1.2087e-07 | 2.4174e-07 | 0 | 2.4174e-07 | [12 empty] | 7.3.3.17.5 (Remote Grid) Updates to grid topology to minimize risk of ignition in HFTDs Remote GridWLDFREquipment / facility failureAggregated | WLDFR | HFTD - Distribution - Tier 2 - 2QU CoRE ¦ 1QU LoRE | Red Flag Warning - Small Fires | Equipment / facility failure | Aggregated | 2029 | 0.00027031 | 193.7699 | 0.052379 | 2029 | Mitigation | 0.95 | 45 | 0 | esc | 0.00097009 | 2.6223e-07 | 0.00097009 | 2.6223e-07
[79 empty] | WLDFR | HFTD - Distribution - Tier 2 - 5QU CoRE ¦ 3QU LoRE | Red Flag Warning - Small Fires | 2030 | 5.2014e-07 | 5.2014e-07 | 0.083606 | 0.039055 | 0.001695 | 0.042856 | 0 | 0 | 0.00054605 | 4.3487e-08 | 0 | 4.3487e-08 | 4.3487e-08 | 0 | 4.3487e-08 | 0 | 6.0088e-06 | 1.3172e-05 | 0 | 1.3172e-05 | 0 | 1.2087e-07 | 2.4174e-07 | 0 | 2.4174e-07 | [12 empty] | 7.3.3.17.5 (Remote Grid) Updates to grid topology to minimize risk of ignition in HFTDs Remote GridWLDFREquipment / facility failureAggregated | WLDFR | HFTD - Distribution - Tier 2 - 2QU CoRE ¦ 1QU LoRE | Red Flag Warning - Small Fires | Equipment / facility failure | Aggregated | 2030 | 0.00027031 | 193.7699 | 0.052379 | 2030 | Mitigation | 0.95 | 45 | 0 | esc | 0.00097009 | 2.6223e-07 | 0.00097009 | 2.6223e-07
[79 empty] | WLDFR | HFTD - Distribution - Tier 2 - 5QU CoRE ¦ 3QU LoRE | Red Flag Warning - Small Fires | 2031 | 5.2014e-07 | 5.2014e-07 | 0.083606 | 0.039055 | 0.001695 | 0.042856 | 0 | 0 | 0.00054605 | 4.3487e-08 | 0 | 4.3487e-08 | 4.3487e-08 | 0 | 4.3487e-08 | 0 | 6.2924e-06 | 1.3793e-05 | 0 | 1.3793e-05 | 0 | 1.2087e-07 | 2.4174e-07 | 0 | 2.4174e-07 | [12 empty] | 7.3.3.17.5 (Remote Grid) Updates to grid topology to minimize risk of ignition in HFTDs Remote GridWLDFREquipment / facility failureAggregated | WLDFR | HFTD - Distribution - Tier 2 - 2QU CoRE ¦ 1QU LoRE | Red Flag Warning - Small Fires | Equipment / facility failure | Aggregated | 2031 | 0.00027031 | 193.7699 | 0.052379 | 2031 | Mitigation | 0.95 | 45 | 0 | esc | 0.00097009 | 2.6223e-07 | 0.00097009 | 2.6223e-07
[79 empty] | WLDFR | HFTD - Distribution - Tier 2 - 5QU CoRE ¦ 3QU LoRE | Red Flag Warning - Small Fires | 2032 | 5.2014e-07 | 5.2014e-07 | 0.083606 | 0.039055 | 0.001695 | 0.042856 | 0 | 0 | 0.00054605 | 4.3487e-08 | 0 | 4.3487e-08 | 4.3487e-08 | 0 | 4.3487e-08 | 0 | 6.2924e-06 | 1.3793e-05 | 0 | 1.3793e-05 | 0 | 1.2608e-07 | 2.5216e-07 | 0 | 2.5216e-07 | [12 empty] | 7.3.3.17.5 (Remote Grid) Updates to grid topology to minimize risk of ignition in HFTDs Remote GridWLDFREquipment / facility failureAggregated | WLDFR | HFTD - Distribution - Tier 2 - 2QU CoRE ¦ 1QU LoRE | Red Flag Warning - Small Fires | Equipment / facility failure | Aggregated | 2032 | 0.00027031 | 193.7699 | 0.052379 | 2032 | Mitigation | 0.95 | 45 | 0 | esc | 0.00097009 | 2.6223e-07 | 0.00097009 | 2.6223e-07
[79 empty] | WLDFR | HFTD - Distribution - Tier 2 - 5QU CoRE ¦ 3QU LoRE | Red Flag Warning - Small Fires | 2033 | 5.2014e-07 | 5.2014e-07 | 0.087211 | 0.040679 | 0.0017655 | 0.044766 | 0 | 0 | 0.00054605 | 4.5362e-08 | 0 | 4.5362e-08 | 4.5362e-08 | 0 | 4.5362e-08 | 0 | 6.2924e-06 | 1.3793e-05 | 0 | 1.3793e-05 | 0 | 1.2608e-07 | 2.5216e-07 | 0 | 2.5216e-07 | [12 empty] | 7.3.3.17.5 (Remote Grid) Updates to grid topology to minimize risk of ignition in HFTDs Remote GridWLDFREquipment / facility failureAggregated | WLDFR | HFTD - Distribution - Tier 2 - 2QU CoRE ¦ 1QU LoRE | Red Flag Warning - Small Fires | Equipment / facility failure | Aggregated | 2033 | 0.00027031 | 193.7699 | 0.052379 | 2033 | Mitigation | 0.95 | 45 | 0 | esc | 0.00097009 | 2.6223e-07 | 0.00097009 | 2.6223e-07
[79 empty] | WLDFR | HFTD - Distribution - Tier 2 - 5QU CoRE ¦ 3QU LoRE | Red Flag Warning - Small Fires | 2034 | 5.2014e-07 | 5.2014e-07 | 0.087211 | 0.040679 | 0.0017655 | 0.044766 | 0 | 0 | 0.00054605 | 4.5362e-08 | 0 | 4.5362e-08 | 4.5362e-08 | 0 | 4.5362e-08 | 0 | 6.2924e-06 | 1.3793e-05 | 0 | 1.3793e-05 | 0 | 1.2608e-07 | 2.5216e-07 | 0 | 2.5216e-07 | [12 empty] | 7.3.3.17.5 (Remote Grid) Updates to grid topology to minimize risk of ignition in HFTDs Remote GridWLDFREquipment / facility failureAggregated | WLDFR | HFTD - Distribution - Tier 2 - 2QU CoRE ¦ 1QU LoRE | Red Flag Warning - Small Fires | Equipment / facility failure | Aggregated | 2034 | 0.00027031 | 193.7699 | 0.052379 | 2034 | Mitigation | 0.95 | 45 | 0 | esc | 0.00097009 | 2.6223e-07 | 0.00097009 | 2.6223e-07
[79 empty] | WLDFR | HFTD - Distribution - Tier 2 - 5QU CoRE ¦ 3QU LoRE | Red Flag Warning - Small Fires | 2035 | 5.2014e-07 | 5.2014e-07 | 0.087211 | 0.040679 | 0.0017655 | 0.044766 | 0 | 0 | 0.00054605 | 4.5362e-08 | 0 | 4.5362e-08 | 4.5362e-08 | 0 | 4.5362e-08 | 0 | 6.2924e-06 | 1.3793e-05 | 0 | 1.3793e-05 | 0 | 1.2608e-07 | 2.5216e-07 | 0 | 2.5216e-07 | [12 empty] | 7.3.3.17.5 (Remote Grid) Updates to grid topology to minimize risk of ignition in HFTDs Remote GridWLDFREquipment / facility failureAggregated | WLDFR | HFTD - Distribution - Tier 2 - 2QU CoRE ¦ 1QU LoRE | Red Flag Warning - Small Fires | Equipment / facility failure | Aggregated | 2035 | 0.00027031 | 193.7699 | 0.052379 | 2035 | Mitigation | 0.95 | 45 | 0 | esc | 0.00097009 | 2.6223e-07 | 0.00097009 | 2.6223e-07
[79 empty] | WLDFR | HFTD - Distribution - Tier 2 - 5QU CoRE ¦ 3QU LoRE | Red Flag Warning - Small Fires | 2036 | 5.2014e-07 | 5.2014e-07 | 0.087211 | 0.040679 | 0.0017655 | 0.044766 | 0 | 0 | 0.00054605 | 4.5362e-08 | 0 | 4.5362e-08 | 4.5362e-08 | 0 | 4.5362e-08 | 0 | 6.5999e-06 | 1.4467e-05 | 0 | 1.4467e-05 | 0 | 1.2608e-07 | 2.5216e-07 | 0 | 2.5216e-07 | [12 empty] | 7.3.3.17.5 (Remote Grid) Updates to grid topology to minimize risk of ignition in HFTDs Remote GridWLDFREquipment / facility failureAggregated | WLDFR | HFTD - Distribution - Tier 2 - 2QU CoRE ¦ 1QU LoRE | Red Flag Warning - Small Fires | Equipment / facility failure | Aggregated | 2036 | 0.00027031 | 193.7699 | 0.052379 | 2036 | Mitigation | 0.95 | 45 | 0 | esc | 0.00097009 | 2.6223e-07 | 0.00097009 | 2.6223e-07
[79 empty] | WLDFR | HFTD - Distribution - Tier 2 - 5QU CoRE ¦ 3QU LoRE | Red Flag Warning - Small Fires | 2037 | 5.2014e-07 | 5.2014e-07 | 0.087211 | 0.040679 | 0.0017655 | 0.044766 | 0 | 0 | 0.00054605 | 4.5362e-08 | 0 | 4.5362e-08 | 4.5362e-08 | 0 | 4.5362e-08 | 0 | 6.5999e-06 | 1.4467e-05 | 0 | 1.4467e-05 | 0 | 1.3183e-07 | 2.6365e-07 | 0 | 2.6365e-07 | [12 empty] | 7.3.3.17.5 (Remote Grid) Updates to grid topology to minimize risk of ignition in HFTDs Remote GridWLDFREquipment / facility failureAggregated | WLDFR | HFTD - Distribution - Tier 2 - 2QU CoRE ¦ 1QU LoRE | Red Flag Warning - Small Fires | Equipment / facility failure | Aggregated | 2037 | 0.00027031 | 193.7699 | 0.052379 | 2037 | Mitigation | 0.95 | 45 | 0 | esc | 0.00097009 | 2.6223e-07 | 0.00097009 | 2.6223e-07
[79 empty] | WLDFR | HFTD - Distribution - Tier 2 - 5QU CoRE ¦ 3QU LoRE | Red Flag Warning - Small Fires | 2038 | 5.2014e-07 | 5.2014e-07 | 0.091184 | 0.042438 | 0.0018418 | 0.046905 | 0 | 0 | 0.00054605 | 4.7429e-08 | 0 | 4.7429e-08 | 4.7429e-08 | 0 | 4.7429e-08 | 0 | 6.5999e-06 | 1.4467e-05 | 0 | 1.4467e-05 | 0 | 1.3183e-07 | 2.6365e-07 | 0 | 2.6365e-07 | [12 empty] | 7.3.3.17.5 (Remote Grid) Updates to grid topology to minimize risk of ignition in HFTDs Remote GridWLDFREquipment / facility failureAggregated | WLDFR | HFTD - Distribution - Tier 2 - 2QU CoRE ¦ 1QU LoRE | Red Flag Warning - Small Fires | Equipment / facility failure | Aggregated | 2038 | 0.00027031 | 193.7699 | 0.052379 | 2038 | Mitigation | 0.95 | 45 | 0 | esc | 0.00097009 | 2.6223e-07 | 0.00097009 | 2.6223e-07
[79 empty] | WLDFR | HFTD - Distribution - Tier 2 - 5QU CoRE ¦ 3QU LoRE | Red Flag Warning - Small Fires | 2039 | 5.2014e-07 | 5.2014e-07 | 0.091184 | 0.042438 | 0.0018418 | 0.046905 | 0 | 0 | 0.00054605 | 4.7429e-08 | 0 | 4.7429e-08 | 4.7429e-08 | 0 | 4.7429e-08 | 0 | 6.5999e-06 | 1.4467e-05 | 0 | 1.4467e-05 | 0 | 1.3183e-07 | 2.6365e-07 | 0 | 2.6365e-07 | [12 empty] | 7.3.3.17.5 (Remote Grid) Updates to grid topology to minimize risk of ignition in HFTDs Remote GridWLDFREquipment / facility failureAggregated | WLDFR | HFTD - Distribution - Tier 2 - 2QU CoRE ¦ 1QU LoRE | Red Flag Warning - Small Fires | Equipment / facility failure | Aggregated | 2039 | 0.00027031 | 193.7699 | 0.052379 | 2039 | Mitigation | 0.95 | 45 | 0 | esc | 0.00097009 | 2.6223e-07 | 0.00097009 | 2.6223e-07
[79 empty] | WLDFR | HFTD - Distribution - Tier 2 - 5QU CoRE ¦ 3QU LoRE | Red Flag Warning - Small Fires | 2040 | 5.2014e-07 | 5.2014e-07 | 0.091184 | 0.042438 | 0.0018418 | 0.046905 | 0 | 0 | 0.00054605 | 4.7429e-08 | 0 | 4.7429e-08 | 4.7429e-08 | 0 | 4.7429e-08 | 0 | 6.5999e-06 | 1.4467e-05 | 0 | 1.4467e-05 | 0 | 1.3183e-07 | 2.6365e-07 | 0 | 2.6365e-07 | [12 empty] | 7.3.3.17.5 (Remote Grid) Updates to grid topology to minimize risk of ignition in HFTDs Remote GridWLDFREquipment / facility failureAggregated | WLDFR | HFTD - Distribution - Tier 2 - 2QU CoRE ¦ 1QU LoRE | Red Flag Warning - Small Fires | Equipment / facility failure | Aggregated | 2040 | 0.00027031 | 193.7699 | 0.052379 | 2040 | Mitigation | 0.95 | 45 | 0 | esc | 0.00097009 | 2.6223e-07 | 0.00097009 | 2.6223e-07
[79 empty] | WLDFR | HFTD - Distribution - Tier 2 - 5QU CoRE ¦ 3QU LoRE | Red Flag Warning - Small Fires | 2041 | 5.2014e-07 | 5.2014e-07 | 0.091184 | 0.042438 | 0.0018418 | 0.046905 | 0 | 0 | 0.00054605 | 4.7429e-08 | 0 | 4.7429e-08 | 4.7429e-08 | 0 | 4.7429e-08 | 0 | 6.9272e-06 | 1.5185e-05 | 0 | 1.5185e-05 | 0 | 1.3183e-07 | 2.6365e-07 | 0 | 2.6365e-07 | [12 empty] | 7.3.3.17.5 (Remote Grid) Updates to grid topology to minimize risk of ignition in HFTDs Remote GridWLDFREquipment / facility failureAggregated | WLDFR | HFTD - Distribution - Tier 2 - 2QU CoRE ¦ 1QU LoRE | Red Flag Warning - Small Fires | Equipment / facility failure | Aggregated | 2041 | 0.00027031 | 193.7699 | 0.052379 | 2041 | Mitigation | 0.95 | 45 | 0 | esc | 0.00097009 | 2.6223e-07 | 0.00097009 | 2.6223e-07
[79 empty] | WLDFR | HFTD - Distribution - Tier 2 - 5QU CoRE ¦ 3QU LoRE | Red Flag Warning - Small Fires | 2042 | 5.2014e-07 | 5.2014e-07 | 0.091184 | 0.042438 | 0.0018418 | 0.046905 | 0 | 0 | 0.00054605 | 4.7429e-08 | 0 | 4.7429e-08 | 4.7429e-08 | 0 | 4.7429e-08 | 0 | 6.9272e-06 | 1.5185e-05 | 0 | 1.5185e-05 | 0 | 1.3805e-07 | 2.7609e-07 | 0 | 2.7609e-07 | [12 empty] | 7.3.3.17.5 (Remote Grid) Updates to grid topology to minimize risk of ignition in HFTDs Remote GridWLDFREquipment / facility failureAggregated | WLDFR | HFTD - Distribution - Tier 2 - 2QU CoRE ¦ 1QU LoRE | Red Flag Warning - Small Fires | Equipment / facility failure | Aggregated | 2042 | 0.00027031 | 193.7699 | 0.052379 | 2042 | Mitigation | 0.95 | 45 | 0 | esc | 0.00097009 | 2.6223e-07 | 0.00097009 | 2.6223e-07
[79 empty] | WLDFR | HFTD - Distribution - Tier 2 - 5QU CoRE ¦ 3QU LoRE | Red Flag Warning - Small Fires | 2043 | 5.2014e-07 | 5.2014e-07 | 0.095486 | 0.044306 | 0.0019228 | 0.049257 | 0 | 0 | 0.00054605 | 4.9666e-08 | 0 | 4.9666e-08 | 4.9666e-08 | 0 | 4.9666e-08 | 0 | 6.9272e-06 | 1.5185e-05 | 0 | 1.5185e-05 | 0 | 1.3805e-07 | 2.7609e-07 | 0 | 2.7609e-07 | [12 empty] | 7.3.3.17.5 (Remote Grid) Updates to grid topology to minimize risk of ignition in HFTDs Remote GridWLDFREquipment / facility failureAggregated | WLDFR | HFTD - Distribution - Tier 2 - 2QU CoRE ¦ 1QU LoRE | Red Flag Warning - Small Fires | Equipment / facility failure | Aggregated | 2043 | 0.00027031 | 193.7699 | 0.052379 | 2043 | Mitigation | 0.95 | 45 | 0 | esc | 0.00097009 | 2.6223e-07 | 0.00097009 | 2.6223e-07
[79 empty] | WLDFR | HFTD - Distribution - Tier 2 - 5QU CoRE ¦ 3QU LoRE | Red Flag Warning - Small Fires | 2044 | 5.2014e-07 | 5.2014e-07 | 0.095486 | 0.044306 | 0.0019228 | 0.049257 | 0 | 0 | 0.00054605 | 4.9666e-08 | 0 | 4.9666e-08 | 4.9666e-08 | 0 | 4.9666e-08 | 0 | 6.9272e-06 | 1.5185e-05 | 0 | 1.5185e-05 | 0 | 1.3805e-07 | 2.7609e-07 | 0 | 2.7609e-07 | [12 empty] | 7.3.3.17.5 (Remote Grid) Updates to grid topology to minimize risk of ignition in HFTDs Remote GridWLDFREquipment / facility failureAggregated | WLDFR | HFTD - Distribution - Tier 2 - 2QU CoRE ¦ 1QU LoRE | Red Flag Warning - Small Fires | Equipment / facility failure | Aggregated | 2044 | 0.00027031 | 193.7699 | 0.052379 | 2044 | Mitigation | 0.95 | 45 | 0 | esc | 0.00097009 | 2.6223e-07 | 0.00097009 | 2.6223e-07
[79 empty] | WLDFR | HFTD - Distribution - Tier 2 - 5QU CoRE ¦ 3QU LoRE | Red Flag Warning - Small Fires | 2045 | 5.2014e-07 | 5.2014e-07 | 0.095486 | 0.044306 | 0.0019228 | 0.049257 | 0 | 0 | 0.00054605 | 4.9666e-08 | 0 | 4.9666e-08 | 4.9666e-08 | 0 | 4.9666e-08 | 0 | 6.9272e-06 | 1.5185e-05 | 0 | 1.5185e-05 | 0 | 1.3805e-07 | 2.7609e-07 | 0 | 2.7609e-07 | [12 empty] | 7.3.3.17.5 (Remote Grid) Updates to grid topology to minimize risk of ignition in HFTDs Remote GridWLDFREquipment / facility failureAggregated | WLDFR | HFTD - Distribution - Tier 2 - 2QU CoRE ¦ 1QU LoRE | Red Flag Warning - Small Fires | Equipment / facility failure | Aggregated | 2045 | 0.00027031 | 193.7699 | 0.052379 | 2045 | Mitigation | 0.95 | 45 | 0 | esc | 0.00097009 | 2.6223e-07 | 0.00097009 | 2.6223e-07
[79 empty] | WLDFR | HFTD - Distribution - Tier 2 - 5QU CoRE ¦ 3QU LoRE | Red Flag Warning - Small Fires | 2046 | 5.2014e-07 | 5.2014e-07 | 0.095486 | 0.044306 | 0.0019228 | 0.049257 | 0 | 0 | 0.00054605 | 4.9666e-08 | 0 | 4.9666e-08 | 4.9666e-08 | 0 | 4.9666e-08 | 0 | 7.2699e-06 | 1.5936e-05 | 0 | 1.5936e-05 | 0 | 1.3805e-07 | 2.7609e-07 | 0 | 2.7609e-07 | [12 empty] | 7.3.3.17.5 (Remote Grid) Updates to grid topology to minimize risk of ignition in HFTDs Remote GridWLDFREquipment / facility failureAggregated | WLDFR | HFTD - Distribution - Tier 2 - 2QU CoRE ¦ 1QU LoRE | Red Flag Warning - Small Fires | Equipment / facility failure | Aggregated | 2046 | 0.00027031 | 193.7699 | 0.052379 | 2046 | Mitigation | 0.95 | 45 | 0 | esc | 0.00097009 | 2.6223e-07 | 0.00097009 | 2.6223e-07
[79 empty] | WLDFR | HFTD - Distribution - Tier 2 - 5QU CoRE ¦ 3QU LoRE | Red Flag Warning - Small Fires | 2047 | 5.2014e-07 | 5.2014e-07 | 0.095486 | 0.044306 | 0.0019228 | 0.049257 | 0 | 0 | 0.00054605 | 4.9666e-08 | 0 | 4.9666e-08 | 4.9666e-08 | 0 | 4.9666e-08 | 0 | 7.2699e-06 | 1.5936e-05 | 0 | 1.5936e-05 | 0 | 1.4468e-07 | 2.8935e-07 | 0 | 2.8935e-07 | [12 empty] | 7.3.3.17.5 (Remote Grid) Updates to grid topology to minimize risk of ignition in HFTDs Remote GridWLDFREquipment / facility failureAggregated | WLDFR | HFTD - Distribution - Tier 2 - 2QU CoRE ¦ 1QU LoRE | Red Flag Warning - Small Fires | Equipment / facility failure | Aggregated | 2047 | 0.00027031 | 193.7699 | 0.052379 | 2047 | Mitigation | 0.95 | 45 | 0 | esc | 0.00097009 | 2.6223e-07 | 0.00097009 | 2.6223e-07
[79 empty] | WLDFR | HFTD - Distribution - Tier 2 - 5QU CoRE ¦ 3QU LoRE | Red Flag Warning - Small Fires | 2048 | 5.2014e-07 | 5.2014e-07 | 0.10007 | 0.04626 | 0.0020076 | 0.051804 | 0 | 0 | 0.00054605 | 5.2051e-08 | 0 | 5.2051e-08 | 5.2051e-08 | 0 | 5.2051e-08 | 0 | 7.2699e-06 | 1.5936e-05 | 0 | 1.5936e-05 | 0 | 1.4468e-07 | 2.8935e-07 | 0 | 2.8935e-07 | [12 empty] | 7.3.3.17.5 (Remote Grid) Updates to grid topology to minimize risk of ignition in HFTDs Remote GridWLDFREquipment / facility failureAggregated | WLDFR | HFTD - Distribution - Tier 2 - 2QU CoRE ¦ 1QU LoRE | Red Flag Warning - Small Fires | Equipment / facility failure | Aggregated | 2048 | 0.00027031 | 193.7699 | 0.052379 | 2048 | Mitigation | 0.95 | 45 | 0 | esc | 0.00097009 | 2.6223e-07 | 0.00097009 | 2.6223e-07
[79 empty] | WLDFR | HFTD - Distribution - Tier 2 - 5QU CoRE ¦ 3QU LoRE | Red Flag Warning - Small Fires | 2049 | 5.2014e-07 | 5.2014e-07 | 0.10007 | 0.04626 | 0.0020076 | 0.051804 | 0 | 0 | 0.00054605 | 5.2051e-08 | 0 | 5.2051e-08 | 5.2051e-08 | 0 | 5.2051e-08 | 0 | 7.2699e-06 | 1.5936e-05 | 0 | 1.5936e-05 | 0 | 1.4468e-07 | 2.8935e-07 | 0 | 2.8935e-07 | [12 empty] | 7.3.3.17.5 (Remote Grid) Updates to grid topology to minimize risk of ignition in HFTDs Remote GridWLDFREquipment / facility failureAggregated | WLDFR | HFTD - Distribution - Tier 2 - 2QU CoRE ¦ 1QU LoRE | Red Flag Warning - Small Fires | Equipment / facility failure | Aggregated | 2049 | 0.00027031 | 193.7699 | 0.052379 | 2049 | Mitigation | 0.95 | 45 | 0 | esc | 0.00097009 | 2.6223e-07 | 0.00097009 | 2.6223e-07
[79 empty] | WLDFR | HFTD - Distribution - Tier 2 - 5QU CoRE ¦ 3QU LoRE | Red Flag Warning - Small Fires | 2050 | 5.2014e-07 | 5.2014e-07 | 0.10007 | 0.04626 | 0.0020076 | 0.051804 | 0 | 0 | 0.00054605 | 5.2051e-08 | 0 | 5.2051e-08 | 5.2051e-08 | 0 | 5.2051e-08 | 0 | 7.2699e-06 | 1.5936e-05 | 0 | 1.5936e-05 | 0 | 1.4468e-07 | 2.8935e-07 | 0 | 2.8935e-07 | [12 empty] | 7.3.3.17.5 (Remote Grid) Updates to grid topology to minimize risk of ignition in HFTDs Remote GridWLDFREquipment / facility failureAggregated | WLDFR | HFTD - Distribution - Tier 2 - 2QU CoRE ¦ 1QU LoRE | Red Flag Warning - Small Fires | Equipment / facility failure | Aggregated | 2050 | 0.00027031 | 193.7699 | 0.052379 | 2050 | Mitigation | 0.95 | 45 | 0 | esc | 0.00097009 | 2.6223e-07 | 0.00097009 | 2.6223e-07
[79 empty] | WLDFR | HFTD - Distribution - Tier 2 - 5QU CoRE ¦ 3QU LoRE | Red Flag Warning - Small Fires | 2051 | 5.2014e-07 | 5.2014e-07 | 0.10007 | 0.04626 | 0.0020076 | 0.051804 | 0 | 0 | 0.00054605 | 5.2051e-08 | 0 | 5.2051e-08 | 5.2051e-08 | 0 | 5.2051e-08 | 0 | 7.6239e-06 | 1.6712e-05 | 0 | 1.6712e-05 | 0 | 0 | 2.8935e-07 | 0 | 2.8935e-07 | [12 empty] | 7.3.3.17.5 (Remote Grid) Updates to grid topology to minimize risk of ignition in HFTDs Remote GridWLDFREquipment / facility failureAggregated | WLDFR | HFTD - Distribution - Tier 2 - 2QU CoRE ¦ 1QU LoRE | Red Flag Warning - Small Fires | Equipment / facility failure | Aggregated | 2051 | 0.00027031 | 193.7699 | 0.052379 | 2051 | Mitigation | 0.95 | 45 | 0 | esc | 0.00097009 | 2.6223e-07 | 0.00097009 | 2.6223e-07
[79 empty] | WLDFR | HFTD - Distribution - Tier 2 - 5QU CoRE ¦ 3QU LoRE | Red Flag Warning - Small Fires | 2052 | 5.2014e-07 | 5.2014e-07 | 0.10007 | 0.04626 | 0.0020076 | 0.051804 | 0 | 0 | 0.00054605 | 5.2051e-08 | 0 | 5.2051e-08 | 5.2051e-08 | 0 | 5.2051e-08 | 0 | 7.6239e-06 | 1.6712e-05 | 0 | 1.6712e-05 | 0 | 0 | 0 | 0 | 0 | [12 empty] | 7.3.3.17.5 (Remote Grid) Updates to grid topology to minimize risk of ignition in HFTDs Remote GridWLDFREquipment / facility failureAggregated | WLDFR | HFTD - Distribution - Tier 2 - 2QU CoRE ¦ 1QU LoRE | Red Flag Warning - Small Fires | Equipment / facility failure | Aggregated | 2052 | 0.00027031 | 193.7699 | 0.052379 | 2052 | Mitigation | 0.95 | 45 | 0 | esc | 0.00097009 | 2.6223e-07 | 0.00097009 | 2.6223e-07
[79 empty] | WLDFR | HFTD - Distribution - Tier 2 - 5QU CoRE ¦ 3QU LoRE | Red Flag Warning - Small Fires | 2053 | 5.2014e-07 | 5.2014e-07 | 0.10489 | 0.048274 | 0.002095 | 0.054525 | 0 | 0 | 0.00054605 | 5.456e-08 | 0 | 5.456e-08 | 5.456e-08 | 0 | 5.456e-08 | 0 | 7.6239e-06 | 1.6712e-05 | 0 | 1.6712e-05 | 0 | 0 | 0 | 0 | 0 | [12 empty] | 7.3.3.17.5 (Remote Grid) Updates to grid topology to minimize risk of ignition in HFTDs Remote GridWLDFREquipment / facility failureAggregated | WLDFR | HFTD - Distribution - Tier 2 - 2QU CoRE ¦ 1QU LoRE | Red Flag Warning - Small Fires | Equipment / facility failure | Aggregated | 2053 | 0.00027031 | 193.7699 | 0.052379 | 2053 | Mitigation | 0.95 | 45 | 0 | esc | 0.00097009 | 2.6223e-07 | 0.00097009 | 2.6223e-07
[79 empty] | WLDFR | HFTD - Distribution - Tier 2 - 5QU CoRE ¦ 3QU LoRE | Red Flag Warning - Small Fires | 2054 | 5.2014e-07 | 5.2014e-07 | 0.10489 | 0.048274 | 0.002095 | 0.054525 | 0 | 0 | 0.00054605 | 5.456e-08 | 0 | 5.456e-08 | 5.456e-08 | 0 | 5.456e-08 | 0 | 7.6239e-06 | 1.6712e-05 | 0 | 1.6712e-05 | 0 | 1.871e-05 | 0 | 0 | 0 | [12 empty] | 7.3.3.17.5 (Remote Grid) Updates to grid topology to minimize risk of ignition in HFTDs Remote GridWLDFREquipment / facility failureAggregated | WLDFR | HFTD - Distribution - Tier 2 - 2QU CoRE ¦ 1QU LoRE | Red Flag Warning - Small Fires | Equipment / facility failure | Aggregated | 2054 | 0.00027031 | 193.7699 | 0.052379 | 2054 | Mitigation | 0.95 | 45 | 0 | esc | 0.00097009 | 2.6223e-07 | 0.00097009 | 2.6223e-07
[79 empty] | WLDFR | HFTD - Distribution - Tier 2 - 5QU CoRE ¦ 3QU LoRE | Red Flag Warning - Small Fires | 2055 | 5.2014e-07 | 5.2014e-07 | 0.10489 | 0.048274 | 0.002095 | 0.054525 | 0 | 0 | 0.00054605 | 5.456e-08 | 0 | 5.456e-08 | 5.456e-08 | 0 | 5.456e-08 | 0 | 7.6239e-06 | 1.6712e-05 | 0 | 1.6712e-05 | 0 | 1.9395e-05 | 3.8791e-05 | 0 | 3.8791e-05 | [12 empty] | 7.3.3.17.5 (Remote Grid) Updates to grid topology to minimize risk of ignition in HFTDs Remote GridWLDFREquipment / facility failureAggregated | WLDFR | HFTD - Distribution - Tier 2 - 2QU CoRE ¦ 1QU LoRE | Red Flag Warning - Small Fires | Equipment / facility failure | Aggregated | 2055 | 0.00027031 | 193.7699 | 0.052379 | 2055 | Mitigation | 0.95 | 45 | 0 | esc | 0.00097009 | 2.6223e-07 | 0.00097009 | 2.6223e-07
[79 empty] | WLDFR | HFTD - Distribution - Tier 2 - 5QU CoRE ¦ 3QU LoRE | Red Flag Warning - Small Fires | 2056 | 5.2014e-07 | 5.2014e-07 | 0.10489 | 0.048274 | 0.002095 | 0.054525 | 0 | 0 | 0.00054605 | 5.456e-08 | 0 | 5.456e-08 | 5.456e-08 | 0 | 5.456e-08 | 0 | 7.9847e-06 | 1.7503e-05 | 0 | 1.7503e-05 | 0 | 1.9395e-05 | 3.8791e-05 | 0 | 3.8791e-05 | [12 empty] | 7.3.3.17.5 (Remote Grid) Updates to grid topology to minimize risk of ignition in HFTDs Remote GridWLDFREquipment / facility failureAggregated | WLDFR | HFTD - Distribution - Tier 2 - 2QU CoRE ¦ 1QU LoRE | Red Flag Warning - Small Fires | Equipment / facility failure | Aggregated | 2056 | 0.00027031 | 193.7699 | 0.052379 | 2056 | Mitigation | 0.95 | 45 | 0 | esc | 0.00097009 | 2.6223e-07 | 0.00097009 | 2.6223e-07
[79 empty] | WLDFR | HFTD - Distribution - Tier 2 - 5QU CoRE ¦ 3QU LoRE | Red Flag Warning - Small Fires | 2057 | 5.2014e-07 | 5.2014e-07 | 0.10489 | 0.048274 | 0.002095 | 0.054525 | 0 | 0 | 0.00054605 | 5.456e-08 | 0 | 5.456e-08 | 5.456e-08 | 0 | 5.456e-08 | 0 | 7.9847e-06 | 1.7503e-05 | 0 | 1.7503e-05 | 0 | 1.9395e-05 | 3.8791e-05 | 0 | 3.8791e-05 | [12 empty] | 7.3.3.17.5 (Remote Grid) Updates to grid topology to minimize risk of ignition in HFTDs Remote GridWLDFREquipment / facility failureAggregated | WLDFR | HFTD - Distribution - Tier 2 - 2QU CoRE ¦ 1QU LoRE | Red Flag Warning - Small Fires | Equipment / facility failure | Aggregated | 2057 | 0.00027031 | 193.7699 | 0.052379 | 2057 | Mitigation | 0.95 | 45 | 0 | esc | 0.00097009 | 2.6223e-07 | 0.00097009 | 2.6223e-07
[79 empty] | WLDFR | HFTD - Distribution - Tier 2 - 5QU CoRE ¦ 3QU LoRE | Red Flag Warning - Small Fires | 2058 | 5.2014e-07 | 5.2014e-07 | 0.1099 | 0.050325 | 0.0021839 | 0.057393 | 0 | 0 | 0.00054605 | 5.7165e-08 | 0 | 5.7165e-08 | 5.7165e-08 | 0 | 5.7165e-08 | 0 | 7.9847e-06 | 1.7503e-05 | 0 | 1.7503e-05 | 0 | 1.9395e-05 | 3.8791e-05 | 0 | 3.8791e-05 | [12 empty] | 7.3.3.17.5 (Remote Grid) Updates to grid topology to minimize risk of ignition in HFTDs Remote GridWLDFREquipment / facility failureAggregated | WLDFR | HFTD - Distribution - Tier 2 - 2QU CoRE ¦ 1QU LoRE | Red Flag Warning - Small Fires | Equipment / facility failure | Aggregated | 2058 | 0.00027031 | 193.7699 | 0.052379 | 2058 | Mitigation | 0.95 | 45 | 0 | esc | 0.00097009 | 2.6223e-07 | 0.00097009 | 2.6223e-07
[79 empty] | WLDFR | HFTD - Distribution - Tier 2 - 5QU CoRE ¦ 3QU LoRE | Red Flag Warning - Small Fires | 2059 | 5.2014e-07 | 5.2014e-07 | 0.1099 | 0.050325 | 0.0021839 | 0.057393 | 0 | 0 | 0.00054605 | 5.7165e-08 | 0 | 5.7165e-08 | 5.7165e-08 | 0 | 5.7165e-08 | 0 | 7.9847e-06 | 1.7503e-05 | 0 | 1.7503e-05 | 0 | 1.9395e-05 | 3.8791e-05 | 0 | 3.8791e-05 | [12 empty] | 7.3.3.17.5 (Remote Grid) Updates to grid topology to minimize risk of ignition in HFTDs Remote GridWLDFREquipment / facility failureAggregated | WLDFR | HFTD - Distribution - Tier 2 - 2QU CoRE ¦ 1QU LoRE | Red Flag Warning - Small Fires | Equipment / facility failure | Aggregated | 2059 | 0.00027031 | 193.7699 | 0.052379 | 2059 | Mitigation | 0.95 | 45 | 0 | esc | 0.00097009 | 2.6223e-07 | 0.00097009 | 2.6223e-07
[79 empty] | WLDFR | HFTD - Distribution - Tier 2 - 5QU CoRE ¦ 3QU LoRE | Red Flag Warning - Small Fires | 2060 | 5.2014e-07 | 5.2014e-07 | 0.1099 | 0.050325 | 0.0021839 | 0.057393 | 0 | 0 | 0.00054605 | 5.7165e-08 | 0 | 5.7165e-08 | 5.7165e-08 | 0 | 5.7165e-08 | 0 | 7.9847e-06 | 1.7503e-05 | 0 | 1.7503e-05 | 0 | 2.026e-05 | 4.0519e-05 | 0 | 4.0519e-05 | [12 empty] | 7.3.3.17.5 (Remote Grid) Updates to grid topology to minimize risk of ignition in HFTDs Remote GridWLDFREquipment / facility failureAggregated | WLDFR | HFTD - Distribution - Tier 2 - 2QU CoRE ¦ 1QU LoRE | Red Flag Warning - Small Fires | Equipment / facility failure | Aggregated | 2060 | 0.00027031 | 193.7699 | 0.052379 | 2060 | Mitigation | 0.95 | 45 | 0 | esc | 0.00097009 | 2.6223e-07 | 0.00097009 | 2.6223e-07
[79 empty] | WLDFR | HFTD - Distribution - Tier 2 - 5QU CoRE ¦ 3QU LoRE | Red Flag Warning - Small Fires | 2061 | 5.2014e-07 | 5.2014e-07 | 0.1099 | 0.050325 | 0.0021839 | 0.057393 | 0 | 0 | 0.00054605 | 5.7165e-08 | 0 | 5.7165e-08 | 5.7165e-08 | 0 | 5.7165e-08 | 0 | 8.3479e-06 | 1.8299e-05 | 0 | 1.8299e-05 | 0 | 2.026e-05 | 4.0519e-05 | 0 | 4.0519e-05 | [12 empty] | 7.3.3.17.5 (Remote Grid) Updates to grid topology to minimize risk of ignition in HFTDs Remote GridWLDFREquipment / facility failureAggregated | WLDFR | HFTD - Distribution - Tier 2 - 2QU CoRE ¦ 1QU LoRE | Red Flag Warning - Small Fires | Equipment / facility failure | Aggregated | 2061 | 0.00027031 | 193.7699 | 0.052379 | 2061 | Mitigation | 0.95 | 45 | 0 | esc | 0.00097009 | 2.6223e-07 | 0.00097009 | 2.6223e-07
[79 empty] | WLDFR | HFTD - Distribution - Tier 2 - 5QU CoRE ¦ 3QU LoRE | Red Flag Warning - Small Fires | 2062 | 5.2014e-07 | 5.2014e-07 | 0.1099 | 0.050325 | 0.0021839 | 0.057393 | 0 | 0 | 0.00054605 | 5.7165e-08 | 0 | 5.7165e-08 | 5.7165e-08 | 0 | 5.7165e-08 | 0 | 8.3479e-06 | 1.8299e-05 | 0 | 1.8299e-05 | 0 | 2.026e-05 | 4.0519e-05 | 0 | 4.0519e-05 | [12 empty] | 7.3.3.17.5 (Remote Grid) Updates to grid topology to minimize risk of ignition in HFTDs Remote GridWLDFREquipment / facility failureAggregated | WLDFR | HFTD - Distribution - Tier 2 - 2QU CoRE ¦ 1QU LoRE | Red Flag Warning - Small Fires | Equipment / facility failure | Aggregated | 2062 | 0.00027031 | 193.7699 | 0.052379 | 2062 | Mitigation | 0.95 | 45 | 0 | esc | 0.00097009 | 2.6223e-07 | 0.00097009 | 2.6223e-07
[79 empty] | WLDFR | HFTD - Distribution - Tier 2 - 5QU CoRE ¦ 3QU LoRE | Red Flag Warning - Small Fires | 2063 | 5.2014e-07 | 5.2014e-07 | 0.11504 | 0.052388 | 0.0022734 | 0.060377 | 0 | 0 | 0.00054605 | 5.9836e-08 | 0 | 5.9836e-08 | 5.9836e-08 | 0 | 5.9836e-08 | 0 | 8.3479e-06 | 1.8299e-05 | 0 | 1.8299e-05 | 0 | 2.026e-05 | 4.0519e-05 | 0 | 4.0519e-05 | [12 empty] | 7.3.3.17.5 (Remote Grid) Updates to grid topology to minimize risk of ignition in HFTDs Remote GridWLDFREquipment / facility failureAggregated | WLDFR | HFTD - Distribution - Tier 2 - 2QU CoRE ¦ 1QU LoRE | Red Flag Warning - Small Fires | Equipment / facility failure | Aggregated | 2063 | 0.00027031 | 193.7699 | 0.052379 | 2063 | Mitigation | 0.95 | 45 | 0 | esc | 0.00097009 | 2.6223e-07 | 0.00097009 | 2.6223e-07
[79 empty] | WLDFR | HFTD - Distribution - Tier 2 - 5QU CoRE ¦ 3QU LoRE | Red Flag Warning - Small Fires | 2064 | 5.2014e-07 | 5.2014e-07 | 0.11504 | 0.052388 | 0.0022734 | 0.060377 | 0 | 0 | 0.00054605 | 5.9836e-08 | 0 | 5.9836e-08 | 5.9836e-08 | 0 | 5.9836e-08 | 0 | 8.3479e-06 | 1.8299e-05 | 0 | 1.8299e-05 | 0 | 2.026e-05 | 4.0519e-05 | 0 | 4.0519e-05 | [12 empty] | 7.3.3.17.5 (Remote Grid) Updates to grid topology to minimize risk of ignition in HFTDs Remote GridWLDFREquipment / facility failureAggregated | WLDFR | HFTD - Distribution - Tier 2 - 2QU CoRE ¦ 1QU LoRE | Red Flag Warning - Small Fires | Equipment / facility failure | Aggregated | 2064 | 0.00027031 | 193.7699 | 0.052379 | 2064 | Mitigation | 0.95 | 45 | 0 | esc | 0.00097009 | 2.6223e-07 | 0.00097009 | 2.6223e-07
[79 empty] | WLDFR | HFTD - Distribution - Tier 2 - 5QU CoRE ¦ 3QU LoRE | Red Flag Warning - Small Fires | 2065 | 5.2014e-07 | 5.2014e-07 | 0.11504 | 0.052388 | 0.0022734 | 0.060377 | 0 | 0 | 0.00054605 | 5.9836e-08 | 0 | 5.9836e-08 | 5.9836e-08 | 0 | 5.9836e-08 | 0 | 8.3479e-06 | 1.8299e-05 | 0 | 1.8299e-05 | 0 | 2.122e-05 | 4.244e-05 | 0 | 4.244e-05 | [12 empty] | 7.3.3.17.5 (Remote Grid) Updates to grid topology to minimize risk of ignition in HFTDs Remote GridWLDFREquipment / facility failureAggregated | WLDFR | HFTD - Distribution - Tier 2 - 2QU CoRE ¦ 1QU LoRE | Red Flag Warning - Small Fires | Equipment / facility failure | Aggregated | 2065 | 0.00027031 | 193.7699 | 0.052379 | 2065 | Mitigation | 0.95 | 45 | 0 | esc | 0.00097009 | 2.6223e-07 | 0.00097009 | 2.6223e-07
[79 empty] | WLDFR | HFTD - Distribution - Tier 2 - 5QU CoRE ¦ 3QU LoRE | Red Flag Warning - Small Fires | 2066 | 5.2014e-07 | 5.2014e-07 | 0.11504 | 0.052388 | 0.0022734 | 0.060377 | 0 | 0 | 0.00054605 | 5.9836e-08 | 0 | 5.9836e-08 | 5.9836e-08 | 0 | 5.9836e-08 | 0 | 8.7094e-06 | 1.9091e-05 | 0 | 1.9091e-05 | 0 | 2.122e-05 | 4.244e-05 | 0 | 4.244e-05 | [12 empty] | 7.3.3.17.5 (Remote Grid) Updates to grid topology to minimize risk of ignition in HFTDs Remote GridWLDFREquipment / facility failureAggregated | WLDFR | HFTD - Distribution - Tier 2 - 2QU CoRE ¦ 1QU LoRE | Red Flag Warning - Small Fires | Equipment / facility failure | Aggregated | 2066 | 0.00027031 | 193.7699 | 0.052379 | 2066 | Mitigation | 0.95 | 45 | 0 | esc | 0.00097009 | 2.6223e-07 | 0.00097009 | 2.6223e-07
[79 empty] | WLDFR | HFTD - Distribution - Tier 2 - 5QU CoRE ¦ 3QU LoRE | Red Flag Warning - Small Fires | 2067 | 0 | 5.2014e-07 | 0.11504 | 0.052388 | 0.0022734 | 0.060377 | 0 | 0 | 0.00054605 | 0 | 0 | 0 | 5.9836e-08 | 0 | 5.9836e-08 | 0 | 8.7094e-06 | 1.9091e-05 | 0 | 1.9091e-05 | 0 | 2.122e-05 | 4.244e-05 | 0 | 4.244e-05 | [12 empty] | 7.3.3.17.5 (Remote Grid) Updates to grid topology to minimize risk of ignition in HFTDs Remote GridWLDFREquipment / facility failureAggregated | WLDFR | HFTD - Distribution - Tier 2 - 2QU CoRE ¦ 1QU LoRE | Red Flag Warning - Small Fires | Equipment / facility failure | Aggregated | 2067 | 0.00027031 | 193.7699 | 0.052379 | 2067 | Mitigation | 0.95 | 45 | 0 | esc | 0 | 0 | 0.00097009 | 2.6223e-07
[79 empty] | WLDFR | HFTD - Distribution - Tier 2 - 5QU CoRE ¦ 4QU LoRE | Non-Red Flag Warning - Catastrophic Fires | 2022 | 5.7032e-11 | 0 | 14146.1306 | 222.2294 | 8585.7228 | 5338.1784 | 0 | 0 | 7.3343e-08 | 8.0678e-07 | 0 | 8.0678e-07 | 0 | 0 | 0 | 0 | 8.7094e-06 | 1.9091e-05 | 0 | 1.9091e-05 | 0 | 2.122e-05 | 4.244e-05 | 0 | 4.244e-05 | [12 empty] | 7.3.3.17.5 (Remote Grid) Updates to grid topology to minimize risk of ignition in HFTDs Remote GridWLDFRVegetation ContactAggregated | WLDFR | HFTD - Distribution - Tier 2 - 2QU CoRE ¦ 1QU LoRE | Red Flag Warning - Small Fires | Vegetation Contact | Aggregated | 2022 | 0.0005596 | 193.7699 | 0.10843 | 2022 | Mitigation | 0.95 | 45 | 0 | esc | 0.00097009 | 5.4286e-07 | 0 | 0
[79 empty] | WLDFR | HFTD - Distribution - Tier 2 - 5QU CoRE ¦ 4QU LoRE | Non-Red Flag Warning - Catastrophic Fires | 2023 | 5.7032e-11 | 5.7032e-11 | 14664.6376 | 233.2301 | 8896.516 | 5534.8915 | 0 | 0 | 7.3343e-08 | 8.3635e-07 | 0 | 8.3635e-07 | 8.3635e-07 | 0 | 8.3635e-07 | 0 | 0 | 1.9091e-05 | 0 | 1.9091e-05 | 0 | 2.122e-05 | 4.244e-05 | 0 | 4.244e-05 | [12 empty] | 7.3.3.17.5 (Remote Grid) Updates to grid topology to minimize risk of ignition in HFTDs Remote GridWLDFRVegetation ContactAggregated | WLDFR | HFTD - Distribution - Tier 2 - 2QU CoRE ¦ 1QU LoRE | Red Flag Warning - Small Fires | Vegetation Contact | Aggregated | 2023 | 0.0005596 | 193.7699 | 0.10843 | 2023 | Mitigation | 0.95 | 45 | 0 | esc | 0.00097009 | 5.4286e-07 | 0.00097009 | 5.4286e-07
[79 empty] | WLDFR | HFTD - Distribution - Tier 2 - 5QU CoRE ¦ 4QU LoRE | Non-Red Flag Warning - Catastrophic Fires | 2024 | 5.7032e-11 | 5.7032e-11 | 14664.6376 | 233.2301 | 8896.516 | 5534.8915 | 0 | 0 | 7.3343e-08 | 8.3635e-07 | 0 | 8.3635e-07 | 8.3635e-07 | 0 | 8.3635e-07 | 0 | 0 | 0 | 0 | 0 | 0 | 2.2263e-05 | 4.4525e-05 | 0 | 4.4525e-05 | [12 empty] | 7.3.3.17.5 (Remote Grid) Updates to grid topology to minimize risk of ignition in HFTDs Remote GridWLDFRVegetation ContactAggregated | WLDFR | HFTD - Distribution - Tier 2 - 2QU CoRE ¦ 1QU LoRE | Red Flag Warning - Small Fires | Vegetation Contact | Aggregated | 2024 | 0.0005596 | 193.7699 | 0.10843 | 2024 | Mitigation | 0.95 | 45 | 0 | esc | 0.00097009 | 5.4286e-07 | 0.00097009 | 5.4286e-07
[79 empty] | WLDFR | HFTD - Distribution - Tier 2 - 5QU CoRE ¦ 4QU LoRE | Non-Red Flag Warning - Catastrophic Fires | 2025 | 5.7032e-11 | 5.7032e-11 | 14664.6376 | 233.2301 | 8896.516 | 5534.8915 | 0 | 0 | 7.3343e-08 | 8.3635e-07 | 0 | 8.3635e-07 | 8.3635e-07 | 0 | 8.3635e-07 | 0 | 2.6787e-07 | 0 | 0 | 0 | 0 | 2.2263e-05 | 4.4525e-05 | 0 | 4.4525e-05 | [12 empty] | 7.3.3.17.5 (Remote Grid) Updates to grid topology to minimize risk of ignition in HFTDs Remote GridWLDFRVegetation ContactAggregated | WLDFR | HFTD - Distribution - Tier 2 - 2QU CoRE ¦ 1QU LoRE | Red Flag Warning - Small Fires | Vegetation Contact | Aggregated | 2025 | 0.0005596 | 193.7699 | 0.10843 | 2025 | Mitigation | 0.95 | 45 | 0 | esc | 0.00097009 | 5.4286e-07 | 0.00097009 | 5.4286e-07
[79 empty] | WLDFR | HFTD - Distribution - Tier 2 - 5QU CoRE ¦ 4QU LoRE | Non-Red Flag Warning - Catastrophic Fires | 2026 | 5.7032e-11 | 5.7032e-11 | 14664.6376 | 233.2301 | 8896.516 | 5534.8915 | 0 | 0 | 7.3343e-08 | 8.3635e-07 | 0 | 8.3635e-07 | 8.3635e-07 | 0 | 8.3635e-07 | 0 | 2.7985e-07 | 6.1345e-07 | 0 | 6.1345e-07 | 0 | 2.2263e-05 | 4.4525e-05 | 0 | 4.4525e-05 | [12 empty] | 7.3.3.17.5 (Remote Grid) Updates to grid topology to minimize risk of ignition in HFTDs Remote GridWLDFRVegetation ContactAggregated | WLDFR | HFTD - Distribution - Tier 2 - 2QU CoRE ¦ 1QU LoRE | Red Flag Warning - Small Fires | Vegetation Contact | Aggregated | 2026 | 0.0005596 | 193.7699 | 0.10843 | 2026 | Mitigation | 0.95 | 45 | 0 | esc | 0.00097009 | 5.4286e-07 | 0.00097009 | 5.4286e-07
[79 empty] | WLDFR | HFTD - Distribution - Tier 2 - 5QU CoRE ¦ 4QU LoRE | Non-Red Flag Warning - Catastrophic Fires | 2027 | 5.7032e-11 | 5.7032e-11 | 14664.6376 | 233.2301 | 8896.516 | 5534.8915 | 0 | 0 | 7.3343e-08 | 8.3635e-07 | 0 | 8.3635e-07 | 8.3635e-07 | 0 | 8.3635e-07 | 0 | 2.7985e-07 | 6.1345e-07 | 0 | 6.1345e-07 | 0 | 2.2263e-05 | 4.4525e-05 | 0 | 4.4525e-05 | [12 empty] | 7.3.3.17.5 (Remote Grid) Updates to grid topology to minimize risk of ignition in HFTDs Remote GridWLDFRVegetation ContactAggregated | WLDFR | HFTD - Distribution - Tier 2 - 2QU CoRE ¦ 1QU LoRE | Red Flag Warning - Small Fires | Vegetation Contact | Aggregated | 2027 | 0.0005596 | 193.7699 | 0.10843 | 2027 | Mitigation | 0.95 | 45 | 0 | esc | 0.00097009 | 5.4286e-07 | 0.00097009 | 5.4286e-07
[79 empty] | WLDFR | HFTD - Distribution - Tier 2 - 5QU CoRE ¦ 4QU LoRE | Non-Red Flag Warning - Catastrophic Fires | 2028 | 5.7032e-11 | 5.7032e-11 | 15317.9909 | 247.273 | 9287.6491 | 5783.0689 | 0 | 0 | 7.3343e-08 | 8.7361e-07 | 0 | 8.7361e-07 | 8.7361e-07 | 0 | 8.7361e-07 | 0 | 2.7985e-07 | 6.1345e-07 | 0 | 6.1345e-07 | 0 | 2.2263e-05 | 4.4525e-05 | 0 | 4.4525e-05 | [12 empty] | 7.3.3.17.5 (Remote Grid) Updates to grid topology to minimize risk of ignition in HFTDs Remote GridWLDFRVegetation ContactAggregated | WLDFR | HFTD - Distribution - Tier 2 - 2QU CoRE ¦ 1QU LoRE | Red Flag Warning - Small Fires | Vegetation Contact | Aggregated | 2028 | 0.0005596 | 193.7699 | 0.10843 | 2028 | Mitigation | 0.95 | 45 | 0 | esc | 0.00097009 | 5.4286e-07 | 0.00097009 | 5.4286e-07
[79 empty] | WLDFR | HFTD - Distribution - Tier 2 - 5QU CoRE ¦ 4QU LoRE | Non-Red Flag Warning - Catastrophic Fires | 2029 | 5.7032e-11 | 5.7032e-11 | 15317.9909 | 247.273 | 9287.6491 | 5783.0689 | 0 | 0 | 7.3343e-08 | 8.7361e-07 | 0 | 8.7361e-07 | 8.7361e-07 | 0 | 8.7361e-07 | 0 | 2.7985e-07 | 6.1345e-07 | 0 | 6.1345e-07 | 0 | 2.3373e-05 | 4.6746e-05 | 0 | 4.6746e-05 | [12 empty] | 7.3.3.17.5 (Remote Grid) Updates to grid topology to minimize risk of ignition in HFTDs Remote GridWLDFRVegetation ContactAggregated | WLDFR | HFTD - Distribution - Tier 2 - 2QU CoRE ¦ 1QU LoRE | Red Flag Warning - Small Fires | Vegetation Contact | Aggregated | 2029 | 0.0005596 | 193.7699 | 0.10843 | 2029 | Mitigation | 0.95 | 45 | 0 | esc | 0.00097009 | 5.4286e-07 | 0.00097009 | 5.4286e-07
[79 empty] | WLDFR | HFTD - Distribution - Tier 2 - 5QU CoRE ¦ 4QU LoRE | Non-Red Flag Warning - Catastrophic Fires | 2030 | 5.7032e-11 | 5.7032e-11 | 15317.9909 | 247.273 | 9287.6491 | 5783.0689 | 0 | 0 | 7.3343e-08 | 8.7361e-07 | 0 | 8.7361e-07 | 8.7361e-07 | 0 | 8.7361e-07 | 0 | 2.7985e-07 | 6.1345e-07 | 0 | 6.1345e-07 | 0 | 2.3373e-05 | 4.6746e-05 | 0 | 4.6746e-05 | [12 empty] | 7.3.3.17.5 (Remote Grid) Updates to grid topology to minimize risk of ignition in HFTDs Remote GridWLDFRVegetation ContactAggregated | WLDFR | HFTD - Distribution - Tier 2 - 2QU CoRE ¦ 1QU LoRE | Red Flag Warning - Small Fires | Vegetation Contact | Aggregated | 2030 | 0.0005596 | 193.7699 | 0.10843 | 2030 | Mitigation | 0.95 | 45 | 0 | esc | 0.00097009 | 5.4286e-07 | 0.00097009 | 5.4286e-07
[79 empty] | WLDFR | HFTD - Distribution - Tier 2 - 5QU CoRE ¦ 4QU LoRE | Non-Red Flag Warning - Catastrophic Fires | 2031 | 5.7032e-11 | 5.7032e-11 | 15317.9909 | 247.273 | 9287.6491 | 5783.0689 | 0 | 0 | 7.3343e-08 | 8.7361e-07 | 0 | 8.7361e-07 | 8.7361e-07 | 0 | 8.7361e-07 | 0 | 2.9529e-07 | 6.4728e-07 | 0 | 6.4728e-07 | 0 | 2.3373e-05 | 4.6746e-05 | 0 | 4.6746e-05 | [12 empty] | 7.3.3.17.5 (Remote Grid) Updates to grid topology to minimize risk of ignition in HFTDs Remote GridWLDFRVegetation ContactAggregated | WLDFR | HFTD - Distribution - Tier 2 - 2QU CoRE ¦ 1QU LoRE | Red Flag Warning - Small Fires | Vegetation Contact | Aggregated | 2031 | 0.0005596 | 193.7699 | 0.10843 | 2031 | Mitigation | 0.95 | 45 | 0 | esc | 0.00097009 | 5.4286e-07 | 0.00097009 | 5.4286e-07
[79 empty] | WLDFR | HFTD - Distribution - Tier 2 - 5QU CoRE ¦ 4QU LoRE | Non-Red Flag Warning - Catastrophic Fires | 2032 | 5.7032e-11 | 5.7032e-11 | 15317.9909 | 247.273 | 9287.6491 | 5783.0689 | 0 | 0 | 7.3343e-08 | 8.7361e-07 | 0 | 8.7361e-07 | 8.7361e-07 | 0 | 8.7361e-07 | 0 | 2.9529e-07 | 6.4728e-07 | 0 | 6.4728e-07 | 0 | 2.3373e-05 | 4.6746e-05 | 0 | 4.6746e-05 | [12 empty] | 7.3.3.17.5 (Remote Grid) Updates to grid topology to minimize risk of ignition in HFTDs Remote GridWLDFRVegetation ContactAggregated | WLDFR | HFTD - Distribution - Tier 2 - 2QU CoRE ¦ 1QU LoRE | Red Flag Warning - Small Fires | Vegetation Contact | Aggregated | 2032 | 0.0005596 | 193.7699 | 0.10843 | 2032 | Mitigation | 0.95 | 45 | 0 | esc | 0.00097009 | 5.4286e-07 | 0.00097009 | 5.4286e-07
[79 empty] | WLDFR | HFTD - Distribution - Tier 2 - 5QU CoRE ¦ 4QU LoRE | Non-Red Flag Warning - Catastrophic Fires | 2033 | 5.7032e-11 | 5.7032e-11 | 16044.1264 | 263.1074 | 9721.74 | 6059.2791 | 0 | 0 | 7.3343e-08 | 9.1503e-07 | 0 | 9.1503e-07 | 9.1503e-07 | 0 | 9.1503e-07 | 0 | 2.9529e-07 | 6.4728e-07 | 0 | 6.4728e-07 | 0 | 2.3373e-05 | 4.6746e-05 | 0 | 4.6746e-05 | [12 empty] | 7.3.3.17.5 (Remote Grid) Updates to grid topology to minimize risk of ignition in HFTDs Remote GridWLDFRVegetation ContactAggregated | WLDFR | HFTD - Distribution - Tier 2 - 2QU CoRE ¦ 1QU LoRE | Red Flag Warning - Small Fires | Vegetation Contact | Aggregated | 2033 | 0.0005596 | 193.7699 | 0.10843 | 2033 | Mitigation | 0.95 | 45 | 0 | esc | 0.00097009 | 5.4286e-07 | 0.00097009 | 5.4286e-07
[79 empty] | WLDFR | HFTD - Distribution - Tier 2 - 5QU CoRE ¦ 4QU LoRE | Non-Red Flag Warning - Catastrophic Fires | 2034 | 5.7032e-11 | 5.7032e-11 | 16044.1264 | 263.1074 | 9721.74 | 6059.2791 | 0 | 0 | 7.3343e-08 | 9.1503e-07 | 0 | 9.1503e-07 | 9.1503e-07 | 0 | 9.1503e-07 | 0 | 2.9529e-07 | 6.4728e-07 | 0 | 6.4728e-07 | 0 | 2.4537e-05 | 4.9075e-05 | 0 | 4.9075e-05 | [12 empty] | 7.3.3.17.5 (Remote Grid) Updates to grid topology to minimize risk of ignition in HFTDs Remote GridWLDFRVegetation ContactAggregated | WLDFR | HFTD - Distribution - Tier 2 - 2QU CoRE ¦ 1QU LoRE | Red Flag Warning - Small Fires | Vegetation Contact | Aggregated | 2034 | 0.0005596 | 193.7699 | 0.10843 | 2034 | Mitigation | 0.95 | 45 | 0 | esc | 0.00097009 | 5.4286e-07 | 0.00097009 | 5.4286e-07
[79 empty] | WLDFR | HFTD - Distribution - Tier 2 - 5QU CoRE ¦ 4QU LoRE | Non-Red Flag Warning - Catastrophic Fires | 2035 | 5.7032e-11 | 5.7032e-11 | 16044.1264 | 263.1074 | 9721.74 | 6059.2791 | 0 | 0 | 7.3343e-08 | 9.1503e-07 | 0 | 9.1503e-07 | 9.1503e-07 | 0 | 9.1503e-07 | 0 | 2.9529e-07 | 6.4728e-07 | 0 | 6.4728e-07 | 0 | 2.4537e-05 | 4.9075e-05 | 0 | 4.9075e-05 | [12 empty] | 7.3.3.17.5 (Remote Grid) Updates to grid topology to minimize risk of ignition in HFTDs Remote GridWLDFRVegetation ContactAggregated | WLDFR | HFTD - Distribution - Tier 2 - 2QU CoRE ¦ 1QU LoRE | Red Flag Warning - Small Fires | Vegetation Contact | Aggregated | 2035 | 0.0005596 | 193.7699 | 0.10843 | 2035 | Mitigation | 0.95 | 45 | 0 | esc | 0.00097009 | 5.4286e-07 | 0.00097009 | 5.4286e-07
[79 empty] | WLDFR | HFTD - Distribution - Tier 2 - 5QU CoRE ¦ 4QU LoRE | Non-Red Flag Warning - Catastrophic Fires | 2036 | 5.7032e-11 | 5.7032e-11 | 16044.1264 | 263.1074 | 9721.74 | 6059.2791 | 0 | 0 | 7.3343e-08 | 9.1503e-07 | 0 | 9.1503e-07 | 9.1503e-07 | 0 | 9.1503e-07 | 0 | 3.1285e-07 | 6.8577e-07 | 0 | 6.8577e-07 | 0 | 2.4537e-05 | 4.9075e-05 | 0 | 4.9075e-05 | [12 empty] | 7.3.3.17.5 (Remote Grid) Updates to grid topology to minimize risk of ignition in HFTDs Remote GridWLDFRVegetation ContactAggregated | WLDFR | HFTD - Distribution - Tier 2 - 2QU CoRE ¦ 1QU LoRE | Red Flag Warning - Small Fires | Vegetation Contact | Aggregated | 2036 | 0.0005596 | 193.7699 | 0.10843 | 2036 | Mitigation | 0.95 | 45 | 0 | esc | 0.00097009 | 5.4286e-07 | 0.00097009 | 5.4286e-07
[79 empty] | WLDFR | HFTD - Distribution - Tier 2 - 5QU CoRE ¦ 4QU LoRE | Non-Red Flag Warning - Catastrophic Fires | 2037 | 5.7032e-11 | 5.7032e-11 | 16044.1264 | 263.1074 | 9721.74 | 6059.2791 | 0 | 0 | 7.3343e-08 | 9.1503e-07 | 0 | 9.1503e-07 | 9.1503e-07 | 0 | 9.1503e-07 | 0 | 3.1285e-07 | 6.8577e-07 | 0 | 6.8577e-07 | 0 | 2.4537e-05 | 4.9075e-05 | 0 | 4.9075e-05 | [12 empty] | 7.3.3.17.5 (Remote Grid) Updates to grid topology to minimize risk of ignition in HFTDs Remote GridWLDFRVegetation ContactAggregated | WLDFR | HFTD - Distribution - Tier 2 - 2QU CoRE ¦ 1QU LoRE | Red Flag Warning - Small Fires | Vegetation Contact | Aggregated | 2037 | 0.0005596 | 193.7699 | 0.10843 | 2037 | Mitigation | 0.95 | 45 | 0 | esc | 0.00097009 | 5.4286e-07 | 0.00097009 | 5.4286e-07
[79 empty] | WLDFR | HFTD - Distribution - Tier 2 - 5QU CoRE ¦ 4QU LoRE | Non-Red Flag Warning - Catastrophic Fires | 2038 | 5.7032e-11 | 5.7032e-11 | 16832.3912 | 280.5544 | 10192.2718 | 6359.5651 | 0 | 0 | 7.3343e-08 | 9.5998e-07 | 0 | 9.5998e-07 | 9.5998e-07 | 0 | 9.5998e-07 | 0 | 3.1285e-07 | 6.8577e-07 | 0 | 6.8577e-07 | 0 | 0 | 4.9075e-05 | 0 | 4.9075e-05 | [12 empty] | 7.3.3.17.5 (Remote Grid) Updates to grid topology to minimize risk of ignition in HFTDs Remote GridWLDFRVegetation ContactAggregated | WLDFR | HFTD - Distribution - Tier 2 - 2QU CoRE ¦ 1QU LoRE | Red Flag Warning - Small Fires | Vegetation Contact | Aggregated | 2038 | 0.0005596 | 193.7699 | 0.10843 | 2038 | Mitigation | 0.95 | 45 | 0 | esc | 0.00097009 | 5.4286e-07 | 0.00097009 | 5.4286e-07
[79 empty] | WLDFR | HFTD - Distribution - Tier 2 - 5QU CoRE ¦ 4QU LoRE | Non-Red Flag Warning - Catastrophic Fires | 2039 | 5.7032e-11 | 5.7032e-11 | 16832.3912 | 280.5544 | 10192.2718 | 6359.5651 | 0 | 0 | 7.3343e-08 | 9.5998e-07 | 0 | 9.5998e-07 | 9.5998e-07 | 0 | 9.5998e-07 | 0 | 3.1285e-07 | 6.8577e-07 | 0 | 6.8577e-07 | 0 | 0 | 0 | 0 | 0 | [12 empty] | 7.3.3.17.5 (Remote Grid) Updates to grid topology to minimize risk of ignition in HFTDs Remote GridWLDFRVegetation ContactAggregated | WLDFR | HFTD - Distribution - Tier 2 - 2QU CoRE ¦ 1QU LoRE | Red Flag Warning - Small Fires | Vegetation Contact | Aggregated | 2039 | 0.0005596 | 193.7699 | 0.10843 | 2039 | Mitigation | 0.95 | 45 | 0 | esc | 0.00097009 | 5.4286e-07 | 0.00097009 | 5.4286e-07
[79 empty] | WLDFR | HFTD - Distribution - Tier 2 - 5QU CoRE ¦ 4QU LoRE | Non-Red Flag Warning - Catastrophic Fires | 2040 | 5.7032e-11 | 5.7032e-11 | 16832.3912 | 280.5544 | 10192.2718 | 6359.5651 | 0 | 0 | 7.3343e-08 | 9.5998e-07 | 0 | 9.5998e-07 | 9.5998e-07 | 0 | 9.5998e-07 | 0 | 3.1285e-07 | 6.8577e-07 | 0 | 6.8577e-07 | 0 | 0 | 0 | 0 | 0 | [12 empty] | 7.3.3.17.5 (Remote Grid) Updates to grid topology to minimize risk of ignition in HFTDs Remote GridWLDFRVegetation ContactAggregated | WLDFR | HFTD - Distribution - Tier 2 - 2QU CoRE ¦ 1QU LoRE | Red Flag Warning - Small Fires | Vegetation Contact | Aggregated | 2040 | 0.0005596 | 193.7699 | 0.10843 | 2040 | Mitigation | 0.95 | 45 | 0 | esc | 0.00097009 | 5.4286e-07 | 0.00097009 | 5.4286e-07
[79 empty] | WLDFR | HFTD - Distribution - Tier 2 - 5QU CoRE ¦ 4QU LoRE | Non-Red Flag Warning - Catastrophic Fires | 2041 | 5.7032e-11 | 5.7032e-11 | 16832.3912 | 280.5544 | 10192.2718 | 6359.5651 | 0 | 0 | 7.3343e-08 | 9.5998e-07 | 0 | 9.5998e-07 | 9.5998e-07 | 0 | 9.5998e-07 | 0 | 3.3239e-07 | 7.286e-07 | 0 | 7.286e-07 | 0 | 3.9347e-05 | 0 | 0 | 0 | [12 empty] | 7.3.3.17.5 (Remote Grid) Updates to grid topology to minimize risk of ignition in HFTDs Remote GridWLDFRVegetation ContactAggregated | WLDFR | HFTD - Distribution - Tier 2 - 2QU CoRE ¦ 1QU LoRE | Red Flag Warning - Small Fires | Vegetation Contact | Aggregated | 2041 | 0.0005596 | 193.7699 | 0.10843 | 2041 | Mitigation | 0.95 | 45 | 0 | esc | 0.00097009 | 5.4286e-07 | 0.00097009 | 5.4286e-07
[79 empty] | WLDFR | HFTD - Distribution - Tier 2 - 5QU CoRE ¦ 4QU LoRE | Non-Red Flag Warning - Catastrophic Fires | 2042 | 5.7032e-11 | 5.7032e-11 | 16832.3912 | 280.5544 | 10192.2718 | 6359.5651 | 0 | 0 | 7.3343e-08 | 9.5998e-07 | 0 | 9.5998e-07 | 9.5998e-07 | 0 | 9.5998e-07 | 0 | 3.3239e-07 | 7.286e-07 | 0 | 7.286e-07 | 0 | 4.0785e-05 | 8.157e-05 | 0 | 8.157e-05 | [12 empty] | 7.3.3.17.5 (Remote Grid) Updates to grid topology to minimize risk of ignition in HFTDs Remote GridWLDFRVegetation ContactAggregated | WLDFR | HFTD - Distribution - Tier 2 - 2QU CoRE ¦ 1QU LoRE | Red Flag Warning - Small Fires | Vegetation Contact | Aggregated | 2042 | 0.0005596 | 193.7699 | 0.10843 | 2042 | Mitigation | 0.95 | 45 | 0 | esc | 0.00097009 | 5.4286e-07 | 0.00097009 | 5.4286e-07
[79 empty] | WLDFR | HFTD - Distribution - Tier 2 - 5QU CoRE ¦ 4QU LoRE | Non-Red Flag Warning - Catastrophic Fires | 2043 | 5.7032e-11 | 5.7032e-11 | 17672.0852 | 299.42 | 10692.7362 | 6679.929 | 0 | 0 | 7.3343e-08 | 1.0079e-06 | 0 | 1.0079e-06 | 1.0079e-06 | 0 | 1.0079e-06 | 0 | 3.3239e-07 | 7.286e-07 | 0 | 7.286e-07 | 0 | 4.0785e-05 | 8.157e-05 | 0 | 8.157e-05 | [12 empty] | 7.3.3.17.5 (Remote Grid) Updates to grid topology to minimize risk of ignition in HFTDs Remote GridWLDFRVegetation ContactAggregated | WLDFR | HFTD - Distribution - Tier 2 - 2QU CoRE ¦ 1QU LoRE | Red Flag Warning - Small Fires | Vegetation Contact | Aggregated | 2043 | 0.0005596 | 193.7699 | 0.10843 | 2043 | Mitigation | 0.95 | 45 | 0 | esc | 0.00097009 | 5.4286e-07 | 0.00097009 | 5.4286e-07
[79 empty] | WLDFR | HFTD - Distribution - Tier 2 - 5QU CoRE ¦ 4QU LoRE | Non-Red Flag Warning - Catastrophic Fires | 2044 | 5.7032e-11 | 5.7032e-11 | 17672.0852 | 299.42 | 10692.7362 | 6679.929 | 0 | 0 | 7.3343e-08 | 1.0079e-06 | 0 | 1.0079e-06 | 1.0079e-06 | 0 | 1.0079e-06 | 0 | 3.3239e-07 | 7.286e-07 | 0 | 7.286e-07 | 0 | 4.0785e-05 | 8.157e-05 | 0 | 8.157e-05 | [12 empty] | 7.3.3.17.5 (Remote Grid) Updates to grid topology to minimize risk of ignition in HFTDs Remote GridWLDFRVegetation ContactAggregated | WLDFR | HFTD - Distribution - Tier 2 - 2QU CoRE ¦ 1QU LoRE | Red Flag Warning - Small Fires | Vegetation Contact | Aggregated | 2044 | 0.0005596 | 193.7699 | 0.10843 | 2044 | Mitigation | 0.95 | 45 | 0 | esc | 0.00097009 | 5.4286e-07 | 0.00097009 | 5.4286e-07
[79 empty] | WLDFR | HFTD - Distribution - Tier 2 - 5QU CoRE ¦ 4QU LoRE | Non-Red Flag Warning - Catastrophic Fires | 2045 | 5.7032e-11 | 5.7032e-11 | 17672.0852 | 299.42 | 10692.7362 | 6679.929 | 0 | 0 | 7.3343e-08 | 1.0079e-06 | 0 | 1.0079e-06 | 1.0079e-06 | 0 | 1.0079e-06 | 0 | 3.3239e-07 | 7.286e-07 | 0 | 7.286e-07 | 0 | 4.0785e-05 | 8.157e-05 | 0 | 8.157e-05 | [12 empty] | 7.3.3.17.5 (Remote Grid) Updates to grid topology to minimize risk of ignition in HFTDs Remote GridWLDFRVegetation ContactAggregated | WLDFR | HFTD - Distribution - Tier 2 - 2QU CoRE ¦ 1QU LoRE | Red Flag Warning - Small Fires | Vegetation Contact | Aggregated | 2045 | 0.0005596 | 193.7699 | 0.10843 | 2045 | Mitigation | 0.95 | 45 | 0 | esc | 0.00097009 | 5.4286e-07 | 0.00097009 | 5.4286e-07
[79 empty] | WLDFR | HFTD - Distribution - Tier 2 - 5QU CoRE ¦ 4QU LoRE | Non-Red Flag Warning - Catastrophic Fires | 2046 | 5.7032e-11 | 5.7032e-11 | 17672.0852 | 299.42 | 10692.7362 | 6679.929 | 0 | 0 | 7.3343e-08 | 1.0079e-06 | 0 | 1.0079e-06 | 1.0079e-06 | 0 | 1.0079e-06 | 0 | 3.5376e-07 | 7.7545e-07 | 0 | 7.7545e-07 | 0 | 4.0785e-05 | 8.157e-05 | 0 | 8.157e-05 | [12 empty] | 7.3.3.17.5 (Remote Grid) Updates to grid topology to minimize risk of ignition in HFTDs Remote GridWLDFRVegetation ContactAggregated | WLDFR | HFTD - Distribution - Tier 2 - 2QU CoRE ¦ 1QU LoRE | Red Flag Warning - Small Fires | Vegetation Contact | Aggregated | 2046 | 0.0005596 | 193.7699 | 0.10843 | 2046 | Mitigation | 0.95 | 45 | 0 | esc | 0.00097009 | 5.4286e-07 | 0.00097009 | 5.4286e-07
[79 empty] | WLDFR | HFTD - Distribution - Tier 2 - 5QU CoRE ¦ 4QU LoRE | Non-Red Flag Warning - Catastrophic Fires | 2047 | 5.7032e-11 | 5.7032e-11 | 17672.0852 | 299.42 | 10692.7362 | 6679.929 | 0 | 0 | 7.3343e-08 | 1.0079e-06 | 0 | 1.0079e-06 | 1.0079e-06 | 0 | 1.0079e-06 | 0 | 3.5376e-07 | 7.7545e-07 | 0 | 7.7545e-07 | 0 | 4.2595e-05 | 8.519e-05 | 0 | 8.519e-05 | [12 empty] | 7.3.3.17.5 (Remote Grid) Updates to grid topology to minimize risk of ignition in HFTDs Remote GridWLDFRVegetation ContactAggregated | WLDFR | HFTD - Distribution - Tier 2 - 2QU CoRE ¦ 1QU LoRE | Red Flag Warning - Small Fires | Vegetation Contact | Aggregated | 2047 | 0.0005596 | 193.7699 | 0.10843 | 2047 | Mitigation | 0.95 | 45 | 0 | esc | 0.00097009 | 5.4286e-07 | 0.00097009 | 5.4286e-07
[79 empty] | WLDFR | HFTD - Distribution - Tier 2 - 5QU CoRE ¦ 4QU LoRE | Non-Red Flag Warning - Catastrophic Fires | 2048 | 5.7032e-11 | 5.7032e-11 | 18552.3348 | 319.4911 | 11216.5626 | 7016.281 | 0 | 0 | 7.3343e-08 | 1.0581e-06 | 0 | 1.0581e-06 | 1.0581e-06 | 0 | 1.0581e-06 | 0 | 3.5376e-07 | 7.7545e-07 | 0 | 7.7545e-07 | 0 | 4.2595e-05 | 8.519e-05 | 0 | 8.519e-05 | [12 empty] | 7.3.3.17.5 (Remote Grid) Updates to grid topology to minimize risk of ignition in HFTDs Remote GridWLDFRVegetation ContactAggregated | WLDFR | HFTD - Distribution - Tier 2 - 2QU CoRE ¦ 1QU LoRE | Red Flag Warning - Small Fires | Vegetation Contact | Aggregated | 2048 | 0.0005596 | 193.7699 | 0.10843 | 2048 | Mitigation | 0.95 | 45 | 0 | esc | 0.00097009 | 5.4286e-07 | 0.00097009 | 5.4286e-07
[79 empty] | WLDFR | HFTD - Distribution - Tier 2 - 5QU CoRE ¦ 4QU LoRE | Non-Red Flag Warning - Catastrophic Fires | 2049 | 5.7032e-11 | 5.7032e-11 | 18552.3348 | 319.4911 | 11216.5626 | 7016.281 | 0 | 0 | 7.3343e-08 | 1.0581e-06 | 0 | 1.0581e-06 | 1.0581e-06 | 0 | 1.0581e-06 | 0 | 3.5376e-07 | 7.7545e-07 | 0 | 7.7545e-07 | 0 | 4.2595e-05 | 8.519e-05 | 0 | 8.519e-05 | [12 empty] | 7.3.3.17.5 (Remote Grid) Updates to grid topology to minimize risk of ignition in HFTDs Remote GridWLDFRVegetation ContactAggregated | WLDFR | HFTD - Distribution - Tier 2 - 2QU CoRE ¦ 1QU LoRE | Red Flag Warning - Small Fires | Vegetation Contact | Aggregated | 2049 | 0.0005596 | 193.7699 | 0.10843 | 2049 | Mitigation | 0.95 | 45 | 0 | esc | 0.00097009 | 5.4286e-07 | 0.00097009 | 5.4286e-07
[79 empty] | WLDFR | HFTD - Distribution - Tier 2 - 5QU CoRE ¦ 4QU LoRE | Non-Red Flag Warning - Catastrophic Fires | 2050 | 5.7032e-11 | 5.7032e-11 | 18552.3348 | 319.4911 | 11216.5626 | 7016.281 | 0 | 0 | 7.3343e-08 | 1.0581e-06 | 0 | 1.0581e-06 | 1.0581e-06 | 0 | 1.0581e-06 | 0 | 3.5376e-07 | 7.7545e-07 | 0 | 7.7545e-07 | 0 | 4.2595e-05 | 8.519e-05 | 0 | 8.519e-05 | [12 empty] | 7.3.3.17.5 (Remote Grid) Updates to grid topology to minimize risk of ignition in HFTDs Remote GridWLDFRVegetation ContactAggregated | WLDFR | HFTD - Distribution - Tier 2 - 2QU CoRE ¦ 1QU LoRE | Red Flag Warning - Small Fires | Vegetation Contact | Aggregated | 2050 | 0.0005596 | 193.7699 | 0.10843 | 2050 | Mitigation | 0.95 | 45 | 0 | esc | 0.00097009 | 5.4286e-07 | 0.00097009 | 5.4286e-07
[79 empty] | WLDFR | HFTD - Distribution - Tier 2 - 5QU CoRE ¦ 4QU LoRE | Non-Red Flag Warning - Catastrophic Fires | 2051 | 5.7032e-11 | 5.7032e-11 | 18552.3348 | 319.4911 | 11216.5626 | 7016.281 | 0 | 0 | 7.3343e-08 | 1.0581e-06 | 0 | 1.0581e-06 | 1.0581e-06 | 0 | 1.0581e-06 | 0 | 3.7678e-07 | 8.2592e-07 | 0 | 8.2592e-07 | 0 | 4.2595e-05 | 8.519e-05 | 0 | 8.519e-05 | [12 empty] | 7.3.3.17.5 (Remote Grid) Updates to grid topology to minimize risk of ignition in HFTDs Remote GridWLDFRVegetation ContactAggregated | WLDFR | HFTD - Distribution - Tier 2 - 2QU CoRE ¦ 1QU LoRE | Red Flag Warning - Small Fires | Vegetation Contact | Aggregated | 2051 | 0.0005596 | 193.7699 | 0.10843 | 2051 | Mitigation | 0.95 | 45 | 0 | esc | 0.00097009 | 5.4286e-07 | 0.00097009 | 5.4286e-07
[79 empty] | WLDFR | HFTD - Distribution - Tier 2 - 5QU CoRE ¦ 4QU LoRE | Non-Red Flag Warning - Catastrophic Fires | 2052 | 5.7032e-11 | 5.7032e-11 | 18552.3348 | 319.4911 | 11216.5626 | 7016.281 | 0 | 0 | 7.3343e-08 | 1.0581e-06 | 0 | 1.0581e-06 | 1.0581e-06 | 0 | 1.0581e-06 | 0 | 3.7678e-07 | 8.2592e-07 | 0 | 8.2592e-07 | 0 | 4.4605e-05 | 8.921e-05 | 0 | 8.921e-05 | [12 empty] | 7.3.3.17.5 (Remote Grid) Updates to grid topology to minimize risk of ignition in HFTDs Remote GridWLDFRVegetation ContactAggregated | WLDFR | HFTD - Distribution - Tier 2 - 2QU CoRE ¦ 1QU LoRE | Red Flag Warning - Small Fires | Vegetation Contact | Aggregated | 2052 | 0.0005596 | 193.7699 | 0.10843 | 2052 | Mitigation | 0.95 | 45 | 0 | esc | 0.00097009 | 5.4286e-07 | 0.00097009 | 5.4286e-07
[79 empty] | WLDFR | HFTD - Distribution - Tier 2 - 5QU CoRE ¦ 4QU LoRE | Non-Red Flag Warning - Catastrophic Fires | 2053 | 5.7032e-11 | 5.7032e-11 | 19462.1283 | 340.5356 | 11757.1413 | 7364.4514 | 0 | 0 | 7.3343e-08 | 1.11e-06 | 0 | 1.11e-06 | 1.11e-06 | 0 | 1.11e-06 | 0 | 3.7678e-07 | 8.2592e-07 | 0 | 8.2592e-07 | 0 | 4.4605e-05 | 8.921e-05 | 0 | 8.921e-05 | [12 empty] | 7.3.3.17.5 (Remote Grid) Updates to grid topology to minimize risk of ignition in HFTDs Remote GridWLDFRVegetation ContactAggregated | WLDFR | HFTD - Distribution - Tier 2 - 2QU CoRE ¦ 1QU LoRE | Red Flag Warning - Small Fires | Vegetation Contact | Aggregated | 2053 | 0.0005596 | 193.7699 | 0.10843 | 2053 | Mitigation | 0.95 | 45 | 0 | esc | 0.00097009 | 5.4286e-07 | 0.00097009 | 5.4286e-07
[79 empty] | WLDFR | HFTD - Distribution - Tier 2 - 5QU CoRE ¦ 4QU LoRE | Non-Red Flag Warning - Catastrophic Fires | 2054 | 5.7032e-11 | 5.7032e-11 | 19462.1283 | 340.5356 | 11757.1413 | 7364.4514 | 0 | 0 | 7.3343e-08 | 1.11e-06 | 0 | 1.11e-06 | 1.11e-06 | 0 | 1.11e-06 | 0 | 3.7678e-07 | 8.2592e-07 | 0 | 8.2592e-07 | 0 | 4.4605e-05 | 8.921e-05 | 0 | 8.921e-05 | [12 empty] | 7.3.3.17.5 (Remote Grid) Updates to grid topology to minimize risk of ignition in HFTDs Remote GridWLDFRVegetation ContactAggregated | WLDFR | HFTD - Distribution - Tier 2 - 2QU CoRE ¦ 1QU LoRE | Red Flag Warning - Small Fires | Vegetation Contact | Aggregated | 2054 | 0.0005596 | 193.7699 | 0.10843 | 2054 | Mitigation | 0.95 | 45 | 0 | esc | 0.00097009 | 5.4286e-07 | 0.00097009 | 5.4286e-07
[79 empty] | WLDFR | HFTD - Distribution - Tier 2 - 5QU CoRE ¦ 4QU LoRE | Non-Red Flag Warning - Catastrophic Fires | 2055 | 5.7032e-11 | 5.7032e-11 | 19462.1283 | 340.5356 | 11757.1413 | 7364.4514 | 0 | 0 | 7.3343e-08 | 1.11e-06 | 0 | 1.11e-06 | 1.11e-06 | 0 | 1.11e-06 | 0 | 3.7678e-07 | 8.2592e-07 | 0 | 8.2592e-07 | 0 | 4.4605e-05 | 8.921e-05 | 0 | 8.921e-05 | [12 empty] | 7.3.3.17.5 (Remote Grid) Updates to grid topology to minimize risk of ignition in HFTDs Remote GridWLDFRVegetation ContactAggregated | WLDFR | HFTD - Distribution - Tier 2 - 2QU CoRE ¦ 1QU LoRE | Red Flag Warning - Small Fires | Vegetation Contact | Aggregated | 2055 | 0.0005596 | 193.7699 | 0.10843 | 2055 | Mitigation | 0.95 | 45 | 0 | esc | 0.00097009 | 5.4286e-07 | 0.00097009 | 5.4286e-07
[79 empty] | WLDFR | HFTD - Distribution - Tier 2 - 5QU CoRE ¦ 4QU LoRE | Non-Red Flag Warning - Catastrophic Fires | 2056 | 5.7032e-11 | 5.7032e-11 | 19462.1283 | 340.5356 | 11757.1413 | 7364.4514 | 0 | 0 | 7.3343e-08 | 1.11e-06 | 0 | 1.11e-06 | 1.11e-06 | 0 | 1.11e-06 | 0 | 4.0126e-07 | 8.7958e-07 | 0 | 8.7958e-07 | 0 | 4.4605e-05 | 8.921e-05 | 0 | 8.921e-05 | [12 empty] | 7.3.3.17.5 (Remote Grid) Updates to grid topology to minimize risk of ignition in HFTDs Remote GridWLDFRVegetation ContactAggregated | WLDFR | HFTD - Distribution - Tier 2 - 2QU CoRE ¦ 1QU LoRE | Red Flag Warning - Small Fires | Vegetation Contact | Aggregated | 2056 | 0.0005596 | 193.7699 | 0.10843 | 2056 | Mitigation | 0.95 | 45 | 0 | esc | 0.00097009 | 5.4286e-07 | 0.00097009 | 5.4286e-07
[79 empty] | WLDFR | HFTD - Distribution - Tier 2 - 5QU CoRE ¦ 4QU LoRE | Non-Red Flag Warning - Catastrophic Fires | 2057 | 5.7032e-11 | 5.7032e-11 | 19462.1283 | 340.5356 | 11757.1413 | 7364.4514 | 0 | 0 | 7.3343e-08 | 1.11e-06 | 0 | 1.11e-06 | 1.11e-06 | 0 | 1.11e-06 | 0 | 4.0126e-07 | 8.7958e-07 | 0 | 8.7958e-07 | 0 | 4.6785e-05 | 9.3569e-05 | 0 | 9.3569e-05 | [12 empty] | 7.3.3.17.5 (Remote Grid) Updates to grid topology to minimize risk of ignition in HFTDs Remote GridWLDFRVegetation ContactAggregated | WLDFR | HFTD - Distribution - Tier 2 - 2QU CoRE ¦ 1QU LoRE | Red Flag Warning - Small Fires | Vegetation Contact | Aggregated | 2057 | 0.0005596 | 193.7699 | 0.10843 | 2057 | Mitigation | 0.95 | 45 | 0 | esc | 0.00097009 | 5.4286e-07 | 0.00097009 | 5.4286e-07
[79 empty] | WLDFR | HFTD - Distribution - Tier 2 - 5QU CoRE ¦ 4QU LoRE | Non-Red Flag Warning - Catastrophic Fires | 2058 | 5.7032e-11 | 5.7032e-11 | 20390.4035 | 362.3049 | 12307.8747 | 7720.2238 | 0 | 0 | 7.3343e-08 | 1.1629e-06 | 0 | 1.1629e-06 | 1.1629e-06 | 0 | 1.1629e-06 | 0 | 4.0126e-07 | 8.7958e-07 | 0 | 8.7958e-07 | 0 | 4.6785e-05 | 9.3569e-05 | 0 | 9.3569e-05 | [12 empty] | 7.3.3.17.5 (Remote Grid) Updates to grid topology to minimize risk of ignition in HFTDs Remote GridWLDFRVegetation ContactAggregated | WLDFR | HFTD - Distribution - Tier 2 - 2QU CoRE ¦ 1QU LoRE | Red Flag Warning - Small Fires | Vegetation Contact | Aggregated | 2058 | 0.0005596 | 193.7699 | 0.10843 | 2058 | Mitigation | 0.95 | 45 | 0 | esc | 0.00097009 | 5.4286e-07 | 0.00097009 | 5.4286e-07
[79 empty] | WLDFR | HFTD - Distribution - Tier 2 - 5QU CoRE ¦ 4QU LoRE | Non-Red Flag Warning - Catastrophic Fires | 2059 | 5.7032e-11 | 5.7032e-11 | 20390.4035 | 362.3049 | 12307.8747 | 7720.2238 | 0 | 0 | 7.3343e-08 | 1.1629e-06 | 0 | 1.1629e-06 | 1.1629e-06 | 0 | 1.1629e-06 | 0 | 4.0126e-07 | 8.7958e-07 | 0 | 8.7958e-07 | 0 | 4.6785e-05 | 9.3569e-05 | 0 | 9.3569e-05 | [12 empty] | 7.3.3.17.5 (Remote Grid) Updates to grid topology to minimize risk of ignition in HFTDs Remote GridWLDFRVegetation ContactAggregated | WLDFR | HFTD - Distribution - Tier 2 - 2QU CoRE ¦ 1QU LoRE | Red Flag Warning - Small Fires | Vegetation Contact | Aggregated | 2059 | 0.0005596 | 193.7699 | 0.10843 | 2059 | Mitigation | 0.95 | 45 | 0 | esc | 0.00097009 | 5.4286e-07 | 0.00097009 | 5.4286e-07
[79 empty] | WLDFR | HFTD - Distribution - Tier 2 - 5QU CoRE ¦ 4QU LoRE | Non-Red Flag Warning - Catastrophic Fires | 2060 | 5.7032e-11 | 5.7032e-11 | 20390.4035 | 362.3049 | 12307.8747 | 7720.2238 | 0 | 0 | 7.3343e-08 | 1.1629e-06 | 0 | 1.1629e-06 | 1.1629e-06 | 0 | 1.1629e-06 | 0 | 4.0126e-07 | 8.7958e-07 | 0 | 8.7958e-07 | 0 | 4.6785e-05 | 9.3569e-05 | 0 | 9.3569e-05 | [12 empty] | 7.3.3.17.5 (Remote Grid) Updates to grid topology to minimize risk of ignition in HFTDs Remote GridWLDFRVegetation ContactAggregated | WLDFR | HFTD - Distribution - Tier 2 - 2QU CoRE ¦ 1QU LoRE | Red Flag Warning - Small Fires | Vegetation Contact | Aggregated | 2060 | 0.0005596 | 193.7699 | 0.10843 | 2060 | Mitigation | 0.95 | 45 | 0 | esc | 0.00097009 | 5.4286e-07 | 0.00097009 | 5.4286e-07
[79 empty] | WLDFR | HFTD - Distribution - Tier 2 - 5QU CoRE ¦ 4QU LoRE | Non-Red Flag Warning - Catastrophic Fires | 2061 | 5.7032e-11 | 5.7032e-11 | 20390.4035 | 362.3049 | 12307.8747 | 7720.2238 | 0 | 0 | 7.3343e-08 | 1.1629e-06 | 0 | 1.1629e-06 | 1.1629e-06 | 0 | 1.1629e-06 | 0 | 4.2693e-07 | 9.3583e-07 | 0 | 9.3583e-07 | 0 | 4.6785e-05 | 9.3569e-05 | 0 | 9.3569e-05 | [12 empty] | 7.3.3.17.5 (Remote Grid) Updates to grid topology to minimize risk of ignition in HFTDs Remote GridWLDFRVegetation ContactAggregated | WLDFR | HFTD - Distribution - Tier 2 - 2QU CoRE ¦ 1QU LoRE | Red Flag Warning - Small Fires | Vegetation Contact | Aggregated | 2061 | 0.0005596 | 193.7699 | 0.10843 | 2061 | Mitigation | 0.95 | 45 | 0 | esc | 0.00097009 | 5.4286e-07 | 0.00097009 | 5.4286e-07
[79 empty] | WLDFR | HFTD - Distribution - Tier 2 - 5QU CoRE ¦ 4QU LoRE | Non-Red Flag Warning - Catastrophic Fires | 2062 | 5.7032e-11 | 5.7032e-11 | 20390.4035 | 362.3049 | 12307.8747 | 7720.2238 | 0 | 0 | 7.3343e-08 | 1.1629e-06 | 0 | 1.1629e-06 | 1.1629e-06 | 0 | 1.1629e-06 | 0 | 4.2693e-07 | 9.3583e-07 | 0 | 9.3583e-07 | 0 | 4.9105e-05 | 9.8209e-05 | 0 | 9.8209e-05 | [12 empty] | 7.3.3.17.5 (Remote Grid) Updates to grid topology to minimize risk of ignition in HFTDs Remote GridWLDFRVegetation ContactAggregated | WLDFR | HFTD - Distribution - Tier 2 - 2QU CoRE ¦ 1QU LoRE | Red Flag Warning - Small Fires | Vegetation Contact | Aggregated | 2062 | 0.0005596 | 193.7699 | 0.10843 | 2062 | Mitigation | 0.95 | 45 | 0 | esc | 0.00097009 | 5.4286e-07 | 0.00097009 | 5.4286e-07
[79 empty] | WLDFR | HFTD - Distribution - Tier 2 - 5QU CoRE ¦ 4QU LoRE | Non-Red Flag Warning - Catastrophic Fires | 2063 | 5.7032e-11 | 5.7032e-11 | 21325.9188 | 384.5316 | 12862.0997 | 8079.2876 | 0 | 0 | 7.3343e-08 | 1.2163e-06 | 0 | 1.2163e-06 | 1.2163e-06 | 0 | 1.2163e-06 | 0 | 4.2693e-07 | 9.3583e-07 | 0 | 9.3583e-07 | 0 | 4.9105e-05 | 9.8209e-05 | 0 | 9.8209e-05 | [12 empty] | 7.3.3.17.5 (Remote Grid) Updates to grid topology to minimize risk of ignition in HFTDs Remote GridWLDFRVegetation ContactAggregated | WLDFR | HFTD - Distribution - Tier 2 - 2QU CoRE ¦ 1QU LoRE | Red Flag Warning - Small Fires | Vegetation Contact | Aggregated | 2063 | 0.0005596 | 193.7699 | 0.10843 | 2063 | Mitigation | 0.95 | 45 | 0 | esc | 0.00097009 | 5.4286e-07 | 0.00097009 | 5.4286e-07
[79 empty] | WLDFR | HFTD - Distribution - Tier 2 - 5QU CoRE ¦ 4QU LoRE | Non-Red Flag Warning - Catastrophic Fires | 2064 | 5.7032e-11 | 5.7032e-11 | 21325.9188 | 384.5316 | 12862.0997 | 8079.2876 | 0 | 0 | 7.3343e-08 | 1.2163e-06 | 0 | 1.2163e-06 | 1.2163e-06 | 0 | 1.2163e-06 | 0 | 4.2693e-07 | 9.3583e-07 | 0 | 9.3583e-07 | 0 | 4.9105e-05 | 9.8209e-05 | 0 | 9.8209e-05 | [12 empty] | 7.3.3.17.5 (Remote Grid) Updates to grid topology to minimize risk of ignition in HFTDs Remote GridWLDFRVegetation ContactAggregated | WLDFR | HFTD - Distribution - Tier 2 - 2QU CoRE ¦ 1QU LoRE | Red Flag Warning - Small Fires | Vegetation Contact | Aggregated | 2064 | 0.0005596 | 193.7699 | 0.10843 | 2064 | Mitigation | 0.95 | 45 | 0 | esc | 0.00097009 | 5.4286e-07 | 0.00097009 | 5.4286e-07
[79 empty] | WLDFR | HFTD - Distribution - Tier 2 - 5QU CoRE ¦ 4QU LoRE | Non-Red Flag Warning - Catastrophic Fires | 2065 | 5.7032e-11 | 5.7032e-11 | 21325.9188 | 384.5316 | 12862.0997 | 8079.2876 | 0 | 0 | 7.3343e-08 | 1.2163e-06 | 0 | 1.2163e-06 | 1.2163e-06 | 0 | 1.2163e-06 | 0 | 4.2693e-07 | 9.3583e-07 | 0 | 9.3583e-07 | 0 | 4.9105e-05 | 9.8209e-05 | 0 | 9.8209e-05 | [12 empty] | 7.3.3.17.5 (Remote Grid) Updates to grid topology to minimize risk of ignition in HFTDs Remote GridWLDFRVegetation ContactAggregated | WLDFR | HFTD - Distribution - Tier 2 - 2QU CoRE ¦ 1QU LoRE | Red Flag Warning - Small Fires | Vegetation Contact | Aggregated | 2065 | 0.0005596 | 193.7699 | 0.10843 | 2065 | Mitigation | 0.95 | 45 | 0 | esc | 0.00097009 | 5.4286e-07 | 0.00097009 | 5.4286e-07
[79 empty] | WLDFR | HFTD - Distribution - Tier 2 - 5QU CoRE ¦ 4QU LoRE | Non-Red Flag Warning - Catastrophic Fires | 2066 | 5.7032e-11 | 5.7032e-11 | 21325.9188 | 384.5316 | 12862.0997 | 8079.2876 | 0 | 0 | 7.3343e-08 | 1.2163e-06 | 0 | 1.2163e-06 | 1.2163e-06 | 0 | 1.2163e-06 | 0 | 4.5349e-07 | 9.9406e-07 | 0 | 9.9406e-07 | 0 | 4.9105e-05 | 9.8209e-05 | 0 | 9.8209e-05 | [12 empty] | 7.3.3.17.5 (Remote Grid) Updates to grid topology to minimize risk of ignition in HFTDs Remote GridWLDFRVegetation ContactAggregated | WLDFR | HFTD - Distribution - Tier 2 - 2QU CoRE ¦ 1QU LoRE | Red Flag Warning - Small Fires | Vegetation Contact | Aggregated | 2066 | 0.0005596 | 193.7699 | 0.10843 | 2066 | Mitigation | 0.95 | 45 | 0 | esc | 0.00097009 | 5.4286e-07 | 0.00097009 | 5.4286e-07
[79 empty] | WLDFR | HFTD - Distribution - Tier 2 - 5QU CoRE ¦ 4QU LoRE | Non-Red Flag Warning - Catastrophic Fires | 2067 | 0 | 5.7032e-11 | 21325.9188 | 384.5316 | 12862.0997 | 8079.2876 | 0 | 0 | 7.3343e-08 | 0 | 0 | 0 | 1.2163e-06 | 0 | 1.2163e-06 | 0 | 4.5349e-07 | 9.9406e-07 | 0 | 9.9406e-07 | 0 | 5.1534e-05 | 0.00010307 | 0 | 0.00010307 | [12 empty] | 7.3.3.17.5 (Remote Grid) Updates to grid topology to minimize risk of ignition in HFTDs Remote GridWLDFRVegetation ContactAggregated | WLDFR | HFTD - Distribution - Tier 2 - 2QU CoRE ¦ 1QU LoRE | Red Flag Warning - Small Fires | Vegetation Contact | Aggregated | 2067 | 0.0005596 | 193.7699 | 0.10843 | 2067 | Mitigation | 0.95 | 45 | 0 | esc | 0 | 0 | 0.00097009 | 5.4286e-07
[79 empty] | WLDFR | HFTD - Distribution - Tier 2 - 5QU CoRE ¦ 4QU LoRE | Non-Red Flag Warning - Destructive Fires | 2022 | 7.0939e-11 | 0 | 8807.9522 | 222.2294 | 8585.7228 | 0 | 0 | 0 | 8.4476e-08 | 6.2483e-07 | 0 | 6.2483e-07 | 0 | 0 | 0 | 0 | 4.5349e-07 | 9.9406e-07 | 0 | 9.9406e-07 | 0 | 5.1534e-05 | 0.00010307 | 0 | 0.00010307 | [12 empty] | 7.3.3.17.5 (Remote Grid) Updates to grid topology to minimize risk of ignition in HFTDs Remote GridWLDFRWire-to-wire contactAggregated | WLDFR | HFTD - Distribution - Tier 2 - 2QU CoRE ¦ 1QU LoRE | Red Flag Warning - Small Fires | Wire-to-wire contact | Aggregated | 2022 | 5.1047e-05 | 193.7699 | 0.0098913 | 2022 | Mitigation | 0.95 | 45 | 0 | esc | 0.00097009 | 4.952e-08 | 0 | 0
[79 empty] | WLDFR | HFTD - Distribution - Tier 2 - 5QU CoRE ¦ 4QU LoRE | Non-Red Flag Warning - Destructive Fires | 2023 | 7.0939e-11 | 7.0939e-11 | 9129.7461 | 233.2301 | 8896.516 | 0 | 0 | 0 | 8.4476e-08 | 6.4766e-07 | 0 | 6.4766e-07 | 6.4766e-07 | 0 | 6.4766e-07 | 0 | 4.5349e-07 | 9.9406e-07 | 0 | 9.9406e-07 | 0 | 5.1534e-05 | 0.00010307 | 0 | 0.00010307 | [12 empty] | 7.3.3.17.5 (Remote Grid) Updates to grid topology to minimize risk of ignition in HFTDs Remote GridWLDFRWire-to-wire contactAggregated | WLDFR | HFTD - Distribution - Tier 2 - 2QU CoRE ¦ 1QU LoRE | Red Flag Warning - Small Fires | Wire-to-wire contact | Aggregated | 2023 | 5.1047e-05 | 193.7699 | 0.0098913 | 2023 | Mitigation | 0.95 | 45 | 0 | esc | 0.00097009 | 4.952e-08 | 0.00097009 | 4.952e-08
[79 empty] | WLDFR | HFTD - Distribution - Tier 2 - 5QU CoRE ¦ 4QU LoRE | Non-Red Flag Warning - Destructive Fires | 2024 | 7.0939e-11 | 7.0939e-11 | 9129.7461 | 233.2301 | 8896.516 | 0 | 0 | 0 | 8.4476e-08 | 6.4766e-07 | 0 | 6.4766e-07 | 6.4766e-07 | 0 | 6.4766e-07 | 0 | 4.5349e-07 | 9.9406e-07 | 0 | 9.9406e-07 | 0 | 5.1534e-05 | 0.00010307 | 0 | 0.00010307 | [12 empty] | 7.3.3.17.5 (Remote Grid) Updates to grid topology to minimize risk of ignition in HFTDs Remote GridWLDFRWire-to-wire contactAggregated | WLDFR | HFTD - Distribution - Tier 2 - 2QU CoRE ¦ 1QU LoRE | Red Flag Warning - Small Fires | Wire-to-wire contact | Aggregated | 2024 | 5.1047e-05 | 193.7699 | 0.0098913 | 2024 | Mitigation | 0.95 | 45 | 0 | esc | 0.00097009 | 4.952e-08 | 0.00097009 | 4.952e-08
[79 empty] | WLDFR | HFTD - Distribution - Tier 2 - 5QU CoRE ¦ 4QU LoRE | Non-Red Flag Warning - Destructive Fires | 2025 | 7.0939e-11 | 7.0939e-11 | 9129.7461 | 233.2301 | 8896.516 | 0 | 0 | 0 | 8.4476e-08 | 6.4766e-07 | 0 | 6.4766e-07 | 6.4766e-07 | 0 | 6.4766e-07 | 0 | 4.8064e-07 | 1.0536e-06 | 0 | 1.0536e-06 | 0 | 0 | 0.00010307 | 0 | 0.00010307 | [12 empty] | 7.3.3.17.5 (Remote Grid) Updates to grid topology to minimize risk of ignition in HFTDs Remote GridWLDFRWire-to-wire contactAggregated | WLDFR | HFTD - Distribution - Tier 2 - 2QU CoRE ¦ 1QU LoRE | Red Flag Warning - Small Fires | Wire-to-wire contact | Aggregated | 2025 | 5.1047e-05 | 193.7699 | 0.0098913 | 2025 | Mitigation | 0.95 | 45 | 0 | esc | 0.00097009 | 4.952e-08 | 0.00097009 | 4.952e-08
[79 empty] | WLDFR | HFTD - Distribution - Tier 2 - 5QU CoRE ¦ 4QU LoRE | Non-Red Flag Warning - Destructive Fires | 2026 | 7.0939e-11 | 7.0939e-11 | 9129.7461 | 233.2301 | 8896.516 | 0 | 0 | 0 | 8.4476e-08 | 6.4766e-07 | 0 | 6.4766e-07 | 6.4766e-07 | 0 | 6.4766e-07 | 0 | 4.8064e-07 | 1.0536e-06 | 0 | 1.0536e-06 | 0 | 0 | 0 | 0 | 0 | [12 empty] | 7.3.3.17.5 (Remote Grid) Updates to grid topology to minimize risk of ignition in HFTDs Remote GridWLDFRWire-to-wire contactAggregated | WLDFR | HFTD - Distribution - Tier 2 - 2QU CoRE ¦ 1QU LoRE | Red Flag Warning - Small Fires | Wire-to-wire contact | Aggregated | 2026 | 5.1047e-05 | 193.7699 | 0.0098913 | 2026 | Mitigation | 0.95 | 45 | 0 | esc | 0.00097009 | 4.952e-08 | 0.00097009 | 4.952e-08
[79 empty] | WLDFR | HFTD - Distribution - Tier 2 - 5QU CoRE ¦ 4QU LoRE | Non-Red Flag Warning - Destructive Fires | 2027 | 7.0939e-11 | 7.0939e-11 | 9129.7461 | 233.2301 | 8896.516 | 0 | 0 | 0 | 8.4476e-08 | 6.4766e-07 | 0 | 6.4766e-07 | 6.4766e-07 | 0 | 6.4766e-07 | 0 | 4.8064e-07 | 1.0536e-06 | 0 | 1.0536e-06 | 0 | 0 | 0 | 0 | 0 | [12 empty] | 7.3.3.17.5 (Remote Grid) Updates to grid topology to minimize risk of ignition in HFTDs Remote GridWLDFRWire-to-wire contactAggregated | WLDFR | HFTD - Distribution - Tier 2 - 2QU CoRE ¦ 1QU LoRE | Red Flag Warning - Small Fires | Wire-to-wire contact | Aggregated | 2027 | 5.1047e-05 | 193.7699 | 0.0098913 | 2027 | Mitigation | 0.95 | 45 | 0 | esc | 0.00097009 | 4.952e-08 | 0.00097009 | 4.952e-08
[79 empty] | WLDFR | HFTD - Distribution - Tier 2 - 5QU CoRE ¦ 4QU LoRE | Non-Red Flag Warning - Destructive Fires | 2028 | 7.0939e-11 | 7.0939e-11 | 9534.9221 | 247.273 | 9287.6491 | 0 | 0 | 0 | 8.4476e-08 | 6.764e-07 | 0 | 6.764e-07 | 6.764e-07 | 0 | 6.764e-07 | 0 | 0 | 1.0536e-06 | 0 | 1.0536e-06 | 0 | 3.8824e-07 | 0 | 0 | 0 | [12 empty] | 7.3.3.17.5 (Remote Grid) Updates to grid topology to minimize risk of ignition in HFTDs Remote GridWLDFRWire-to-wire contactAggregated | WLDFR | HFTD - Distribution - Tier 2 - 2QU CoRE ¦ 1QU LoRE | Red Flag Warning - Small Fires | Wire-to-wire contact | Aggregated | 2028 | 5.1047e-05 | 193.7699 | 0.0098913 | 2028 | Mitigation | 0.95 | 45 | 0 | esc | 0.00097009 | 4.952e-08 | 0.00097009 | 4.952e-08
[79 empty] | WLDFR | HFTD - Distribution - Tier 2 - 5QU CoRE ¦ 4QU LoRE | Non-Red Flag Warning - Destructive Fires | 2029 | 7.0939e-11 | 7.0939e-11 | 9534.9221 | 247.273 | 9287.6491 | 0 | 0 | 0 | 8.4476e-08 | 6.764e-07 | 0 | 6.764e-07 | 6.764e-07 | 0 | 6.764e-07 | 0 | 0 | 0 | 0 | 0 | 0 | 4.0561e-07 | 8.1122e-07 | 0 | 8.1122e-07 | [12 empty] | 7.3.3.17.5 (Remote Grid) Updates to grid topology to minimize risk of ignition in HFTDs Remote GridWLDFRWire-to-wire contactAggregated | WLDFR | HFTD - Distribution - Tier 2 - 2QU CoRE ¦ 1QU LoRE | Red Flag Warning - Small Fires | Wire-to-wire contact | Aggregated | 2029 | 5.1047e-05 | 193.7699 | 0.0098913 | 2029 | Mitigation | 0.95 | 45 | 0 | esc | 0.00097009 | 4.952e-08 | 0.00097009 | 4.952e-08
[79 empty] | WLDFR | HFTD - Distribution - Tier 2 - 5QU CoRE ¦ 4QU LoRE | Non-Red Flag Warning - Destructive Fires | 2030 | 7.0939e-11 | 7.0939e-11 | 9534.9221 | 247.273 | 9287.6491 | 0 | 0 | 0 | 8.4476e-08 | 6.764e-07 | 0 | 6.764e-07 | 6.764e-07 | 0 | 6.764e-07 | 0 | 1.0831e-07 | 0 | 0 | 0 | 0 | 4.0561e-07 | 8.1122e-07 | 0 | 8.1122e-07 | [12 empty] | 7.3.3.17.5 (Remote Grid) Updates to grid topology to minimize risk of ignition in HFTDs Remote GridWLDFRWire-to-wire contactAggregated | WLDFR | HFTD - Distribution - Tier 2 - 2QU CoRE ¦ 1QU LoRE | Red Flag Warning - Small Fires | Wire-to-wire contact | Aggregated | 2030 | 5.1047e-05 | 193.7699 | 0.0098913 | 2030 | Mitigation | 0.95 | 45 | 0 | esc | 0.00097009 | 4.952e-08 | 0.00097009 | 4.952e-08
[79 empty] | WLDFR | HFTD - Distribution - Tier 2 - 5QU CoRE ¦ 4QU LoRE | Non-Red Flag Warning - Destructive Fires | 2031 | 7.0939e-11 | 7.0939e-11 | 9534.9221 | 247.273 | 9287.6491 | 0 | 0 | 0 | 8.4476e-08 | 6.764e-07 | 0 | 6.764e-07 | 6.764e-07 | 0 | 6.764e-07 | 0 | 1.118e-07 | 2.4507e-07 | 0 | 2.4507e-07 | 0 | 4.0561e-07 | 8.1122e-07 | 0 | 8.1122e-07 | [12 empty] | 7.3.3.17.5 (Remote Grid) Updates to grid topology to minimize risk of ignition in HFTDs Remote GridWLDFRWire-to-wire contactAggregated | WLDFR | HFTD - Distribution - Tier 2 - 2QU CoRE ¦ 1QU LoRE | Red Flag Warning - Small Fires | Wire-to-wire contact | Aggregated | 2031 | 5.1047e-05 | 193.7699 | 0.0098913 | 2031 | Mitigation | 0.95 | 45 | 0 | esc | 0.00097009 | 4.952e-08 | 0.00097009 | 4.952e-08
[79 empty] | WLDFR | HFTD - Distribution - Tier 2 - 5QU CoRE ¦ 4QU LoRE | Non-Red Flag Warning - Destructive Fires | 2032 | 7.0939e-11 | 7.0939e-11 | 9534.9221 | 247.273 | 9287.6491 | 0 | 0 | 0 | 8.4476e-08 | 6.764e-07 | 0 | 6.764e-07 | 6.764e-07 | 0 | 6.764e-07 | 0 | 1.118e-07 | 2.4507e-07 | 0 | 2.4507e-07 | 0 | 4.0561e-07 | 8.1122e-07 | 0 | 8.1122e-07 | [12 empty] | 7.3.3.17.5 (Remote Grid) Updates to grid topology to minimize risk of ignition in HFTDs Remote GridWLDFRWire-to-wire contactAggregated | WLDFR | HFTD - Distribution - Tier 2 - 2QU CoRE ¦ 1QU LoRE | Red Flag Warning - Small Fires | Wire-to-wire contact | Aggregated | 2032 | 5.1047e-05 | 193.7699 | 0.0098913 | 2032 | Mitigation | 0.95 | 45 | 0 | esc | 0.00097009 | 4.952e-08 | 0.00097009 | 4.952e-08
[79 empty] | WLDFR | HFTD - Distribution - Tier 2 - 5QU CoRE ¦ 4QU LoRE | Non-Red Flag Warning - Destructive Fires | 2033 | 7.0939e-11 | 7.0939e-11 | 9984.8474 | 263.1074 | 9721.74 | 0 | 0 | 0 | 8.4476e-08 | 7.0832e-07 | 0 | 7.0832e-07 | 7.0832e-07 | 0 | 7.0832e-07 | 0 | 1.118e-07 | 2.4507e-07 | 0 | 2.4507e-07 | 0 | 4.0561e-07 | 8.1122e-07 | 0 | 8.1122e-07 | [12 empty] | 7.3.3.17.5 (Remote Grid) Updates to grid topology to minimize risk of ignition in HFTDs Remote GridWLDFRWire-to-wire contactAggregated | WLDFR | HFTD - Distribution - Tier 2 - 2QU CoRE ¦ 1QU LoRE | Red Flag Warning - Small Fires | Wire-to-wire contact | Aggregated | 2033 | 5.1047e-05 | 193.7699 | 0.0098913 | 2033 | Mitigation | 0.95 | 45 | 0 | esc | 0.00097009 | 4.952e-08 | 0.00097009 | 4.952e-08
[79 empty] | WLDFR | HFTD - Distribution - Tier 2 - 5QU CoRE ¦ 4QU LoRE | Non-Red Flag Warning - Destructive Fires | 2034 | 7.0939e-11 | 7.0939e-11 | 9984.8474 | 263.1074 | 9721.74 | 0 | 0 | 0 | 8.4476e-08 | 7.0832e-07 | 0 | 7.0832e-07 | 7.0832e-07 | 0 | 7.0832e-07 | 0 | 1.118e-07 | 2.4507e-07 | 0 | 2.4507e-07 | 0 | 4.2798e-07 | 8.5596e-07 | 0 | 8.5596e-07 | [12 empty] | 7.3.3.17.5 (Remote Grid) Updates to grid topology to minimize risk of ignition in HFTDs Remote GridWLDFRWire-to-wire contactAggregated | WLDFR | HFTD - Distribution - Tier 2 - 2QU CoRE ¦ 1QU LoRE | Red Flag Warning - Small Fires | Wire-to-wire contact | Aggregated | 2034 | 5.1047e-05 | 193.7699 | 0.0098913 | 2034 | Mitigation | 0.95 | 45 | 0 | esc | 0.00097009 | 4.952e-08 | 0.00097009 | 4.952e-08
[79 empty] | WLDFR | HFTD - Distribution - Tier 2 - 5QU CoRE ¦ 4QU LoRE | Non-Red Flag Warning - Destructive Fires | 2035 | 7.0939e-11 | 7.0939e-11 | 9984.8474 | 263.1074 | 9721.74 | 0 | 0 | 0 | 8.4476e-08 | 7.0832e-07 | 0 | 7.0832e-07 | 7.0832e-07 | 0 | 7.0832e-07 | 0 | 1.118e-07 | 2.4507e-07 | 0 | 2.4507e-07 | 0 | 4.2798e-07 | 8.5596e-07 | 0 | 8.5596e-07 | [12 empty] | 7.3.3.17.5 (Remote Grid) Updates to grid topology to minimize risk of ignition in HFTDs Remote GridWLDFRWire-to-wire contactAggregated | WLDFR | HFTD - Distribution - Tier 2 - 2QU CoRE ¦ 1QU LoRE | Red Flag Warning - Small Fires | Wire-to-wire contact | Aggregated | 2035 | 5.1047e-05 | 193.7699 | 0.0098913 | 2035 | Mitigation | 0.95 | 45 | 0 | esc | 0.00097009 | 4.952e-08 | 0.00097009 | 4.952e-08
[79 empty] | WLDFR | HFTD - Distribution - Tier 2 - 5QU CoRE ¦ 4QU LoRE | Non-Red Flag Warning - Destructive Fires | 2036 | 7.0939e-11 | 7.0939e-11 | 9984.8474 | 263.1074 | 9721.74 | 0 | 0 | 0 | 8.4476e-08 | 7.0832e-07 | 0 | 7.0832e-07 | 7.0832e-07 | 0 | 7.0832e-07 | 0 | 1.1625e-07 | 2.5482e-07 | 0 | 2.5482e-07 | 0 | 4.2798e-07 | 8.5596e-07 | 0 | 8.5596e-07 | [12 empty] | 7.3.3.17.5 (Remote Grid) Updates to grid topology to minimize risk of ignition in HFTDs Remote GridWLDFRWire-to-wire contactAggregated | WLDFR | HFTD - Distribution - Tier 2 - 2QU CoRE ¦ 1QU LoRE | Red Flag Warning - Small Fires | Wire-to-wire contact | Aggregated | 2036 | 5.1047e-05 | 193.7699 | 0.0098913 | 2036 | Mitigation | 0.95 | 45 | 0 | esc | 0.00097009 | 4.952e-08 | 0.00097009 | 4.952e-08
[79 empty] | WLDFR | HFTD - Distribution - Tier 2 - 5QU CoRE ¦ 4QU LoRE | Non-Red Flag Warning - Destructive Fires | 2037 | 7.0939e-11 | 7.0939e-11 | 9984.8474 | 263.1074 | 9721.74 | 0 | 0 | 0 | 8.4476e-08 | 7.0832e-07 | 0 | 7.0832e-07 | 7.0832e-07 | 0 | 7.0832e-07 | 0 | 1.1625e-07 | 2.5482e-07 | 0 | 2.5482e-07 | 0 | 4.2798e-07 | 8.5596e-07 | 0 | 8.5596e-07 | [12 empty] | 7.3.3.17.5 (Remote Grid) Updates to grid topology to minimize risk of ignition in HFTDs Remote GridWLDFRWire-to-wire contactAggregated | WLDFR | HFTD - Distribution - Tier 2 - 2QU CoRE ¦ 1QU LoRE | Red Flag Warning - Small Fires | Wire-to-wire contact | Aggregated | 2037 | 5.1047e-05 | 193.7699 | 0.0098913 | 2037 | Mitigation | 0.95 | 45 | 0 | esc | 0.00097009 | 4.952e-08 | 0.00097009 | 4.952e-08
[79 empty] | WLDFR | HFTD - Distribution - Tier 2 - 5QU CoRE ¦ 4QU LoRE | Non-Red Flag Warning - Destructive Fires | 2038 | 7.0939e-11 | 7.0939e-11 | 10472.8261 | 280.5544 | 10192.2718 | 0 | 0 | 0 | 8.4476e-08 | 7.4293e-07 | 0 | 7.4293e-07 | 7.4293e-07 | 0 | 7.4293e-07 | 0 | 1.1625e-07 | 2.5482e-07 | 0 | 2.5482e-07 | 0 | 4.2798e-07 | 8.5596e-07 | 0 | 8.5596e-07 | [12 empty] | 7.3.3.17.5 (Remote Grid) Updates to grid topology to minimize risk of ignition in HFTDs Remote GridWLDFRWire-to-wire contactAggregated | WLDFR | HFTD - Distribution - Tier 2 - 2QU CoRE ¦ 1QU LoRE | Red Flag Warning - Small Fires | Wire-to-wire contact | Aggregated | 2038 | 5.1047e-05 | 193.7699 | 0.0098913 | 2038 | Mitigation | 0.95 | 45 | 0 | esc | 0.00097009 | 4.952e-08 | 0.00097009 | 4.952e-08
[79 empty] | WLDFR | HFTD - Distribution - Tier 2 - 5QU CoRE ¦ 4QU LoRE | Non-Red Flag Warning - Destructive Fires | 2039 | 7.0939e-11 | 7.0939e-11 | 10472.8261 | 280.5544 | 10192.2718 | 0 | 0 | 0 | 8.4476e-08 | 7.4293e-07 | 0 | 7.4293e-07 | 7.4293e-07 | 0 | 7.4293e-07 | 0 | 1.1625e-07 | 2.5482e-07 | 0 | 2.5482e-07 | 0 | 4.5343e-07 | 9.0686e-07 | 0 | 9.0686e-07 | [12 empty] | 7.3.3.17.5 (Remote Grid) Updates to grid topology to minimize risk of ignition in HFTDs Remote GridWLDFRWire-to-wire contactAggregated | WLDFR | HFTD - Distribution - Tier 2 - 2QU CoRE ¦ 1QU LoRE | Red Flag Warning - Small Fires | Wire-to-wire contact | Aggregated | 2039 | 5.1047e-05 | 193.7699 | 0.0098913 | 2039 | Mitigation | 0.95 | 45 | 0 | esc | 0.00097009 | 4.952e-08 | 0.00097009 | 4.952e-08
[79 empty] | WLDFR | HFTD - Distribution - Tier 2 - 5QU CoRE ¦ 4QU LoRE | Non-Red Flag Warning - Destructive Fires | 2040 | 7.0939e-11 | 7.0939e-11 | 10472.8261 | 280.5544 | 10192.2718 | 0 | 0 | 0 | 8.4476e-08 | 7.4293e-07 | 0 | 7.4293e-07 | 7.4293e-07 | 0 | 7.4293e-07 | 0 | 1.1625e-07 | 2.5482e-07 | 0 | 2.5482e-07 | 0 | 4.5343e-07 | 9.0686e-07 | 0 | 9.0686e-07 | [12 empty] | 7.3.3.17.5 (Remote Grid) Updates to grid topology to minimize risk of ignition in HFTDs Remote GridWLDFRWire-to-wire contactAggregated | WLDFR | HFTD - Distribution - Tier 2 - 2QU CoRE ¦ 1QU LoRE | Red Flag Warning - Small Fires | Wire-to-wire contact | Aggregated | 2040 | 5.1047e-05 | 193.7699 | 0.0098913 | 2040 | Mitigation | 0.95 | 45 | 0 | esc | 0.00097009 | 4.952e-08 | 0.00097009 | 4.952e-08
[79 empty] | WLDFR | HFTD - Distribution - Tier 2 - 5QU CoRE ¦ 4QU LoRE | Non-Red Flag Warning - Destructive Fires | 2041 | 7.0939e-11 | 7.0939e-11 | 10472.8261 | 280.5544 | 10192.2718 | 0 | 0 | 0 | 8.4476e-08 | 7.4293e-07 | 0 | 7.4293e-07 | 7.4293e-07 | 0 | 7.4293e-07 | 0 | 1.2126e-07 | 2.658e-07 | 0 | 2.658e-07 | 0 | 4.5343e-07 | 9.0686e-07 | 0 | 9.0686e-07 | [12 empty] | 7.3.3.17.5 (Remote Grid) Updates to grid topology to minimize risk of ignition in HFTDs Remote GridWLDFRWire-to-wire contactAggregated | WLDFR | HFTD - Distribution - Tier 2 - 2QU CoRE ¦ 1QU LoRE | Red Flag Warning - Small Fires | Wire-to-wire contact | Aggregated | 2041 | 5.1047e-05 | 193.7699 | 0.0098913 | 2041 | Mitigation | 0.95 | 45 | 0 | esc | 0.00097009 | 4.952e-08 | 0.00097009 | 4.952e-08
[79 empty] | WLDFR | HFTD - Distribution - Tier 2 - 5QU CoRE ¦ 4QU LoRE | Non-Red Flag Warning - Destructive Fires | 2042 | 7.0939e-11 | 7.0939e-11 | 10472.8261 | 280.5544 | 10192.2718 | 0 | 0 | 0 | 8.4476e-08 | 7.4293e-07 | 0 | 7.4293e-07 | 7.4293e-07 | 0 | 7.4293e-07 | 0 | 1.2126e-07 | 2.658e-07 | 0 | 2.658e-07 | 0 | 4.5343e-07 | 9.0686e-07 | 0 | 9.0686e-07 | [12 empty] | 7.3.3.17.5 (Remote Grid) Updates to grid topology to minimize risk of ignition in HFTDs Remote GridWLDFRWire-to-wire contactAggregated | WLDFR | HFTD - Distribution - Tier 2 - 2QU CoRE ¦ 1QU LoRE | Red Flag Warning - Small Fires | Wire-to-wire contact | Aggregated | 2042 | 5.1047e-05 | 193.7699 | 0.0098913 | 2042 | Mitigation | 0.95 | 45 | 0 | esc | 0.00097009 | 4.952e-08 | 0.00097009 | 4.952e-08
[79 empty] | WLDFR | HFTD - Distribution - Tier 2 - 5QU CoRE ¦ 4QU LoRE | Non-Red Flag Warning - Destructive Fires | 2043 | 7.0939e-11 | 7.0939e-11 | 10992.1562 | 299.42 | 10692.7362 | 0 | 0 | 0 | 8.4476e-08 | 7.7978e-07 | 0 | 7.7978e-07 | 7.7978e-07 | 0 | 7.7978e-07 | 0 | 1.2126e-07 | 2.658e-07 | 0 | 2.658e-07 | 0 | 4.5343e-07 | 9.0686e-07 | 0 | 9.0686e-07 | [12 empty] | 7.3.3.17.5 (Remote Grid) Updates to grid topology to minimize risk of ignition in HFTDs Remote GridWLDFRWire-to-wire contactAggregated | WLDFR | HFTD - Distribution - Tier 2 - 2QU CoRE ¦ 1QU LoRE | Red Flag Warning - Small Fires | Wire-to-wire contact | Aggregated | 2043 | 5.1047e-05 | 193.7699 | 0.0098913 | 2043 | Mitigation | 0.95 | 45 | 0 | esc | 0.00097009 | 4.952e-08 | 0.00097009 | 4.952e-08
[79 empty] | WLDFR | HFTD - Distribution - Tier 2 - 5QU CoRE ¦ 4QU LoRE | Non-Red Flag Warning - Destructive Fires | 2044 | 7.0939e-11 | 7.0939e-11 | 10992.1562 | 299.42 | 10692.7362 | 0 | 0 | 0 | 8.4476e-08 | 7.7978e-07 | 0 | 7.7978e-07 | 7.7978e-07 | 0 | 7.7978e-07 | 0 | 1.2126e-07 | 2.658e-07 | 0 | 2.658e-07 | 0 | 4.8175e-07 | 9.635e-07 | 0 | 9.635e-07 | [12 empty] | 7.3.3.17.5 (Remote Grid) Updates to grid topology to minimize risk of ignition in HFTDs Remote GridWLDFRWire-to-wire contactAggregated | WLDFR | HFTD - Distribution - Tier 2 - 2QU CoRE ¦ 1QU LoRE | Red Flag Warning - Small Fires | Wire-to-wire contact | Aggregated | 2044 | 5.1047e-05 | 193.7699 | 0.0098913 | 2044 | Mitigation | 0.95 | 45 | 0 | esc | 0.00097009 | 4.952e-08 | 0.00097009 | 4.952e-08
[79 empty] | WLDFR | HFTD - Distribution - Tier 2 - 5QU CoRE ¦ 4QU LoRE | Non-Red Flag Warning - Destructive Fires | 2045 | 7.0939e-11 | 7.0939e-11 | 10992.1562 | 299.42 | 10692.7362 | 0 | 0 | 0 | 8.4476e-08 | 7.7978e-07 | 0 | 7.7978e-07 | 7.7978e-07 | 0 | 7.7978e-07 | 0 | 1.2126e-07 | 2.658e-07 | 0 | 2.658e-07 | 0 | 4.8175e-07 | 9.635e-07 | 0 | 9.635e-07 | [12 empty] | 7.3.3.17.5 (Remote Grid) Updates to grid topology to minimize risk of ignition in HFTDs Remote GridWLDFRWire-to-wire contactAggregated | WLDFR | HFTD - Distribution - Tier 2 - 2QU CoRE ¦ 1QU LoRE | Red Flag Warning - Small Fires | Wire-to-wire contact | Aggregated | 2045 | 5.1047e-05 | 193.7699 | 0.0098913 | 2045 | Mitigation | 0.95 | 45 | 0 | esc | 0.00097009 | 4.952e-08 | 0.00097009 | 4.952e-08
[79 empty] | WLDFR | HFTD - Distribution - Tier 2 - 5QU CoRE ¦ 4QU LoRE | Non-Red Flag Warning - Destructive Fires | 2046 | 7.0939e-11 | 7.0939e-11 | 10992.1562 | 299.42 | 10692.7362 | 0 | 0 | 0 | 8.4476e-08 | 7.7978e-07 | 0 | 7.7978e-07 | 7.7978e-07 | 0 | 7.7978e-07 | 0 | 1.2678e-07 | 2.7791e-07 | 0 | 2.7791e-07 | 0 | 4.8175e-07 | 9.635e-07 | 0 | 9.635e-07 | [12 empty] | 7.3.3.17.5 (Remote Grid) Updates to grid topology to minimize risk of ignition in HFTDs Remote GridWLDFRWire-to-wire contactAggregated | WLDFR | HFTD - Distribution - Tier 2 - 2QU CoRE ¦ 1QU LoRE | Red Flag Warning - Small Fires | Wire-to-wire contact | Aggregated | 2046 | 5.1047e-05 | 193.7699 | 0.0098913 | 2046 | Mitigation | 0.95 | 45 | 0 | esc | 0.00097009 | 4.952e-08 | 0.00097009 | 4.952e-08
[79 empty] | WLDFR | HFTD - Distribution - Tier 2 - 5QU CoRE ¦ 4QU LoRE | Non-Red Flag Warning - Destructive Fires | 2047 | 7.0939e-11 | 7.0939e-11 | 10992.1562 | 299.42 | 10692.7362 | 0 | 0 | 0 | 8.4476e-08 | 7.7978e-07 | 0 | 7.7978e-07 | 7.7978e-07 | 0 | 7.7978e-07 | 0 | 1.2678e-07 | 2.7791e-07 | 0 | 2.7791e-07 | 0 | 4.8175e-07 | 9.635e-07 | 0 | 9.635e-07 | [12 empty] | 7.3.3.17.5 (Remote Grid) Updates to grid topology to minimize risk of ignition in HFTDs Remote GridWLDFRWire-to-wire contactAggregated | WLDFR | HFTD - Distribution - Tier 2 - 2QU CoRE ¦ 1QU LoRE | Red Flag Warning - Small Fires | Wire-to-wire contact | Aggregated | 2047 | 5.1047e-05 | 193.7699 | 0.0098913 | 2047 | Mitigation | 0.95 | 45 | 0 | esc | 0.00097009 | 4.952e-08 | 0.00097009 | 4.952e-08
[79 empty] | WLDFR | HFTD - Distribution - Tier 2 - 5QU CoRE ¦ 4QU LoRE | Non-Red Flag Warning - Destructive Fires | 2048 | 7.0939e-11 | 7.0939e-11 | 11536.0538 | 319.4911 | 11216.5626 | 0 | 0 | 0 | 8.4476e-08 | 8.1836e-07 | 0 | 8.1836e-07 | 8.1836e-07 | 0 | 8.1836e-07 | 0 | 1.2678e-07 | 2.7791e-07 | 0 | 2.7791e-07 | 0 | 4.8175e-07 | 9.635e-07 | 0 | 9.635e-07 | [12 empty] | 7.3.3.17.5 (Remote Grid) Updates to grid topology to minimize risk of ignition in HFTDs Remote GridWLDFRWire-to-wire contactAggregated | WLDFR | HFTD - Distribution - Tier 2 - 2QU CoRE ¦ 1QU LoRE | Red Flag Warning - Small Fires | Wire-to-wire contact | Aggregated | 2048 | 5.1047e-05 | 193.7699 | 0.0098913 | 2048 | Mitigation | 0.95 | 45 | 0 | esc | 0.00097009 | 4.952e-08 | 0.00097009 | 4.952e-08
[79 empty] | WLDFR | HFTD - Distribution - Tier 2 - 5QU CoRE ¦ 4QU LoRE | Non-Red Flag Warning - Destructive Fires | 2049 | 7.0939e-11 | 7.0939e-11 | 11536.0538 | 319.4911 | 11216.5626 | 0 | 0 | 0 | 8.4476e-08 | 8.1836e-07 | 0 | 8.1836e-07 | 8.1836e-07 | 0 | 8.1836e-07 | 0 | 1.2678e-07 | 2.7791e-07 | 0 | 2.7791e-07 | 0 | 5.1273e-07 | 1.0255e-06 | 0 | 1.0255e-06 | [12 empty] | 7.3.3.17.5 (Remote Grid) Updates to grid topology to minimize risk of ignition in HFTDs Remote GridWLDFRWire-to-wire contactAggregated | WLDFR | HFTD - Distribution - Tier 2 - 2QU CoRE ¦ 1QU LoRE | Red Flag Warning - Small Fires | Wire-to-wire contact | Aggregated | 2049 | 5.1047e-05 | 193.7699 | 0.0098913 | 2049 | Mitigation | 0.95 | 45 | 0 | esc | 0.00097009 | 4.952e-08 | 0.00097009 | 4.952e-08
[79 empty] | WLDFR | HFTD - Distribution - Tier 2 - 5QU CoRE ¦ 4QU LoRE | Non-Red Flag Warning - Destructive Fires | 2050 | 7.0939e-11 | 7.0939e-11 | 11536.0538 | 319.4911 | 11216.5626 | 0 | 0 | 0 | 8.4476e-08 | 8.1836e-07 | 0 | 8.1836e-07 | 8.1836e-07 | 0 | 8.1836e-07 | 0 | 1.2678e-07 | 2.7791e-07 | 0 | 2.7791e-07 | 0 | 5.1273e-07 | 1.0255e-06 | 0 | 1.0255e-06 | [12 empty] | 7.3.3.17.5 (Remote Grid) Updates to grid topology to minimize risk of ignition in HFTDs Remote GridWLDFRWire-to-wire contactAggregated | WLDFR | HFTD - Distribution - Tier 2 - 2QU CoRE ¦ 1QU LoRE | Red Flag Warning - Small Fires | Wire-to-wire contact | Aggregated | 2050 | 5.1047e-05 | 193.7699 | 0.0098913 | 2050 | Mitigation | 0.95 | 45 | 0 | esc | 0.00097009 | 4.952e-08 | 0.00097009 | 4.952e-08
[79 empty] | WLDFR | HFTD - Distribution - Tier 2 - 5QU CoRE ¦ 4QU LoRE | Non-Red Flag Warning - Destructive Fires | 2051 | 7.0939e-11 | 7.0939e-11 | 11536.0538 | 319.4911 | 11216.5626 | 0 | 0 | 0 | 8.4476e-08 | 8.1836e-07 | 0 | 8.1836e-07 | 8.1836e-07 | 0 | 8.1836e-07 | 0 | 1.3276e-07 | 2.9102e-07 | 0 | 2.9102e-07 | 0 | 5.1273e-07 | 1.0255e-06 | 0 | 1.0255e-06 | [12 empty] | 7.3.3.17.5 (Remote Grid) Updates to grid topology to minimize risk of ignition in HFTDs Remote GridWLDFRWire-to-wire contactAggregated | WLDFR | HFTD - Distribution - Tier 2 - 2QU CoRE ¦ 1QU LoRE | Red Flag Warning - Small Fires | Wire-to-wire contact | Aggregated | 2051 | 5.1047e-05 | 193.7699 | 0.0098913 | 2051 | Mitigation | 0.95 | 45 | 0 | esc | 0.00097009 | 4.952e-08 | 0.00097009 | 4.952e-08
[79 empty] | WLDFR | HFTD - Distribution - Tier 2 - 5QU CoRE ¦ 4QU LoRE | Non-Red Flag Warning - Destructive Fires | 2052 | 7.0939e-11 | 7.0939e-11 | 11536.0538 | 319.4911 | 11216.5626 | 0 | 0 | 0 | 8.4476e-08 | 8.1836e-07 | 0 | 8.1836e-07 | 8.1836e-07 | 0 | 8.1836e-07 | 0 | 1.3276e-07 | 2.9102e-07 | 0 | 2.9102e-07 | 0 | 5.1273e-07 | 1.0255e-06 | 0 | 1.0255e-06 | [12 empty] | 7.3.3.17.5 (Remote Grid) Updates to grid topology to minimize risk of ignition in HFTDs Remote GridWLDFRWire-to-wire contactAggregated | WLDFR | HFTD - Distribution - Tier 2 - 2QU CoRE ¦ 1QU LoRE | Red Flag Warning - Small Fires | Wire-to-wire contact | Aggregated | 2052 | 5.1047e-05 | 193.7699 | 0.0098913 | 2052 | Mitigation | 0.95 | 45 | 0 | esc | 0.00097009 | 4.952e-08 | 0.00097009 | 4.952e-08
[79 empty] | WLDFR | HFTD - Distribution - Tier 2 - 5QU CoRE ¦ 4QU LoRE | Non-Red Flag Warning - Destructive Fires | 2053 | 7.0939e-11 | 7.0939e-11 | 12097.6769 | 340.5356 | 11757.1413 | 0 | 0 | 0 | 8.4476e-08 | 8.582e-07 | 0 | 8.582e-07 | 8.582e-07 | 0 | 8.582e-07 | 0 | 1.3276e-07 | 2.9102e-07 | 0 | 2.9102e-07 | 0 | 5.1273e-07 | 1.0255e-06 | 0 | 1.0255e-06 | [12 empty] | 7.3.3.17.5 (Remote Grid) Updates to grid topology to minimize risk of ignition in HFTDs Remote GridWLDFRWire-to-wire contactAggregated | WLDFR | HFTD - Distribution - Tier 2 - 2QU CoRE ¦ 1QU LoRE | Red Flag Warning - Small Fires | Wire-to-wire contact | Aggregated | 2053 | 5.1047e-05 | 193.7699 | 0.0098913 | 2053 | Mitigation | 0.95 | 45 | 0 | esc | 0.00097009 | 4.952e-08 | 0.00097009 | 4.952e-08
[79 empty] | WLDFR | HFTD - Distribution - Tier 2 - 5QU CoRE ¦ 4QU LoRE | Non-Red Flag Warning - Destructive Fires | 2054 | 7.0939e-11 | 7.0939e-11 | 12097.6769 | 340.5356 | 11757.1413 | 0 | 0 | 0 | 8.4476e-08 | 8.582e-07 | 0 | 8.582e-07 | 8.582e-07 | 0 | 8.582e-07 | 0 | 1.3276e-07 | 2.9102e-07 | 0 | 2.9102e-07 | 0 | 5.461e-07 | 1.0922e-06 | 0 | 1.0922e-06 | [12 empty] | 7.3.3.17.5 (Remote Grid) Updates to grid topology to minimize risk of ignition in HFTDs Remote GridWLDFRWire-to-wire contactAggregated | WLDFR | HFTD - Distribution - Tier 2 - 2QU CoRE ¦ 1QU LoRE | Red Flag Warning - Small Fires | Wire-to-wire contact | Aggregated | 2054 | 5.1047e-05 | 193.7699 | 0.0098913 | 2054 | Mitigation | 0.95 | 45 | 0 | esc | 0.00097009 | 4.952e-08 | 0.00097009 | 4.952e-08
[79 empty] | WLDFR | HFTD - Distribution - Tier 2 - 5QU CoRE ¦ 4QU LoRE | Non-Red Flag Warning - Destructive Fires | 2055 | 7.0939e-11 | 7.0939e-11 | 12097.6769 | 340.5356 | 11757.1413 | 0 | 0 | 0 | 8.4476e-08 | 8.582e-07 | 0 | 8.582e-07 | 8.582e-07 | 0 | 8.582e-07 | 0 | 1.3276e-07 | 2.9102e-07 | 0 | 2.9102e-07 | 0 | 5.461e-07 | 1.0922e-06 | 0 | 1.0922e-06 | [12 empty] | 7.3.3.17.5 (Remote Grid) Updates to grid topology to minimize risk of ignition in HFTDs Remote GridWLDFRWire-to-wire contactAggregated | WLDFR | HFTD - Distribution - Tier 2 - 2QU CoRE ¦ 1QU LoRE | Red Flag Warning - Small Fires | Wire-to-wire contact | Aggregated | 2055 | 5.1047e-05 | 193.7699 | 0.0098913 | 2055 | Mitigation | 0.95 | 45 | 0 | esc | 0.00097009 | 4.952e-08 | 0.00097009 | 4.952e-08
[79 empty] | WLDFR | HFTD - Distribution - Tier 2 - 5QU CoRE ¦ 4QU LoRE | Non-Red Flag Warning - Destructive Fires | 2056 | 7.0939e-11 | 7.0939e-11 | 12097.6769 | 340.5356 | 11757.1413 | 0 | 0 | 0 | 8.4476e-08 | 8.582e-07 | 0 | 8.582e-07 | 8.582e-07 | 0 | 8.582e-07 | 0 | 1.3914e-07 | 3.05e-07 | 0 | 3.05e-07 | 0 | 5.461e-07 | 1.0922e-06 | 0 | 1.0922e-06 | [12 empty] | 7.3.3.17.5 (Remote Grid) Updates to grid topology to minimize risk of ignition in HFTDs Remote GridWLDFRWire-to-wire contactAggregated | WLDFR | HFTD - Distribution - Tier 2 - 2QU CoRE ¦ 1QU LoRE | Red Flag Warning - Small Fires | Wire-to-wire contact | Aggregated | 2056 | 5.1047e-05 | 193.7699 | 0.0098913 | 2056 | Mitigation | 0.95 | 45 | 0 | esc | 0.00097009 | 4.952e-08 | 0.00097009 | 4.952e-08
[79 empty] | WLDFR | HFTD - Distribution - Tier 2 - 5QU CoRE ¦ 4QU LoRE | Non-Red Flag Warning - Destructive Fires | 2057 | 7.0939e-11 | 7.0939e-11 | 12097.6769 | 340.5356 | 11757.1413 | 0 | 0 | 0 | 8.4476e-08 | 8.582e-07 | 0 | 8.582e-07 | 8.582e-07 | 0 | 8.582e-07 | 0 | 1.3914e-07 | 3.05e-07 | 0 | 3.05e-07 | 0 | 5.461e-07 | 1.0922e-06 | 0 | 1.0922e-06 | [12 empty] | 7.3.3.17.5 (Remote Grid) Updates to grid topology to minimize risk of ignition in HFTDs Remote GridWLDFRWire-to-wire contactAggregated | WLDFR | HFTD - Distribution - Tier 2 - 2QU CoRE ¦ 1QU LoRE | Red Flag Warning - Small Fires | Wire-to-wire contact | Aggregated | 2057 | 5.1047e-05 | 193.7699 | 0.0098913 | 2057 | Mitigation | 0.95 | 45 | 0 | esc | 0.00097009 | 4.952e-08 | 0.00097009 | 4.952e-08
[79 empty] | WLDFR | HFTD - Distribution - Tier 2 - 5QU CoRE ¦ 4QU LoRE | Non-Red Flag Warning - Destructive Fires | 2058 | 7.0939e-11 | 7.0939e-11 | 12670.1796 | 362.3049 | 12307.8747 | 0 | 0 | 0 | 8.4476e-08 | 8.9881e-07 | 0 | 8.9881e-07 | 8.9881e-07 | 0 | 8.9881e-07 | 0 | 1.3914e-07 | 3.05e-07 | 0 | 3.05e-07 | 0 | 0 | 1.0922e-06 | 0 | 1.0922e-06 | [12 empty] | 7.3.3.17.5 (Remote Grid) Updates to grid topology to minimize risk of ignition in HFTDs Remote GridWLDFRWire-to-wire contactAggregated | WLDFR | HFTD - Distribution - Tier 2 - 2QU CoRE ¦ 1QU LoRE | Red Flag Warning - Small Fires | Wire-to-wire contact | Aggregated | 2058 | 5.1047e-05 | 193.7699 | 0.0098913 | 2058 | Mitigation | 0.95 | 45 | 0 | esc | 0.00097009 | 4.952e-08 | 0.00097009 | 4.952e-08
[79 empty] | WLDFR | HFTD - Distribution - Tier 2 - 5QU CoRE ¦ 4QU LoRE | Non-Red Flag Warning - Destructive Fires | 2059 | 7.0939e-11 | 7.0939e-11 | 12670.1796 | 362.3049 | 12307.8747 | 0 | 0 | 0 | 8.4476e-08 | 8.9881e-07 | 0 | 8.9881e-07 | 8.9881e-07 | 0 | 8.9881e-07 | 0 | 1.3914e-07 | 3.05e-07 | 0 | 3.05e-07 | 0 | 0 | 0 | 0 | 0 | [12 empty] | 7.3.3.17.5 (Remote Grid) Updates to grid topology to minimize risk of ignition in HFTDs Remote GridWLDFRWire-to-wire contactAggregated | WLDFR | HFTD - Distribution - Tier 2 - 2QU CoRE ¦ 1QU LoRE | Red Flag Warning - Small Fires | Wire-to-wire contact | Aggregated | 2059 | 5.1047e-05 | 193.7699 | 0.0098913 | 2059 | Mitigation | 0.95 | 45 | 0 | esc | 0.00097009 | 4.952e-08 | 0.00097009 | 4.952e-08
[79 empty] | WLDFR | HFTD - Distribution - Tier 2 - 5QU CoRE ¦ 4QU LoRE | Non-Red Flag Warning - Destructive Fires | 2060 | 7.0939e-11 | 7.0939e-11 | 12670.1796 | 362.3049 | 12307.8747 | 0 | 0 | 0 | 8.4476e-08 | 8.9881e-07 | 0 | 8.9881e-07 | 8.9881e-07 | 0 | 8.9881e-07 | 0 | 1.3914e-07 | 3.05e-07 | 0 | 3.05e-07 | 0 | 0 | 0 | 0 | 0 | [12 empty] | 7.3.3.17.5 (Remote Grid) Updates to grid topology to minimize risk of ignition in HFTDs Remote GridWLDFRWire-to-wire contactAggregated | WLDFR | HFTD - Distribution - Tier 2 - 2QU CoRE ¦ 1QU LoRE | Red Flag Warning - Small Fires | Wire-to-wire contact | Aggregated | 2060 | 5.1047e-05 | 193.7699 | 0.0098913 | 2060 | Mitigation | 0.95 | 45 | 0 | esc | 0.00097009 | 4.952e-08 | 0.00097009 | 4.952e-08
[79 empty] | WLDFR | HFTD - Distribution - Tier 2 - 5QU CoRE ¦ 4QU LoRE | Non-Red Flag Warning - Destructive Fires | 2061 | 7.0939e-11 | 7.0939e-11 | 12670.1796 | 362.3049 | 12307.8747 | 0 | 0 | 0 | 8.4476e-08 | 8.9881e-07 | 0 | 8.9881e-07 | 8.9881e-07 | 0 | 8.9881e-07 | 0 | 1.4585e-07 | 3.197e-07 | 0 | 3.197e-07 | 0 | 1.3712e-06 | 0 | 0 | 0 | [12 empty] | 7.3.3.17.5 (Remote Grid) Updates to grid topology to minimize risk of ignition in HFTDs Remote GridWLDFRWire-to-wire contactAggregated | WLDFR | HFTD - Distribution - Tier 2 - 2QU CoRE ¦ 1QU LoRE | Red Flag Warning - Small Fires | Wire-to-wire contact | Aggregated | 2061 | 5.1047e-05 | 193.7699 | 0.0098913 | 2061 | Mitigation | 0.95 | 45 | 0 | esc | 0.00097009 | 4.952e-08 | 0.00097009 | 4.952e-08
[79 empty] | WLDFR | HFTD - Distribution - Tier 2 - 5QU CoRE ¦ 4QU LoRE | Non-Red Flag Warning - Destructive Fires | 2062 | 7.0939e-11 | 7.0939e-11 | 12670.1796 | 362.3049 | 12307.8747 | 0 | 0 | 0 | 8.4476e-08 | 8.9881e-07 | 0 | 8.9881e-07 | 8.9881e-07 | 0 | 8.9881e-07 | 0 | 1.4585e-07 | 3.197e-07 | 0 | 3.197e-07 | 0 | 1.4153e-06 | 2.8307e-06 | 0 | 2.8307e-06 | [12 empty] | 7.3.3.17.5 (Remote Grid) Updates to grid topology to minimize risk of ignition in HFTDs Remote GridWLDFRWire-to-wire contactAggregated | WLDFR | HFTD - Distribution - Tier 2 - 2QU CoRE ¦ 1QU LoRE | Red Flag Warning - Small Fires | Wire-to-wire contact | Aggregated | 2062 | 5.1047e-05 | 193.7699 | 0.0098913 | 2062 | Mitigation | 0.95 | 45 | 0 | esc | 0.00097009 | 4.952e-08 | 0.00097009 | 4.952e-08
[79 empty] | WLDFR | HFTD - Distribution - Tier 2 - 5QU CoRE ¦ 4QU LoRE | Non-Red Flag Warning - Destructive Fires | 2063 | 7.0939e-11 | 7.0939e-11 | 13246.6313 | 384.5316 | 12862.0997 | 0 | 0 | 0 | 8.4476e-08 | 9.3971e-07 | 0 | 9.3971e-07 | 9.3971e-07 | 0 | 9.3971e-07 | 0 | 1.4585e-07 | 3.197e-07 | 0 | 3.197e-07 | 0 | 1.4153e-06 | 2.8307e-06 | 0 | 2.8307e-06 | [12 empty] | 7.3.3.17.5 (Remote Grid) Updates to grid topology to minimize risk of ignition in HFTDs Remote GridWLDFRWire-to-wire contactAggregated | WLDFR | HFTD - Distribution - Tier 2 - 2QU CoRE ¦ 1QU LoRE | Red Flag Warning - Small Fires | Wire-to-wire contact | Aggregated | 2063 | 5.1047e-05 | 193.7699 | 0.0098913 | 2063 | Mitigation | 0.95 | 45 | 0 | esc | 0.00097009 | 4.952e-08 | 0.00097009 | 4.952e-08
[79 empty] | WLDFR | HFTD - Distribution - Tier 2 - 5QU CoRE ¦ 4QU LoRE | Non-Red Flag Warning - Destructive Fires | 2064 | 7.0939e-11 | 7.0939e-11 | 13246.6313 | 384.5316 | 12862.0997 | 0 | 0 | 0 | 8.4476e-08 | 9.3971e-07 | 0 | 9.3971e-07 | 9.3971e-07 | 0 | 9.3971e-07 | 0 | 1.4585e-07 | 3.197e-07 | 0 | 3.197e-07 | 0 | 1.4153e-06 | 2.8307e-06 | 0 | 2.8307e-06 | [12 empty] | 7.3.3.17.5 (Remote Grid) Updates to grid topology to minimize risk of ignition in HFTDs Remote GridWLDFRWire-to-wire contactAggregated | WLDFR | HFTD - Distribution - Tier 2 - 2QU CoRE ¦ 1QU LoRE | Red Flag Warning - Small Fires | Wire-to-wire contact | Aggregated | 2064 | 5.1047e-05 | 193.7699 | 0.0098913 | 2064 | Mitigation | 0.95 | 45 | 0 | esc | 0.00097009 | 4.952e-08 | 0.00097009 | 4.952e-08
[79 empty] | WLDFR | HFTD - Distribution - Tier 2 - 5QU CoRE ¦ 4QU LoRE | Non-Red Flag Warning - Destructive Fires | 2065 | 7.0939e-11 | 7.0939e-11 | 13246.6313 | 384.5316 | 12862.0997 | 0 | 0 | 0 | 8.4476e-08 | 9.3971e-07 | 0 | 9.3971e-07 | 9.3971e-07 | 0 | 9.3971e-07 | 0 | 1.4585e-07 | 3.197e-07 | 0 | 3.197e-07 | 0 | 1.4153e-06 | 2.8307e-06 | 0 | 2.8307e-06 | [12 empty] | 7.3.3.17.5 (Remote Grid) Updates to grid topology to minimize risk of ignition in HFTDs Remote GridWLDFRWire-to-wire contactAggregated | WLDFR | HFTD - Distribution - Tier 2 - 2QU CoRE ¦ 1QU LoRE | Red Flag Warning - Small Fires | Wire-to-wire contact | Aggregated | 2065 | 5.1047e-05 | 193.7699 | 0.0098913 | 2065 | Mitigation | 0.95 | 45 | 0 | esc | 0.00097009 | 4.952e-08 | 0.00097009 | 4.952e-08
[79 empty] | WLDFR | HFTD - Distribution - Tier 2 - 5QU CoRE ¦ 4QU LoRE | Non-Red Flag Warning - Destructive Fires | 2066 | 7.0939e-11 | 7.0939e-11 | 13246.6313 | 384.5316 | 12862.0997 | 0 | 0 | 0 | 8.4476e-08 | 9.3971e-07 | 0 | 9.3971e-07 | 9.3971e-07 | 0 | 9.3971e-07 | 0 | 1.5281e-07 | 3.3496e-07 | 0 | 3.3496e-07 | 0 | 1.4153e-06 | 2.8307e-06 | 0 | 2.8307e-06 | [12 empty] | 7.3.3.17.5 (Remote Grid) Updates to grid topology to minimize risk of ignition in HFTDs Remote GridWLDFRWire-to-wire contactAggregated | WLDFR | HFTD - Distribution - Tier 2 - 2QU CoRE ¦ 1QU LoRE | Red Flag Warning - Small Fires | Wire-to-wire contact | Aggregated | 2066 | 5.1047e-05 | 193.7699 | 0.0098913 | 2066 | Mitigation | 0.95 | 45 | 0 | esc | 0.00097009 | 4.952e-08 | 0.00097009 | 4.952e-08
[79 empty] | WLDFR | HFTD - Distribution - Tier 2 - 5QU CoRE ¦ 4QU LoRE | Non-Red Flag Warning - Destructive Fires | 2067 | 0 | 7.0939e-11 | 13246.6313 | 384.5316 | 12862.0997 | 0 | 0 | 0 | 8.4476e-08 | 0 | 0 | 0 | 9.3971e-07 | 0 | 9.3971e-07 | 0 | 1.5281e-07 | 3.3496e-07 | 0 | 3.3496e-07 | 0 | 1.4716e-06 | 2.9433e-06 | 0 | 2.9433e-06 | [12 empty] | 7.3.3.17.5 (Remote Grid) Updates to grid topology to minimize risk of ignition in HFTDs Remote GridWLDFRWire-to-wire contactAggregated | WLDFR | HFTD - Distribution - Tier 2 - 2QU CoRE ¦ 1QU LoRE | Red Flag Warning - Small Fires | Wire-to-wire contact | Aggregated | 2067 | 5.1047e-05 | 193.7699 | 0.0098913 | 2067 | Mitigation | 0.95 | 45 | 0 | esc | 0 | 0 | 0.00097009 | 4.952e-08
[79 empty] | WLDFR | HFTD - Distribution - Tier 2 - 5QU CoRE ¦ 4QU LoRE | Non-Red Flag Warning - Large Fires | 2022 | 8.2576e-09 | 0 | 5.2406 | 0.69642 | 2.942 | 1.6022 | 0 | 0 | 9.6535e-06 | 4.3274e-08 | 0 | 4.3274e-08 | 0 | 0 | 0 | 0 | 1.5281e-07 | 3.3496e-07 | 0 | 3.3496e-07 | 0 | 1.4716e-06 | 2.9433e-06 | 0 | 2.9433e-06 | [12 empty] | 7.3.3.17.5 (Remote Grid) Updates to grid topology to minimize risk of ignition in HFTDs Remote GridWLDFRContact from objectAggregated | WLDFR | HFTD - Distribution - Tier 2 - 2QU CoRE ¦ 2QU LoRE | Non-Red Flag Warning - Catastrophic Fires | Contact from object | Aggregated | 2022 | 2.2662e-06 | 543.1039 | 0.0012308 | 2022 | Mitigation | 0.95 | 45 | 0 | esc | 0.00097009 | 2.1984e-09 | 0 | 0
[79 empty] | WLDFR | HFTD - Distribution - Tier 2 - 5QU CoRE ¦ 4QU LoRE | Non-Red Flag Warning - Large Fires | 2023 | 8.2576e-09 | 8.2576e-09 | 5.475 | 0.71896 | 3.0715 | 1.6846 | 0 | 0 | 9.6535e-06 | 4.521e-08 | 0 | 4.521e-08 | 4.521e-08 | 0 | 4.521e-08 | 0 | 1.5281e-07 | 3.3496e-07 | 0 | 3.3496e-07 | 0 | 1.4716e-06 | 2.9433e-06 | 0 | 2.9433e-06 | [12 empty] | 7.3.3.17.5 (Remote Grid) Updates to grid topology to minimize risk of ignition in HFTDs Remote GridWLDFRContact from objectAggregated | WLDFR | HFTD - Distribution - Tier 2 - 2QU CoRE ¦ 2QU LoRE | Non-Red Flag Warning - Catastrophic Fires | Contact from object | Aggregated | 2023 | 2.2662e-06 | 543.1039 | 0.0012308 | 2023 | Mitigation | 0.95 | 45 | 0 | esc | 0.00097009 | 2.1984e-09 | 0.00097009 | 2.1984e-09
[79 empty] | WLDFR | HFTD - Distribution - Tier 2 - 5QU CoRE ¦ 4QU LoRE | Non-Red Flag Warning - Large Fires | 2024 | 8.2576e-09 | 8.2576e-09 | 5.475 | 0.71896 | 3.0715 | 1.6846 | 0 | 0 | 9.6535e-06 | 4.521e-08 | 0 | 4.521e-08 | 4.521e-08 | 0 | 4.521e-08 | 0 | 1.5281e-07 | 3.3496e-07 | 0 | 3.3496e-07 | 0 | 1.4716e-06 | 2.9433e-06 | 0 | 2.9433e-06 | [12 empty] | 7.3.3.17.5 (Remote Grid) Updates to grid topology to minimize risk of ignition in HFTDs Remote GridWLDFRContact from objectAggregated | WLDFR | HFTD - Distribution - Tier 2 - 2QU CoRE ¦ 2QU LoRE | Non-Red Flag Warning - Catastrophic Fires | Contact from object | Aggregated | 2024 | 2.2662e-06 | 543.1039 | 0.0012308 | 2024 | Mitigation | 0.95 | 45 | 0 | esc | 0.00097009 | 2.1984e-09 | 0.00097009 | 2.1984e-09
[79 empty] | WLDFR | HFTD - Distribution - Tier 2 - 5QU CoRE ¦ 4QU LoRE | Non-Red Flag Warning - Large Fires | 2025 | 8.2576e-09 | 8.2576e-09 | 5.475 | 0.71896 | 3.0715 | 1.6846 | 0 | 0 | 9.6535e-06 | 4.521e-08 | 0 | 4.521e-08 | 4.521e-08 | 0 | 4.521e-08 | 0 | 1.5995e-07 | 3.5062e-07 | 0 | 3.5062e-07 | 0 | 1.4716e-06 | 2.9433e-06 | 0 | 2.9433e-06 | [12 empty] | 7.3.3.17.5 (Remote Grid) Updates to grid topology to minimize risk of ignition in HFTDs Remote GridWLDFRContact from objectAggregated | WLDFR | HFTD - Distribution - Tier 2 - 2QU CoRE ¦ 2QU LoRE | Non-Red Flag Warning - Catastrophic Fires | Contact from object | Aggregated | 2025 | 2.2662e-06 | 543.1039 | 0.0012308 | 2025 | Mitigation | 0.95 | 45 | 0 | esc | 0.00097009 | 2.1984e-09 | 0.00097009 | 2.1984e-09
[79 empty] | WLDFR | HFTD - Distribution - Tier 2 - 5QU CoRE ¦ 4QU LoRE | Non-Red Flag Warning - Large Fires | 2026 | 8.2576e-09 | 8.2576e-09 | 5.475 | 0.71896 | 3.0715 | 1.6846 | 0 | 0 | 9.6535e-06 | 4.521e-08 | 0 | 4.521e-08 | 4.521e-08 | 0 | 4.521e-08 | 0 | 1.5995e-07 | 3.5062e-07 | 0 | 3.5062e-07 | 0 | 1.5351e-06 | 3.0701e-06 | 0 | 3.0701e-06 | [12 empty] | 7.3.3.17.5 (Remote Grid) Updates to grid topology to minimize risk of ignition in HFTDs Remote GridWLDFRContact from objectAggregated | WLDFR | HFTD - Distribution - Tier 2 - 2QU CoRE ¦ 2QU LoRE | Non-Red Flag Warning - Catastrophic Fires | Contact from object | Aggregated | 2026 | 2.2662e-06 | 543.1039 | 0.0012308 | 2026 | Mitigation | 0.95 | 45 | 0 | esc | 0.00097009 | 2.1984e-09 | 0.00097009 | 2.1984e-09
[79 empty] | WLDFR | HFTD - Distribution - Tier 2 - 5QU CoRE ¦ 4QU LoRE | Non-Red Flag Warning - Large Fires | 2027 | 8.2576e-09 | 8.2576e-09 | 5.475 | 0.71896 | 3.0715 | 1.6846 | 0 | 0 | 9.6535e-06 | 4.521e-08 | 0 | 4.521e-08 | 4.521e-08 | 0 | 4.521e-08 | 0 | 1.5995e-07 | 3.5062e-07 | 0 | 3.5062e-07 | 0 | 1.5351e-06 | 3.0701e-06 | 0 | 3.0701e-06 | [12 empty] | 7.3.3.17.5 (Remote Grid) Updates to grid topology to minimize risk of ignition in HFTDs Remote GridWLDFRContact from objectAggregated | WLDFR | HFTD - Distribution - Tier 2 - 2QU CoRE ¦ 2QU LoRE | Non-Red Flag Warning - Catastrophic Fires | Contact from object | Aggregated | 2027 | 2.2662e-06 | 543.1039 | 0.0012308 | 2027 | Mitigation | 0.95 | 45 | 0 | esc | 0.00097009 | 2.1984e-09 | 0.00097009 | 2.1984e-09
[79 empty] | WLDFR | HFTD - Distribution - Tier 2 - 5QU CoRE ¦ 4QU LoRE | Non-Red Flag Warning - Large Fires | 2028 | 8.2576e-09 | 8.2576e-09 | 5.777 | 0.74734 | 3.238 | 1.7917 | 0 | 0 | 9.6535e-06 | 4.7704e-08 | 0 | 4.7704e-08 | 4.7704e-08 | 0 | 4.7704e-08 | 0 | 1.5995e-07 | 3.5062e-07 | 0 | 3.5062e-07 | 0 | 1.5351e-06 | 3.0701e-06 | 0 | 3.0701e-06 | [12 empty] | 7.3.3.17.5 (Remote Grid) Updates to grid topology to minimize risk of ignition in HFTDs Remote GridWLDFRContact from objectAggregated | WLDFR | HFTD - Distribution - Tier 2 - 2QU CoRE ¦ 2QU LoRE | Non-Red Flag Warning - Catastrophic Fires | Contact from object | Aggregated | 2028 | 2.2662e-06 | 543.1039 | 0.0012308 | 2028 | Mitigation | 0.95 | 45 | 0 | esc | 0.00097009 | 2.1984e-09 | 0.00097009 | 2.1984e-09
[79 empty] | WLDFR | HFTD - Distribution - Tier 2 - 5QU CoRE ¦ 4QU LoRE | Non-Red Flag Warning - Large Fires | 2029 | 8.2576e-09 | 8.2576e-09 | 5.777 | 0.74734 | 3.238 | 1.7917 | 0 | 0 | 9.6535e-06 | 4.7704e-08 | 0 | 4.7704e-08 | 4.7704e-08 | 0 | 4.7704e-08 | 0 | 1.5995e-07 | 3.5062e-07 | 0 | 3.5062e-07 | 0 | 1.5351e-06 | 3.0701e-06 | 0 | 3.0701e-06 | [12 empty] | 7.3.3.17.5 (Remote Grid) Updates to grid topology to minimize risk of ignition in HFTDs Remote GridWLDFRContact from objectAggregated | WLDFR | HFTD - Distribution - Tier 2 - 2QU CoRE ¦ 2QU LoRE | Non-Red Flag Warning - Catastrophic Fires | Contact from object | Aggregated | 2029 | 2.2662e-06 | 543.1039 | 0.0012308 | 2029 | Mitigation | 0.95 | 45 | 0 | esc | 0.00097009 | 2.1984e-09 | 0.00097009 | 2.1984e-09
[79 empty] | WLDFR | HFTD - Distribution - Tier 2 - 5QU CoRE ¦ 4QU LoRE | Non-Red Flag Warning - Large Fires | 2030 | 8.2576e-09 | 8.2576e-09 | 5.777 | 0.74734 | 3.238 | 1.7917 | 0 | 0 | 9.6535e-06 | 4.7704e-08 | 0 | 4.7704e-08 | 4.7704e-08 | 0 | 4.7704e-08 | 0 | 1.6718e-07 | 3.6647e-07 | 0 | 3.6647e-07 | 0 | 1.5351e-06 | 3.0701e-06 | 0 | 3.0701e-06 | [12 empty] | 7.3.3.17.5 (Remote Grid) Updates to grid topology to minimize risk of ignition in HFTDs Remote GridWLDFRContact from objectAggregated | WLDFR | HFTD - Distribution - Tier 2 - 2QU CoRE ¦ 2QU LoRE | Non-Red Flag Warning - Catastrophic Fires | Contact from object | Aggregated | 2030 | 2.2662e-06 | 543.1039 | 0.0012308 | 2030 | Mitigation | 0.95 | 45 | 0 | esc | 0.00097009 | 2.1984e-09 | 0.00097009 | 2.1984e-09
[79 empty] | WLDFR | HFTD - Distribution - Tier 2 - 5QU CoRE ¦ 4QU LoRE | Non-Red Flag Warning - Large Fires | 2031 | 8.2576e-09 | 8.2576e-09 | 5.777 | 0.74734 | 3.238 | 1.7917 | 0 | 0 | 9.6535e-06 | 4.7704e-08 | 0 | 4.7704e-08 | 4.7704e-08 | 0 | 4.7704e-08 | 0 | 1.6718e-07 | 3.6647e-07 | 0 | 3.6647e-07 | 0 | 1.605e-06 | 3.21e-06 | 0 | 3.21e-06 | [12 empty] | 7.3.3.17.5 (Remote Grid) Updates to grid topology to minimize risk of ignition in HFTDs Remote GridWLDFRContact from objectAggregated | WLDFR | HFTD - Distribution - Tier 2 - 2QU CoRE ¦ 2QU LoRE | Non-Red Flag Warning - Catastrophic Fires | Contact from object | Aggregated | 2031 | 2.2662e-06 | 543.1039 | 0.0012308 | 2031 | Mitigation | 0.95 | 45 | 0 | esc | 0.00097009 | 2.1984e-09 | 0.00097009 | 2.1984e-09
[79 empty] | WLDFR | HFTD - Distribution - Tier 2 - 5QU CoRE ¦ 4QU LoRE | Non-Red Flag Warning - Large Fires | 2032 | 8.2576e-09 | 8.2576e-09 | 5.777 | 0.74734 | 3.238 | 1.7917 | 0 | 0 | 9.6535e-06 | 4.7704e-08 | 0 | 4.7704e-08 | 4.7704e-08 | 0 | 4.7704e-08 | 0 | 1.6718e-07 | 3.6647e-07 | 0 | 3.6647e-07 | 0 | 1.605e-06 | 3.21e-06 | 0 | 3.21e-06 | [12 empty] | 7.3.3.17.5 (Remote Grid) Updates to grid topology to minimize risk of ignition in HFTDs Remote GridWLDFRContact from objectAggregated | WLDFR | HFTD - Distribution - Tier 2 - 2QU CoRE ¦ 2QU LoRE | Non-Red Flag Warning - Catastrophic Fires | Contact from object | Aggregated | 2032 | 2.2662e-06 | 543.1039 | 0.0012308 | 2032 | Mitigation | 0.95 | 45 | 0 | esc | 0.00097009 | 2.1984e-09 | 0.00097009 | 2.1984e-09
[79 empty] | WLDFR | HFTD - Distribution - Tier 2 - 5QU CoRE ¦ 4QU LoRE | Non-Red Flag Warning - Large Fires | 2033 | 8.2576e-09 | 8.2576e-09 | 6.1205 | 0.77885 | 3.4265 | 1.9151 | 0 | 0 | 9.6535e-06 | 5.0541e-08 | 0 | 5.0541e-08 | 5.0541e-08 | 0 | 5.0541e-08 | 0 | 0 | 3.6647e-07 | 0 | 3.6647e-07 | 0 | 1.605e-06 | 3.21e-06 | 0 | 3.21e-06 | [12 empty] | 7.3.3.17.5 (Remote Grid) Updates to grid topology to minimize risk of ignition in HFTDs Remote GridWLDFRContact from objectAggregated | WLDFR | HFTD - Distribution - Tier 2 - 2QU CoRE ¦ 2QU LoRE | Non-Red Flag Warning - Catastrophic Fires | Contact from object | Aggregated | 2033 | 2.2662e-06 | 543.1039 | 0.0012308 | 2033 | Mitigation | 0.95 | 45 | 0 | esc | 0.00097009 | 2.1984e-09 | 0.00097009 | 2.1984e-09
[79 empty] | WLDFR | HFTD - Distribution - Tier 2 - 5QU CoRE ¦ 4QU LoRE | Non-Red Flag Warning - Large Fires | 2034 | 8.2576e-09 | 8.2576e-09 | 6.1205 | 0.77885 | 3.4265 | 1.9151 | 0 | 0 | 9.6535e-06 | 5.0541e-08 | 0 | 5.0541e-08 | 5.0541e-08 | 0 | 5.0541e-08 | 0 | 0 | 0 | 0 | 0 | 0 | 1.605e-06 | 3.21e-06 | 0 | 3.21e-06 | [12 empty] | 7.3.3.17.5 (Remote Grid) Updates to grid topology to minimize risk of ignition in HFTDs Remote GridWLDFRContact from objectAggregated | WLDFR | HFTD - Distribution - Tier 2 - 2QU CoRE ¦ 2QU LoRE | Non-Red Flag Warning - Catastrophic Fires | Contact from object | Aggregated | 2034 | 2.2662e-06 | 543.1039 | 0.0012308 | 2034 | Mitigation | 0.95 | 45 | 0 | esc | 0.00097009 | 2.1984e-09 | 0.00097009 | 2.1984e-09
[79 empty] | WLDFR | HFTD - Distribution - Tier 2 - 5QU CoRE ¦ 4QU LoRE | Non-Red Flag Warning - Large Fires | 2035 | 8.2576e-09 | 8.2576e-09 | 6.1205 | 0.77885 | 3.4265 | 1.9151 | 0 | 0 | 9.6535e-06 | 5.0541e-08 | 0 | 5.0541e-08 | 5.0541e-08 | 0 | 5.0541e-08 | 0 | 2.0737e-06 | 0 | 0 | 0 | 0 | 1.605e-06 | 3.21e-06 | 0 | 3.21e-06 | [12 empty] | 7.3.3.17.5 (Remote Grid) Updates to grid topology to minimize risk of ignition in HFTDs Remote GridWLDFRContact from objectAggregated | WLDFR | HFTD - Distribution - Tier 2 - 2QU CoRE ¦ 2QU LoRE | Non-Red Flag Warning - Catastrophic Fires | Contact from object | Aggregated | 2035 | 2.2662e-06 | 543.1039 | 0.0012308 | 2035 | Mitigation | 0.95 | 45 | 0 | esc | 0.00097009 | 2.1984e-09 | 0.00097009 | 2.1984e-09
[79 empty] | WLDFR | HFTD - Distribution - Tier 2 - 5QU CoRE ¦ 4QU LoRE | Non-Red Flag Warning - Large Fires | 2036 | 8.2576e-09 | 8.2576e-09 | 6.1205 | 0.77885 | 3.4265 | 1.9151 | 0 | 0 | 9.6535e-06 | 5.0541e-08 | 0 | 5.0541e-08 | 5.0541e-08 | 0 | 5.0541e-08 | 0 | 2.1498e-06 | 4.7123e-06 | 0 | 4.7123e-06 | 0 | 1.6807e-06 | 3.3614e-06 | 0 | 3.3614e-06 | [12 empty] | 7.3.3.17.5 (Remote Grid) Updates to grid topology to minimize risk of ignition in HFTDs Remote GridWLDFRContact from objectAggregated | WLDFR | HFTD - Distribution - Tier 2 - 2QU CoRE ¦ 2QU LoRE | Non-Red Flag Warning - Catastrophic Fires | Contact from object | Aggregated | 2036 | 2.2662e-06 | 543.1039 | 0.0012308 | 2036 | Mitigation | 0.95 | 45 | 0 | esc | 0.00097009 | 2.1984e-09 | 0.00097009 | 2.1984e-09
[79 empty] | WLDFR | HFTD - Distribution - Tier 2 - 5QU CoRE ¦ 4QU LoRE | Non-Red Flag Warning - Large Fires | 2037 | 8.2576e-09 | 8.2576e-09 | 6.1205 | 0.77885 | 3.4265 | 1.9151 | 0 | 0 | 9.6535e-06 | 5.0541e-08 | 0 | 5.0541e-08 | 5.0541e-08 | 0 | 5.0541e-08 | 0 | 2.1498e-06 | 4.7123e-06 | 0 | 4.7123e-06 | 0 | 1.6807e-06 | 3.3614e-06 | 0 | 3.3614e-06 | [12 empty] | 7.3.3.17.5 (Remote Grid) Updates to grid topology to minimize risk of ignition in HFTDs Remote GridWLDFRContact from objectAggregated | WLDFR | HFTD - Distribution - Tier 2 - 2QU CoRE ¦ 2QU LoRE | Non-Red Flag Warning - Catastrophic Fires | Contact from object | Aggregated | 2037 | 2.2662e-06 | 543.1039 | 0.0012308 | 2037 | Mitigation | 0.95 | 45 | 0 | esc | 0.00097009 | 2.1984e-09 | 0.00097009 | 2.1984e-09
[79 empty] | WLDFR | HFTD - Distribution - Tier 2 - 5QU CoRE ¦ 4QU LoRE | Non-Red Flag Warning - Large Fires | 2038 | 8.2576e-09 | 8.2576e-09 | 6.5028 | 0.81304 | 3.6355 | 2.0543 | 0 | 0 | 9.6535e-06 | 5.3697e-08 | 0 | 5.3697e-08 | 5.3697e-08 | 0 | 5.3697e-08 | 0 | 2.1498e-06 | 4.7123e-06 | 0 | 4.7123e-06 | 0 | 1.6807e-06 | 3.3614e-06 | 0 | 3.3614e-06 | [12 empty] | 7.3.3.17.5 (Remote Grid) Updates to grid topology to minimize risk of ignition in HFTDs Remote GridWLDFRContact from objectAggregated | WLDFR | HFTD - Distribution - Tier 2 - 2QU CoRE ¦ 2QU LoRE | Non-Red Flag Warning - Catastrophic Fires | Contact from object | Aggregated | 2038 | 2.2662e-06 | 543.1039 | 0.0012308 | 2038 | Mitigation | 0.95 | 45 | 0 | esc | 0.00097009 | 2.1984e-09 | 0.00097009 | 2.1984e-09
[79 empty] | WLDFR | HFTD - Distribution - Tier 2 - 5QU CoRE ¦ 4QU LoRE | Non-Red Flag Warning - Large Fires | 2039 | 8.2576e-09 | 8.2576e-09 | 6.5028 | 0.81304 | 3.6355 | 2.0543 | 0 | 0 | 9.6535e-06 | 5.3697e-08 | 0 | 5.3697e-08 | 5.3697e-08 | 0 | 5.3697e-08 | 0 | 2.1498e-06 | 4.7123e-06 | 0 | 4.7123e-06 | 0 | 1.6807e-06 | 3.3614e-06 | 0 | 3.3614e-06 | [12 empty] | 7.3.3.17.5 (Remote Grid) Updates to grid topology to minimize risk of ignition in HFTDs Remote GridWLDFRContact from objectAggregated | WLDFR | HFTD - Distribution - Tier 2 - 2QU CoRE ¦ 2QU LoRE | Non-Red Flag Warning - Catastrophic Fires | Contact from object | Aggregated | 2039 | 2.2662e-06 | 543.1039 | 0.0012308 | 2039 | Mitigation | 0.95 | 45 | 0 | esc | 0.00097009 | 2.1984e-09 | 0.00097009 | 2.1984e-09
[79 empty] | WLDFR | HFTD - Distribution - Tier 2 - 5QU CoRE ¦ 4QU LoRE | Non-Red Flag Warning - Large Fires | 2040 | 8.2576e-09 | 8.2576e-09 | 6.5028 | 0.81304 | 3.6355 | 2.0543 | 0 | 0 | 9.6535e-06 | 5.3697e-08 | 0 | 5.3697e-08 | 5.3697e-08 | 0 | 5.3697e-08 | 0 | 2.1498e-06 | 4.7123e-06 | 0 | 4.7123e-06 | 0 | 1.6807e-06 | 3.3614e-06 | 0 | 3.3614e-06 | [12 empty] | 7.3.3.17.5 (Remote Grid) Updates to grid topology to minimize risk of ignition in HFTDs Remote GridWLDFRContact from objectAggregated | WLDFR | HFTD - Distribution - Tier 2 - 2QU CoRE ¦ 2QU LoRE | Non-Red Flag Warning - Catastrophic Fires | Contact from object | Aggregated | 2040 | 2.2662e-06 | 543.1039 | 0.0012308 | 2040 | Mitigation | 0.95 | 45 | 0 | esc | 0.00097009 | 2.1984e-09 | 0.00097009 | 2.1984e-09
[79 empty] | WLDFR | HFTD - Distribution - Tier 2 - 5QU CoRE ¦ 4QU LoRE | Non-Red Flag Warning - Large Fires | 2041 | 8.2576e-09 | 8.2576e-09 | 6.5028 | 0.81304 | 3.6355 | 2.0543 | 0 | 0 | 9.6535e-06 | 5.3697e-08 | 0 | 5.3697e-08 | 5.3697e-08 | 0 | 5.3697e-08 | 0 | 2.2455e-06 | 4.9223e-06 | 0 | 4.9223e-06 | 0 | 1.7614e-06 | 3.5229e-06 | 0 | 3.5229e-06 | [12 empty] | 7.3.3.17.5 (Remote Grid) Updates to grid topology to minimize risk of ignition in HFTDs Remote GridWLDFRContact from objectAggregated | WLDFR | HFTD - Distribution - Tier 2 - 2QU CoRE ¦ 2QU LoRE | Non-Red Flag Warning - Catastrophic Fires | Contact from object | Aggregated | 2041 | 2.2662e-06 | 543.1039 | 0.0012308 | 2041 | Mitigation | 0.95 | 45 | 0 | esc | 0.00097009 | 2.1984e-09 | 0.00097009 | 2.1984e-09
[79 empty] | WLDFR | HFTD - Distribution - Tier 2 - 5QU CoRE ¦ 4QU LoRE | Non-Red Flag Warning - Large Fires | 2042 | 8.2576e-09 | 8.2576e-09 | 6.5028 | 0.81304 | 3.6355 | 2.0543 | 0 | 0 | 9.6535e-06 | 5.3697e-08 | 0 | 5.3697e-08 | 5.3697e-08 | 0 | 5.3697e-08 | 0 | 2.2455e-06 | 4.9223e-06 | 0 | 4.9223e-06 | 0 | 1.7614e-06 | 3.5229e-06 | 0 | 3.5229e-06 | [12 empty] | 7.3.3.17.5 (Remote Grid) Updates to grid topology to minimize risk of ignition in HFTDs Remote GridWLDFRContact from objectAggregated | WLDFR | HFTD - Distribution - Tier 2 - 2QU CoRE ¦ 2QU LoRE | Non-Red Flag Warning - Catastrophic Fires | Contact from object | Aggregated | 2042 | 2.2662e-06 | 543.1039 | 0.0012308 | 2042 | Mitigation | 0.95 | 45 | 0 | esc | 0.00097009 | 2.1984e-09 | 0.00097009 | 2.1984e-09
[79 empty] | WLDFR | HFTD - Distribution - Tier 2 - 5QU CoRE ¦ 4QU LoRE | Non-Red Flag Warning - Large Fires | 2043 | 8.2576e-09 | 8.2576e-09 | 6.9209 | 0.84944 | 3.8632 | 2.2083 | 0 | 0 | 9.6535e-06 | 5.715e-08 | 0 | 5.715e-08 | 5.715e-08 | 0 | 5.715e-08 | 0 | 2.2455e-06 | 4.9223e-06 | 0 | 4.9223e-06 | 0 | 1.7614e-06 | 3.5229e-06 | 0 | 3.5229e-06 | [12 empty] | 7.3.3.17.5 (Remote Grid) Updates to grid topology to minimize risk of ignition in HFTDs Remote GridWLDFRContact from objectAggregated | WLDFR | HFTD - Distribution - Tier 2 - 2QU CoRE ¦ 2QU LoRE | Non-Red Flag Warning - Catastrophic Fires | Contact from object | Aggregated | 2043 | 2.2662e-06 | 543.1039 | 0.0012308 | 2043 | Mitigation | 0.95 | 45 | 0 | esc | 0.00097009 | 2.1984e-09 | 0.00097009 | 2.1984e-09
[79 empty] | WLDFR | HFTD - Distribution - Tier 2 - 5QU CoRE ¦ 4QU LoRE | Non-Red Flag Warning - Large Fires | 2044 | 8.2576e-09 | 8.2576e-09 | 6.9209 | 0.84944 | 3.8632 | 2.2083 | 0 | 0 | 9.6535e-06 | 5.715e-08 | 0 | 5.715e-08 | 5.715e-08 | 0 | 5.715e-08 | 0 | 2.2455e-06 | 4.9223e-06 | 0 | 4.9223e-06 | 0 | 1.7614e-06 | 3.5229e-06 | 0 | 3.5229e-06 | [12 empty] | 7.3.3.17.5 (Remote Grid) Updates to grid topology to minimize risk of ignition in HFTDs Remote GridWLDFRContact from objectAggregated | WLDFR | HFTD - Distribution - Tier 2 - 2QU CoRE ¦ 2QU LoRE | Non-Red Flag Warning - Catastrophic Fires | Contact from object | Aggregated | 2044 | 2.2662e-06 | 543.1039 | 0.0012308 | 2044 | Mitigation | 0.95 | 45 | 0 | esc | 0.00097009 | 2.1984e-09 | 0.00097009 | 2.1984e-09
[79 empty] | WLDFR | HFTD - Distribution - Tier 2 - 5QU CoRE ¦ 4QU LoRE | Non-Red Flag Warning - Large Fires | 2045 | 8.2576e-09 | 8.2576e-09 | 6.9209 | 0.84944 | 3.8632 | 2.2083 | 0 | 0 | 9.6535e-06 | 5.715e-08 | 0 | 5.715e-08 | 5.715e-08 | 0 | 5.715e-08 | 0 | 2.2455e-06 | 4.9223e-06 | 0 | 4.9223e-06 | 0 | 0 | 3.5229e-06 | 0 | 3.5229e-06 | [12 empty] | 7.3.3.17.5 (Remote Grid) Updates to grid topology to minimize risk of ignition in HFTDs Remote GridWLDFRContact from objectAggregated | WLDFR | HFTD - Distribution - Tier 2 - 2QU CoRE ¦ 2QU LoRE | Non-Red Flag Warning - Catastrophic Fires | Contact from object | Aggregated | 2045 | 2.2662e-06 | 543.1039 | 0.0012308 | 2045 | Mitigation | 0.95 | 45 | 0 | esc | 0.00097009 | 2.1984e-09 | 0.00097009 | 2.1984e-09
[79 empty] | WLDFR | HFTD - Distribution - Tier 2 - 5QU CoRE ¦ 4QU LoRE | Non-Red Flag Warning - Large Fires | 2046 | 8.2576e-09 | 8.2576e-09 | 6.9209 | 0.84944 | 3.8632 | 2.2083 | 0 | 0 | 9.6535e-06 | 5.715e-08 | 0 | 5.715e-08 | 5.715e-08 | 0 | 5.715e-08 | 0 | 2.352e-06 | 5.1556e-06 | 0 | 5.1556e-06 | 0 | 0 | 0 | 0 | 0 | [12 empty] | 7.3.3.17.5 (Remote Grid) Updates to grid topology to minimize risk of ignition in HFTDs Remote GridWLDFRContact from objectAggregated | WLDFR | HFTD - Distribution - Tier 2 - 2QU CoRE ¦ 2QU LoRE | Non-Red Flag Warning - Catastrophic Fires | Contact from object | Aggregated | 2046 | 2.2662e-06 | 543.1039 | 0.0012308 | 2046 | Mitigation | 0.95 | 45 | 0 | esc | 0.00097009 | 2.1984e-09 | 0.00097009 | 2.1984e-09
[79 empty] | WLDFR | HFTD - Distribution - Tier 2 - 5QU CoRE ¦ 4QU LoRE | Non-Red Flag Warning - Large Fires | 2047 | 8.2576e-09 | 8.2576e-09 | 6.9209 | 0.84944 | 3.8632 | 2.2083 | 0 | 0 | 9.6535e-06 | 5.715e-08 | 0 | 5.715e-08 | 5.715e-08 | 0 | 5.715e-08 | 0 | 2.352e-06 | 5.1556e-06 | 0 | 5.1556e-06 | 0 | 0 | 0 | 0 | 0 | [12 empty] | 7.3.3.17.5 (Remote Grid) Updates to grid topology to minimize risk of ignition in HFTDs Remote GridWLDFRContact from objectAggregated | WLDFR | HFTD - Distribution - Tier 2 - 2QU CoRE ¦ 2QU LoRE | Non-Red Flag Warning - Catastrophic Fires | Contact from object | Aggregated | 2047 | 2.2662e-06 | 543.1039 | 0.0012308 | 2047 | Mitigation | 0.95 | 45 | 0 | esc | 0.00097009 | 2.1984e-09 | 0.00097009 | 2.1984e-09
[79 empty] | WLDFR | HFTD - Distribution - Tier 2 - 5QU CoRE ¦ 4QU LoRE | Non-Red Flag Warning - Large Fires | 2048 | 8.2576e-09 | 8.2576e-09 | 7.3713 | 0.88759 | 4.1075 | 2.3763 | 0 | 0 | 9.6535e-06 | 6.0869e-08 | 0 | 6.0869e-08 | 6.0869e-08 | 0 | 6.0869e-08 | 0 | 2.352e-06 | 5.1556e-06 | 0 | 5.1556e-06 | 0 | 0.0016923 | 0 | 0 | 0 | [12 empty] | 7.3.3.17.5 (Remote Grid) Updates to grid topology to minimize risk of ignition in HFTDs Remote GridWLDFRContact from objectAggregated | WLDFR | HFTD - Distribution - Tier 2 - 2QU CoRE ¦ 2QU LoRE | Non-Red Flag Warning - Catastrophic Fires | Contact from object | Aggregated | 2048 | 2.2662e-06 | 543.1039 | 0.0012308 | 2048 | Mitigation | 0.95 | 45 | 0 | esc | 0.00097009 | 2.1984e-09 | 0.00097009 | 2.1984e-09
[79 empty] | WLDFR | HFTD - Distribution - Tier 2 - 5QU CoRE ¦ 4QU LoRE | Non-Red Flag Warning - Large Fires | 2049 | 8.2576e-09 | 8.2576e-09 | 7.3713 | 0.88759 | 4.1075 | 2.3763 | 0 | 0 | 9.6535e-06 | 6.0869e-08 | 0 | 6.0869e-08 | 6.0869e-08 | 0 | 6.0869e-08 | 0 | 2.352e-06 | 5.1556e-06 | 0 | 5.1556e-06 | 0 | 0.0017543 | 0.0035087 | 0 | 0.0035087 | [12 empty] | 7.3.3.17.5 (Remote Grid) Updates to grid topology to minimize risk of ignition in HFTDs Remote GridWLDFRContact from objectAggregated | WLDFR | HFTD - Distribution - Tier 2 - 2QU CoRE ¦ 2QU LoRE | Non-Red Flag Warning - Catastrophic Fires | Contact from object | Aggregated | 2049 | 2.2662e-06 | 543.1039 | 0.0012308 | 2049 | Mitigation | 0.95 | 45 | 0 | esc | 0.00097009 | 2.1984e-09 | 0.00097009 | 2.1984e-09
[79 empty] | WLDFR | HFTD - Distribution - Tier 2 - 5QU CoRE ¦ 4QU LoRE | Non-Red Flag Warning - Large Fires | 2050 | 8.2576e-09 | 8.2576e-09 | 7.3713 | 0.88759 | 4.1075 | 2.3763 | 0 | 0 | 9.6535e-06 | 6.0869e-08 | 0 | 6.0869e-08 | 6.0869e-08 | 0 | 6.0869e-08 | 0 | 2.352e-06 | 5.1556e-06 | 0 | 5.1556e-06 | 0 | 0.0017543 | 0.0035087 | 0 | 0.0035087 | [12 empty] | 7.3.3.17.5 (Remote Grid) Updates to grid topology to minimize risk of ignition in HFTDs Remote GridWLDFRContact from objectAggregated | WLDFR | HFTD - Distribution - Tier 2 - 2QU CoRE ¦ 2QU LoRE | Non-Red Flag Warning - Catastrophic Fires | Contact from object | Aggregated | 2050 | 2.2662e-06 | 543.1039 | 0.0012308 | 2050 | Mitigation | 0.95 | 45 | 0 | esc | 0.00097009 | 2.1984e-09 | 0.00097009 | 2.1984e-09
[79 empty] | WLDFR | HFTD - Distribution - Tier 2 - 5QU CoRE ¦ 4QU LoRE | Non-Red Flag Warning - Large Fires | 2051 | 8.2576e-09 | 8.2576e-09 | 7.3713 | 0.88759 | 4.1075 | 2.3763 | 0 | 0 | 9.6535e-06 | 6.0869e-08 | 0 | 6.0869e-08 | 6.0869e-08 | 0 | 6.0869e-08 | 0 | 2.4675e-06 | 5.4089e-06 | 0 | 5.4089e-06 | 0 | 0.0017543 | 0.0035087 | 0 | 0.0035087 | [12 empty] | 7.3.3.17.5 (Remote Grid) Updates to grid topology to minimize risk of ignition in HFTDs Remote GridWLDFRContact from objectAggregated | WLDFR | HFTD - Distribution - Tier 2 - 2QU CoRE ¦ 2QU LoRE | Non-Red Flag Warning - Catastrophic Fires | Contact from object | Aggregated | 2051 | 2.2662e-06 | 543.1039 | 0.0012308 | 2051 | Mitigation | 0.95 | 45 | 0 | esc | 0.00097009 | 2.1984e-09 | 0.00097009 | 2.1984e-09
[79 empty] | WLDFR | HFTD - Distribution - Tier 2 - 5QU CoRE ¦ 4QU LoRE | Non-Red Flag Warning - Large Fires | 2052 | 8.2576e-09 | 8.2576e-09 | 7.3713 | 0.88759 | 4.1075 | 2.3763 | 0 | 0 | 9.6535e-06 | 6.0869e-08 | 0 | 6.0869e-08 | 6.0869e-08 | 0 | 6.0869e-08 | 0 | 2.4675e-06 | 5.4089e-06 | 0 | 5.4089e-06 | 0 | 0.0017543 | 0.0035087 | 0 | 0.0035087 | [12 empty] | 7.3.3.17.5 (Remote Grid) Updates to grid topology to minimize risk of ignition in HFTDs Remote GridWLDFRContact from objectAggregated | WLDFR | HFTD - Distribution - Tier 2 - 2QU CoRE ¦ 2QU LoRE | Non-Red Flag Warning - Catastrophic Fires | Contact from object | Aggregated | 2052 | 2.2662e-06 | 543.1039 | 0.0012308 | 2052 | Mitigation | 0.95 | 45 | 0 | esc | 0.00097009 | 2.1984e-09 | 0.00097009 | 2.1984e-09
[79 empty] | WLDFR | HFTD - Distribution - Tier 2 - 5QU CoRE ¦ 4QU LoRE | Non-Red Flag Warning - Large Fires | 2053 | 8.2576e-09 | 8.2576e-09 | 7.8503 | 0.92702 | 4.3664 | 2.5569 | 0 | 0 | 9.6535e-06 | 6.4825e-08 | 0 | 6.4825e-08 | 6.4825e-08 | 0 | 6.4825e-08 | 0 | 2.4675e-06 | 5.4089e-06 | 0 | 5.4089e-06 | 0 | 0.0017543 | 0.0035087 | 0 | 0.0035087 | [12 empty] | 7.3.3.17.5 (Remote Grid) Updates to grid topology to minimize risk of ignition in HFTDs Remote GridWLDFRContact from objectAggregated | WLDFR | HFTD - Distribution - Tier 2 - 2QU CoRE ¦ 2QU LoRE | Non-Red Flag Warning - Catastrophic Fires | Contact from object | Aggregated | 2053 | 2.2662e-06 | 543.1039 | 0.0012308 | 2053 | Mitigation | 0.95 | 45 | 0 | esc | 0.00097009 | 2.1984e-09 | 0.00097009 | 2.1984e-09
[79 empty] | WLDFR | HFTD - Distribution - Tier 2 - 5QU CoRE ¦ 4QU LoRE | Non-Red Flag Warning - Large Fires | 2054 | 8.2576e-09 | 8.2576e-09 | 7.8503 | 0.92702 | 4.3664 | 2.5569 | 0 | 0 | 9.6535e-06 | 6.4825e-08 | 0 | 6.4825e-08 | 6.4825e-08 | 0 | 6.4825e-08 | 0 | 2.4675e-06 | 5.4089e-06 | 0 | 5.4089e-06 | 0 | 0.0018325 | 0.003665 | 0 | 0.003665 | [12 empty] | 7.3.3.17.5 (Remote Grid) Updates to grid topology to minimize risk of ignition in HFTDs Remote GridWLDFRContact from objectAggregated | WLDFR | HFTD - Distribution - Tier 2 - 2QU CoRE ¦ 2QU LoRE | Non-Red Flag Warning - Catastrophic Fires | Contact from object | Aggregated | 2054 | 2.2662e-06 | 543.1039 | 0.0012308 | 2054 | Mitigation | 0.95 | 45 | 0 | esc | 0.00097009 | 2.1984e-09 | 0.00097009 | 2.1984e-09
[79 empty] | WLDFR | HFTD - Distribution - Tier 2 - 5QU CoRE ¦ 4QU LoRE | Non-Red Flag Warning - Large Fires | 2055 | 8.2576e-09 | 8.2576e-09 | 7.8503 | 0.92702 | 4.3664 | 2.5569 | 0 | 0 | 9.6535e-06 | 6.4825e-08 | 0 | 6.4825e-08 | 6.4825e-08 | 0 | 6.4825e-08 | 0 | 2.4675e-06 | 5.4089e-06 | 0 | 5.4089e-06 | 0 | 0.0018325 | 0.003665 | 0 | 0.003665 | [12 empty] | 7.3.3.17.5 (Remote Grid) Updates to grid topology to minimize risk of ignition in HFTDs Remote GridWLDFRContact from objectAggregated | WLDFR | HFTD - Distribution - Tier 2 - 2QU CoRE ¦ 2QU LoRE | Non-Red Flag Warning - Catastrophic Fires | Contact from object | Aggregated | 2055 | 2.2662e-06 | 543.1039 | 0.0012308 | 2055 | Mitigation | 0.95 | 45 | 0 | esc | 0.00097009 | 2.1984e-09 | 0.00097009 | 2.1984e-09
[79 empty] | WLDFR | HFTD - Distribution - Tier 2 - 5QU CoRE ¦ 4QU LoRE | Non-Red Flag Warning - Large Fires | 2056 | 8.2576e-09 | 8.2576e-09 | 7.8503 | 0.92702 | 4.3664 | 2.5569 | 0 | 0 | 9.6535e-06 | 6.4825e-08 | 0 | 6.4825e-08 | 6.4825e-08 | 0 | 6.4825e-08 | 0 | 2.5906e-06 | 5.6787e-06 | 0 | 5.6787e-06 | 0 | 0.0018325 | 0.003665 | 0 | 0.003665 | [12 empty] | 7.3.3.17.5 (Remote Grid) Updates to grid topology to minimize risk of ignition in HFTDs Remote GridWLDFRContact from objectAggregated | WLDFR | HFTD - Distribution - Tier 2 - 2QU CoRE ¦ 2QU LoRE | Non-Red Flag Warning - Catastrophic Fires | Contact from object | Aggregated | 2056 | 2.2662e-06 | 543.1039 | 0.0012308 | 2056 | Mitigation | 0.95 | 45 | 0 | esc | 0.00097009 | 2.1984e-09 | 0.00097009 | 2.1984e-09
[79 empty] | WLDFR | HFTD - Distribution - Tier 2 - 5QU CoRE ¦ 4QU LoRE | Non-Red Flag Warning - Large Fires | 2057 | 8.2576e-09 | 8.2576e-09 | 7.8503 | 0.92702 | 4.3664 | 2.5569 | 0 | 0 | 9.6535e-06 | 6.4825e-08 | 0 | 6.4825e-08 | 6.4825e-08 | 0 | 6.4825e-08 | 0 | 2.5906e-06 | 5.6787e-06 | 0 | 5.6787e-06 | 0 | 0.0018325 | 0.003665 | 0 | 0.003665 | [12 empty] | 7.3.3.17.5 (Remote Grid) Updates to grid topology to minimize risk of ignition in HFTDs Remote GridWLDFRContact from objectAggregated | WLDFR | HFTD - Distribution - Tier 2 - 2QU CoRE ¦ 2QU LoRE | Non-Red Flag Warning - Catastrophic Fires | Contact from object | Aggregated | 2057 | 2.2662e-06 | 543.1039 | 0.0012308 | 2057 | Mitigation | 0.95 | 45 | 0 | esc | 0.00097009 | 2.1984e-09 | 0.00097009 | 2.1984e-09
[79 empty] | WLDFR | HFTD - Distribution - Tier 2 - 5QU CoRE ¦ 4QU LoRE | Non-Red Flag Warning - Large Fires | 2058 | 8.2576e-09 | 8.2576e-09 | 8.3524 | 0.96727 | 4.6367 | 2.7484 | 0 | 0 | 9.6535e-06 | 6.897e-08 | 0 | 6.897e-08 | 6.897e-08 | 0 | 6.897e-08 | 0 | 2.5906e-06 | 5.6787e-06 | 0 | 5.6787e-06 | 0 | 0.0018325 | 0.003665 | 0 | 0.003665 | [12 empty] | 7.3.3.17.5 (Remote Grid) Updates to grid topology to minimize risk of ignition in HFTDs Remote GridWLDFRContact from objectAggregated | WLDFR | HFTD - Distribution - Tier 2 - 2QU CoRE ¦ 2QU LoRE | Non-Red Flag Warning - Catastrophic Fires | Contact from object | Aggregated | 2058 | 2.2662e-06 | 543.1039 | 0.0012308 | 2058 | Mitigation | 0.95 | 45 | 0 | esc | 0.00097009 | 2.1984e-09 | 0.00097009 | 2.1984e-09
[79 empty] | WLDFR | HFTD - Distribution - Tier 2 - 5QU CoRE ¦ 4QU LoRE | Non-Red Flag Warning - Large Fires | 2059 | 8.2576e-09 | 8.2576e-09 | 8.3524 | 0.96727 | 4.6367 | 2.7484 | 0 | 0 | 9.6535e-06 | 6.897e-08 | 0 | 6.897e-08 | 6.897e-08 | 0 | 6.897e-08 | 0 | 2.5906e-06 | 5.6787e-06 | 0 | 5.6787e-06 | 0 | 0.0019194 | 0.0038387 | 0 | 0.0038387 | [12 empty] | 7.3.3.17.5 (Remote Grid) Updates to grid topology to minimize risk of ignition in HFTDs Remote GridWLDFRContact from objectAggregated | WLDFR | HFTD - Distribution - Tier 2 - 2QU CoRE ¦ 2QU LoRE | Non-Red Flag Warning - Catastrophic Fires | Contact from object | Aggregated | 2059 | 2.2662e-06 | 543.1039 | 0.0012308 | 2059 | Mitigation | 0.95 | 45 | 0 | esc | 0.00097009 | 2.1984e-09 | 0.00097009 | 2.1984e-09
[79 empty] | WLDFR | HFTD - Distribution - Tier 2 - 5QU CoRE ¦ 4QU LoRE | Non-Red Flag Warning - Large Fires | 2060 | 8.2576e-09 | 8.2576e-09 | 8.3524 | 0.96727 | 4.6367 | 2.7484 | 0 | 0 | 9.6535e-06 | 6.897e-08 | 0 | 6.897e-08 | 6.897e-08 | 0 | 6.897e-08 | 0 | 2.5906e-06 | 5.6787e-06 | 0 | 5.6787e-06 | 0 | 0.0019194 | 0.0038387 | 0 | 0.0038387 | [12 empty] | 7.3.3.17.5 (Remote Grid) Updates to grid topology to minimize risk of ignition in HFTDs Remote GridWLDFRContact from objectAggregated | WLDFR | HFTD - Distribution - Tier 2 - 2QU CoRE ¦ 2QU LoRE | Non-Red Flag Warning - Catastrophic Fires | Contact from object | Aggregated | 2060 | 2.2662e-06 | 543.1039 | 0.0012308 | 2060 | Mitigation | 0.95 | 45 | 0 | esc | 0.00097009 | 2.1984e-09 | 0.00097009 | 2.1984e-09
[79 empty] | WLDFR | HFTD - Distribution - Tier 2 - 5QU CoRE ¦ 4QU LoRE | Non-Red Flag Warning - Large Fires | 2061 | 8.2576e-09 | 8.2576e-09 | 8.3524 | 0.96727 | 4.6367 | 2.7484 | 0 | 0 | 9.6535e-06 | 6.897e-08 | 0 | 6.897e-08 | 6.897e-08 | 0 | 6.897e-08 | 0 | 2.7197e-06 | 5.9616e-06 | 0 | 5.9616e-06 | 0 | 0.0019194 | 0.0038387 | 0 | 0.0038387 | [12 empty] | 7.3.3.17.5 (Remote Grid) Updates to grid topology to minimize risk of ignition in HFTDs Remote GridWLDFRContact from objectAggregated | WLDFR | HFTD - Distribution - Tier 2 - 2QU CoRE ¦ 2QU LoRE | Non-Red Flag Warning - Catastrophic Fires | Contact from object | Aggregated | 2061 | 2.2662e-06 | 543.1039 | 0.0012308 | 2061 | Mitigation | 0.95 | 45 | 0 | esc | 0.00097009 | 2.1984e-09 | 0.00097009 | 2.1984e-09
[79 empty] | WLDFR | HFTD - Distribution - Tier 2 - 5QU CoRE ¦ 4QU LoRE | Non-Red Flag Warning - Large Fires | 2062 | 8.2576e-09 | 8.2576e-09 | 8.3524 | 0.96727 | 4.6367 | 2.7484 | 0 | 0 | 9.6535e-06 | 6.897e-08 | 0 | 6.897e-08 | 6.897e-08 | 0 | 6.897e-08 | 0 | 2.7197e-06 | 5.9616e-06 | 0 | 5.9616e-06 | 0 | 0.0019194 | 0.0038387 | 0 | 0.0038387 | [12 empty] | 7.3.3.17.5 (Remote Grid) Updates to grid topology to minimize risk of ignition in HFTDs Remote GridWLDFRContact from objectAggregated | WLDFR | HFTD - Distribution - Tier 2 - 2QU CoRE ¦ 2QU LoRE | Non-Red Flag Warning - Catastrophic Fires | Contact from object | Aggregated | 2062 | 2.2662e-06 | 543.1039 | 0.0012308 | 2062 | Mitigation | 0.95 | 45 | 0 | esc | 0.00097009 | 2.1984e-09 | 0.00097009 | 2.1984e-09
[79 empty] | WLDFR | HFTD - Distribution - Tier 2 - 5QU CoRE ¦ 4QU LoRE | Non-Red Flag Warning - Large Fires | 2063 | 8.2576e-09 | 8.2576e-09 | 8.872 | 1.0079 | 4.9153 | 2.9488 | 0 | 0 | 9.6535e-06 | 7.3261e-08 | 0 | 7.3261e-08 | 7.3261e-08 | 0 | 7.3261e-08 | 0 | 2.7197e-06 | 5.9616e-06 | 0 | 5.9616e-06 | 0 | 0.0019194 | 0.0038387 | 0 | 0.0038387 | [12 empty] | 7.3.3.17.5 (Remote Grid) Updates to grid topology to minimize risk of ignition in HFTDs Remote GridWLDFRContact from objectAggregated | WLDFR | HFTD - Distribution - Tier 2 - 2QU CoRE ¦ 2QU LoRE | Non-Red Flag Warning - Catastrophic Fires | Contact from object | Aggregated | 2063 | 2.2662e-06 | 543.1039 | 0.0012308 | 2063 | Mitigation | 0.95 | 45 | 0 | esc | 0.00097009 | 2.1984e-09 | 0.00097009 | 2.1984e-09
[79 empty] | WLDFR | HFTD - Distribution - Tier 2 - 5QU CoRE ¦ 4QU LoRE | Non-Red Flag Warning - Large Fires | 2064 | 8.2576e-09 | 8.2576e-09 | 8.872 | 1.0079 | 4.9153 | 2.9488 | 0 | 0 | 9.6535e-06 | 7.3261e-08 | 0 | 7.3261e-08 | 7.3261e-08 | 0 | 7.3261e-08 | 0 | 2.7197e-06 | 5.9616e-06 | 0 | 5.9616e-06 | 0 | 0.0020137 | 0.0040273 | 0 | 0.0040273 | [12 empty] | 7.3.3.17.5 (Remote Grid) Updates to grid topology to minimize risk of ignition in HFTDs Remote GridWLDFRContact from objectAggregated | WLDFR | HFTD - Distribution - Tier 2 - 2QU CoRE ¦ 2QU LoRE | Non-Red Flag Warning - Catastrophic Fires | Contact from object | Aggregated | 2064 | 2.2662e-06 | 543.1039 | 0.0012308 | 2064 | Mitigation | 0.95 | 45 | 0 | esc | 0.00097009 | 2.1984e-09 | 0.00097009 | 2.1984e-09
[79 empty] | WLDFR | HFTD - Distribution - Tier 2 - 5QU CoRE ¦ 4QU LoRE | Non-Red Flag Warning - Large Fires | 2065 | 8.2576e-09 | 8.2576e-09 | 8.872 | 1.0079 | 4.9153 | 2.9488 | 0 | 0 | 9.6535e-06 | 7.3261e-08 | 0 | 7.3261e-08 | 7.3261e-08 | 0 | 7.3261e-08 | 0 | 2.7197e-06 | 5.9616e-06 | 0 | 5.9616e-06 | 0 | 0.0020137 | 0.0040273 | 0 | 0.0040273 | [12 empty] | 7.3.3.17.5 (Remote Grid) Updates to grid topology to minimize risk of ignition in HFTDs Remote GridWLDFRContact from objectAggregated | WLDFR | HFTD - Distribution - Tier 2 - 2QU CoRE ¦ 2QU LoRE | Non-Red Flag Warning - Catastrophic Fires | Contact from object | Aggregated | 2065 | 2.2662e-06 | 543.1039 | 0.0012308 | 2065 | Mitigation | 0.95 | 45 | 0 | esc | 0.00097009 | 2.1984e-09 | 0.00097009 | 2.1984e-09
[79 empty] | WLDFR | HFTD - Distribution - Tier 2 - 5QU CoRE ¦ 4QU LoRE | Non-Red Flag Warning - Large Fires | 2066 | 8.2576e-09 | 8.2576e-09 | 8.872 | 1.0079 | 4.9153 | 2.9488 | 0 | 0 | 9.6535e-06 | 7.3261e-08 | 0 | 7.3261e-08 | 7.3261e-08 | 0 | 7.3261e-08 | 0 | 2.853e-06 | 6.2539e-06 | 0 | 6.2539e-06 | 0 | 0.0020137 | 0.0040273 | 0 | 0.0040273 | [12 empty] | 7.3.3.17.5 (Remote Grid) Updates to grid topology to minimize risk of ignition in HFTDs Remote GridWLDFRContact from objectAggregated | WLDFR | HFTD - Distribution - Tier 2 - 2QU CoRE ¦ 2QU LoRE | Non-Red Flag Warning - Catastrophic Fires | Contact from object | Aggregated | 2066 | 2.2662e-06 | 543.1039 | 0.0012308 | 2066 | Mitigation | 0.95 | 45 | 0 | esc | 0.00097009 | 2.1984e-09 | 0.00097009 | 2.1984e-09
[79 empty] | WLDFR | HFTD - Distribution - Tier 2 - 5QU CoRE ¦ 4QU LoRE | Non-Red Flag Warning - Large Fires | 2067 | 0 | 8.2576e-09 | 8.872 | 1.0079 | 4.9153 | 2.9488 | 0 | 0 | 9.6535e-06 | 0 | 0 | 0 | 7.3261e-08 | 0 | 7.3261e-08 | 0 | 2.853e-06 | 6.2539e-06 | 0 | 6.2539e-06 | 0 | 0.0020137 | 0.0040273 | 0 | 0.0040273 | [12 empty] | 7.3.3.17.5 (Remote Grid) Updates to grid topology to minimize risk of ignition in HFTDs Remote GridWLDFRContact from objectAggregated | WLDFR | HFTD - Distribution - Tier 2 - 2QU CoRE ¦ 2QU LoRE | Non-Red Flag Warning - Catastrophic Fires | Contact from object | Aggregated | 2067 | 2.2662e-06 | 543.1039 | 0.0012308 | 2067 | Mitigation | 0.95 | 45 | 0 | esc | 0 | 0 | 0.00097009 | 2.1984e-09
[79 empty] | WLDFR | HFTD - Distribution - Tier 2 - 5QU CoRE ¦ 4QU LoRE | Non-Red Flag Warning - Small Fires | 2022 | 3.0185e-06 | 0 | 0.077901 | 0.036425 | 0.0015809 | 0.039895 | 0 | 0 | 0.0033768 | 2.3514e-07 | 0 | 2.3514e-07 | 0 | 0 | 0 | 0 | 2.853e-06 | 6.2539e-06 | 0 | 6.2539e-06 | 0 | 0.0020137 | 0.0040273 | 0 | 0.0040273 | [12 empty] | 7.3.3.17.5 (Remote Grid) Updates to grid topology to minimize risk of ignition in HFTDs Remote GridWLDFRContaminationAggregated | WLDFR | HFTD - Distribution - Tier 2 - 2QU CoRE ¦ 2QU LoRE | Non-Red Flag Warning - Catastrophic Fires | Contamination | Aggregated | 2022 | 5.0488e-08 | 543.1039 | 2.742e-05 | 2022 | Mitigation | 0.95 | 45 | 0 | esc | 0.00097009 | 4.8977e-11 | 0 | 0
[79 empty] | WLDFR | HFTD - Distribution - Tier 2 - 5QU CoRE ¦ 4QU LoRE | Non-Red Flag Warning - Small Fires | 2023 | 3.0185e-06 | 3.0185e-06 | 0.080408 | 0.03759 | 0.0016314 | 0.041187 | 0 | 0 | 0.0033768 | 2.4271e-07 | 0 | 2.4271e-07 | 2.4271e-07 | 0 | 2.4271e-07 | 0 | 2.853e-06 | 6.2539e-06 | 0 | 6.2539e-06 | 0 | 0.0021141 | 0.0042282 | 0 | 0.0042282 | [12 empty] | 7.3.3.17.5 (Remote Grid) Updates to grid topology to minimize risk of ignition in HFTDs Remote GridWLDFRContaminationAggregated | WLDFR | HFTD - Distribution - Tier 2 - 2QU CoRE ¦ 2QU LoRE | Non-Red Flag Warning - Catastrophic Fires | Contamination | Aggregated | 2023 | 5.0488e-08 | 543.1039 | 2.742e-05 | 2023 | Mitigation | 0.95 | 45 | 0 | esc | 0.00097009 | 4.8977e-11 | 0.00097009 | 4.8977e-11
[79 empty] | WLDFR | HFTD - Distribution - Tier 2 - 5QU CoRE ¦ 4QU LoRE | Non-Red Flag Warning - Small Fires | 2024 | 3.0185e-06 | 3.0185e-06 | 0.080408 | 0.03759 | 0.0016314 | 0.041187 | 0 | 0 | 0.0033768 | 2.4271e-07 | 0 | 2.4271e-07 | 2.4271e-07 | 0 | 2.4271e-07 | 0 | 2.853e-06 | 6.2539e-06 | 0 | 6.2539e-06 | 0 | 0.0021141 | 0.0042282 | 0 | 0.0042282 | [12 empty] | 7.3.3.17.5 (Remote Grid) Updates to grid topology to minimize risk of ignition in HFTDs Remote GridWLDFRContaminationAggregated | WLDFR | HFTD - Distribution - Tier 2 - 2QU CoRE ¦ 2QU LoRE | Non-Red Flag Warning - Catastrophic Fires | Contamination | Aggregated | 2024 | 5.0488e-08 | 543.1039 | 2.742e-05 | 2024 | Mitigation | 0.95 | 45 | 0 | esc | 0.00097009 | 4.8977e-11 | 0.00097009 | 4.8977e-11
[79 empty] | WLDFR | HFTD - Distribution - Tier 2 - 5QU CoRE ¦ 4QU LoRE | Non-Red Flag Warning - Small Fires | 2025 | 3.0185e-06 | 3.0185e-06 | 0.080408 | 0.03759 | 0.0016314 | 0.041187 | 0 | 0 | 0.0033768 | 2.4271e-07 | 0 | 2.4271e-07 | 2.4271e-07 | 0 | 2.4271e-07 | 0 | 2.9891e-06 | 6.5522e-06 | 0 | 6.5522e-06 | 0 | 0.0021141 | 0.0042282 | 0 | 0.0042282 | [12 empty] | 7.3.3.17.5 (Remote Grid) Updates to grid topology to minimize risk of ignition in HFTDs Remote GridWLDFRContaminationAggregated | WLDFR | HFTD - Distribution - Tier 2 - 2QU CoRE ¦ 2QU LoRE | Non-Red Flag Warning - Catastrophic Fires | Contamination | Aggregated | 2025 | 5.0488e-08 | 543.1039 | 2.742e-05 | 2025 | Mitigation | 0.95 | 45 | 0 | esc | 0.00097009 | 4.8977e-11 | 0.00097009 | 4.8977e-11
[79 empty] | WLDFR | HFTD - Distribution - Tier 2 - 5QU CoRE ¦ 4QU LoRE | Non-Red Flag Warning - Small Fires | 2026 | 3.0185e-06 | 3.0185e-06 | 0.080408 | 0.03759 | 0.0016314 | 0.041187 | 0 | 0 | 0.0033768 | 2.4271e-07 | 0 | 2.4271e-07 | 2.4271e-07 | 0 | 2.4271e-07 | 0 | 2.9891e-06 | 6.5522e-06 | 0 | 6.5522e-06 | 0 | 0.0021141 | 0.0042282 | 0 | 0.0042282 | [12 empty] | 7.3.3.17.5 (Remote Grid) Updates to grid topology to minimize risk of ignition in HFTDs Remote GridWLDFRContaminationAggregated | WLDFR | HFTD - Distribution - Tier 2 - 2QU CoRE ¦ 2QU LoRE | Non-Red Flag Warning - Catastrophic Fires | Contamination | Aggregated | 2026 | 5.0488e-08 | 543.1039 | 2.742e-05 | 2026 | Mitigation | 0.95 | 45 | 0 | esc | 0.00097009 | 4.8977e-11 | 0.00097009 | 4.8977e-11
[79 empty] | WLDFR | HFTD - Distribution - Tier 2 - 5QU CoRE ¦ 4QU LoRE | Non-Red Flag Warning - Small Fires | 2027 | 3.0185e-06 | 3.0185e-06 | 0.080408 | 0.03759 | 0.0016314 | 0.041187 | 0 | 0 | 0.0033768 | 2.4271e-07 | 0 | 2.4271e-07 | 2.4271e-07 | 0 | 2.4271e-07 | 0 | 2.9891e-06 | 6.5522e-06 | 0 | 6.5522e-06 | 0 | 0.0021141 | 0.0042282 | 0 | 0.0042282 | [12 empty] | 7.3.3.17.5 (Remote Grid) Updates to grid topology to minimize risk of ignition in HFTDs Remote GridWLDFRContaminationAggregated | WLDFR | HFTD - Distribution - Tier 2 - 2QU CoRE ¦ 2QU LoRE | Non-Red Flag Warning - Catastrophic Fires | Contamination | Aggregated | 2027 | 5.0488e-08 | 543.1039 | 2.742e-05 | 2027 | Mitigation | 0.95 | 45 | 0 | esc | 0.00097009 | 4.8977e-11 | 0.00097009 | 4.8977e-11
[79 empty] | WLDFR | HFTD - Distribution - Tier 2 - 5QU CoRE ¦ 4QU LoRE | Non-Red Flag Warning - Small Fires | 2028 | 3.0185e-06 | 3.0185e-06 | 0.083606 | 0.039055 | 0.001695 | 0.042856 | 0 | 0 | 0.0033768 | 2.5237e-07 | 0 | 2.5237e-07 | 2.5237e-07 | 0 | 2.5237e-07 | 0 | 2.9891e-06 | 6.5522e-06 | 0 | 6.5522e-06 | 0 | 0.0022194 | 0.0044388 | 0 | 0.0044388 | [12 empty] | 7.3.3.17.5 (Remote Grid) Updates to grid topology to minimize risk of ignition in HFTDs Remote GridWLDFRContaminationAggregated | WLDFR | HFTD - Distribution - Tier 2 - 2QU CoRE ¦ 2QU LoRE | Non-Red Flag Warning - Catastrophic Fires | Contamination | Aggregated | 2028 | 5.0488e-08 | 543.1039 | 2.742e-05 | 2028 | Mitigation | 0.95 | 45 | 0 | esc | 0.00097009 | 4.8977e-11 | 0.00097009 | 4.8977e-11
[79 empty] | WLDFR | HFTD - Distribution - Tier 2 - 5QU CoRE ¦ 4QU LoRE | Non-Red Flag Warning - Small Fires | 2029 | 3.0185e-06 | 3.0185e-06 | 0.083606 | 0.039055 | 0.001695 | 0.042856 | 0 | 0 | 0.0033768 | 2.5237e-07 | 0 | 2.5237e-07 | 2.5237e-07 | 0 | 2.5237e-07 | 0 | 2.9891e-06 | 6.5522e-06 | 0 | 6.5522e-06 | 0 | 0.0022194 | 0.0044388 | 0 | 0.0044388 | [12 empty] | 7.3.3.17.5 (Remote Grid) Updates to grid topology to minimize risk of ignition in HFTDs Remote GridWLDFRContaminationAggregated | WLDFR | HFTD - Distribution - Tier 2 - 2QU CoRE ¦ 2QU LoRE | Non-Red Flag Warning - Catastrophic Fires | Contamination | Aggregated | 2029 | 5.0488e-08 | 543.1039 | 2.742e-05 | 2029 | Mitigation | 0.95 | 45 | 0 | esc | 0.00097009 | 4.8977e-11 | 0.00097009 | 4.8977e-11
[79 empty] | WLDFR | HFTD - Distribution - Tier 2 - 5QU CoRE ¦ 4QU LoRE | Non-Red Flag Warning - Small Fires | 2030 | 3.0185e-06 | 3.0185e-06 | 0.083606 | 0.039055 | 0.001695 | 0.042856 | 0 | 0 | 0.0033768 | 2.5237e-07 | 0 | 2.5237e-07 | 2.5237e-07 | 0 | 2.5237e-07 | 0 | 3.1263e-06 | 6.8528e-06 | 0 | 6.8528e-06 | 0 | 0.0022194 | 0.0044388 | 0 | 0.0044388 | [12 empty] | 7.3.3.17.5 (Remote Grid) Updates to grid topology to minimize risk of ignition in HFTDs Remote GridWLDFRContaminationAggregated | WLDFR | HFTD - Distribution - Tier 2 - 2QU CoRE ¦ 2QU LoRE | Non-Red Flag Warning - Catastrophic Fires | Contamination | Aggregated | 2030 | 5.0488e-08 | 543.1039 | 2.742e-05 | 2030 | Mitigation | 0.95 | 45 | 0 | esc | 0.00097009 | 4.8977e-11 | 0.00097009 | 4.8977e-11
[79 empty] | WLDFR | HFTD - Distribution - Tier 2 - 5QU CoRE ¦ 4QU LoRE | Non-Red Flag Warning - Small Fires | 2031 | 3.0185e-06 | 3.0185e-06 | 0.083606 | 0.039055 | 0.001695 | 0.042856 | 0 | 0 | 0.0033768 | 2.5237e-07 | 0 | 2.5237e-07 | 2.5237e-07 | 0 | 2.5237e-07 | 0 | 3.1263e-06 | 6.8528e-06 | 0 | 6.8528e-06 | 0 | 0.0022194 | 0.0044388 | 0 | 0.0044388 | [12 empty] | 7.3.3.17.5 (Remote Grid) Updates to grid topology to minimize risk of ignition in HFTDs Remote GridWLDFRContaminationAggregated | WLDFR | HFTD - Distribution - Tier 2 - 2QU CoRE ¦ 2QU LoRE | Non-Red Flag Warning - Catastrophic Fires | Contamination | Aggregated | 2031 | 5.0488e-08 | 543.1039 | 2.742e-05 | 2031 | Mitigation | 0.95 | 45 | 0 | esc | 0.00097009 | 4.8977e-11 | 0.00097009 | 4.8977e-11
[79 empty] | WLDFR | HFTD - Distribution - Tier 2 - 5QU CoRE ¦ 4QU LoRE | Non-Red Flag Warning - Small Fires | 2032 | 3.0185e-06 | 3.0185e-06 | 0.083606 | 0.039055 | 0.001695 | 0.042856 | 0 | 0 | 0.0033768 | 2.5237e-07 | 0 | 2.5237e-07 | 2.5237e-07 | 0 | 2.5237e-07 | 0 | 3.1263e-06 | 6.8528e-06 | 0 | 6.8528e-06 | 0 | 0 | 0.0044388 | 0 | 0.0044388 | [12 empty] | 7.3.3.17.5 (Remote Grid) Updates to grid topology to minimize risk of ignition in HFTDs Remote GridWLDFRContaminationAggregated | WLDFR | HFTD - Distribution - Tier 2 - 2QU CoRE ¦ 2QU LoRE | Non-Red Flag Warning - Catastrophic Fires | Contamination | Aggregated | 2032 | 5.0488e-08 | 543.1039 | 2.742e-05 | 2032 | Mitigation | 0.95 | 45 | 0 | esc | 0.00097009 | 4.8977e-11 | 0.00097009 | 4.8977e-11
[79 empty] | WLDFR | HFTD - Distribution - Tier 2 - 5QU CoRE ¦ 4QU LoRE | Non-Red Flag Warning - Small Fires | 2033 | 3.0185e-06 | 3.0185e-06 | 0.087211 | 0.040679 | 0.0017655 | 0.044766 | 0 | 0 | 0.0033768 | 2.6325e-07 | 0 | 2.6325e-07 | 2.6325e-07 | 0 | 2.6325e-07 | 0 | 3.1263e-06 | 6.8528e-06 | 0 | 6.8528e-06 | 0 | 0 | 0 | 0 | 0 | [12 empty] | 7.3.3.17.5 (Remote Grid) Updates to grid topology to minimize risk of ignition in HFTDs Remote GridWLDFRContaminationAggregated | WLDFR | HFTD - Distribution - Tier 2 - 2QU CoRE ¦ 2QU LoRE | Non-Red Flag Warning - Catastrophic Fires | Contamination | Aggregated | 2033 | 5.0488e-08 | 543.1039 | 2.742e-05 | 2033 | Mitigation | 0.95 | 45 | 0 | esc | 0.00097009 | 4.8977e-11 | 0.00097009 | 4.8977e-11
[79 empty] | WLDFR | HFTD - Distribution - Tier 2 - 5QU CoRE ¦ 4QU LoRE | Non-Red Flag Warning - Small Fires | 2034 | 3.0185e-06 | 3.0185e-06 | 0.087211 | 0.040679 | 0.0017655 | 0.044766 | 0 | 0 | 0.0033768 | 2.6325e-07 | 0 | 2.6325e-07 | 2.6325e-07 | 0 | 2.6325e-07 | 0 | 3.1263e-06 | 6.8528e-06 | 0 | 6.8528e-06 | 0 | 0 | 0 | 0 | 0 | [12 empty] | 7.3.3.17.5 (Remote Grid) Updates to grid topology to minimize risk of ignition in HFTDs Remote GridWLDFRContaminationAggregated | WLDFR | HFTD - Distribution - Tier 2 - 2QU CoRE ¦ 2QU LoRE | Non-Red Flag Warning - Catastrophic Fires | Contamination | Aggregated | 2034 | 5.0488e-08 | 543.1039 | 2.742e-05 | 2034 | Mitigation | 0.95 | 45 | 0 | esc | 0.00097009 | 4.8977e-11 | 0.00097009 | 4.8977e-11
[79 empty] | WLDFR | HFTD - Distribution - Tier 2 - 5QU CoRE ¦ 4QU LoRE | Non-Red Flag Warning - Small Fires | 2035 | 3.0185e-06 | 3.0185e-06 | 0.087211 | 0.040679 | 0.0017655 | 0.044766 | 0 | 0 | 0.0033768 | 2.6325e-07 | 0 | 2.6325e-07 | 2.6325e-07 | 0 | 2.6325e-07 | 0 | 3.2628e-06 | 7.1522e-06 | 0 | 7.1522e-06 | 0 | 0.00017911 | 0 | 0 | 0 | [12 empty] | 7.3.3.17.5 (Remote Grid) Updates to grid topology to minimize risk of ignition in HFTDs Remote GridWLDFRContaminationAggregated | WLDFR | HFTD - Distribution - Tier 2 - 2QU CoRE ¦ 2QU LoRE | Non-Red Flag Warning - Catastrophic Fires | Contamination | Aggregated | 2035 | 5.0488e-08 | 543.1039 | 2.742e-05 | 2035 | Mitigation | 0.95 | 45 | 0 | esc | 0.00097009 | 4.8977e-11 | 0.00097009 | 4.8977e-11
[79 empty] | WLDFR | HFTD - Distribution - Tier 2 - 5QU CoRE ¦ 4QU LoRE | Non-Red Flag Warning - Small Fires | 2036 | 3.0185e-06 | 3.0185e-06 | 0.087211 | 0.040679 | 0.0017655 | 0.044766 | 0 | 0 | 0.0033768 | 2.6325e-07 | 0 | 2.6325e-07 | 2.6325e-07 | 0 | 2.6325e-07 | 0 | 3.2628e-06 | 7.1522e-06 | 0 | 7.1522e-06 | 0 | 0.00018566 | 0.00037131 | 0 | 0.00037131 | [12 empty] | 7.3.3.17.5 (Remote Grid) Updates to grid topology to minimize risk of ignition in HFTDs Remote GridWLDFRContaminationAggregated | WLDFR | HFTD - Distribution - Tier 2 - 2QU CoRE ¦ 2QU LoRE | Non-Red Flag Warning - Catastrophic Fires | Contamination | Aggregated | 2036 | 5.0488e-08 | 543.1039 | 2.742e-05 | 2036 | Mitigation | 0.95 | 45 | 0 | esc | 0.00097009 | 4.8977e-11 | 0.00097009 | 4.8977e-11
[79 empty] | WLDFR | HFTD - Distribution - Tier 2 - 5QU CoRE ¦ 4QU LoRE | Non-Red Flag Warning - Small Fires | 2037 | 3.0185e-06 | 3.0185e-06 | 0.087211 | 0.040679 | 0.0017655 | 0.044766 | 0 | 0 | 0.0033768 | 2.6325e-07 | 0 | 2.6325e-07 | 2.6325e-07 | 0 | 2.6325e-07 | 0 | 3.2628e-06 | 7.1522e-06 | 0 | 7.1522e-06 | 0 | 0.00018566 | 0.00037131 | 0 | 0.00037131 | [12 empty] | 7.3.3.17.5 (Remote Grid) Updates to grid topology to minimize risk of ignition in HFTDs Remote GridWLDFRContaminationAggregated | WLDFR | HFTD - Distribution - Tier 2 - 2QU CoRE ¦ 2QU LoRE | Non-Red Flag Warning - Catastrophic Fires | Contamination | Aggregated | 2037 | 5.0488e-08 | 543.1039 | 2.742e-05 | 2037 | Mitigation | 0.95 | 45 | 0 | esc | 0.00097009 | 4.8977e-11 | 0.00097009 | 4.8977e-11
[79 empty] | WLDFR | HFTD - Distribution - Tier 2 - 5QU CoRE ¦ 4QU LoRE | Non-Red Flag Warning - Small Fires | 2038 | 3.0185e-06 | 3.0185e-06 | 0.091184 | 0.042438 | 0.0018418 | 0.046905 | 0 | 0 | 0.0033768 | 2.7524e-07 | 0 | 2.7524e-07 | 2.7524e-07 | 0 | 2.7524e-07 | 0 | 0 | 7.1522e-06 | 0 | 7.1522e-06 | 0 | 0.00018566 | 0.00037131 | 0 | 0.00037131 | [12 empty] | 7.3.3.17.5 (Remote Grid) Updates to grid topology to minimize risk of ignition in HFTDs Remote GridWLDFRContaminationAggregated | WLDFR | HFTD - Distribution - Tier 2 - 2QU CoRE ¦ 2QU LoRE | Non-Red Flag Warning - Catastrophic Fires | Contamination | Aggregated | 2038 | 5.0488e-08 | 543.1039 | 2.742e-05 | 2038 | Mitigation | 0.95 | 45 | 0 | esc | 0.00097009 | 4.8977e-11 | 0.00097009 | 4.8977e-11
[79 empty] | WLDFR | HFTD - Distribution - Tier 2 - 5QU CoRE ¦ 4QU LoRE | Non-Red Flag Warning - Small Fires | 2039 | 3.0185e-06 | 3.0185e-06 | 0.091184 | 0.042438 | 0.0018418 | 0.046905 | 0 | 0 | 0.0033768 | 2.7524e-07 | 0 | 2.7524e-07 | 2.7524e-07 | 0 | 2.7524e-07 | 0 | 0 | 0 | 0 | 0 | 0 | 0.00018566 | 0.00037131 | 0 | 0.00037131 | [12 empty] | 7.3.3.17.5 (Remote Grid) Updates to grid topology to minimize risk of ignition in HFTDs Remote GridWLDFRContaminationAggregated | WLDFR | HFTD - Distribution - Tier 2 - 2QU CoRE ¦ 2QU LoRE | Non-Red Flag Warning - Catastrophic Fires | Contamination | Aggregated | 2039 | 5.0488e-08 | 543.1039 | 2.742e-05 | 2039 | Mitigation | 0.95 | 45 | 0 | esc | 0.00097009 | 4.8977e-11 | 0.00097009 | 4.8977e-11
[79 empty] | WLDFR | HFTD - Distribution - Tier 2 - 5QU CoRE ¦ 4QU LoRE | Non-Red Flag Warning - Small Fires | 2040 | 3.0185e-06 | 3.0185e-06 | 0.091184 | 0.042438 | 0.0018418 | 0.046905 | 0 | 0 | 0.0033768 | 2.7524e-07 | 0 | 2.7524e-07 | 2.7524e-07 | 0 | 2.7524e-07 | 0 | 1.5451e-06 | 0 | 0 | 0 | 0 | 0.00018566 | 0.00037131 | 0 | 0.00037131 | [12 empty] | 7.3.3.17.5 (Remote Grid) Updates to grid topology to minimize risk of ignition in HFTDs Remote GridWLDFRContaminationAggregated | WLDFR | HFTD - Distribution - Tier 2 - 2QU CoRE ¦ 2QU LoRE | Non-Red Flag Warning - Catastrophic Fires | Contamination | Aggregated | 2040 | 5.0488e-08 | 543.1039 | 2.742e-05 | 2040 | Mitigation | 0.95 | 45 | 0 | esc | 0.00097009 | 4.8977e-11 | 0.00097009 | 4.8977e-11
[79 empty] | WLDFR | HFTD - Distribution - Tier 2 - 5QU CoRE ¦ 4QU LoRE | Non-Red Flag Warning - Small Fires | 2041 | 3.0185e-06 | 3.0185e-06 | 0.091184 | 0.042438 | 0.0018418 | 0.046905 | 0 | 0 | 0.0033768 | 2.7524e-07 | 0 | 2.7524e-07 | 2.7524e-07 | 0 | 2.7524e-07 | 0 | 1.6015e-06 | 3.5106e-06 | 0 | 3.5106e-06 | 0 | 0.0001939 | 0.00038779 | 0 | 0.00038779 | [12 empty] | 7.3.3.17.5 (Remote Grid) Updates to grid topology to minimize risk of ignition in HFTDs Remote GridWLDFRContaminationAggregated | WLDFR | HFTD - Distribution - Tier 2 - 2QU CoRE ¦ 2QU LoRE | Non-Red Flag Warning - Catastrophic Fires | Contamination | Aggregated | 2041 | 5.0488e-08 | 543.1039 | 2.742e-05 | 2041 | Mitigation | 0.95 | 45 | 0 | esc | 0.00097009 | 4.8977e-11 | 0.00097009 | 4.8977e-11
[79 empty] | WLDFR | HFTD - Distribution - Tier 2 - 5QU CoRE ¦ 4QU LoRE | Non-Red Flag Warning - Small Fires | 2042 | 3.0185e-06 | 3.0185e-06 | 0.091184 | 0.042438 | 0.0018418 | 0.046905 | 0 | 0 | 0.0033768 | 2.7524e-07 | 0 | 2.7524e-07 | 2.7524e-07 | 0 | 2.7524e-07 | 0 | 1.6015e-06 | 3.5106e-06 | 0 | 3.5106e-06 | 0 | 0.0001939 | 0.00038779 | 0 | 0.00038779 | [12 empty] | 7.3.3.17.5 (Remote Grid) Updates to grid topology to minimize risk of ignition in HFTDs Remote GridWLDFRContaminationAggregated | WLDFR | HFTD - Distribution - Tier 2 - 2QU CoRE ¦ 2QU LoRE | Non-Red Flag Warning - Catastrophic Fires | Contamination | Aggregated | 2042 | 5.0488e-08 | 543.1039 | 2.742e-05 | 2042 | Mitigation | 0.95 | 45 | 0 | esc | 0.00097009 | 4.8977e-11 | 0.00097009 | 4.8977e-11
[79 empty] | WLDFR | HFTD - Distribution - Tier 2 - 5QU CoRE ¦ 4QU LoRE | Non-Red Flag Warning - Small Fires | 2043 | 3.0185e-06 | 3.0185e-06 | 0.095486 | 0.044306 | 0.0019228 | 0.049257 | 0 | 0 | 0.0033768 | 2.8823e-07 | 0 | 2.8823e-07 | 2.8823e-07 | 0 | 2.8823e-07 | 0 | 1.6015e-06 | 3.5106e-06 | 0 | 3.5106e-06 | 0 | 0.0001939 | 0.00038779 | 0 | 0.00038779 | [12 empty] | 7.3.3.17.5 (Remote Grid) Updates to grid topology to minimize risk of ignition in HFTDs Remote GridWLDFRContaminationAggregated | WLDFR | HFTD - Distribution - Tier 2 - 2QU CoRE ¦ 2QU LoRE | Non-Red Flag Warning - Catastrophic Fires | Contamination | Aggregated | 2043 | 5.0488e-08 | 543.1039 | 2.742e-05 | 2043 | Mitigation | 0.95 | 45 | 0 | esc | 0.00097009 | 4.8977e-11 | 0.00097009 | 4.8977e-11
[79 empty] | WLDFR | HFTD - Distribution - Tier 2 - 5QU CoRE ¦ 4QU LoRE | Non-Red Flag Warning - Small Fires | 2044 | 3.0185e-06 | 3.0185e-06 | 0.095486 | 0.044306 | 0.0019228 | 0.049257 | 0 | 0 | 0.0033768 | 2.8823e-07 | 0 | 2.8823e-07 | 2.8823e-07 | 0 | 2.8823e-07 | 0 | 1.6015e-06 | 3.5106e-06 | 0 | 3.5106e-06 | 0 | 0.0001939 | 0.00038779 | 0 | 0.00038779 | [12 empty] | 7.3.3.17.5 (Remote Grid) Updates to grid topology to minimize risk of ignition in HFTDs Remote GridWLDFRContaminationAggregated | WLDFR | HFTD - Distribution - Tier 2 - 2QU CoRE ¦ 2QU LoRE | Non-Red Flag Warning - Catastrophic Fires | Contamination | Aggregated | 2044 | 5.0488e-08 | 543.1039 | 2.742e-05 | 2044 | Mitigation | 0.95 | 45 | 0 | esc | 0.00097009 | 4.8977e-11 | 0.00097009 | 4.8977e-11
[79 empty] | WLDFR | HFTD - Distribution - Tier 2 - 5QU CoRE ¦ 4QU LoRE | Non-Red Flag Warning - Small Fires | 2045 | 3.0185e-06 | 3.0185e-06 | 0.095486 | 0.044306 | 0.0019228 | 0.049257 | 0 | 0 | 0.0033768 | 2.8823e-07 | 0 | 2.8823e-07 | 2.8823e-07 | 0 | 2.8823e-07 | 0 | 1.6015e-06 | 3.5106e-06 | 0 | 3.5106e-06 | 0 | 0.0001939 | 0.00038779 | 0 | 0.00038779 | [12 empty] | 7.3.3.17.5 (Remote Grid) Updates to grid topology to minimize risk of ignition in HFTDs Remote GridWLDFRContaminationAggregated | WLDFR | HFTD - Distribution - Tier 2 - 2QU CoRE ¦ 2QU LoRE | Non-Red Flag Warning - Catastrophic Fires | Contamination | Aggregated | 2045 | 5.0488e-08 | 543.1039 | 2.742e-05 | 2045 | Mitigation | 0.95 | 45 | 0 | esc | 0.00097009 | 4.8977e-11 | 0.00097009 | 4.8977e-11
[79 empty] | WLDFR | HFTD - Distribution - Tier 2 - 5QU CoRE ¦ 4QU LoRE | Non-Red Flag Warning - Small Fires | 2046 | 3.0185e-06 | 3.0185e-06 | 0.095486 | 0.044306 | 0.0019228 | 0.049257 | 0 | 0 | 0.0033768 | 2.8823e-07 | 0 | 2.8823e-07 | 2.8823e-07 | 0 | 2.8823e-07 | 0 | 1.6726e-06 | 3.6664e-06 | 0 | 3.6664e-06 | 0 | 0.00020305 | 0.00040609 | 0 | 0.00040609 | [12 empty] | 7.3.3.17.5 (Remote Grid) Updates to grid topology to minimize risk of ignition in HFTDs Remote GridWLDFRContaminationAggregated | WLDFR | HFTD - Distribution - Tier 2 - 2QU CoRE ¦ 2QU LoRE | Non-Red Flag Warning - Catastrophic Fires | Contamination | Aggregated | 2046 | 5.0488e-08 | 543.1039 | 2.742e-05 | 2046 | Mitigation | 0.95 | 45 | 0 | esc | 0.00097009 | 4.8977e-11 | 0.00097009 | 4.8977e-11
[79 empty] | WLDFR | HFTD - Distribution - Tier 2 - 5QU CoRE ¦ 4QU LoRE | Non-Red Flag Warning - Small Fires | 2047 | 3.0185e-06 | 3.0185e-06 | 0.095486 | 0.044306 | 0.0019228 | 0.049257 | 0 | 0 | 0.0033768 | 2.8823e-07 | 0 | 2.8823e-07 | 2.8823e-07 | 0 | 2.8823e-07 | 0 | 1.6726e-06 | 3.6664e-06 | 0 | 3.6664e-06 | 0 | 0.00020305 | 0.00040609 | 0 | 0.00040609 | [12 empty] | 7.3.3.17.5 (Remote Grid) Updates to grid topology to minimize risk of ignition in HFTDs Remote GridWLDFRContaminationAggregated | WLDFR | HFTD - Distribution - Tier 2 - 2QU CoRE ¦ 2QU LoRE | Non-Red Flag Warning - Catastrophic Fires | Contamination | Aggregated | 2047 | 5.0488e-08 | 543.1039 | 2.742e-05 | 2047 | Mitigation | 0.95 | 45 | 0 | esc | 0.00097009 | 4.8977e-11 | 0.00097009 | 4.8977e-11
[79 empty] | WLDFR | HFTD - Distribution - Tier 2 - 5QU CoRE ¦ 4QU LoRE | Non-Red Flag Warning - Small Fires | 2048 | 3.0185e-06 | 3.0185e-06 | 0.10007 | 0.04626 | 0.0020076 | 0.051804 | 0 | 0 | 0.0033768 | 3.0207e-07 | 0 | 3.0207e-07 | 3.0207e-07 | 0 | 3.0207e-07 | 0 | 1.6726e-06 | 3.6664e-06 | 0 | 3.6664e-06 | 0 | 0.00020305 | 0.00040609 | 0 | 0.00040609 | [12 empty] | 7.3.3.17.5 (Remote Grid) Updates to grid topology to minimize risk of ignition in HFTDs Remote GridWLDFRContaminationAggregated | WLDFR | HFTD - Distribution - Tier 2 - 2QU CoRE ¦ 2QU LoRE | Non-Red Flag Warning - Catastrophic Fires | Contamination | Aggregated | 2048 | 5.0488e-08 | 543.1039 | 2.742e-05 | 2048 | Mitigation | 0.95 | 45 | 0 | esc | 0.00097009 | 4.8977e-11 | 0.00097009 | 4.8977e-11
[79 empty] | WLDFR | HFTD - Distribution - Tier 2 - 5QU CoRE ¦ 4QU LoRE | Non-Red Flag Warning - Small Fires | 2049 | 3.0185e-06 | 3.0185e-06 | 0.10007 | 0.04626 | 0.0020076 | 0.051804 | 0 | 0 | 0.0033768 | 3.0207e-07 | 0 | 3.0207e-07 | 3.0207e-07 | 0 | 3.0207e-07 | 0 | 1.6726e-06 | 3.6664e-06 | 0 | 3.6664e-06 | 0 | 0.00020305 | 0.00040609 | 0 | 0.00040609 | [12 empty] | 7.3.3.17.5 (Remote Grid) Updates to grid topology to minimize risk of ignition in HFTDs Remote GridWLDFRContaminationAggregated | WLDFR | HFTD - Distribution - Tier 2 - 2QU CoRE ¦ 2QU LoRE | Non-Red Flag Warning - Catastrophic Fires | Contamination | Aggregated | 2049 | 5.0488e-08 | 543.1039 | 2.742e-05 | 2049 | Mitigation | 0.95 | 45 | 0 | esc | 0.00097009 | 4.8977e-11 | 0.00097009 | 4.8977e-11
[79 empty] | WLDFR | HFTD - Distribution - Tier 2 - 5QU CoRE ¦ 4QU LoRE | Non-Red Flag Warning - Small Fires | 2050 | 3.0185e-06 | 3.0185e-06 | 0.10007 | 0.04626 | 0.0020076 | 0.051804 | 0 | 0 | 0.0033768 | 3.0207e-07 | 0 | 3.0207e-07 | 3.0207e-07 | 0 | 3.0207e-07 | 0 | 1.6726e-06 | 3.6664e-06 | 0 | 3.6664e-06 | 0 | 0.00020305 | 0.00040609 | 0 | 0.00040609 | [12 empty] | 7.3.3.17.5 (Remote Grid) Updates to grid topology to minimize risk of ignition in HFTDs Remote GridWLDFRContaminationAggregated | WLDFR | HFTD - Distribution - Tier 2 - 2QU CoRE ¦ 2QU LoRE | Non-Red Flag Warning - Catastrophic Fires | Contamination | Aggregated | 2050 | 5.0488e-08 | 543.1039 | 2.742e-05 | 2050 | Mitigation | 0.95 | 45 | 0 | esc | 0.00097009 | 4.8977e-11 | 0.00097009 | 4.8977e-11
[79 empty] | WLDFR | HFTD - Distribution - Tier 2 - 5QU CoRE ¦ 4QU LoRE | Non-Red Flag Warning - Small Fires | 2051 | 3.0185e-06 | 3.0185e-06 | 0.10007 | 0.04626 | 0.0020076 | 0.051804 | 0 | 0 | 0.0033768 | 3.0207e-07 | 0 | 3.0207e-07 | 3.0207e-07 | 0 | 3.0207e-07 | 0 | 1.7515e-06 | 3.8394e-06 | 0 | 3.8394e-06 | 0 | 0.00021297 | 0.00042594 | 0 | 0.00042594 | [12 empty] | 7.3.3.17.5 (Remote Grid) Updates to grid topology to minimize risk of ignition in HFTDs Remote GridWLDFRContaminationAggregated | WLDFR | HFTD - Distribution - Tier 2 - 2QU CoRE ¦ 2QU LoRE | Non-Red Flag Warning - Catastrophic Fires | Contamination | Aggregated | 2051 | 5.0488e-08 | 543.1039 | 2.742e-05 | 2051 | Mitigation | 0.95 | 45 | 0 | esc | 0.00097009 | 4.8977e-11 | 0.00097009 | 4.8977e-11
[79 empty] | WLDFR | HFTD - Distribution - Tier 2 - 5QU CoRE ¦ 4QU LoRE | Non-Red Flag Warning - Small Fires | 2052 | 3.0185e-06 | 3.0185e-06 | 0.10007 | 0.04626 | 0.0020076 | 0.051804 | 0 | 0 | 0.0033768 | 3.0207e-07 | 0 | 3.0207e-07 | 3.0207e-07 | 0 | 3.0207e-07 | 0 | 1.7515e-06 | 3.8394e-06 | 0 | 3.8394e-06 | 0 | 0.00021297 | 0.00042594 | 0 | 0.00042594 | [12 empty] | 7.3.3.17.5 (Remote Grid) Updates to grid topology to minimize risk of ignition in HFTDs Remote GridWLDFRContaminationAggregated | WLDFR | HFTD - Distribution - Tier 2 - 2QU CoRE ¦ 2QU LoRE | Non-Red Flag Warning - Catastrophic Fires | Contamination | Aggregated | 2052 | 5.0488e-08 | 543.1039 | 2.742e-05 | 2052 | Mitigation | 0.95 | 45 | 0 | esc | 0.00097009 | 4.8977e-11 | 0.00097009 | 4.8977e-11
[79 empty] | WLDFR | HFTD - Distribution - Tier 2 - 5QU CoRE ¦ 4QU LoRE | Non-Red Flag Warning - Small Fires | 2053 | 3.0185e-06 | 3.0185e-06 | 0.10489 | 0.048274 | 0.002095 | 0.054525 | 0 | 0 | 0.0033768 | 3.1663e-07 | 0 | 3.1663e-07 | 3.1663e-07 | 0 | 3.1663e-07 | 0 | 1.7515e-06 | 3.8394e-06 | 0 | 3.8394e-06 | 0 | 0.00021297 | 0.00042594 | 0 | 0.00042594 | [12 empty] | 7.3.3.17.5 (Remote Grid) Updates to grid topology to minimize risk of ignition in HFTDs Remote GridWLDFRContaminationAggregated | WLDFR | HFTD - Distribution - Tier 2 - 2QU CoRE ¦ 2QU LoRE | Non-Red Flag Warning - Catastrophic Fires | Contamination | Aggregated | 2053 | 5.0488e-08 | 543.1039 | 2.742e-05 | 2053 | Mitigation | 0.95 | 45 | 0 | esc | 0.00097009 | 4.8977e-11 | 0.00097009 | 4.8977e-11
[79 empty] | WLDFR | HFTD - Distribution - Tier 2 - 5QU CoRE ¦ 4QU LoRE | Non-Red Flag Warning - Small Fires | 2054 | 3.0185e-06 | 3.0185e-06 | 0.10489 | 0.048274 | 0.002095 | 0.054525 | 0 | 0 | 0.0033768 | 3.1663e-07 | 0 | 3.1663e-07 | 3.1663e-07 | 0 | 3.1663e-07 | 0 | 1.7515e-06 | 3.8394e-06 | 0 | 3.8394e-06 | 0 | 0.00021297 | 0.00042594 | 0 | 0.00042594 | [12 empty] | 7.3.3.17.5 (Remote Grid) Updates to grid topology to minimize risk of ignition in HFTDs Remote GridWLDFRContaminationAggregated | WLDFR | HFTD - Distribution - Tier 2 - 2QU CoRE ¦ 2QU LoRE | Non-Red Flag Warning - Catastrophic Fires | Contamination | Aggregated | 2054 | 5.0488e-08 | 543.1039 | 2.742e-05 | 2054 | Mitigation | 0.95 | 45 | 0 | esc | 0.00097009 | 4.8977e-11 | 0.00097009 | 4.8977e-11
[79 empty] | WLDFR | HFTD - Distribution - Tier 2 - 5QU CoRE ¦ 4QU LoRE | Non-Red Flag Warning - Small Fires | 2055 | 3.0185e-06 | 3.0185e-06 | 0.10489 | 0.048274 | 0.002095 | 0.054525 | 0 | 0 | 0.0033768 | 3.1663e-07 | 0 | 3.1663e-07 | 3.1663e-07 | 0 | 3.1663e-07 | 0 | 1.7515e-06 | 3.8394e-06 | 0 | 3.8394e-06 | 0 | 0.00021297 | 0.00042594 | 0 | 0.00042594 | [12 empty] | 7.3.3.17.5 (Remote Grid) Updates to grid topology to minimize risk of ignition in HFTDs Remote GridWLDFRContaminationAggregated | WLDFR | HFTD - Distribution - Tier 2 - 2QU CoRE ¦ 2QU LoRE | Non-Red Flag Warning - Catastrophic Fires | Contamination | Aggregated | 2055 | 5.0488e-08 | 543.1039 | 2.742e-05 | 2055 | Mitigation | 0.95 | 45 | 0 | esc | 0.00097009 | 4.8977e-11 | 0.00097009 | 4.8977e-11
[79 empty] | WLDFR | HFTD - Distribution - Tier 2 - 5QU CoRE ¦ 4QU LoRE | Non-Red Flag Warning - Small Fires | 2056 | 3.0185e-06 | 3.0185e-06 | 0.10489 | 0.048274 | 0.002095 | 0.054525 | 0 | 0 | 0.0033768 | 3.1663e-07 | 0 | 3.1663e-07 | 3.1663e-07 | 0 | 3.1663e-07 | 0 | 1.8371e-06 | 4.0271e-06 | 0 | 4.0271e-06 | 0 | 0.00022353 | 0.00044706 | 0 | 0.00044706 | [12 empty] | 7.3.3.17.5 (Remote Grid) Updates to grid topology to minimize risk of ignition in HFTDs Remote GridWLDFRContaminationAggregated | WLDFR | HFTD - Distribution - Tier 2 - 2QU CoRE ¦ 2QU LoRE | Non-Red Flag Warning - Catastrophic Fires | Contamination | Aggregated | 2056 | 5.0488e-08 | 543.1039 | 2.742e-05 | 2056 | Mitigation | 0.95 | 45 | 0 | esc | 0.00097009 | 4.8977e-11 | 0.00097009 | 4.8977e-11
[79 empty] | WLDFR | HFTD - Distribution - Tier 2 - 5QU CoRE ¦ 4QU LoRE | Non-Red Flag Warning - Small Fires | 2057 | 3.0185e-06 | 3.0185e-06 | 0.10489 | 0.048274 | 0.002095 | 0.054525 | 0 | 0 | 0.0033768 | 3.1663e-07 | 0 | 3.1663e-07 | 3.1663e-07 | 0 | 3.1663e-07 | 0 | 1.8371e-06 | 4.0271e-06 | 0 | 4.0271e-06 | 0 | 0.00022353 | 0.00044706 | 0 | 0.00044706 | [12 empty] | 7.3.3.17.5 (Remote Grid) Updates to grid topology to minimize risk of ignition in HFTDs Remote GridWLDFRContaminationAggregated | WLDFR | HFTD - Distribution - Tier 2 - 2QU CoRE ¦ 2QU LoRE | Non-Red Flag Warning - Catastrophic Fires | Contamination | Aggregated | 2057 | 5.0488e-08 | 543.1039 | 2.742e-05 | 2057 | Mitigation | 0.95 | 45 | 0 | esc | 0.00097009 | 4.8977e-11 | 0.00097009 | 4.8977e-11
[79 empty] | WLDFR | HFTD - Distribution - Tier 2 - 5QU CoRE ¦ 4QU LoRE | Non-Red Flag Warning - Small Fires | 2058 | 3.0185e-06 | 3.0185e-06 | 0.1099 | 0.050325 | 0.0021839 | 0.057393 | 0 | 0 | 0.0033768 | 3.3174e-07 | 0 | 3.3174e-07 | 3.3174e-07 | 0 | 3.3174e-07 | 0 | 1.8371e-06 | 4.0271e-06 | 0 | 4.0271e-06 | 0 | 0.00022353 | 0.00044706 | 0 | 0.00044706 | [12 empty] | 7.3.3.17.5 (Remote Grid) Updates to grid topology to minimize risk of ignition in HFTDs Remote GridWLDFRContaminationAggregated | WLDFR | HFTD - Distribution - Tier 2 - 2QU CoRE ¦ 2QU LoRE | Non-Red Flag Warning - Catastrophic Fires | Contamination | Aggregated | 2058 | 5.0488e-08 | 543.1039 | 2.742e-05 | 2058 | Mitigation | 0.95 | 45 | 0 | esc | 0.00097009 | 4.8977e-11 | 0.00097009 | 4.8977e-11
[79 empty] | WLDFR | HFTD - Distribution - Tier 2 - 5QU CoRE ¦ 4QU LoRE | Non-Red Flag Warning - Small Fires | 2059 | 3.0185e-06 | 3.0185e-06 | 0.1099 | 0.050325 | 0.0021839 | 0.057393 | 0 | 0 | 0.0033768 | 3.3174e-07 | 0 | 3.3174e-07 | 3.3174e-07 | 0 | 3.3174e-07 | 0 | 1.8371e-06 | 4.0271e-06 | 0 | 4.0271e-06 | 0 | 0.00022353 | 0.00044706 | 0 | 0.00044706 | [12 empty] | 7.3.3.17.5 (Remote Grid) Updates to grid topology to minimize risk of ignition in HFTDs Remote GridWLDFRContaminationAggregated | WLDFR | HFTD - Distribution - Tier 2 - 2QU CoRE ¦ 2QU LoRE | Non-Red Flag Warning - Catastrophic Fires | Contamination | Aggregated | 2059 | 5.0488e-08 | 543.1039 | 2.742e-05 | 2059 | Mitigation | 0.95 | 45 | 0 | esc | 0.00097009 | 4.8977e-11 | 0.00097009 | 4.8977e-11
[79 empty] | WLDFR | HFTD - Distribution - Tier 2 - 5QU CoRE ¦ 4QU LoRE | Non-Red Flag Warning - Small Fires | 2060 | 3.0185e-06 | 3.0185e-06 | 0.1099 | 0.050325 | 0.0021839 | 0.057393 | 0 | 0 | 0.0033768 | 3.3174e-07 | 0 | 3.3174e-07 | 3.3174e-07 | 0 | 3.3174e-07 | 0 | 1.8371e-06 | 4.0271e-06 | 0 | 4.0271e-06 | 0 | 0.00022353 | 0.00044706 | 0 | 0.00044706 | [12 empty] | 7.3.3.17.5 (Remote Grid) Updates to grid topology to minimize risk of ignition in HFTDs Remote GridWLDFRContaminationAggregated | WLDFR | HFTD - Distribution - Tier 2 - 2QU CoRE ¦ 2QU LoRE | Non-Red Flag Warning - Catastrophic Fires | Contamination | Aggregated | 2060 | 5.0488e-08 | 543.1039 | 2.742e-05 | 2060 | Mitigation | 0.95 | 45 | 0 | esc | 0.00097009 | 4.8977e-11 | 0.00097009 | 4.8977e-11
[79 empty] | WLDFR | HFTD - Distribution - Tier 2 - 5QU CoRE ¦ 4QU LoRE | Non-Red Flag Warning - Small Fires | 2061 | 3.0185e-06 | 3.0185e-06 | 0.1099 | 0.050325 | 0.0021839 | 0.057393 | 0 | 0 | 0.0033768 | 3.3174e-07 | 0 | 3.3174e-07 | 3.3174e-07 | 0 | 3.3174e-07 | 0 | 1.9282e-06 | 4.2268e-06 | 0 | 4.2268e-06 | 0 | 0.00023459 | 0.00046918 | 0 | 0.00046918 | [12 empty] | 7.3.3.17.5 (Remote Grid) Updates to grid topology to minimize risk of ignition in HFTDs Remote GridWLDFRContaminationAggregated | WLDFR | HFTD - Distribution - Tier 2 - 2QU CoRE ¦ 2QU LoRE | Non-Red Flag Warning - Catastrophic Fires | Contamination | Aggregated | 2061 | 5.0488e-08 | 543.1039 | 2.742e-05 | 2061 | Mitigation | 0.95 | 45 | 0 | esc | 0.00097009 | 4.8977e-11 | 0.00097009 | 4.8977e-11
[79 empty] | WLDFR | HFTD - Distribution - Tier 2 - 5QU CoRE ¦ 4QU LoRE | Non-Red Flag Warning - Small Fires | 2062 | 3.0185e-06 | 3.0185e-06 | 0.1099 | 0.050325 | 0.0021839 | 0.057393 | 0 | 0 | 0.0033768 | 3.3174e-07 | 0 | 3.3174e-07 | 3.3174e-07 | 0 | 3.3174e-07 | 0 | 1.9282e-06 | 4.2268e-06 | 0 | 4.2268e-06 | 0 | 0.00023459 | 0.00046918 | 0 | 0.00046918 | [12 empty] | 7.3.3.17.5 (Remote Grid) Updates to grid topology to minimize risk of ignition in HFTDs Remote GridWLDFRContaminationAggregated | WLDFR | HFTD - Distribution - Tier 2 - 2QU CoRE ¦ 2QU LoRE | Non-Red Flag Warning - Catastrophic Fires | Contamination | Aggregated | 2062 | 5.0488e-08 | 543.1039 | 2.742e-05 | 2062 | Mitigation | 0.95 | 45 | 0 | esc | 0.00097009 | 4.8977e-11 | 0.00097009 | 4.8977e-11
[79 empty] | WLDFR | HFTD - Distribution - Tier 2 - 5QU CoRE ¦ 4QU LoRE | Non-Red Flag Warning - Small Fires | 2063 | 3.0185e-06 | 3.0185e-06 | 0.11504 | 0.052388 | 0.0022734 | 0.060377 | 0 | 0 | 0.0033768 | 3.4725e-07 | 0 | 3.4725e-07 | 3.4725e-07 | 0 | 3.4725e-07 | 0 | 1.9282e-06 | 4.2268e-06 | 0 | 4.2268e-06 | 0 | 0.00023459 | 0.00046918 | 0 | 0.00046918 | [12 empty] | 7.3.3.17.5 (Remote Grid) Updates to grid topology to minimize risk of ignition in HFTDs Remote GridWLDFRContaminationAggregated | WLDFR | HFTD - Distribution - Tier 2 - 2QU CoRE ¦ 2QU LoRE | Non-Red Flag Warning - Catastrophic Fires | Contamination | Aggregated | 2063 | 5.0488e-08 | 543.1039 | 2.742e-05 | 2063 | Mitigation | 0.95 | 45 | 0 | esc | 0.00097009 | 4.8977e-11 | 0.00097009 | 4.8977e-11
[79 empty] | WLDFR | HFTD - Distribution - Tier 2 - 5QU CoRE ¦ 4QU LoRE | Non-Red Flag Warning - Small Fires | 2064 | 3.0185e-06 | 3.0185e-06 | 0.11504 | 0.052388 | 0.0022734 | 0.060377 | 0 | 0 | 0.0033768 | 3.4725e-07 | 0 | 3.4725e-07 | 3.4725e-07 | 0 | 3.4725e-07 | 0 | 1.9282e-06 | 4.2268e-06 | 0 | 4.2268e-06 | 0 | 0.00023459 | 0.00046918 | 0 | 0.00046918 | [12 empty] | 7.3.3.17.5 (Remote Grid) Updates to grid topology to minimize risk of ignition in HFTDs Remote GridWLDFRContaminationAggregated | WLDFR | HFTD - Distribution - Tier 2 - 2QU CoRE ¦ 2QU LoRE | Non-Red Flag Warning - Catastrophic Fires | Contamination | Aggregated | 2064 | 5.0488e-08 | 543.1039 | 2.742e-05 | 2064 | Mitigation | 0.95 | 45 | 0 | esc | 0.00097009 | 4.8977e-11 | 0.00097009 | 4.8977e-11
[79 empty] | WLDFR | HFTD - Distribution - Tier 2 - 5QU CoRE ¦ 4QU LoRE | Non-Red Flag Warning - Small Fires | 2065 | 3.0185e-06 | 3.0185e-06 | 0.11504 | 0.052388 | 0.0022734 | 0.060377 | 0 | 0 | 0.0033768 | 3.4725e-07 | 0 | 3.4725e-07 | 3.4725e-07 | 0 | 3.4725e-07 | 0 | 1.9282e-06 | 4.2268e-06 | 0 | 4.2268e-06 | 0 | 0 | 0.00046918 | 0 | 0.00046918 | [12 empty] | 7.3.3.17.5 (Remote Grid) Updates to grid topology to minimize risk of ignition in HFTDs Remote GridWLDFRContaminationAggregated | WLDFR | HFTD - Distribution - Tier 2 - 2QU CoRE ¦ 2QU LoRE | Non-Red Flag Warning - Catastrophic Fires | Contamination | Aggregated | 2065 | 5.0488e-08 | 543.1039 | 2.742e-05 | 2065 | Mitigation | 0.95 | 45 | 0 | esc | 0.00097009 | 4.8977e-11 | 0.00097009 | 4.8977e-11
[79 empty] | WLDFR | HFTD - Distribution - Tier 2 - 5QU CoRE ¦ 4QU LoRE | Non-Red Flag Warning - Small Fires | 2066 | 3.0185e-06 | 3.0185e-06 | 0.11504 | 0.052388 | 0.0022734 | 0.060377 | 0 | 0 | 0.0033768 | 3.4725e-07 | 0 | 3.4725e-07 | 3.4725e-07 | 0 | 3.4725e-07 | 0 | 2.0237e-06 | 4.4359e-06 | 0 | 4.4359e-06 | 0 | 0 | 0 | 0 | 0 | [12 empty] | 7.3.3.17.5 (Remote Grid) Updates to grid topology to minimize risk of ignition in HFTDs Remote GridWLDFRContaminationAggregated | WLDFR | HFTD - Distribution - Tier 2 - 2QU CoRE ¦ 2QU LoRE | Non-Red Flag Warning - Catastrophic Fires | Contamination | Aggregated | 2066 | 5.0488e-08 | 543.1039 | 2.742e-05 | 2066 | Mitigation | 0.95 | 45 | 0 | esc | 0.00097009 | 4.8977e-11 | 0.00097009 | 4.8977e-11
[79 empty] | WLDFR | HFTD - Distribution - Tier 2 - 5QU CoRE ¦ 4QU LoRE | Non-Red Flag Warning - Small Fires | 2067 | 0 | 3.0185e-06 | 0.11504 | 0.052388 | 0.0022734 | 0.060377 | 0 | 0 | 0.0033768 | 0 | 0 | 0 | 3.4725e-07 | 0 | 3.4725e-07 | 0 | 2.0237e-06 | 4.4359e-06 | 0 | 4.4359e-06 | 0 | 0 | 0 | 0 | 0 | [12 empty] | 7.3.3.17.5 (Remote Grid) Updates to grid topology to minimize risk of ignition in HFTDs Remote GridWLDFRContaminationAggregated | WLDFR | HFTD - Distribution - Tier 2 - 2QU CoRE ¦ 2QU LoRE | Non-Red Flag Warning - Catastrophic Fires | Contamination | Aggregated | 2067 | 5.0488e-08 | 543.1039 | 2.742e-05 | 2067 | Mitigation | 0.95 | 45 | 0 | esc | 0 | 0 | 0.00097009 | 4.8977e-11
[79 empty] | WLDFR | HFTD - Distribution - Tier 2 - 5QU CoRE ¦ 4QU LoRE | Red Flag Warning - Catastrophic Fires | 2022 | 1.2298e-09 | 0 | 14146.1306 | 222.2294 | 8585.7228 | 5338.1784 | 0 | 0 | 1.2678e-06 | 1.7397e-05 | 0 | 1.7397e-05 | 0 | 0 | 0 | 0 | 2.0237e-06 | 4.4359e-06 | 0 | 4.4359e-06 | 0 | 9.6766e-07 | 0 | 0 | 0 | [12 empty] | 7.3.3.17.5 (Remote Grid) Updates to grid topology to minimize risk of ignition in HFTDs Remote GridWLDFREquipment / facility failureAggregated | WLDFR | HFTD - Distribution - Tier 2 - 2QU CoRE ¦ 2QU LoRE | Non-Red Flag Warning - Catastrophic Fires | Equipment / facility failure | Aggregated | 2022 | 8.2819e-08 | 543.1039 | 4.4979e-05 | 2022 | Mitigation | 0.95 | 45 | 0 | esc | 0.00097009 | 8.0342e-11 | 0 | 0
[79 empty] | WLDFR | HFTD - Distribution - Tier 2 - 5QU CoRE ¦ 4QU LoRE | Red Flag Warning - Catastrophic Fires | 2023 | 1.2298e-09 | 1.2298e-09 | 14664.6376 | 233.2301 | 8896.516 | 5534.8915 | 0 | 0 | 1.2678e-06 | 1.8035e-05 | 0 | 1.8035e-05 | 1.8035e-05 | 0 | 1.8035e-05 | 0 | 2.0237e-06 | 4.4359e-06 | 0 | 4.4359e-06 | 0 | 1.011e-06 | 2.0219e-06 | 0 | 2.0219e-06 | [12 empty] | 7.3.3.17.5 (Remote Grid) Updates to grid topology to minimize risk of ignition in HFTDs Remote GridWLDFREquipment / facility failureAggregated | WLDFR | HFTD - Distribution - Tier 2 - 2QU CoRE ¦ 2QU LoRE | Non-Red Flag Warning - Catastrophic Fires | Equipment / facility failure | Aggregated | 2023 | 8.2819e-08 | 543.1039 | 4.4979e-05 | 2023 | Mitigation | 0.95 | 45 | 0 | esc | 0.00097009 | 8.0342e-11 | 0.00097009 | 8.0342e-11
[79 empty] | WLDFR | HFTD - Distribution - Tier 2 - 5QU CoRE ¦ 4QU LoRE | Red Flag Warning - Catastrophic Fires | 2024 | 1.2298e-09 | 1.2298e-09 | 14664.6376 | 233.2301 | 8896.516 | 5534.8915 | 0 | 0 | 1.2678e-06 | 1.8035e-05 | 0 | 1.8035e-05 | 1.8035e-05 | 0 | 1.8035e-05 | 0 | 2.0237e-06 | 4.4359e-06 | 0 | 4.4359e-06 | 0 | 1.011e-06 | 2.0219e-06 | 0 | 2.0219e-06 | [12 empty] | 7.3.3.17.5 (Remote Grid) Updates to grid topology to minimize risk of ignition in HFTDs Remote GridWLDFREquipment / facility failureAggregated | WLDFR | HFTD - Distribution - Tier 2 - 2QU CoRE ¦ 2QU LoRE | Non-Red Flag Warning - Catastrophic Fires | Equipment / facility failure | Aggregated | 2024 | 8.2819e-08 | 543.1039 | 4.4979e-05 | 2024 | Mitigation | 0.95 | 45 | 0 | esc | 0.00097009 | 8.0342e-11 | 0.00097009 | 8.0342e-11
[79 empty] | WLDFR | HFTD - Distribution - Tier 2 - 5QU CoRE ¦ 4QU LoRE | Red Flag Warning - Catastrophic Fires | 2025 | 1.2298e-09 | 1.2298e-09 | 14664.6376 | 233.2301 | 8896.516 | 5534.8915 | 0 | 0 | 1.2678e-06 | 1.8035e-05 | 0 | 1.8035e-05 | 1.8035e-05 | 0 | 1.8035e-05 | 0 | 2.1222e-06 | 4.6519e-06 | 0 | 4.6519e-06 | 0 | 1.011e-06 | 2.0219e-06 | 0 | 2.0219e-06 | [12 empty] | 7.3.3.17.5 (Remote Grid) Updates to grid topology to minimize risk of ignition in HFTDs Remote GridWLDFREquipment / facility failureAggregated | WLDFR | HFTD - Distribution - Tier 2 - 2QU CoRE ¦ 2QU LoRE | Non-Red Flag Warning - Catastrophic Fires | Equipment / facility failure | Aggregated | 2025 | 8.2819e-08 | 543.1039 | 4.4979e-05 | 2025 | Mitigation | 0.95 | 45 | 0 | esc | 0.00097009 | 8.0342e-11 | 0.00097009 | 8.0342e-11
[79 empty] | WLDFR | HFTD - Distribution - Tier 2 - 5QU CoRE ¦ 4QU LoRE | Red Flag Warning - Catastrophic Fires | 2026 | 1.2298e-09 | 1.2298e-09 | 14664.6376 | 233.2301 | 8896.516 | 5534.8915 | 0 | 0 | 1.2678e-06 | 1.8035e-05 | 0 | 1.8035e-05 | 1.8035e-05 | 0 | 1.8035e-05 | 0 | 2.1222e-06 | 4.6519e-06 | 0 | 4.6519e-06 | 0 | 1.011e-06 | 2.0219e-06 | 0 | 2.0219e-06 | [12 empty] | 7.3.3.17.5 (Remote Grid) Updates to grid topology to minimize risk of ignition in HFTDs Remote GridWLDFREquipment / facility failureAggregated | WLDFR | HFTD - Distribution - Tier 2 - 2QU CoRE ¦ 2QU LoRE | Non-Red Flag Warning - Catastrophic Fires | Equipment / facility failure | Aggregated | 2026 | 8.2819e-08 | 543.1039 | 4.4979e-05 | 2026 | Mitigation | 0.95 | 45 | 0 | esc | 0.00097009 | 8.0342e-11 | 0.00097009 | 8.0342e-11
[79 empty] | WLDFR | HFTD - Distribution - Tier 2 - 5QU CoRE ¦ 4QU LoRE | Red Flag Warning - Catastrophic Fires | 2027 | 1.2298e-09 | 1.2298e-09 | 14664.6376 | 233.2301 | 8896.516 | 5534.8915 | 0 | 0 | 1.2678e-06 | 1.8035e-05 | 0 | 1.8035e-05 | 1.8035e-05 | 0 | 1.8035e-05 | 0 | 2.1222e-06 | 4.6519e-06 | 0 | 4.6519e-06 | 0 | 1.011e-06 | 2.0219e-06 | 0 | 2.0219e-06 | [12 empty] | 7.3.3.17.5 (Remote Grid) Updates to grid topology to minimize risk of ignition in HFTDs Remote GridWLDFREquipment / facility failureAggregated | WLDFR | HFTD - Distribution - Tier 2 - 2QU CoRE ¦ 2QU LoRE | Non-Red Flag Warning - Catastrophic Fires | Equipment / facility failure | Aggregated | 2027 | 8.2819e-08 | 543.1039 | 4.4979e-05 | 2027 | Mitigation | 0.95 | 45 | 0 | esc | 0.00097009 | 8.0342e-11 | 0.00097009 | 8.0342e-11
[79 empty] | WLDFR | HFTD - Distribution - Tier 2 - 5QU CoRE ¦ 4QU LoRE | Red Flag Warning - Catastrophic Fires | 2028 | 1.2298e-09 | 1.2298e-09 | 15317.9909 | 247.273 | 9287.6491 | 5783.0689 | 0 | 0 | 1.2678e-06 | 1.8839e-05 | 0 | 1.8839e-05 | 1.8839e-05 | 0 | 1.8839e-05 | 0 | 2.1222e-06 | 4.6519e-06 | 0 | 4.6519e-06 | 0 | 1.0667e-06 | 2.1334e-06 | 0 | 2.1334e-06 | [12 empty] | 7.3.3.17.5 (Remote Grid) Updates to grid topology to minimize risk of ignition in HFTDs Remote GridWLDFREquipment / facility failureAggregated | WLDFR | HFTD - Distribution - Tier 2 - 2QU CoRE ¦ 2QU LoRE | Non-Red Flag Warning - Catastrophic Fires | Equipment / facility failure | Aggregated | 2028 | 8.2819e-08 | 543.1039 | 4.4979e-05 | 2028 | Mitigation | 0.95 | 45 | 0 | esc | 0.00097009 | 8.0342e-11 | 0.00097009 | 8.0342e-11
[79 empty] | WLDFR | HFTD - Distribution - Tier 2 - 5QU CoRE ¦ 4QU LoRE | Red Flag Warning - Catastrophic Fires | 2029 | 1.2298e-09 | 1.2298e-09 | 15317.9909 | 247.273 | 9287.6491 | 5783.0689 | 0 | 0 | 1.2678e-06 | 1.8839e-05 | 0 | 1.8839e-05 | 1.8839e-05 | 0 | 1.8839e-05 | 0 | 2.1222e-06 | 4.6519e-06 | 0 | 4.6519e-06 | 0 | 1.0667e-06 | 2.1334e-06 | 0 | 2.1334e-06 | [12 empty] | 7.3.3.17.5 (Remote Grid) Updates to grid topology to minimize risk of ignition in HFTDs Remote GridWLDFREquipment / facility failureAggregated | WLDFR | HFTD - Distribution - Tier 2 - 2QU CoRE ¦ 2QU LoRE | Non-Red Flag Warning - Catastrophic Fires | Equipment / facility failure | Aggregated | 2029 | 8.2819e-08 | 543.1039 | 4.4979e-05 | 2029 | Mitigation | 0.95 | 45 | 0 | esc | 0.00097009 | 8.0342e-11 | 0.00097009 | 8.0342e-11
[79 empty] | WLDFR | HFTD - Distribution - Tier 2 - 5QU CoRE ¦ 4QU LoRE | Red Flag Warning - Catastrophic Fires | 2030 | 1.2298e-09 | 1.2298e-09 | 15317.9909 | 247.273 | 9287.6491 | 5783.0689 | 0 | 0 | 1.2678e-06 | 1.8839e-05 | 0 | 1.8839e-05 | 1.8839e-05 | 0 | 1.8839e-05 | 0 | 2.2226e-06 | 4.872e-06 | 0 | 4.872e-06 | 0 | 1.0667e-06 | 2.1334e-06 | 0 | 2.1334e-06 | [12 empty] | 7.3.3.17.5 (Remote Grid) Updates to grid topology to minimize risk of ignition in HFTDs Remote GridWLDFREquipment / facility failureAggregated | WLDFR | HFTD - Distribution - Tier 2 - 2QU CoRE ¦ 2QU LoRE | Non-Red Flag Warning - Catastrophic Fires | Equipment / facility failure | Aggregated | 2030 | 8.2819e-08 | 543.1039 | 4.4979e-05 | 2030 | Mitigation | 0.95 | 45 | 0 | esc | 0.00097009 | 8.0342e-11 | 0.00097009 | 8.0342e-11
[79 empty] | WLDFR | HFTD - Distribution - Tier 2 - 5QU CoRE ¦ 4QU LoRE | Red Flag Warning - Catastrophic Fires | 2031 | 1.2298e-09 | 1.2298e-09 | 15317.9909 | 247.273 | 9287.6491 | 5783.0689 | 0 | 0 | 1.2678e-06 | 1.8839e-05 | 0 | 1.8839e-05 | 1.8839e-05 | 0 | 1.8839e-05 | 0 | 2.2226e-06 | 4.872e-06 | 0 | 4.872e-06 | 0 | 1.0667e-06 | 2.1334e-06 | 0 | 2.1334e-06 | [12 empty] | 7.3.3.17.5 (Remote Grid) Updates to grid topology to minimize risk of ignition in HFTDs Remote GridWLDFREquipment / facility failureAggregated | WLDFR | HFTD - Distribution - Tier 2 - 2QU CoRE ¦ 2QU LoRE | Non-Red Flag Warning - Catastrophic Fires | Equipment / facility failure | Aggregated | 2031 | 8.2819e-08 | 543.1039 | 4.4979e-05 | 2031 | Mitigation | 0.95 | 45 | 0 | esc | 0.00097009 | 8.0342e-11 | 0.00097009 | 8.0342e-11
[79 empty] | WLDFR | HFTD - Distribution - Tier 2 - 5QU CoRE ¦ 4QU LoRE | Red Flag Warning - Catastrophic Fires | 2032 | 1.2298e-09 | 1.2298e-09 | 15317.9909 | 247.273 | 9287.6491 | 5783.0689 | 0 | 0 | 1.2678e-06 | 1.8839e-05 | 0 | 1.8839e-05 | 1.8839e-05 | 0 | 1.8839e-05 | 0 | 2.2226e-06 | 4.872e-06 | 0 | 4.872e-06 | 0 | 1.0667e-06 | 2.1334e-06 | 0 | 2.1334e-06 | [12 empty] | 7.3.3.17.5 (Remote Grid) Updates to grid topology to minimize risk of ignition in HFTDs Remote GridWLDFREquipment / facility failureAggregated | WLDFR | HFTD - Distribution - Tier 2 - 2QU CoRE ¦ 2QU LoRE | Non-Red Flag Warning - Catastrophic Fires | Equipment / facility failure | Aggregated | 2032 | 8.2819e-08 | 543.1039 | 4.4979e-05 | 2032 | Mitigation | 0.95 | 45 | 0 | esc | 0.00097009 | 8.0342e-11 | 0.00097009 | 8.0342e-11
[79 empty] | WLDFR | HFTD - Distribution - Tier 2 - 5QU CoRE ¦ 4QU LoRE | Red Flag Warning - Catastrophic Fires | 2033 | 1.2298e-09 | 1.2298e-09 | 16044.1264 | 263.1074 | 9721.74 | 6059.2791 | 0 | 0 | 1.2678e-06 | 1.9732e-05 | 0 | 1.9732e-05 | 1.9732e-05 | 0 | 1.9732e-05 | 0 | 2.2226e-06 | 4.872e-06 | 0 | 4.872e-06 | 0 | 1.1301e-06 | 2.2603e-06 | 0 | 2.2603e-06 | [12 empty] | 7.3.3.17.5 (Remote Grid) Updates to grid topology to minimize risk of ignition in HFTDs Remote GridWLDFREquipment / facility failureAggregated | WLDFR | HFTD - Distribution - Tier 2 - 2QU CoRE ¦ 2QU LoRE | Non-Red Flag Warning - Catastrophic Fires | Equipment / facility failure | Aggregated | 2033 | 8.2819e-08 | 543.1039 | 4.4979e-05 | 2033 | Mitigation | 0.95 | 45 | 0 | esc | 0.00097009 | 8.0342e-11 | 0.00097009 | 8.0342e-11
[79 empty] | WLDFR | HFTD - Distribution - Tier 2 - 5QU CoRE ¦ 4QU LoRE | Red Flag Warning - Catastrophic Fires | 2034 | 1.2298e-09 | 1.2298e-09 | 16044.1264 | 263.1074 | 9721.74 | 6059.2791 | 0 | 0 | 1.2678e-06 | 1.9732e-05 | 0 | 1.9732e-05 | 1.9732e-05 | 0 | 1.9732e-05 | 0 | 2.2226e-06 | 4.872e-06 | 0 | 4.872e-06 | 0 | 1.1301e-06 | 2.2603e-06 | 0 | 2.2603e-06 | [12 empty] | 7.3.3.17.5 (Remote Grid) Updates to grid topology to minimize risk of ignition in HFTDs Remote GridWLDFREquipment / facility failureAggregated | WLDFR | HFTD - Distribution - Tier 2 - 2QU CoRE ¦ 2QU LoRE | Non-Red Flag Warning - Catastrophic Fires | Equipment / facility failure | Aggregated | 2034 | 8.2819e-08 | 543.1039 | 4.4979e-05 | 2034 | Mitigation | 0.95 | 45 | 0 | esc | 0.00097009 | 8.0342e-11 | 0.00097009 | 8.0342e-11
[79 empty] | WLDFR | HFTD - Distribution - Tier 2 - 5QU CoRE ¦ 4QU LoRE | Red Flag Warning - Catastrophic Fires | 2035 | 1.2298e-09 | 1.2298e-09 | 16044.1264 | 263.1074 | 9721.74 | 6059.2791 | 0 | 0 | 1.2678e-06 | 1.9732e-05 | 0 | 1.9732e-05 | 1.9732e-05 | 0 | 1.9732e-05 | 0 | 2.3237e-06 | 5.0937e-06 | 0 | 5.0937e-06 | 0 | 1.1301e-06 | 2.2603e-06 | 0 | 2.2603e-06 | [12 empty] | 7.3.3.17.5 (Remote Grid) Updates to grid topology to minimize risk of ignition in HFTDs Remote GridWLDFREquipment / facility failureAggregated | WLDFR | HFTD - Distribution - Tier 2 - 2QU CoRE ¦ 2QU LoRE | Non-Red Flag Warning - Catastrophic Fires | Equipment / facility failure | Aggregated | 2035 | 8.2819e-08 | 543.1039 | 4.4979e-05 | 2035 | Mitigation | 0.95 | 45 | 0 | esc | 0.00097009 | 8.0342e-11 | 0.00097009 | 8.0342e-11
[79 empty] | WLDFR | HFTD - Distribution - Tier 2 - 5QU CoRE ¦ 4QU LoRE | Red Flag Warning - Catastrophic Fires | 2036 | 1.2298e-09 | 1.2298e-09 | 16044.1264 | 263.1074 | 9721.74 | 6059.2791 | 0 | 0 | 1.2678e-06 | 1.9732e-05 | 0 | 1.9732e-05 | 1.9732e-05 | 0 | 1.9732e-05 | 0 | 2.3237e-06 | 5.0937e-06 | 0 | 5.0937e-06 | 0 | 1.1301e-06 | 2.2603e-06 | 0 | 2.2603e-06 | [12 empty] | 7.3.3.17.5 (Remote Grid) Updates to grid topology to minimize risk of ignition in HFTDs Remote GridWLDFREquipment / facility failureAggregated | WLDFR | HFTD - Distribution - Tier 2 - 2QU CoRE ¦ 2QU LoRE | Non-Red Flag Warning - Catastrophic Fires | Equipment / facility failure | Aggregated | 2036 | 8.2819e-08 | 543.1039 | 4.4979e-05 | 2036 | Mitigation | 0.95 | 45 | 0 | esc | 0.00097009 | 8.0342e-11 | 0.00097009 | 8.0342e-11
[79 empty] | WLDFR | HFTD - Distribution - Tier 2 - 5QU CoRE ¦ 4QU LoRE | Red Flag Warning - Catastrophic Fires | 2037 | 1.2298e-09 | 1.2298e-09 | 16044.1264 | 263.1074 | 9721.74 | 6059.2791 | 0 | 0 | 1.2678e-06 | 1.9732e-05 | 0 | 1.9732e-05 | 1.9732e-05 | 0 | 1.9732e-05 | 0 | 2.3237e-06 | 5.0937e-06 | 0 | 5.0937e-06 | 0 | 1.1301e-06 | 2.2603e-06 | 0 | 2.2603e-06 | [12 empty] | 7.3.3.17.5 (Remote Grid) Updates to grid topology to minimize risk of ignition in HFTDs Remote GridWLDFREquipment / facility failureAggregated | WLDFR | HFTD - Distribution - Tier 2 - 2QU CoRE ¦ 2QU LoRE | Non-Red Flag Warning - Catastrophic Fires | Equipment / facility failure | Aggregated | 2037 | 8.2819e-08 | 543.1039 | 4.4979e-05 | 2037 | Mitigation | 0.95 | 45 | 0 | esc | 0.00097009 | 8.0342e-11 | 0.00097009 | 8.0342e-11
[79 empty] | WLDFR | HFTD - Distribution - Tier 2 - 5QU CoRE ¦ 4QU LoRE | Red Flag Warning - Catastrophic Fires | 2038 | 1.2298e-09 | 1.2298e-09 | 16832.3912 | 280.5544 | 10192.2718 | 6359.5651 | 0 | 0 | 1.2678e-06 | 2.0701e-05 | 0 | 2.0701e-05 | 2.0701e-05 | 0 | 2.0701e-05 | 0 | 2.3237e-06 | 5.0937e-06 | 0 | 5.0937e-06 | 0 | 1.2007e-06 | 2.4015e-06 | 0 | 2.4015e-06 | [12 empty] | 7.3.3.17.5 (Remote Grid) Updates to grid topology to minimize risk of ignition in HFTDs Remote GridWLDFREquipment / facility failureAggregated | WLDFR | HFTD - Distribution - Tier 2 - 2QU CoRE ¦ 2QU LoRE | Non-Red Flag Warning - Catastrophic Fires | Equipment / facility failure | Aggregated | 2038 | 8.2819e-08 | 543.1039 | 4.4979e-05 | 2038 | Mitigation | 0.95 | 45 | 0 | esc | 0.00097009 | 8.0342e-11 | 0.00097009 | 8.0342e-11
[79 empty] | WLDFR | HFTD - Distribution - Tier 2 - 5QU CoRE ¦ 4QU LoRE | Red Flag Warning - Catastrophic Fires | 2039 | 1.2298e-09 | 1.2298e-09 | 16832.3912 | 280.5544 | 10192.2718 | 6359.5651 | 0 | 0 | 1.2678e-06 | 2.0701e-05 | 0 | 2.0701e-05 | 2.0701e-05 | 0 | 2.0701e-05 | 0 | 2.3237e-06 | 5.0937e-06 | 0 | 5.0937e-06 | 0 | 1.2007e-06 | 2.4015e-06 | 0 | 2.4015e-06 | [12 empty] | 7.3.3.17.5 (Remote Grid) Updates to grid topology to minimize risk of ignition in HFTDs Remote GridWLDFREquipment / facility failureAggregated | WLDFR | HFTD - Distribution - Tier 2 - 2QU CoRE ¦ 2QU LoRE | Non-Red Flag Warning - Catastrophic Fires | Equipment / facility failure | Aggregated | 2039 | 8.2819e-08 | 543.1039 | 4.4979e-05 | 2039 | Mitigation | 0.95 | 45 | 0 | esc | 0.00097009 | 8.0342e-11 | 0.00097009 | 8.0342e-11
[79 empty] | WLDFR | HFTD - Distribution - Tier 2 - 5QU CoRE ¦ 4QU LoRE | Red Flag Warning - Catastrophic Fires | 2040 | 1.2298e-09 | 1.2298e-09 | 16832.3912 | 280.5544 | 10192.2718 | 6359.5651 | 0 | 0 | 1.2678e-06 | 2.0701e-05 | 0 | 2.0701e-05 | 2.0701e-05 | 0 | 2.0701e-05 | 0 | 2.4243e-06 | 5.3142e-06 | 0 | 5.3142e-06 | 0 | 1.2007e-06 | 2.4015e-06 | 0 | 2.4015e-06 | [12 empty] | 7.3.3.17.5 (Remote Grid) Updates to grid topology to minimize risk of ignition in HFTDs Remote GridWLDFREquipment / facility failureAggregated | WLDFR | HFTD - Distribution - Tier 2 - 2QU CoRE ¦ 2QU LoRE | Non-Red Flag Warning - Catastrophic Fires | Equipment / facility failure | Aggregated | 2040 | 8.2819e-08 | 543.1039 | 4.4979e-05 | 2040 | Mitigation | 0.95 | 45 | 0 | esc | 0.00097009 | 8.0342e-11 | 0.00097009 | 8.0342e-11
[79 empty] | WLDFR | HFTD - Distribution - Tier 2 - 5QU CoRE ¦ 4QU LoRE | Red Flag Warning - Catastrophic Fires | 2041 | 1.2298e-09 | 1.2298e-09 | 16832.3912 | 280.5544 | 10192.2718 | 6359.5651 | 0 | 0 | 1.2678e-06 | 2.0701e-05 | 0 | 2.0701e-05 | 2.0701e-05 | 0 | 2.0701e-05 | 0 | 2.4243e-06 | 5.3142e-06 | 0 | 5.3142e-06 | 0 | 1.2007e-06 | 2.4015e-06 | 0 | 2.4015e-06 | [12 empty] | 7.3.3.17.5 (Remote Grid) Updates to grid topology to minimize risk of ignition in HFTDs Remote GridWLDFREquipment / facility failureAggregated | WLDFR | HFTD - Distribution - Tier 2 - 2QU CoRE ¦ 2QU LoRE | Non-Red Flag Warning - Catastrophic Fires | Equipment / facility failure | Aggregated | 2041 | 8.2819e-08 | 543.1039 | 4.4979e-05 | 2041 | Mitigation | 0.95 | 45 | 0 | esc | 0.00097009 | 8.0342e-11 | 0.00097009 | 8.0342e-11
[79 empty] | WLDFR | HFTD - Distribution - Tier 2 - 5QU CoRE ¦ 4QU LoRE | Red Flag Warning - Catastrophic Fires | 2042 | 1.2298e-09 | 1.2298e-09 | 16832.3912 | 280.5544 | 10192.2718 | 6359.5651 | 0 | 0 | 1.2678e-06 | 2.0701e-05 | 0 | 2.0701e-05 | 2.0701e-05 | 0 | 2.0701e-05 | 0 | 2.4243e-06 | 5.3142e-06 | 0 | 5.3142e-06 | 0 | 1.2007e-06 | 2.4015e-06 | 0 | 2.4015e-06 | [12 empty] | 7.3.3.17.5 (Remote Grid) Updates to grid topology to minimize risk of ignition in HFTDs Remote GridWLDFREquipment / facility failureAggregated | WLDFR | HFTD - Distribution - Tier 2 - 2QU CoRE ¦ 2QU LoRE | Non-Red Flag Warning - Catastrophic Fires | Equipment / facility failure | Aggregated | 2042 | 8.2819e-08 | 543.1039 | 4.4979e-05 | 2042 | Mitigation | 0.95 | 45 | 0 | esc | 0.00097009 | 8.0342e-11 | 0.00097009 | 8.0342e-11
[79 empty] | WLDFR | HFTD - Distribution - Tier 2 - 5QU CoRE ¦ 4QU LoRE | Red Flag Warning - Catastrophic Fires | 2043 | 1.2298e-09 | 1.2298e-09 | 17672.0852 | 299.42 | 10692.7362 | 6679.929 | 0 | 0 | 1.2678e-06 | 2.1734e-05 | 0 | 2.1734e-05 | 2.1734e-05 | 0 | 2.1734e-05 | 0 | 0 | 5.3142e-06 | 0 | 5.3142e-06 | 0 | 1.2779e-06 | 2.5559e-06 | 0 | 2.5559e-06 | [12 empty] | 7.3.3.17.5 (Remote Grid) Updates to grid topology to minimize risk of ignition in HFTDs Remote GridWLDFREquipment / facility failureAggregated | WLDFR | HFTD - Distribution - Tier 2 - 2QU CoRE ¦ 2QU LoRE | Non-Red Flag Warning - Catastrophic Fires | Equipment / facility failure | Aggregated | 2043 | 8.2819e-08 | 543.1039 | 4.4979e-05 | 2043 | Mitigation | 0.95 | 45 | 0 | esc | 0.00097009 | 8.0342e-11 | 0.00097009 | 8.0342e-11
[79 empty] | WLDFR | HFTD - Distribution - Tier 2 - 5QU CoRE ¦ 4QU LoRE | Red Flag Warning - Catastrophic Fires | 2044 | 1.2298e-09 | 1.2298e-09 | 17672.0852 | 299.42 | 10692.7362 | 6679.929 | 0 | 0 | 1.2678e-06 | 2.1734e-05 | 0 | 2.1734e-05 | 2.1734e-05 | 0 | 2.1734e-05 | 0 | 0 | 0 | 0 | 0 | 0 | 1.2779e-06 | 2.5559e-06 | 0 | 2.5559e-06 | [12 empty] | 7.3.3.17.5 (Remote Grid) Updates to grid topology to minimize risk of ignition in HFTDs Remote GridWLDFREquipment / facility failureAggregated | WLDFR | HFTD - Distribution - Tier 2 - 2QU CoRE ¦ 2QU LoRE | Non-Red Flag Warning - Catastrophic Fires | Equipment / facility failure | Aggregated | 2044 | 8.2819e-08 | 543.1039 | 4.4979e-05 | 2044 | Mitigation | 0.95 | 45 | 0 | esc | 0.00097009 | 8.0342e-11 | 0.00097009 | 8.0342e-11
[79 empty] | WLDFR | HFTD - Distribution - Tier 2 - 5QU CoRE ¦ 4QU LoRE | Red Flag Warning - Catastrophic Fires | 2045 | 1.2298e-09 | 1.2298e-09 | 17672.0852 | 299.42 | 10692.7362 | 6679.929 | 0 | 0 | 1.2678e-06 | 2.1734e-05 | 0 | 2.1734e-05 | 2.1734e-05 | 0 | 2.1734e-05 | 0 | 9.247e-08 | 0 | 0 | 0 | 0 | 1.2779e-06 | 2.5559e-06 | 0 | 2.5559e-06 | [12 empty] | 7.3.3.17.5 (Remote Grid) Updates to grid topology to minimize risk of ignition in HFTDs Remote GridWLDFREquipment / facility failureAggregated | WLDFR | HFTD - Distribution - Tier 2 - 2QU CoRE ¦ 2QU LoRE | Non-Red Flag Warning - Catastrophic Fires | Equipment / facility failure | Aggregated | 2045 | 8.2819e-08 | 543.1039 | 4.4979e-05 | 2045 | Mitigation | 0.95 | 45 | 0 | esc | 0.00097009 | 8.0342e-11 | 0.00097009 | 8.0342e-11
[79 empty] | WLDFR | HFTD - Distribution - Tier 2 - 5QU CoRE ¦ 4QU LoRE | Red Flag Warning - Catastrophic Fires | 2046 | 1.2298e-09 | 1.2298e-09 | 17672.0852 | 299.42 | 10692.7362 | 6679.929 | 0 | 0 | 1.2678e-06 | 2.1734e-05 | 0 | 2.1734e-05 | 2.1734e-05 | 0 | 2.1734e-05 | 0 | 9.6608e-08 | 2.1177e-07 | 0 | 2.1177e-07 | 0 | 1.2779e-06 | 2.5559e-06 | 0 | 2.5559e-06 | [12 empty] | 7.3.3.17.5 (Remote Grid) Updates to grid topology to minimize risk of ignition in HFTDs Remote GridWLDFREquipment / facility failureAggregated | WLDFR | HFTD - Distribution - Tier 2 - 2QU CoRE ¦ 2QU LoRE | Non-Red Flag Warning - Catastrophic Fires | Equipment / facility failure | Aggregated | 2046 | 8.2819e-08 | 543.1039 | 4.4979e-05 | 2046 | Mitigation | 0.95 | 45 | 0 | esc | 0.00097009 | 8.0342e-11 | 0.00097009 | 8.0342e-11
[79 empty] | WLDFR | HFTD - Distribution - Tier 2 - 5QU CoRE ¦ 4QU LoRE | Red Flag Warning - Catastrophic Fires | 2047 | 1.2298e-09 | 1.2298e-09 | 17672.0852 | 299.42 | 10692.7362 | 6679.929 | 0 | 0 | 1.2678e-06 | 2.1734e-05 | 0 | 2.1734e-05 | 2.1734e-05 | 0 | 2.1734e-05 | 0 | 9.6608e-08 | 2.1177e-07 | 0 | 2.1177e-07 | 0 | 1.2779e-06 | 2.5559e-06 | 0 | 2.5559e-06 | [12 empty] | 7.3.3.17.5 (Remote Grid) Updates to grid topology to minimize risk of ignition in HFTDs Remote GridWLDFREquipment / facility failureAggregated | WLDFR | HFTD - Distribution - Tier 2 - 2QU CoRE ¦ 2QU LoRE | Non-Red Flag Warning - Catastrophic Fires | Equipment / facility failure | Aggregated | 2047 | 8.2819e-08 | 543.1039 | 4.4979e-05 | 2047 | Mitigation | 0.95 | 45 | 0 | esc | 0.00097009 | 8.0342e-11 | 0.00097009 | 8.0342e-11
[79 empty] | WLDFR | HFTD - Distribution - Tier 2 - 5QU CoRE ¦ 4QU LoRE | Red Flag Warning - Catastrophic Fires | 2048 | 1.2298e-09 | 1.2298e-09 | 18552.3348 | 319.4911 | 11216.5626 | 7016.281 | 0 | 0 | 1.2678e-06 | 2.2816e-05 | 0 | 2.2816e-05 | 2.2816e-05 | 0 | 2.2816e-05 | 0 | 9.6608e-08 | 2.1177e-07 | 0 | 2.1177e-07 | 0 | 1.3611e-06 | 2.7222e-06 | 0 | 2.7222e-06 | [12 empty] | 7.3.3.17.5 (Remote Grid) Updates to grid topology to minimize risk of ignition in HFTDs Remote GridWLDFREquipment / facility failureAggregated | WLDFR | HFTD - Distribution - Tier 2 - 2QU CoRE ¦ 2QU LoRE | Non-Red Flag Warning - Catastrophic Fires | Equipment / facility failure | Aggregated | 2048 | 8.2819e-08 | 543.1039 | 4.4979e-05 | 2048 | Mitigation | 0.95 | 45 | 0 | esc | 0.00097009 | 8.0342e-11 | 0.00097009 | 8.0342e-11
[79 empty] | WLDFR | HFTD - Distribution - Tier 2 - 5QU CoRE ¦ 4QU LoRE | Red Flag Warning - Catastrophic Fires | 2049 | 1.2298e-09 | 1.2298e-09 | 18552.3348 | 319.4911 | 11216.5626 | 7016.281 | 0 | 0 | 1.2678e-06 | 2.2816e-05 | 0 | 2.2816e-05 | 2.2816e-05 | 0 | 2.2816e-05 | 0 | 9.6608e-08 | 2.1177e-07 | 0 | 2.1177e-07 | 0 | 1.3611e-06 | 2.7222e-06 | 0 | 2.7222e-06 | [12 empty] | 7.3.3.17.5 (Remote Grid) Updates to grid topology to minimize risk of ignition in HFTDs Remote GridWLDFREquipment / facility failureAggregated | WLDFR | HFTD - Distribution - Tier 2 - 2QU CoRE ¦ 2QU LoRE | Non-Red Flag Warning - Catastrophic Fires | Equipment / facility failure | Aggregated | 2049 | 8.2819e-08 | 543.1039 | 4.4979e-05 | 2049 | Mitigation | 0.95 | 45 | 0 | esc | 0.00097009 | 8.0342e-11 | 0.00097009 | 8.0342e-11
[79 empty] | WLDFR | HFTD - Distribution - Tier 2 - 5QU CoRE ¦ 4QU LoRE | Red Flag Warning - Catastrophic Fires | 2050 | 1.2298e-09 | 1.2298e-09 | 18552.3348 | 319.4911 | 11216.5626 | 7016.281 | 0 | 0 | 1.2678e-06 | 2.2816e-05 | 0 | 2.2816e-05 | 2.2816e-05 | 0 | 2.2816e-05 | 0 | 9.6608e-08 | 2.1177e-07 | 0 | 2.1177e-07 | 0 | 1.3611e-06 | 2.7222e-06 | 0 | 2.7222e-06 | [12 empty] | 7.3.3.17.5 (Remote Grid) Updates to grid topology to minimize risk of ignition in HFTDs Remote GridWLDFREquipment / facility failureAggregated | WLDFR | HFTD - Distribution - Tier 2 - 2QU CoRE ¦ 2QU LoRE | Non-Red Flag Warning - Catastrophic Fires | Equipment / facility failure | Aggregated | 2050 | 8.2819e-08 | 543.1039 | 4.4979e-05 | 2050 | Mitigation | 0.95 | 45 | 0 | esc | 0.00097009 | 8.0342e-11 | 0.00097009 | 8.0342e-11
[79 empty] | WLDFR | HFTD - Distribution - Tier 2 - 5QU CoRE ¦ 4QU LoRE | Red Flag Warning - Catastrophic Fires | 2051 | 1.2298e-09 | 1.2298e-09 | 18552.3348 | 319.4911 | 11216.5626 | 7016.281 | 0 | 0 | 1.2678e-06 | 2.2816e-05 | 0 | 2.2816e-05 | 2.2816e-05 | 0 | 2.2816e-05 | 0 | 1.0194e-07 | 2.2345e-07 | 0 | 2.2345e-07 | 0 | 1.3611e-06 | 2.7222e-06 | 0 | 2.7222e-06 | [12 empty] | 7.3.3.17.5 (Remote Grid) Updates to grid topology to minimize risk of ignition in HFTDs Remote GridWLDFREquipment / facility failureAggregated | WLDFR | HFTD - Distribution - Tier 2 - 2QU CoRE ¦ 2QU LoRE | Non-Red Flag Warning - Catastrophic Fires | Equipment / facility failure | Aggregated | 2051 | 8.2819e-08 | 543.1039 | 4.4979e-05 | 2051 | Mitigation | 0.95 | 45 | 0 | esc | 0.00097009 | 8.0342e-11 | 0.00097009 | 8.0342e-11
[79 empty] | WLDFR | HFTD - Distribution - Tier 2 - 5QU CoRE ¦ 4QU LoRE | Red Flag Warning - Catastrophic Fires | 2052 | 1.2298e-09 | 1.2298e-09 | 18552.3348 | 319.4911 | 11216.5626 | 7016.281 | 0 | 0 | 1.2678e-06 | 2.2816e-05 | 0 | 2.2816e-05 | 2.2816e-05 | 0 | 2.2816e-05 | 0 | 1.0194e-07 | 2.2345e-07 | 0 | 2.2345e-07 | 0 | 0 | 2.7222e-06 | 0 | 2.7222e-06 | [12 empty] | 7.3.3.17.5 (Remote Grid) Updates to grid topology to minimize risk of ignition in HFTDs Remote GridWLDFREquipment / facility failureAggregated | WLDFR | HFTD - Distribution - Tier 2 - 2QU CoRE ¦ 2QU LoRE | Non-Red Flag Warning - Catastrophic Fires | Equipment / facility failure | Aggregated | 2052 | 8.2819e-08 | 543.1039 | 4.4979e-05 | 2052 | Mitigation | 0.95 | 45 | 0 | esc | 0.00097009 | 8.0342e-11 | 0.00097009 | 8.0342e-11
[79 empty] | WLDFR | HFTD - Distribution - Tier 2 - 5QU CoRE ¦ 4QU LoRE | Red Flag Warning - Catastrophic Fires | 2053 | 1.2298e-09 | 1.2298e-09 | 19462.1283 | 340.5356 | 11757.1413 | 7364.4514 | 0 | 0 | 1.2678e-06 | 2.3935e-05 | 0 | 2.3935e-05 | 2.3935e-05 | 0 | 2.3935e-05 | 0 | 1.0194e-07 | 2.2345e-07 | 0 | 2.2345e-07 | 0 | 0 | 0 | 0 | 0 | [12 empty] | 7.3.3.17.5 (Remote Grid) Updates to grid topology to minimize risk of ignition in HFTDs Remote GridWLDFREquipment / facility failureAggregated | WLDFR | HFTD - Distribution - Tier 2 - 2QU CoRE ¦ 2QU LoRE | Non-Red Flag Warning - Catastrophic Fires | Equipment / facility failure | Aggregated | 2053 | 8.2819e-08 | 543.1039 | 4.4979e-05 | 2053 | Mitigation | 0.95 | 45 | 0 | esc | 0.00097009 | 8.0342e-11 | 0.00097009 | 8.0342e-11
[79 empty] | WLDFR | HFTD - Distribution - Tier 2 - 5QU CoRE ¦ 4QU LoRE | Red Flag Warning - Catastrophic Fires | 2054 | 1.2298e-09 | 1.2298e-09 | 19462.1283 | 340.5356 | 11757.1413 | 7364.4514 | 0 | 0 | 1.2678e-06 | 2.3935e-05 | 0 | 2.3935e-05 | 2.3935e-05 | 0 | 2.3935e-05 | 0 | 1.0194e-07 | 2.2345e-07 | 0 | 2.2345e-07 | 0 | 0 | 0 | 0 | 0 | [12 empty] | 7.3.3.17.5 (Remote Grid) Updates to grid topology to minimize risk of ignition in HFTDs Remote GridWLDFREquipment / facility failureAggregated | WLDFR | HFTD - Distribution - Tier 2 - 2QU CoRE ¦ 2QU LoRE | Non-Red Flag Warning - Catastrophic Fires | Equipment / facility failure | Aggregated | 2054 | 8.2819e-08 | 543.1039 | 4.4979e-05 | 2054 | Mitigation | 0.95 | 45 | 0 | esc | 0.00097009 | 8.0342e-11 | 0.00097009 | 8.0342e-11
[79 empty] | WLDFR | HFTD - Distribution - Tier 2 - 5QU CoRE ¦ 4QU LoRE | Red Flag Warning - Catastrophic Fires | 2055 | 1.2298e-09 | 1.2298e-09 | 19462.1283 | 340.5356 | 11757.1413 | 7364.4514 | 0 | 0 | 1.2678e-06 | 2.3935e-05 | 0 | 2.3935e-05 | 2.3935e-05 | 0 | 2.3935e-05 | 0 | 1.0194e-07 | 2.2345e-07 | 0 | 2.2345e-07 | 0 | 5.3475e-08 | 0 | 0 | 0 | [12 empty] | 7.3.3.17.5 (Remote Grid) Updates to grid topology to minimize risk of ignition in HFTDs Remote GridWLDFREquipment / facility failureAggregated | WLDFR | HFTD - Distribution - Tier 2 - 2QU CoRE ¦ 2QU LoRE | Non-Red Flag Warning - Catastrophic Fires | Equipment / facility failure | Aggregated | 2055 | 8.2819e-08 | 543.1039 | 4.4979e-05 | 2055 | Mitigation | 0.95 | 45 | 0 | esc | 0.00097009 | 8.0342e-11 | 0.00097009 | 8.0342e-11
[79 empty] | WLDFR | HFTD - Distribution - Tier 2 - 5QU CoRE ¦ 4QU LoRE | Red Flag Warning - Catastrophic Fires | 2056 | 1.2298e-09 | 1.2298e-09 | 19462.1283 | 340.5356 | 11757.1413 | 7364.4514 | 0 | 0 | 1.2678e-06 | 2.3935e-05 | 0 | 2.3935e-05 | 2.3935e-05 | 0 | 2.3935e-05 | 0 | 1.08e-07 | 2.3673e-07 | 0 | 2.3673e-07 | 0 | 5.5197e-08 | 1.1039e-07 | 0 | 1.1039e-07 | [12 empty] | 7.3.3.17.5 (Remote Grid) Updates to grid topology to minimize risk of ignition in HFTDs Remote GridWLDFREquipment / facility failureAggregated | WLDFR | HFTD - Distribution - Tier 2 - 2QU CoRE ¦ 2QU LoRE | Non-Red Flag Warning - Catastrophic Fires | Equipment / facility failure | Aggregated | 2056 | 8.2819e-08 | 543.1039 | 4.4979e-05 | 2056 | Mitigation | 0.95 | 45 | 0 | esc | 0.00097009 | 8.0342e-11 | 0.00097009 | 8.0342e-11
[79 empty] | WLDFR | HFTD - Distribution - Tier 2 - 5QU CoRE ¦ 4QU LoRE | Red Flag Warning - Catastrophic Fires | 2057 | 1.2298e-09 | 1.2298e-09 | 19462.1283 | 340.5356 | 11757.1413 | 7364.4514 | 0 | 0 | 1.2678e-06 | 2.3935e-05 | 0 | 2.3935e-05 | 2.3935e-05 | 0 | 2.3935e-05 | 0 | 1.08e-07 | 2.3673e-07 | 0 | 2.3673e-07 | 0 | 5.5197e-08 | 1.1039e-07 | 0 | 1.1039e-07 | [12 empty] | 7.3.3.17.5 (Remote Grid) Updates to grid topology to minimize risk of ignition in HFTDs Remote GridWLDFREquipment / facility failureAggregated | WLDFR | HFTD - Distribution - Tier 2 - 2QU CoRE ¦ 2QU LoRE | Non-Red Flag Warning - Catastrophic Fires | Equipment / facility failure | Aggregated | 2057 | 8.2819e-08 | 543.1039 | 4.4979e-05 | 2057 | Mitigation | 0.95 | 45 | 0 | esc | 0.00097009 | 8.0342e-11 | 0.00097009 | 8.0342e-11
[79 empty] | WLDFR | HFTD - Distribution - Tier 2 - 5QU CoRE ¦ 4QU LoRE | Red Flag Warning - Catastrophic Fires | 2058 | 1.2298e-09 | 1.2298e-09 | 20390.4035 | 362.3049 | 12307.8747 | 7720.2238 | 0 | 0 | 1.2678e-06 | 2.5077e-05 | 0 | 2.5077e-05 | 2.5077e-05 | 0 | 2.5077e-05 | 0 | 1.08e-07 | 2.3673e-07 | 0 | 2.3673e-07 | 0 | 5.5197e-08 | 1.1039e-07 | 0 | 1.1039e-07 | [12 empty] | 7.3.3.17.5 (Remote Grid) Updates to grid topology to minimize risk of ignition in HFTDs Remote GridWLDFREquipment / facility failureAggregated | WLDFR | HFTD - Distribution - Tier 2 - 2QU CoRE ¦ 2QU LoRE | Non-Red Flag Warning - Catastrophic Fires | Equipment / facility failure | Aggregated | 2058 | 8.2819e-08 | 543.1039 | 4.4979e-05 | 2058 | Mitigation | 0.95 | 45 | 0 | esc | 0.00097009 | 8.0342e-11 | 0.00097009 | 8.0342e-11
[79 empty] | WLDFR | HFTD - Distribution - Tier 2 - 5QU CoRE ¦ 4QU LoRE | Red Flag Warning - Catastrophic Fires | 2059 | 1.2298e-09 | 1.2298e-09 | 20390.4035 | 362.3049 | 12307.8747 | 7720.2238 | 0 | 0 | 1.2678e-06 | 2.5077e-05 | 0 | 2.5077e-05 | 2.5077e-05 | 0 | 2.5077e-05 | 0 | 1.08e-07 | 2.3673e-07 | 0 | 2.3673e-07 | 0 | 5.5197e-08 | 1.1039e-07 | 0 | 1.1039e-07 | [12 empty] | 7.3.3.17.5 (Remote Grid) Updates to grid topology to minimize risk of ignition in HFTDs Remote GridWLDFREquipment / facility failureAggregated | WLDFR | HFTD - Distribution - Tier 2 - 2QU CoRE ¦ 2QU LoRE | Non-Red Flag Warning - Catastrophic Fires | Equipment / facility failure | Aggregated | 2059 | 8.2819e-08 | 543.1039 | 4.4979e-05 | 2059 | Mitigation | 0.95 | 45 | 0 | esc | 0.00097009 | 8.0342e-11 | 0.00097009 | 8.0342e-11
[79 empty] | WLDFR | HFTD - Distribution - Tier 2 - 5QU CoRE ¦ 4QU LoRE | Red Flag Warning - Catastrophic Fires | 2060 | 1.2298e-09 | 1.2298e-09 | 20390.4035 | 362.3049 | 12307.8747 | 7720.2238 | 0 | 0 | 1.2678e-06 | 2.5077e-05 | 0 | 2.5077e-05 | 2.5077e-05 | 0 | 2.5077e-05 | 0 | 1.08e-07 | 2.3673e-07 | 0 | 2.3673e-07 | 0 | 5.5197e-08 | 1.1039e-07 | 0 | 1.1039e-07 | [12 empty] | 7.3.3.17.5 (Remote Grid) Updates to grid topology to minimize risk of ignition in HFTDs Remote GridWLDFREquipment / facility failureAggregated | WLDFR | HFTD - Distribution - Tier 2 - 2QU CoRE ¦ 2QU LoRE | Non-Red Flag Warning - Catastrophic Fires | Equipment / facility failure | Aggregated | 2060 | 8.2819e-08 | 543.1039 | 4.4979e-05 | 2060 | Mitigation | 0.95 | 45 | 0 | esc | 0.00097009 | 8.0342e-11 | 0.00097009 | 8.0342e-11
[79 empty] | WLDFR | HFTD - Distribution - Tier 2 - 5QU CoRE ¦ 4QU LoRE | Red Flag Warning - Catastrophic Fires | 2061 | 1.2298e-09 | 1.2298e-09 | 20390.4035 | 362.3049 | 12307.8747 | 7720.2238 | 0 | 0 | 1.2678e-06 | 2.5077e-05 | 0 | 2.5077e-05 | 2.5077e-05 | 0 | 2.5077e-05 | 0 | 1.1474e-07 | 2.5152e-07 | 0 | 2.5152e-07 | 0 | 5.7392e-08 | 1.1478e-07 | 0 | 1.1478e-07 | [12 empty] | 7.3.3.17.5 (Remote Grid) Updates to grid topology to minimize risk of ignition in HFTDs Remote GridWLDFREquipment / facility failureAggregated | WLDFR | HFTD - Distribution - Tier 2 - 2QU CoRE ¦ 2QU LoRE | Non-Red Flag Warning - Catastrophic Fires | Equipment / facility failure | Aggregated | 2061 | 8.2819e-08 | 543.1039 | 4.4979e-05 | 2061 | Mitigation | 0.95 | 45 | 0 | esc | 0.00097009 | 8.0342e-11 | 0.00097009 | 8.0342e-11
[79 empty] | WLDFR | HFTD - Distribution - Tier 2 - 5QU CoRE ¦ 4QU LoRE | Red Flag Warning - Catastrophic Fires | 2062 | 1.2298e-09 | 1.2298e-09 | 20390.4035 | 362.3049 | 12307.8747 | 7720.2238 | 0 | 0 | 1.2678e-06 | 2.5077e-05 | 0 | 2.5077e-05 | 2.5077e-05 | 0 | 2.5077e-05 | 0 | 1.1474e-07 | 2.5152e-07 | 0 | 2.5152e-07 | 0 | 5.7392e-08 | 1.1478e-07 | 0 | 1.1478e-07 | [12 empty] | 7.3.3.17.5 (Remote Grid) Updates to grid topology to minimize risk of ignition in HFTDs Remote GridWLDFREquipment / facility failureAggregated | WLDFR | HFTD - Distribution - Tier 2 - 2QU CoRE ¦ 2QU LoRE | Non-Red Flag Warning - Catastrophic Fires | Equipment / facility failure | Aggregated | 2062 | 8.2819e-08 | 543.1039 | 4.4979e-05 | 2062 | Mitigation | 0.95 | 45 | 0 | esc | 0.00097009 | 8.0342e-11 | 0.00097009 | 8.0342e-11
[79 empty] | WLDFR | HFTD - Distribution - Tier 2 - 5QU CoRE ¦ 4QU LoRE | Red Flag Warning - Catastrophic Fires | 2063 | 1.2298e-09 | 1.2298e-09 | 21325.9188 | 384.5316 | 12862.0997 | 8079.2876 | 0 | 0 | 1.2678e-06 | 2.6227e-05 | 0 | 2.6227e-05 | 2.6227e-05 | 0 | 2.6227e-05 | 0 | 1.1474e-07 | 2.5152e-07 | 0 | 2.5152e-07 | 0 | 5.7392e-08 | 1.1478e-07 | 0 | 1.1478e-07 | [12 empty] | 7.3.3.17.5 (Remote Grid) Updates to grid topology to minimize risk of ignition in HFTDs Remote GridWLDFREquipment / facility failureAggregated | WLDFR | HFTD - Distribution - Tier 2 - 2QU CoRE ¦ 2QU LoRE | Non-Red Flag Warning - Catastrophic Fires | Equipment / facility failure | Aggregated | 2063 | 8.2819e-08 | 543.1039 | 4.4979e-05 | 2063 | Mitigation | 0.95 | 45 | 0 | esc | 0.00097009 | 8.0342e-11 | 0.00097009 | 8.0342e-11
[79 empty] | WLDFR | HFTD - Distribution - Tier 2 - 5QU CoRE ¦ 4QU LoRE | Red Flag Warning - Catastrophic Fires | 2064 | 1.2298e-09 | 1.2298e-09 | 21325.9188 | 384.5316 | 12862.0997 | 8079.2876 | 0 | 0 | 1.2678e-06 | 2.6227e-05 | 0 | 2.6227e-05 | 2.6227e-05 | 0 | 2.6227e-05 | 0 | 1.1474e-07 | 2.5152e-07 | 0 | 2.5152e-07 | 0 | 5.7392e-08 | 1.1478e-07 | 0 | 1.1478e-07 | [12 empty] | 7.3.3.17.5 (Remote Grid) Updates to grid topology to minimize risk of ignition in HFTDs Remote GridWLDFREquipment / facility failureAggregated | WLDFR | HFTD - Distribution - Tier 2 - 2QU CoRE ¦ 2QU LoRE | Non-Red Flag Warning - Catastrophic Fires | Equipment / facility failure | Aggregated | 2064 | 8.2819e-08 | 543.1039 | 4.4979e-05 | 2064 | Mitigation | 0.95 | 45 | 0 | esc | 0.00097009 | 8.0342e-11 | 0.00097009 | 8.0342e-11
[79 empty] | WLDFR | HFTD - Distribution - Tier 2 - 5QU CoRE ¦ 4QU LoRE | Red Flag Warning - Catastrophic Fires | 2065 | 1.2298e-09 | 1.2298e-09 | 21325.9188 | 384.5316 | 12862.0997 | 8079.2876 | 0 | 0 | 1.2678e-06 | 2.6227e-05 | 0 | 2.6227e-05 | 2.6227e-05 | 0 | 2.6227e-05 | 0 | 1.1474e-07 | 2.5152e-07 | 0 | 2.5152e-07 | 0 | 5.7392e-08 | 1.1478e-07 | 0 | 1.1478e-07 | [12 empty] | 7.3.3.17.5 (Remote Grid) Updates to grid topology to minimize risk of ignition in HFTDs Remote GridWLDFREquipment / facility failureAggregated | WLDFR | HFTD - Distribution - Tier 2 - 2QU CoRE ¦ 2QU LoRE | Non-Red Flag Warning - Catastrophic Fires | Equipment / facility failure | Aggregated | 2065 | 8.2819e-08 | 543.1039 | 4.4979e-05 | 2065 | Mitigation | 0.95 | 45 | 0 | esc | 0.00097009 | 8.0342e-11 | 0.00097009 | 8.0342e-11
[79 empty] | WLDFR | HFTD - Distribution - Tier 2 - 5QU CoRE ¦ 4QU LoRE | Red Flag Warning - Catastrophic Fires | 2066 | 1.2298e-09 | 1.2298e-09 | 21325.9188 | 384.5316 | 12862.0997 | 8079.2876 | 0 | 0 | 1.2678e-06 | 2.6227e-05 | 0 | 2.6227e-05 | 2.6227e-05 | 0 | 2.6227e-05 | 0 | 1.2212e-07 | 2.6769e-07 | 0 | 2.6769e-07 | 0 | 5.9867e-08 | 1.1973e-07 | 0 | 1.1973e-07 | [12 empty] | 7.3.3.17.5 (Remote Grid) Updates to grid topology to minimize risk of ignition in HFTDs Remote GridWLDFREquipment / facility failureAggregated | WLDFR | HFTD - Distribution - Tier 2 - 2QU CoRE ¦ 2QU LoRE | Non-Red Flag Warning - Catastrophic Fires | Equipment / facility failure | Aggregated | 2066 | 8.2819e-08 | 543.1039 | 4.4979e-05 | 2066 | Mitigation | 0.95 | 45 | 0 | esc | 0.00097009 | 8.0342e-11 | 0.00097009 | 8.0342e-11
[79 empty] | WLDFR | HFTD - Distribution - Tier 2 - 5QU CoRE ¦ 4QU LoRE | Red Flag Warning - Catastrophic Fires | 2067 | 0 | 1.2298e-09 | 21325.9188 | 384.5316 | 12862.0997 | 8079.2876 | 0 | 0 | 1.2678e-06 | 0 | 0 | 0 | 2.6227e-05 | 0 | 2.6227e-05 | 0 | 1.2212e-07 | 2.6769e-07 | 0 | 2.6769e-07 | 0 | 5.9867e-08 | 1.1973e-07 | 0 | 1.1973e-07 | [12 empty] | 7.3.3.17.5 (Remote Grid) Updates to grid topology to minimize risk of ignition in HFTDs Remote GridWLDFREquipment / facility failureAggregated | WLDFR | HFTD - Distribution - Tier 2 - 2QU CoRE ¦ 2QU LoRE | Non-Red Flag Warning - Catastrophic Fires | Equipment / facility failure | Aggregated | 2067 | 8.2819e-08 | 543.1039 | 4.4979e-05 | 2067 | Mitigation | 0.95 | 45 | 0 | esc | 0 | 0 | 0.00097009 | 8.0342e-11
[79 empty] | WLDFR | HFTD - Distribution - Tier 2 - 5QU CoRE ¦ 4QU LoRE | Red Flag Warning - Destructive Fires | 2022 | 2.0983e-10 | 0 | 8807.9522 | 222.2294 | 8585.7228 | 0 | 0 | 0 | 2.1631e-07 | 1.8482e-06 | 0 | 1.8482e-06 | 0 | 0 | 0 | 0 | 1.2212e-07 | 2.6769e-07 | 0 | 2.6769e-07 | 0 | 5.9867e-08 | 1.1973e-07 | 0 | 1.1973e-07 | [12 empty] | 7.3.3.17.5 (Remote Grid) Updates to grid topology to minimize risk of ignition in HFTDs Remote GridWLDFRVegetation ContactAggregated | WLDFR | HFTD - Distribution - Tier 2 - 2QU CoRE ¦ 2QU LoRE | Non-Red Flag Warning - Catastrophic Fires | Vegetation Contact | Aggregated | 2022 | 6.7183e-07 | 543.1039 | 0.00036487 | 2022 | Mitigation | 0.95 | 45 | 0 | esc | 0.00097009 | 6.5173e-10 | 0 | 0
[79 empty] | WLDFR | HFTD - Distribution - Tier 2 - 5QU CoRE ¦ 4QU LoRE | Red Flag Warning - Destructive Fires | 2023 | 2.0983e-10 | 2.0983e-10 | 9129.7461 | 233.2301 | 8896.516 | 0 | 0 | 0 | 2.1631e-07 | 1.9157e-06 | 0 | 1.9157e-06 | 1.9157e-06 | 0 | 1.9157e-06 | 0 | 1.2212e-07 | 2.6769e-07 | 0 | 2.6769e-07 | 0 | 5.9867e-08 | 1.1973e-07 | 0 | 1.1973e-07 | [12 empty] | 7.3.3.17.5 (Remote Grid) Updates to grid topology to minimize risk of ignition in HFTDs Remote GridWLDFRVegetation ContactAggregated | WLDFR | HFTD - Distribution - Tier 2 - 2QU CoRE ¦ 2QU LoRE | Non-Red Flag Warning - Catastrophic Fires | Vegetation Contact | Aggregated | 2023 | 6.7183e-07 | 543.1039 | 0.00036487 | 2023 | Mitigation | 0.95 | 45 | 0 | esc | 0.00097009 | 6.5173e-10 | 0.00097009 | 6.5173e-10
[79 empty] | WLDFR | HFTD - Distribution - Tier 2 - 5QU CoRE ¦ 4QU LoRE | Red Flag Warning - Destructive Fires | 2024 | 2.0983e-10 | 2.0983e-10 | 9129.7461 | 233.2301 | 8896.516 | 0 | 0 | 0 | 2.1631e-07 | 1.9157e-06 | 0 | 1.9157e-06 | 1.9157e-06 | 0 | 1.9157e-06 | 0 | 1.2212e-07 | 2.6769e-07 | 0 | 2.6769e-07 | 0 | 5.9867e-08 | 1.1973e-07 | 0 | 1.1973e-07 | [12 empty] | 7.3.3.17.5 (Remote Grid) Updates to grid topology to minimize risk of ignition in HFTDs Remote GridWLDFRVegetation ContactAggregated | WLDFR | HFTD - Distribution - Tier 2 - 2QU CoRE ¦ 2QU LoRE | Non-Red Flag Warning - Catastrophic Fires | Vegetation Contact | Aggregated | 2024 | 6.7183e-07 | 543.1039 | 0.00036487 | 2024 | Mitigation | 0.95 | 45 | 0 | esc | 0.00097009 | 6.5173e-10 | 0.00097009 | 6.5173e-10
[79 empty] | WLDFR | HFTD - Distribution - Tier 2 - 5QU CoRE ¦ 4QU LoRE | Red Flag Warning - Destructive Fires | 2025 | 2.0983e-10 | 2.0983e-10 | 9129.7461 | 233.2301 | 8896.516 | 0 | 0 | 0 | 2.1631e-07 | 1.9157e-06 | 0 | 1.9157e-06 | 1.9157e-06 | 0 | 1.9157e-06 | 0 | 1.3007e-07 | 2.8511e-07 | 0 | 2.8511e-07 | 0 | 6.2594e-08 | 1.2519e-07 | 0 | 1.2519e-07 | [12 empty] | 7.3.3.17.5 (Remote Grid) Updates to grid topology to minimize risk of ignition in HFTDs Remote GridWLDFRVegetation ContactAggregated | WLDFR | HFTD - Distribution - Tier 2 - 2QU CoRE ¦ 2QU LoRE | Non-Red Flag Warning - Catastrophic Fires | Vegetation Contact | Aggregated | 2025 | 6.7183e-07 | 543.1039 | 0.00036487 | 2025 | Mitigation | 0.95 | 45 | 0 | esc | 0.00097009 | 6.5173e-10 | 0.00097009 | 6.5173e-10
[79 empty] | WLDFR | HFTD - Distribution - Tier 2 - 5QU CoRE ¦ 4QU LoRE | Red Flag Warning - Destructive Fires | 2026 | 2.0983e-10 | 2.0983e-10 | 9129.7461 | 233.2301 | 8896.516 | 0 | 0 | 0 | 2.1631e-07 | 1.9157e-06 | 0 | 1.9157e-06 | 1.9157e-06 | 0 | 1.9157e-06 | 0 | 1.3007e-07 | 2.8511e-07 | 0 | 2.8511e-07 | 0 | 6.2594e-08 | 1.2519e-07 | 0 | 1.2519e-07 | [12 empty] | 7.3.3.17.5 (Remote Grid) Updates to grid topology to minimize risk of ignition in HFTDs Remote GridWLDFRVegetation ContactAggregated | WLDFR | HFTD - Distribution - Tier 2 - 2QU CoRE ¦ 2QU LoRE | Non-Red Flag Warning - Catastrophic Fires | Vegetation Contact | Aggregated | 2026 | 6.7183e-07 | 543.1039 | 0.00036487 | 2026 | Mitigation | 0.95 | 45 | 0 | esc | 0.00097009 | 6.5173e-10 | 0.00097009 | 6.5173e-10
[79 empty] | WLDFR | HFTD - Distribution - Tier 2 - 5QU CoRE ¦ 4QU LoRE | Red Flag Warning - Destructive Fires | 2027 | 2.0983e-10 | 2.0983e-10 | 9129.7461 | 233.2301 | 8896.516 | 0 | 0 | 0 | 2.1631e-07 | 1.9157e-06 | 0 | 1.9157e-06 | 1.9157e-06 | 0 | 1.9157e-06 | 0 | 1.3007e-07 | 2.8511e-07 | 0 | 2.8511e-07 | 0 | 6.2594e-08 | 1.2519e-07 | 0 | 1.2519e-07 | [12 empty] | 7.3.3.17.5 (Remote Grid) Updates to grid topology to minimize risk of ignition in HFTDs Remote GridWLDFRVegetation ContactAggregated | WLDFR | HFTD - Distribution - Tier 2 - 2QU CoRE ¦ 2QU LoRE | Non-Red Flag Warning - Catastrophic Fires | Vegetation Contact | Aggregated | 2027 | 6.7183e-07 | 543.1039 | 0.00036487 | 2027 | Mitigation | 0.95 | 45 | 0 | esc | 0.00097009 | 6.5173e-10 | 0.00097009 | 6.5173e-10
[79 empty] | WLDFR | HFTD - Distribution - Tier 2 - 5QU CoRE ¦ 4QU LoRE | Red Flag Warning - Destructive Fires | 2028 | 2.0983e-10 | 2.0983e-10 | 9534.9221 | 247.273 | 9287.6491 | 0 | 0 | 0 | 2.1631e-07 | 2.0008e-06 | 0 | 2.0008e-06 | 2.0008e-06 | 0 | 2.0008e-06 | 0 | 1.3007e-07 | 2.8511e-07 | 0 | 2.8511e-07 | 0 | 6.2594e-08 | 1.2519e-07 | 0 | 1.2519e-07 | [12 empty] | 7.3.3.17.5 (Remote Grid) Updates to grid topology to minimize risk of ignition in HFTDs Remote GridWLDFRVegetation ContactAggregated | WLDFR | HFTD - Distribution - Tier 2 - 2QU CoRE ¦ 2QU LoRE | Non-Red Flag Warning - Catastrophic Fires | Vegetation Contact | Aggregated | 2028 | 6.7183e-07 | 543.1039 | 0.00036487 | 2028 | Mitigation | 0.95 | 45 | 0 | esc | 0.00097009 | 6.5173e-10 | 0.00097009 | 6.5173e-10
[79 empty] | WLDFR | HFTD - Distribution - Tier 2 - 5QU CoRE ¦ 4QU LoRE | Red Flag Warning - Destructive Fires | 2029 | 2.0983e-10 | 2.0983e-10 | 9534.9221 | 247.273 | 9287.6491 | 0 | 0 | 0 | 2.1631e-07 | 2.0008e-06 | 0 | 2.0008e-06 | 2.0008e-06 | 0 | 2.0008e-06 | 0 | 1.3007e-07 | 2.8511e-07 | 0 | 2.8511e-07 | 0 | 6.2594e-08 | 1.2519e-07 | 0 | 1.2519e-07 | [12 empty] | 7.3.3.17.5 (Remote Grid) Updates to grid topology to minimize risk of ignition in HFTDs Remote GridWLDFRVegetation ContactAggregated | WLDFR | HFTD - Distribution - Tier 2 - 2QU CoRE ¦ 2QU LoRE | Non-Red Flag Warning - Catastrophic Fires | Vegetation Contact | Aggregated | 2029 | 6.7183e-07 | 543.1039 | 0.00036487 | 2029 | Mitigation | 0.95 | 45 | 0 | esc | 0.00097009 | 6.5173e-10 | 0.00097009 | 6.5173e-10
[79 empty] | WLDFR | HFTD - Distribution - Tier 2 - 5QU CoRE ¦ 4QU LoRE | Red Flag Warning - Destructive Fires | 2030 | 2.0983e-10 | 2.0983e-10 | 9534.9221 | 247.273 | 9287.6491 | 0 | 0 | 0 | 2.1631e-07 | 2.0008e-06 | 0 | 2.0008e-06 | 2.0008e-06 | 0 | 2.0008e-06 | 0 | 1.3852e-07 | 3.0364e-07 | 0 | 3.0364e-07 | 0 | 6.5547e-08 | 1.3109e-07 | 0 | 1.3109e-07 | [12 empty] | 7.3.3.17.5 (Remote Grid) Updates to grid topology to minimize risk of ignition in HFTDs Remote GridWLDFRVegetation ContactAggregated | WLDFR | HFTD - Distribution - Tier 2 - 2QU CoRE ¦ 2QU LoRE | Non-Red Flag Warning - Catastrophic Fires | Vegetation Contact | Aggregated | 2030 | 6.7183e-07 | 543.1039 | 0.00036487 | 2030 | Mitigation | 0.95 | 45 | 0 | esc | 0.00097009 | 6.5173e-10 | 0.00097009 | 6.5173e-10
[79 empty] | WLDFR | HFTD - Distribution - Tier 2 - 5QU CoRE ¦ 4QU LoRE | Red Flag Warning - Destructive Fires | 2031 | 2.0983e-10 | 2.0983e-10 | 9534.9221 | 247.273 | 9287.6491 | 0 | 0 | 0 | 2.1631e-07 | 2.0008e-06 | 0 | 2.0008e-06 | 2.0008e-06 | 0 | 2.0008e-06 | 0 | 1.3852e-07 | 3.0364e-07 | 0 | 3.0364e-07 | 0 | 6.5547e-08 | 1.3109e-07 | 0 | 1.3109e-07 | [12 empty] | 7.3.3.17.5 (Remote Grid) Updates to grid topology to minimize risk of ignition in HFTDs Remote GridWLDFRVegetation ContactAggregated | WLDFR | HFTD - Distribution - Tier 2 - 2QU CoRE ¦ 2QU LoRE | Non-Red Flag Warning - Catastrophic Fires | Vegetation Contact | Aggregated | 2031 | 6.7183e-07 | 543.1039 | 0.00036487 | 2031 | Mitigation | 0.95 | 45 | 0 | esc | 0.00097009 | 6.5173e-10 | 0.00097009 | 6.5173e-10
[79 empty] | WLDFR | HFTD - Distribution - Tier 2 - 5QU CoRE ¦ 4QU LoRE | Red Flag Warning - Destructive Fires | 2032 | 2.0983e-10 | 2.0983e-10 | 9534.9221 | 247.273 | 9287.6491 | 0 | 0 | 0 | 2.1631e-07 | 2.0008e-06 | 0 | 2.0008e-06 | 2.0008e-06 | 0 | 2.0008e-06 | 0 | 1.3852e-07 | 3.0364e-07 | 0 | 3.0364e-07 | 0 | 6.5547e-08 | 1.3109e-07 | 0 | 1.3109e-07 | [12 empty] | 7.3.3.17.5 (Remote Grid) Updates to grid topology to minimize risk of ignition in HFTDs Remote GridWLDFRVegetation ContactAggregated | WLDFR | HFTD - Distribution - Tier 2 - 2QU CoRE ¦ 2QU LoRE | Non-Red Flag Warning - Catastrophic Fires | Vegetation Contact | Aggregated | 2032 | 6.7183e-07 | 543.1039 | 0.00036487 | 2032 | Mitigation | 0.95 | 45 | 0 | esc | 0.00097009 | 6.5173e-10 | 0.00097009 | 6.5173e-10
[79 empty] | WLDFR | HFTD - Distribution - Tier 2 - 5QU CoRE ¦ 4QU LoRE | Red Flag Warning - Destructive Fires | 2033 | 2.0983e-10 | 2.0983e-10 | 9984.8474 | 263.1074 | 9721.74 | 0 | 0 | 0 | 2.1631e-07 | 2.0952e-06 | 0 | 2.0952e-06 | 2.0952e-06 | 0 | 2.0952e-06 | 0 | 1.3852e-07 | 3.0364e-07 | 0 | 3.0364e-07 | 0 | 6.5547e-08 | 1.3109e-07 | 0 | 1.3109e-07 | [12 empty] | 7.3.3.17.5 (Remote Grid) Updates to grid topology to minimize risk of ignition in HFTDs Remote GridWLDFRVegetation ContactAggregated | WLDFR | HFTD - Distribution - Tier 2 - 2QU CoRE ¦ 2QU LoRE | Non-Red Flag Warning - Catastrophic Fires | Vegetation Contact | Aggregated | 2033 | 6.7183e-07 | 543.1039 | 0.00036487 | 2033 | Mitigation | 0.95 | 45 | 0 | esc | 0.00097009 | 6.5173e-10 | 0.00097009 | 6.5173e-10
[79 empty] | WLDFR | HFTD - Distribution - Tier 2 - 5QU CoRE ¦ 4QU LoRE | Red Flag Warning - Destructive Fires | 2034 | 2.0983e-10 | 2.0983e-10 | 9984.8474 | 263.1074 | 9721.74 | 0 | 0 | 0 | 2.1631e-07 | 2.0952e-06 | 0 | 2.0952e-06 | 2.0952e-06 | 0 | 2.0952e-06 | 0 | 1.3852e-07 | 3.0364e-07 | 0 | 3.0364e-07 | 0 | 6.5547e-08 | 1.3109e-07 | 0 | 1.3109e-07 | [12 empty] | 7.3.3.17.5 (Remote Grid) Updates to grid topology to minimize risk of ignition in HFTDs Remote GridWLDFRVegetation ContactAggregated | WLDFR | HFTD - Distribution - Tier 2 - 2QU CoRE ¦ 2QU LoRE | Non-Red Flag Warning - Catastrophic Fires | Vegetation Contact | Aggregated | 2034 | 6.7183e-07 | 543.1039 | 0.00036487 | 2034 | Mitigation | 0.95 | 45 | 0 | esc | 0.00097009 | 6.5173e-10 | 0.00097009 | 6.5173e-10
[79 empty] | WLDFR | HFTD - Distribution - Tier 2 - 5QU CoRE ¦ 4QU LoRE | Red Flag Warning - Destructive Fires | 2035 | 2.0983e-10 | 2.0983e-10 | 9984.8474 | 263.1074 | 9721.74 | 0 | 0 | 0 | 2.1631e-07 | 2.0952e-06 | 0 | 2.0952e-06 | 2.0952e-06 | 0 | 2.0952e-06 | 0 | 1.4738e-07 | 3.2306e-07 | 0 | 3.2306e-07 | 0 | 6.8695e-08 | 1.3739e-07 | 0 | 1.3739e-07 | [12 empty] | 7.3.3.17.5 (Remote Grid) Updates to grid topology to minimize risk of ignition in HFTDs Remote GridWLDFRVegetation ContactAggregated | WLDFR | HFTD - Distribution - Tier 2 - 2QU CoRE ¦ 2QU LoRE | Non-Red Flag Warning - Catastrophic Fires | Vegetation Contact | Aggregated | 2035 | 6.7183e-07 | 543.1039 | 0.00036487 | 2035 | Mitigation | 0.95 | 45 | 0 | esc | 0.00097009 | 6.5173e-10 | 0.00097009 | 6.5173e-10
[79 empty] | WLDFR | HFTD - Distribution - Tier 2 - 5QU CoRE ¦ 4QU LoRE | Red Flag Warning - Destructive Fires | 2036 | 2.0983e-10 | 2.0983e-10 | 9984.8474 | 263.1074 | 9721.74 | 0 | 0 | 0 | 2.1631e-07 | 2.0952e-06 | 0 | 2.0952e-06 | 2.0952e-06 | 0 | 2.0952e-06 | 0 | 1.4738e-07 | 3.2306e-07 | 0 | 3.2306e-07 | 0 | 6.8695e-08 | 1.3739e-07 | 0 | 1.3739e-07 | [12 empty] | 7.3.3.17.5 (Remote Grid) Updates to grid topology to minimize risk of ignition in HFTDs Remote GridWLDFRVegetation ContactAggregated | WLDFR | HFTD - Distribution - Tier 2 - 2QU CoRE ¦ 2QU LoRE | Non-Red Flag Warning - Catastrophic Fires | Vegetation Contact | Aggregated | 2036 | 6.7183e-07 | 543.1039 | 0.00036487 | 2036 | Mitigation | 0.95 | 45 | 0 | esc | 0.00097009 | 6.5173e-10 | 0.00097009 | 6.5173e-10
[79 empty] | WLDFR | HFTD - Distribution - Tier 2 - 5QU CoRE ¦ 4QU LoRE | Red Flag Warning - Destructive Fires | 2037 | 2.0983e-10 | 2.0983e-10 | 9984.8474 | 263.1074 | 9721.74 | 0 | 0 | 0 | 2.1631e-07 | 2.0952e-06 | 0 | 2.0952e-06 | 2.0952e-06 | 0 | 2.0952e-06 | 0 | 1.4738e-07 | 3.2306e-07 | 0 | 3.2306e-07 | 0 | 6.8695e-08 | 1.3739e-07 | 0 | 1.3739e-07 | [12 empty] | 7.3.3.17.5 (Remote Grid) Updates to grid topology to minimize risk of ignition in HFTDs Remote GridWLDFRVegetation ContactAggregated | WLDFR | HFTD - Distribution - Tier 2 - 2QU CoRE ¦ 2QU LoRE | Non-Red Flag Warning - Catastrophic Fires | Vegetation Contact | Aggregated | 2037 | 6.7183e-07 | 543.1039 | 0.00036487 | 2037 | Mitigation | 0.95 | 45 | 0 | esc | 0.00097009 | 6.5173e-10 | 0.00097009 | 6.5173e-10
[79 empty] | WLDFR | HFTD - Distribution - Tier 2 - 5QU CoRE ¦ 4QU LoRE | Red Flag Warning - Destructive Fires | 2038 | 2.0983e-10 | 2.0983e-10 | 10472.8261 | 280.5544 | 10192.2718 | 0 | 0 | 0 | 2.1631e-07 | 2.1976e-06 | 0 | 2.1976e-06 | 2.1976e-06 | 0 | 2.1976e-06 | 0 | 1.4738e-07 | 3.2306e-07 | 0 | 3.2306e-07 | 0 | 6.8695e-08 | 1.3739e-07 | 0 | 1.3739e-07 | [12 empty] | 7.3.3.17.5 (Remote Grid) Updates to grid topology to minimize risk of ignition in HFTDs Remote GridWLDFRVegetation ContactAggregated | WLDFR | HFTD - Distribution - Tier 2 - 2QU CoRE ¦ 2QU LoRE | Non-Red Flag Warning - Catastrophic Fires | Vegetation Contact | Aggregated | 2038 | 6.7183e-07 | 543.1039 | 0.00036487 | 2038 | Mitigation | 0.95 | 45 | 0 | esc | 0.00097009 | 6.5173e-10 | 0.00097009 | 6.5173e-10
[79 empty] | WLDFR | HFTD - Distribution - Tier 2 - 5QU CoRE ¦ 4QU LoRE | Red Flag Warning - Destructive Fires | 2039 | 2.0983e-10 | 2.0983e-10 | 10472.8261 | 280.5544 | 10192.2718 | 0 | 0 | 0 | 2.1631e-07 | 2.1976e-06 | 0 | 2.1976e-06 | 2.1976e-06 | 0 | 2.1976e-06 | 0 | 1.4738e-07 | 3.2306e-07 | 0 | 3.2306e-07 | 0 | 0 | 1.3739e-07 | 0 | 1.3739e-07 | [12 empty] | 7.3.3.17.5 (Remote Grid) Updates to grid topology to minimize risk of ignition in HFTDs Remote GridWLDFRVegetation ContactAggregated | WLDFR | HFTD - Distribution - Tier 2 - 2QU CoRE ¦ 2QU LoRE | Non-Red Flag Warning - Catastrophic Fires | Vegetation Contact | Aggregated | 2039 | 6.7183e-07 | 543.1039 | 0.00036487 | 2039 | Mitigation | 0.95 | 45 | 0 | esc | 0.00097009 | 6.5173e-10 | 0.00097009 | 6.5173e-10
[79 empty] | WLDFR | HFTD - Distribution - Tier 2 - 5QU CoRE ¦ 4QU LoRE | Red Flag Warning - Destructive Fires | 2040 | 2.0983e-10 | 2.0983e-10 | 10472.8261 | 280.5544 | 10192.2718 | 0 | 0 | 0 | 2.1631e-07 | 2.1976e-06 | 0 | 2.1976e-06 | 2.1976e-06 | 0 | 2.1976e-06 | 0 | 1.5655e-07 | 3.4316e-07 | 0 | 3.4316e-07 | 0 | 0 | 0 | 0 | 0 | [12 empty] | 7.3.3.17.5 (Remote Grid) Updates to grid topology to minimize risk of ignition in HFTDs Remote GridWLDFRVegetation ContactAggregated | WLDFR | HFTD - Distribution - Tier 2 - 2QU CoRE ¦ 2QU LoRE | Non-Red Flag Warning - Catastrophic Fires | Vegetation Contact | Aggregated | 2040 | 6.7183e-07 | 543.1039 | 0.00036487 | 2040 | Mitigation | 0.95 | 45 | 0 | esc | 0.00097009 | 6.5173e-10 | 0.00097009 | 6.5173e-10
[79 empty] | WLDFR | HFTD - Distribution - Tier 2 - 5QU CoRE ¦ 4QU LoRE | Red Flag Warning - Destructive Fires | 2041 | 2.0983e-10 | 2.0983e-10 | 10472.8261 | 280.5544 | 10192.2718 | 0 | 0 | 0 | 2.1631e-07 | 2.1976e-06 | 0 | 2.1976e-06 | 2.1976e-06 | 0 | 2.1976e-06 | 0 | 1.5655e-07 | 3.4316e-07 | 0 | 3.4316e-07 | 0 | 0 | 0 | 0 | 0 | [12 empty] | 7.3.3.17.5 (Remote Grid) Updates to grid topology to minimize risk of ignition in HFTDs Remote GridWLDFRVegetation ContactAggregated | WLDFR | HFTD - Distribution - Tier 2 - 2QU CoRE ¦ 2QU LoRE | Non-Red Flag Warning - Catastrophic Fires | Vegetation Contact | Aggregated | 2041 | 6.7183e-07 | 543.1039 | 0.00036487 | 2041 | Mitigation | 0.95 | 45 | 0 | esc | 0.00097009 | 6.5173e-10 | 0.00097009 | 6.5173e-10
[79 empty] | WLDFR | HFTD - Distribution - Tier 2 - 5QU CoRE ¦ 4QU LoRE | Red Flag Warning - Destructive Fires | 2042 | 2.0983e-10 | 2.0983e-10 | 10472.8261 | 280.5544 | 10192.2718 | 0 | 0 | 0 | 2.1631e-07 | 2.1976e-06 | 0 | 2.1976e-06 | 2.1976e-06 | 0 | 2.1976e-06 | 0 | 1.5655e-07 | 3.4316e-07 | 0 | 3.4316e-07 | 0 | 3.7981e-05 | 0 | 0 | 0 | [12 empty] | 7.3.3.17.5 (Remote Grid) Updates to grid topology to minimize risk of ignition in HFTDs Remote GridWLDFRVegetation ContactAggregated | WLDFR | HFTD - Distribution - Tier 2 - 2QU CoRE ¦ 2QU LoRE | Non-Red Flag Warning - Catastrophic Fires | Vegetation Contact | Aggregated | 2042 | 6.7183e-07 | 543.1039 | 0.00036487 | 2042 | Mitigation | 0.95 | 45 | 0 | esc | 0.00097009 | 6.5173e-10 | 0.00097009 | 6.5173e-10
[79 empty] | WLDFR | HFTD - Distribution - Tier 2 - 5QU CoRE ¦ 4QU LoRE | Red Flag Warning - Destructive Fires | 2043 | 2.0983e-10 | 2.0983e-10 | 10992.1562 | 299.42 | 10692.7362 | 0 | 0 | 0 | 2.1631e-07 | 2.3065e-06 | 0 | 2.3065e-06 | 2.3065e-06 | 0 | 2.3065e-06 | 0 | 1.5655e-07 | 3.4316e-07 | 0 | 3.4316e-07 | 0 | 3.9373e-05 | 7.8746e-05 | 0 | 7.8746e-05 | [12 empty] | 7.3.3.17.5 (Remote Grid) Updates to grid topology to minimize risk of ignition in HFTDs Remote GridWLDFRVegetation ContactAggregated | WLDFR | HFTD - Distribution - Tier 2 - 2QU CoRE ¦ 2QU LoRE | Non-Red Flag Warning - Catastrophic Fires | Vegetation Contact | Aggregated | 2043 | 6.7183e-07 | 543.1039 | 0.00036487 | 2043 | Mitigation | 0.95 | 45 | 0 | esc | 0.00097009 | 6.5173e-10 | 0.00097009 | 6.5173e-10
[79 empty] | WLDFR | HFTD - Distribution - Tier 2 - 5QU CoRE ¦ 4QU LoRE | Red Flag Warning - Destructive Fires | 2044 | 2.0983e-10 | 2.0983e-10 | 10992.1562 | 299.42 | 10692.7362 | 0 | 0 | 0 | 2.1631e-07 | 2.3065e-06 | 0 | 2.3065e-06 | 2.3065e-06 | 0 | 2.3065e-06 | 0 | 1.5655e-07 | 3.4316e-07 | 0 | 3.4316e-07 | 0 | 3.9373e-05 | 7.8746e-05 | 0 | 7.8746e-05 | [12 empty] | 7.3.3.17.5 (Remote Grid) Updates to grid topology to minimize risk of ignition in HFTDs Remote GridWLDFRVegetation ContactAggregated | WLDFR | HFTD - Distribution - Tier 2 - 2QU CoRE ¦ 2QU LoRE | Non-Red Flag Warning - Catastrophic Fires | Vegetation Contact | Aggregated | 2044 | 6.7183e-07 | 543.1039 | 0.00036487 | 2044 | Mitigation | 0.95 | 45 | 0 | esc | 0.00097009 | 6.5173e-10 | 0.00097009 | 6.5173e-10
[79 empty] | WLDFR | HFTD - Distribution - Tier 2 - 5QU CoRE ¦ 4QU LoRE | Red Flag Warning - Destructive Fires | 2045 | 2.0983e-10 | 2.0983e-10 | 10992.1562 | 299.42 | 10692.7362 | 0 | 0 | 0 | 2.1631e-07 | 2.3065e-06 | 0 | 2.3065e-06 | 2.3065e-06 | 0 | 2.3065e-06 | 0 | 1.6592e-07 | 3.637e-07 | 0 | 3.637e-07 | 0 | 3.9373e-05 | 7.8746e-05 | 0 | 7.8746e-05 | [12 empty] | 7.3.3.17.5 (Remote Grid) Updates to grid topology to minimize risk of ignition in HFTDs Remote GridWLDFRVegetation ContactAggregated | WLDFR | HFTD - Distribution - Tier 2 - 2QU CoRE ¦ 2QU LoRE | Non-Red Flag Warning - Catastrophic Fires | Vegetation Contact | Aggregated | 2045 | 6.7183e-07 | 543.1039 | 0.00036487 | 2045 | Mitigation | 0.95 | 45 | 0 | esc | 0.00097009 | 6.5173e-10 | 0.00097009 | 6.5173e-10
[79 empty] | WLDFR | HFTD - Distribution - Tier 2 - 5QU CoRE ¦ 4QU LoRE | Red Flag Warning - Destructive Fires | 2046 | 2.0983e-10 | 2.0983e-10 | 10992.1562 | 299.42 | 10692.7362 | 0 | 0 | 0 | 2.1631e-07 | 2.3065e-06 | 0 | 2.3065e-06 | 2.3065e-06 | 0 | 2.3065e-06 | 0 | 1.6592e-07 | 3.637e-07 | 0 | 3.637e-07 | 0 | 3.9373e-05 | 7.8746e-05 | 0 | 7.8746e-05 | [12 empty] | 7.3.3.17.5 (Remote Grid) Updates to grid topology to minimize risk of ignition in HFTDs Remote GridWLDFRVegetation ContactAggregated | WLDFR | HFTD - Distribution - Tier 2 - 2QU CoRE ¦ 2QU LoRE | Non-Red Flag Warning - Catastrophic Fires | Vegetation Contact | Aggregated | 2046 | 6.7183e-07 | 543.1039 | 0.00036487 | 2046 | Mitigation | 0.95 | 45 | 0 | esc | 0.00097009 | 6.5173e-10 | 0.00097009 | 6.5173e-10
[79 empty] | WLDFR | HFTD - Distribution - Tier 2 - 5QU CoRE ¦ 4QU LoRE | Red Flag Warning - Destructive Fires | 2047 | 2.0983e-10 | 2.0983e-10 | 10992.1562 | 299.42 | 10692.7362 | 0 | 0 | 0 | 2.1631e-07 | 2.3065e-06 | 0 | 2.3065e-06 | 2.3065e-06 | 0 | 2.3065e-06 | 0 | 1.6592e-07 | 3.637e-07 | 0 | 3.637e-07 | 0 | 3.9373e-05 | 7.8746e-05 | 0 | 7.8746e-05 | [12 empty] | 7.3.3.17.5 (Remote Grid) Updates to grid topology to minimize risk of ignition in HFTDs Remote GridWLDFRVegetation ContactAggregated | WLDFR | HFTD - Distribution - Tier 2 - 2QU CoRE ¦ 2QU LoRE | Non-Red Flag Warning - Catastrophic Fires | Vegetation Contact | Aggregated | 2047 | 6.7183e-07 | 543.1039 | 0.00036487 | 2047 | Mitigation | 0.95 | 45 | 0 | esc | 0.00097009 | 6.5173e-10 | 0.00097009 | 6.5173e-10
[79 empty] | WLDFR | HFTD - Distribution - Tier 2 - 5QU CoRE ¦ 4QU LoRE | Red Flag Warning - Destructive Fires | 2048 | 2.0983e-10 | 2.0983e-10 | 11536.0538 | 319.4911 | 11216.5626 | 0 | 0 | 0 | 2.1631e-07 | 2.4207e-06 | 0 | 2.4207e-06 | 2.4207e-06 | 0 | 2.4207e-06 | 0 | 0 | 3.637e-07 | 0 | 3.637e-07 | 0 | 4.1127e-05 | 8.2254e-05 | 0 | 8.2254e-05 | [12 empty] | 7.3.3.17.5 (Remote Grid) Updates to grid topology to minimize risk of ignition in HFTDs Remote GridWLDFRVegetation ContactAggregated | WLDFR | HFTD - Distribution - Tier 2 - 2QU CoRE ¦ 2QU LoRE | Non-Red Flag Warning - Catastrophic Fires | Vegetation Contact | Aggregated | 2048 | 6.7183e-07 | 543.1039 | 0.00036487 | 2048 | Mitigation | 0.95 | 45 | 0 | esc | 0.00097009 | 6.5173e-10 | 0.00097009 | 6.5173e-10
[79 empty] | WLDFR | HFTD - Distribution - Tier 2 - 5QU CoRE ¦ 4QU LoRE | Red Flag Warning - Destructive Fires | 2049 | 2.0983e-10 | 2.0983e-10 | 11536.0538 | 319.4911 | 11216.5626 | 0 | 0 | 0 | 2.1631e-07 | 2.4207e-06 | 0 | 2.4207e-06 | 2.4207e-06 | 0 | 2.4207e-06 | 0 | 0 | 0 | 0 | 0 | 0 | 4.1127e-05 | 8.2254e-05 | 0 | 8.2254e-05 | [12 empty] | 7.3.3.17.5 (Remote Grid) Updates to grid topology to minimize risk of ignition in HFTDs Remote GridWLDFRVegetation ContactAggregated | WLDFR | HFTD - Distribution - Tier 2 - 2QU CoRE ¦ 2QU LoRE | Non-Red Flag Warning - Catastrophic Fires | Vegetation Contact | Aggregated | 2049 | 6.7183e-07 | 543.1039 | 0.00036487 | 2049 | Mitigation | 0.95 | 45 | 0 | esc | 0.00097009 | 6.5173e-10 | 0.00097009 | 6.5173e-10
[79 empty] | WLDFR | HFTD - Distribution - Tier 2 - 5QU CoRE ¦ 4QU LoRE | Red Flag Warning - Destructive Fires | 2050 | 2.0983e-10 | 2.0983e-10 | 11536.0538 | 319.4911 | 11216.5626 | 0 | 0 | 0 | 2.1631e-07 | 2.4207e-06 | 0 | 2.4207e-06 | 2.4207e-06 | 0 | 2.4207e-06 | 0 | 5.4165e-07 | 0 | 0 | 0 | 0 | 4.1127e-05 | 8.2254e-05 | 0 | 8.2254e-05 | [12 empty] | 7.3.3.17.5 (Remote Grid) Updates to grid topology to minimize risk of ignition in HFTDs Remote GridWLDFRVegetation ContactAggregated | WLDFR | HFTD - Distribution - Tier 2 - 2QU CoRE ¦ 2QU LoRE | Non-Red Flag Warning - Catastrophic Fires | Vegetation Contact | Aggregated | 2050 | 6.7183e-07 | 543.1039 | 0.00036487 | 2050 | Mitigation | 0.95 | 45 | 0 | esc | 0.00097009 | 6.5173e-10 | 0.00097009 | 6.5173e-10
[79 empty] | WLDFR | HFTD - Distribution - Tier 2 - 5QU CoRE ¦ 4QU LoRE | Red Flag Warning - Destructive Fires | 2051 | 2.0983e-10 | 2.0983e-10 | 11536.0538 | 319.4911 | 11216.5626 | 0 | 0 | 0 | 2.1631e-07 | 2.4207e-06 | 0 | 2.4207e-06 | 2.4207e-06 | 0 | 2.4207e-06 | 0 | 5.5908e-07 | 1.2255e-06 | 0 | 1.2255e-06 | 0 | 4.1127e-05 | 8.2254e-05 | 0 | 8.2254e-05 | [12 empty] | 7.3.3.17.5 (Remote Grid) Updates to grid topology to minimize risk of ignition in HFTDs Remote GridWLDFRVegetation ContactAggregated | WLDFR | HFTD - Distribution - Tier 2 - 2QU CoRE ¦ 2QU LoRE | Non-Red Flag Warning - Catastrophic Fires | Vegetation Contact | Aggregated | 2051 | 6.7183e-07 | 543.1039 | 0.00036487 | 2051 | Mitigation | 0.95 | 45 | 0 | esc | 0.00097009 | 6.5173e-10 | 0.00097009 | 6.5173e-10
[79 empty] | WLDFR | HFTD - Distribution - Tier 2 - 5QU CoRE ¦ 4QU LoRE | Red Flag Warning - Destructive Fires | 2052 | 2.0983e-10 | 2.0983e-10 | 11536.0538 | 319.4911 | 11216.5626 | 0 | 0 | 0 | 2.1631e-07 | 2.4207e-06 | 0 | 2.4207e-06 | 2.4207e-06 | 0 | 2.4207e-06 | 0 | 5.5908e-07 | 1.2255e-06 | 0 | 1.2255e-06 | 0 | 4.1127e-05 | 8.2254e-05 | 0 | 8.2254e-05 | [12 empty] | 7.3.3.17.5 (Remote Grid) Updates to grid topology to minimize risk of ignition in HFTDs Remote GridWLDFRVegetation ContactAggregated | WLDFR | HFTD - Distribution - Tier 2 - 2QU CoRE ¦ 2QU LoRE | Non-Red Flag Warning - Catastrophic Fires | Vegetation Contact | Aggregated | 2052 | 6.7183e-07 | 543.1039 | 0.00036487 | 2052 | Mitigation | 0.95 | 45 | 0 | esc | 0.00097009 | 6.5173e-10 | 0.00097009 | 6.5173e-10
[79 empty] | WLDFR | HFTD - Distribution - Tier 2 - 5QU CoRE ¦ 4QU LoRE | Red Flag Warning - Destructive Fires | 2053 | 2.0983e-10 | 2.0983e-10 | 12097.6769 | 340.5356 | 11757.1413 | 0 | 0 | 0 | 2.1631e-07 | 2.5385e-06 | 0 | 2.5385e-06 | 2.5385e-06 | 0 | 2.5385e-06 | 0 | 5.5908e-07 | 1.2255e-06 | 0 | 1.2255e-06 | 0 | 4.3077e-05 | 8.6154e-05 | 0 | 8.6154e-05 | [12 empty] | 7.3.3.17.5 (Remote Grid) Updates to grid topology to minimize risk of ignition in HFTDs Remote GridWLDFRVegetation ContactAggregated | WLDFR | HFTD - Distribution - Tier 2 - 2QU CoRE ¦ 2QU LoRE | Non-Red Flag Warning - Catastrophic Fires | Vegetation Contact | Aggregated | 2053 | 6.7183e-07 | 543.1039 | 0.00036487 | 2053 | Mitigation | 0.95 | 45 | 0 | esc | 0.00097009 | 6.5173e-10 | 0.00097009 | 6.5173e-10
[79 empty] | WLDFR | HFTD - Distribution - Tier 2 - 5QU CoRE ¦ 4QU LoRE | Red Flag Warning - Destructive Fires | 2054 | 2.0983e-10 | 2.0983e-10 | 12097.6769 | 340.5356 | 11757.1413 | 0 | 0 | 0 | 2.1631e-07 | 2.5385e-06 | 0 | 2.5385e-06 | 2.5385e-06 | 0 | 2.5385e-06 | 0 | 5.5908e-07 | 1.2255e-06 | 0 | 1.2255e-06 | 0 | 4.3077e-05 | 8.6154e-05 | 0 | 8.6154e-05 | [12 empty] | 7.3.3.17.5 (Remote Grid) Updates to grid topology to minimize risk of ignition in HFTDs Remote GridWLDFRVegetation ContactAggregated | WLDFR | HFTD - Distribution - Tier 2 - 2QU CoRE ¦ 2QU LoRE | Non-Red Flag Warning - Catastrophic Fires | Vegetation Contact | Aggregated | 2054 | 6.7183e-07 | 543.1039 | 0.00036487 | 2054 | Mitigation | 0.95 | 45 | 0 | esc | 0.00097009 | 6.5173e-10 | 0.00097009 | 6.5173e-10
[79 empty] | WLDFR | HFTD - Distribution - Tier 2 - 5QU CoRE ¦ 4QU LoRE | Red Flag Warning - Destructive Fires | 2055 | 2.0983e-10 | 2.0983e-10 | 12097.6769 | 340.5356 | 11757.1413 | 0 | 0 | 0 | 2.1631e-07 | 2.5385e-06 | 0 | 2.5385e-06 | 2.5385e-06 | 0 | 2.5385e-06 | 0 | 5.5908e-07 | 1.2255e-06 | 0 | 1.2255e-06 | 0 | 4.3077e-05 | 8.6154e-05 | 0 | 8.6154e-05 | [12 empty] | 7.3.3.17.5 (Remote Grid) Updates to grid topology to minimize risk of ignition in HFTDs Remote GridWLDFRVegetation ContactAggregated | WLDFR | HFTD - Distribution - Tier 2 - 2QU CoRE ¦ 2QU LoRE | Non-Red Flag Warning - Catastrophic Fires | Vegetation Contact | Aggregated | 2055 | 6.7183e-07 | 543.1039 | 0.00036487 | 2055 | Mitigation | 0.95 | 45 | 0 | esc | 0.00097009 | 6.5173e-10 | 0.00097009 | 6.5173e-10
[79 empty] | WLDFR | HFTD - Distribution - Tier 2 - 5QU CoRE ¦ 4QU LoRE | Red Flag Warning - Destructive Fires | 2056 | 2.0983e-10 | 2.0983e-10 | 12097.6769 | 340.5356 | 11757.1413 | 0 | 0 | 0 | 2.1631e-07 | 2.5385e-06 | 0 | 2.5385e-06 | 2.5385e-06 | 0 | 2.5385e-06 | 0 | 5.8132e-07 | 1.2743e-06 | 0 | 1.2743e-06 | 0 | 4.3077e-05 | 8.6154e-05 | 0 | 8.6154e-05 | [12 empty] | 7.3.3.17.5 (Remote Grid) Updates to grid topology to minimize risk of ignition in HFTDs Remote GridWLDFRVegetation ContactAggregated | WLDFR | HFTD - Distribution - Tier 2 - 2QU CoRE ¦ 2QU LoRE | Non-Red Flag Warning - Catastrophic Fires | Vegetation Contact | Aggregated | 2056 | 6.7183e-07 | 543.1039 | 0.00036487 | 2056 | Mitigation | 0.95 | 45 | 0 | esc | 0.00097009 | 6.5173e-10 | 0.00097009 | 6.5173e-10
[79 empty] | WLDFR | HFTD - Distribution - Tier 2 - 5QU CoRE ¦ 4QU LoRE | Red Flag Warning - Destructive Fires | 2057 | 2.0983e-10 | 2.0983e-10 | 12097.6769 | 340.5356 | 11757.1413 | 0 | 0 | 0 | 2.1631e-07 | 2.5385e-06 | 0 | 2.5385e-06 | 2.5385e-06 | 0 | 2.5385e-06 | 0 | 5.8132e-07 | 1.2743e-06 | 0 | 1.2743e-06 | 0 | 4.3077e-05 | 8.6154e-05 | 0 | 8.6154e-05 | [12 empty] | 7.3.3.17.5 (Remote Grid) Updates to grid topology to minimize risk of ignition in HFTDs Remote GridWLDFRVegetation ContactAggregated | WLDFR | HFTD - Distribution - Tier 2 - 2QU CoRE ¦ 2QU LoRE | Non-Red Flag Warning - Catastrophic Fires | Vegetation Contact | Aggregated | 2057 | 6.7183e-07 | 543.1039 | 0.00036487 | 2057 | Mitigation | 0.95 | 45 | 0 | esc | 0.00097009 | 6.5173e-10 | 0.00097009 | 6.5173e-10
[79 empty] | WLDFR | HFTD - Distribution - Tier 2 - 5QU CoRE ¦ 4QU LoRE | Red Flag Warning - Destructive Fires | 2058 | 2.0983e-10 | 2.0983e-10 | 12670.1796 | 362.3049 | 12307.8747 | 0 | 0 | 0 | 2.1631e-07 | 2.6586e-06 | 0 | 2.6586e-06 | 2.6586e-06 | 0 | 2.6586e-06 | 0 | 5.8132e-07 | 1.2743e-06 | 0 | 1.2743e-06 | 0 | 4.5193e-05 | 9.0386e-05 | 0 | 9.0386e-05 | [12 empty] | 7.3.3.17.5 (Remote Grid) Updates to grid topology to minimize risk of ignition in HFTDs Remote GridWLDFRVegetation ContactAggregated | WLDFR | HFTD - Distribution - Tier 2 - 2QU CoRE ¦ 2QU LoRE | Non-Red Flag Warning - Catastrophic Fires | Vegetation Contact | Aggregated | 2058 | 6.7183e-07 | 543.1039 | 0.00036487 | 2058 | Mitigation | 0.95 | 45 | 0 | esc | 0.00097009 | 6.5173e-10 | 0.00097009 | 6.5173e-10
[79 empty] | WLDFR | HFTD - Distribution - Tier 2 - 5QU CoRE ¦ 4QU LoRE | Red Flag Warning - Destructive Fires | 2059 | 2.0983e-10 | 2.0983e-10 | 12670.1796 | 362.3049 | 12307.8747 | 0 | 0 | 0 | 2.1631e-07 | 2.6586e-06 | 0 | 2.6586e-06 | 2.6586e-06 | 0 | 2.6586e-06 | 0 | 5.8132e-07 | 1.2743e-06 | 0 | 1.2743e-06 | 0 | 4.5193e-05 | 9.0386e-05 | 0 | 9.0386e-05 | [12 empty] | 7.3.3.17.5 (Remote Grid) Updates to grid topology to minimize risk of ignition in HFTDs Remote GridWLDFRVegetation ContactAggregated | WLDFR | HFTD - Distribution - Tier 2 - 2QU CoRE ¦ 2QU LoRE | Non-Red Flag Warning - Catastrophic Fires | Vegetation Contact | Aggregated | 2059 | 6.7183e-07 | 543.1039 | 0.00036487 | 2059 | Mitigation | 0.95 | 45 | 0 | esc | 0.00097009 | 6.5173e-10 | 0.00097009 | 6.5173e-10
[79 empty] | WLDFR | HFTD - Distribution - Tier 2 - 5QU CoRE ¦ 4QU LoRE | Red Flag Warning - Destructive Fires | 2060 | 2.0983e-10 | 2.0983e-10 | 12670.1796 | 362.3049 | 12307.8747 | 0 | 0 | 0 | 2.1631e-07 | 2.6586e-06 | 0 | 2.6586e-06 | 2.6586e-06 | 0 | 2.6586e-06 | 0 | 5.8132e-07 | 1.2743e-06 | 0 | 1.2743e-06 | 0 | 4.5193e-05 | 9.0386e-05 | 0 | 9.0386e-05 | [12 empty] | 7.3.3.17.5 (Remote Grid) Updates to grid topology to minimize risk of ignition in HFTDs Remote GridWLDFRVegetation ContactAggregated | WLDFR | HFTD - Distribution - Tier 2 - 2QU CoRE ¦ 2QU LoRE | Non-Red Flag Warning - Catastrophic Fires | Vegetation Contact | Aggregated | 2060 | 6.7183e-07 | 543.1039 | 0.00036487 | 2060 | Mitigation | 0.95 | 45 | 0 | esc | 0.00097009 | 6.5173e-10 | 0.00097009 | 6.5173e-10
[79 empty] | WLDFR | HFTD - Distribution - Tier 2 - 5QU CoRE ¦ 4QU LoRE | Red Flag Warning - Destructive Fires | 2061 | 2.0983e-10 | 2.0983e-10 | 12670.1796 | 362.3049 | 12307.8747 | 0 | 0 | 0 | 2.1631e-07 | 2.6586e-06 | 0 | 2.6586e-06 | 2.6586e-06 | 0 | 2.6586e-06 | 0 | 6.0638e-07 | 1.3292e-06 | 0 | 1.3292e-06 | 0 | 4.5193e-05 | 9.0386e-05 | 0 | 9.0386e-05 | [12 empty] | 7.3.3.17.5 (Remote Grid) Updates to grid topology to minimize risk of ignition in HFTDs Remote GridWLDFRVegetation ContactAggregated | WLDFR | HFTD - Distribution - Tier 2 - 2QU CoRE ¦ 2QU LoRE | Non-Red Flag Warning - Catastrophic Fires | Vegetation Contact | Aggregated | 2061 | 6.7183e-07 | 543.1039 | 0.00036487 | 2061 | Mitigation | 0.95 | 45 | 0 | esc | 0.00097009 | 6.5173e-10 | 0.00097009 | 6.5173e-10
[79 empty] | WLDFR | HFTD - Distribution - Tier 2 - 5QU CoRE ¦ 4QU LoRE | Red Flag Warning - Destructive Fires | 2062 | 2.0983e-10 | 2.0983e-10 | 12670.1796 | 362.3049 | 12307.8747 | 0 | 0 | 0 | 2.1631e-07 | 2.6586e-06 | 0 | 2.6586e-06 | 2.6586e-06 | 0 | 2.6586e-06 | 0 | 6.0638e-07 | 1.3292e-06 | 0 | 1.3292e-06 | 0 | 4.5193e-05 | 9.0386e-05 | 0 | 9.0386e-05 | [12 empty] | 7.3.3.17.5 (Remote Grid) Updates to grid topology to minimize risk of ignition in HFTDs Remote GridWLDFRVegetation ContactAggregated | WLDFR | HFTD - Distribution - Tier 2 - 2QU CoRE ¦ 2QU LoRE | Non-Red Flag Warning - Catastrophic Fires | Vegetation Contact | Aggregated | 2062 | 6.7183e-07 | 543.1039 | 0.00036487 | 2062 | Mitigation | 0.95 | 45 | 0 | esc | 0.00097009 | 6.5173e-10 | 0.00097009 | 6.5173e-10
[79 empty] | WLDFR | HFTD - Distribution - Tier 2 - 5QU CoRE ¦ 4QU LoRE | Red Flag Warning - Destructive Fires | 2063 | 2.0983e-10 | 2.0983e-10 | 13246.6313 | 384.5316 | 12862.0997 | 0 | 0 | 0 | 2.1631e-07 | 2.7796e-06 | 0 | 2.7796e-06 | 2.7796e-06 | 0 | 2.7796e-06 | 0 | 6.0638e-07 | 1.3292e-06 | 0 | 1.3292e-06 | 0 | 4.7448e-05 | 9.4895e-05 | 0 | 9.4895e-05 | [12 empty] | 7.3.3.17.5 (Remote Grid) Updates to grid topology to minimize risk of ignition in HFTDs Remote GridWLDFRVegetation ContactAggregated | WLDFR | HFTD - Distribution - Tier 2 - 2QU CoRE ¦ 2QU LoRE | Non-Red Flag Warning - Catastrophic Fires | Vegetation Contact | Aggregated | 2063 | 6.7183e-07 | 543.1039 | 0.00036487 | 2063 | Mitigation | 0.95 | 45 | 0 | esc | 0.00097009 | 6.5173e-10 | 0.00097009 | 6.5173e-10
[79 empty] | WLDFR | HFTD - Distribution - Tier 2 - 5QU CoRE ¦ 4QU LoRE | Red Flag Warning - Destructive Fires | 2064 | 2.0983e-10 | 2.0983e-10 | 13246.6313 | 384.5316 | 12862.0997 | 0 | 0 | 0 | 2.1631e-07 | 2.7796e-06 | 0 | 2.7796e-06 | 2.7796e-06 | 0 | 2.7796e-06 | 0 | 6.0638e-07 | 1.3292e-06 | 0 | 1.3292e-06 | 0 | 4.7448e-05 | 9.4895e-05 | 0 | 9.4895e-05 | [12 empty] | 7.3.3.17.5 (Remote Grid) Updates to grid topology to minimize risk of ignition in HFTDs Remote GridWLDFRVegetation ContactAggregated | WLDFR | HFTD - Distribution - Tier 2 - 2QU CoRE ¦ 2QU LoRE | Non-Red Flag Warning - Catastrophic Fires | Vegetation Contact | Aggregated | 2064 | 6.7183e-07 | 543.1039 | 0.00036487 | 2064 | Mitigation | 0.95 | 45 | 0 | esc | 0.00097009 | 6.5173e-10 | 0.00097009 | 6.5173e-10
[79 empty] | WLDFR | HFTD - Distribution - Tier 2 - 5QU CoRE ¦ 4QU LoRE | Red Flag Warning - Destructive Fires | 2065 | 2.0983e-10 | 2.0983e-10 | 13246.6313 | 384.5316 | 12862.0997 | 0 | 0 | 0 | 2.1631e-07 | 2.7796e-06 | 0 | 2.7796e-06 | 2.7796e-06 | 0 | 2.7796e-06 | 0 | 6.0638e-07 | 1.3292e-06 | 0 | 1.3292e-06 | 0 | 4.7448e-05 | 9.4895e-05 | 0 | 9.4895e-05 | [12 empty] | 7.3.3.17.5 (Remote Grid) Updates to grid topology to minimize risk of ignition in HFTDs Remote GridWLDFRVegetation ContactAggregated | WLDFR | HFTD - Distribution - Tier 2 - 2QU CoRE ¦ 2QU LoRE | Non-Red Flag Warning - Catastrophic Fires | Vegetation Contact | Aggregated | 2065 | 6.7183e-07 | 543.1039 | 0.00036487 | 2065 | Mitigation | 0.95 | 45 | 0 | esc | 0.00097009 | 6.5173e-10 | 0.00097009 | 6.5173e-10
[79 empty] | WLDFR | HFTD - Distribution - Tier 2 - 5QU CoRE ¦ 4QU LoRE | Red Flag Warning - Destructive Fires | 2066 | 2.0983e-10 | 2.0983e-10 | 13246.6313 | 384.5316 | 12862.0997 | 0 | 0 | 0 | 2.1631e-07 | 2.7796e-06 | 0 | 2.7796e-06 | 2.7796e-06 | 0 | 2.7796e-06 | 0 | 6.3401e-07 | 1.3898e-06 | 0 | 1.3898e-06 | 0 | 4.7448e-05 | 9.4895e-05 | 0 | 9.4895e-05 | [12 empty] | 7.3.3.17.5 (Remote Grid) Updates to grid topology to minimize risk of ignition in HFTDs Remote GridWLDFRVegetation ContactAggregated | WLDFR | HFTD - Distribution - Tier 2 - 2QU CoRE ¦ 2QU LoRE | Non-Red Flag Warning - Catastrophic Fires | Vegetation Contact | Aggregated | 2066 | 6.7183e-07 | 543.1039 | 0.00036487 | 2066 | Mitigation | 0.95 | 45 | 0 | esc | 0.00097009 | 6.5173e-10 | 0.00097009 | 6.5173e-10
[79 empty] | WLDFR | HFTD - Distribution - Tier 2 - 5QU CoRE ¦ 4QU LoRE | Red Flag Warning - Destructive Fires | 2067 | 0 | 2.0983e-10 | 13246.6313 | 384.5316 | 12862.0997 | 0 | 0 | 0 | 2.1631e-07 | 0 | 0 | 0 | 2.7796e-06 | 0 | 2.7796e-06 | 0 | 6.3401e-07 | 1.3898e-06 | 0 | 1.3898e-06 | 0 | 4.7448e-05 | 9.4895e-05 | 0 | 9.4895e-05 | [12 empty] | 7.3.3.17.5 (Remote Grid) Updates to grid topology to minimize risk of ignition in HFTDs Remote GridWLDFRVegetation ContactAggregated | WLDFR | HFTD - Distribution - Tier 2 - 2QU CoRE ¦ 2QU LoRE | Non-Red Flag Warning - Catastrophic Fires | Vegetation Contact | Aggregated | 2067 | 6.7183e-07 | 543.1039 | 0.00036487 | 2067 | Mitigation | 0.95 | 45 | 0 | esc | 0 | 0 | 0.00097009 | 6.5173e-10
[79 empty] | WLDFR | HFTD - Distribution - Tier 2 - 5QU CoRE ¦ 4QU LoRE | Red Flag Warning - Large Fires | 2022 | 1.5967e-08 | 0 | 5.2406 | 0.69642 | 2.942 | 1.6022 | 0 | 0 | 1.6459e-05 | 8.3675e-08 | 0 | 8.3675e-08 | 0 | 0 | 0 | 0 | 6.3401e-07 | 1.3898e-06 | 0 | 1.3898e-06 | 0 | 4.9811e-05 | 9.9622e-05 | 0 | 9.9622e-05 | [12 empty] | 7.3.3.17.5 (Remote Grid) Updates to grid topology to minimize risk of ignition in HFTDs Remote GridWLDFRWire-to-wire contactAggregated | WLDFR | HFTD - Distribution - Tier 2 - 2QU CoRE ¦ 2QU LoRE | Non-Red Flag Warning - Catastrophic Fires | Wire-to-wire contact | Aggregated | 2022 | 1.1012e-06 | 543.1039 | 0.00059807 | 2022 | Mitigation | 0.95 | 45 | 0 | esc | 0.00097009 | 1.0683e-09 | 0 | 0
[79 empty] | WLDFR | HFTD - Distribution - Tier 2 - 5QU CoRE ¦ 4QU LoRE | Red Flag Warning - Large Fires | 2023 | 1.5967e-08 | 1.5967e-08 | 5.475 | 0.71896 | 3.0715 | 1.6846 | 0 | 0 | 1.6459e-05 | 8.7419e-08 | 0 | 8.7419e-08 | 8.7419e-08 | 0 | 8.7419e-08 | 0 | 6.3401e-07 | 1.3898e-06 | 0 | 1.3898e-06 | 0 | 4.9811e-05 | 9.9622e-05 | 0 | 9.9622e-05 | [12 empty] | 7.3.3.17.5 (Remote Grid) Updates to grid topology to minimize risk of ignition in HFTDs Remote GridWLDFRWire-to-wire contactAggregated | WLDFR | HFTD - Distribution - Tier 2 - 2QU CoRE ¦ 2QU LoRE | Non-Red Flag Warning - Catastrophic Fires | Wire-to-wire contact | Aggregated | 2023 | 1.1012e-06 | 543.1039 | 0.00059807 | 2023 | Mitigation | 0.95 | 45 | 0 | esc | 0.00097009 | 1.0683e-09 | 0.00097009 | 1.0683e-09
[79 empty] | WLDFR | HFTD - Distribution - Tier 2 - 5QU CoRE ¦ 4QU LoRE | Red Flag Warning - Large Fires | 2024 | 1.5967e-08 | 1.5967e-08 | 5.475 | 0.71896 | 3.0715 | 1.6846 | 0 | 0 | 1.6459e-05 | 8.7419e-08 | 0 | 8.7419e-08 | 8.7419e-08 | 0 | 8.7419e-08 | 0 | 6.3401e-07 | 1.3898e-06 | 0 | 1.3898e-06 | 0 | 4.9811e-05 | 9.9622e-05 | 0 | 9.9622e-05 | [12 empty] | 7.3.3.17.5 (Remote Grid) Updates to grid topology to minimize risk of ignition in HFTDs Remote GridWLDFRWire-to-wire contactAggregated | WLDFR | HFTD - Distribution - Tier 2 - 2QU CoRE ¦ 2QU LoRE | Non-Red Flag Warning - Catastrophic Fires | Wire-to-wire contact | Aggregated | 2024 | 1.1012e-06 | 543.1039 | 0.00059807 | 2024 | Mitigation | 0.95 | 45 | 0 | esc | 0.00097009 | 1.0683e-09 | 0.00097009 | 1.0683e-09
[79 empty] | WLDFR | HFTD - Distribution - Tier 2 - 5QU CoRE ¦ 4QU LoRE | Red Flag Warning - Large Fires | 2025 | 1.5967e-08 | 1.5967e-08 | 5.475 | 0.71896 | 3.0715 | 1.6846 | 0 | 0 | 1.6459e-05 | 8.7419e-08 | 0 | 8.7419e-08 | 8.7419e-08 | 0 | 8.7419e-08 | 0 | 6.6392e-07 | 1.4553e-06 | 0 | 1.4553e-06 | 0 | 4.9811e-05 | 9.9622e-05 | 0 | 9.9622e-05 | [12 empty] | 7.3.3.17.5 (Remote Grid) Updates to grid topology to minimize risk of ignition in HFTDs Remote GridWLDFRWire-to-wire contactAggregated | WLDFR | HFTD - Distribution - Tier 2 - 2QU CoRE ¦ 2QU LoRE | Non-Red Flag Warning - Catastrophic Fires | Wire-to-wire contact | Aggregated | 2025 | 1.1012e-06 | 543.1039 | 0.00059807 | 2025 | Mitigation | 0.95 | 45 | 0 | esc | 0.00097009 | 1.0683e-09 | 0.00097009 | 1.0683e-09
[79 empty] | WLDFR | HFTD - Distribution - Tier 2 - 5QU CoRE ¦ 4QU LoRE | Red Flag Warning - Large Fires | 2026 | 1.5967e-08 | 1.5967e-08 | 5.475 | 0.71896 | 3.0715 | 1.6846 | 0 | 0 | 1.6459e-05 | 8.7419e-08 | 0 | 8.7419e-08 | 8.7419e-08 | 0 | 8.7419e-08 | 0 | 6.6392e-07 | 1.4553e-06 | 0 | 1.4553e-06 | 0 | 0 | 9.9622e-05 | 0 | 9.9622e-05 | [12 empty] | 7.3.3.17.5 (Remote Grid) Updates to grid topology to minimize risk of ignition in HFTDs Remote GridWLDFRWire-to-wire contactAggregated | WLDFR | HFTD - Distribution - Tier 2 - 2QU CoRE ¦ 2QU LoRE | Non-Red Flag Warning - Catastrophic Fires | Wire-to-wire contact | Aggregated | 2026 | 1.1012e-06 | 543.1039 | 0.00059807 | 2026 | Mitigation | 0.95 | 45 | 0 | esc | 0.00097009 | 1.0683e-09 | 0.00097009 | 1.0683e-09
[79 empty] | WLDFR | HFTD - Distribution - Tier 2 - 5QU CoRE ¦ 4QU LoRE | Red Flag Warning - Large Fires | 2027 | 1.5967e-08 | 1.5967e-08 | 5.475 | 0.71896 | 3.0715 | 1.6846 | 0 | 0 | 1.6459e-05 | 8.7419e-08 | 0 | 8.7419e-08 | 8.7419e-08 | 0 | 8.7419e-08 | 0 | 6.6392e-07 | 1.4553e-06 | 0 | 1.4553e-06 | 0 | 0 | 0 | 0 | 0 | [12 empty] | 7.3.3.17.5 (Remote Grid) Updates to grid topology to minimize risk of ignition in HFTDs Remote GridWLDFRWire-to-wire contactAggregated | WLDFR | HFTD - Distribution - Tier 2 - 2QU CoRE ¦ 2QU LoRE | Non-Red Flag Warning - Catastrophic Fires | Wire-to-wire contact | Aggregated | 2027 | 1.1012e-06 | 543.1039 | 0.00059807 | 2027 | Mitigation | 0.95 | 45 | 0 | esc | 0.00097009 | 1.0683e-09 | 0.00097009 | 1.0683e-09
[79 empty] | WLDFR | HFTD - Distribution - Tier 2 - 5QU CoRE ¦ 4QU LoRE | Red Flag Warning - Large Fires | 2028 | 1.5967e-08 | 1.5967e-08 | 5.777 | 0.74734 | 3.238 | 1.7917 | 0 | 0 | 1.6459e-05 | 9.2241e-08 | 0 | 9.2241e-08 | 9.2241e-08 | 0 | 9.2241e-08 | 0 | 6.6392e-07 | 1.4553e-06 | 0 | 1.4553e-06 | 0 | 0 | 0 | 0 | 0 | [12 empty] | 7.3.3.17.5 (Remote Grid) Updates to grid topology to minimize risk of ignition in HFTDs Remote GridWLDFRWire-to-wire contactAggregated | WLDFR | HFTD - Distribution - Tier 2 - 2QU CoRE ¦ 2QU LoRE | Non-Red Flag Warning - Catastrophic Fires | Wire-to-wire contact | Aggregated | 2028 | 1.1012e-06 | 543.1039 | 0.00059807 | 2028 | Mitigation | 0.95 | 45 | 0 | esc | 0.00097009 | 1.0683e-09 | 0.00097009 | 1.0683e-09
[79 empty] | WLDFR | HFTD - Distribution - Tier 2 - 5QU CoRE ¦ 4QU LoRE | Red Flag Warning - Large Fires | 2029 | 1.5967e-08 | 1.5967e-08 | 5.777 | 0.74734 | 3.238 | 1.7917 | 0 | 0 | 1.6459e-05 | 9.2241e-08 | 0 | 9.2241e-08 | 9.2241e-08 | 0 | 9.2241e-08 | 0 | 6.6392e-07 | 1.4553e-06 | 0 | 1.4553e-06 | 0 | 7.8975e-05 | 0 | 0 | 0 | [12 empty] | 7.3.3.17.5 (Remote Grid) Updates to grid topology to minimize risk of ignition in HFTDs Remote GridWLDFRWire-to-wire contactAggregated | WLDFR | HFTD - Distribution - Tier 2 - 2QU CoRE ¦ 2QU LoRE | Non-Red Flag Warning - Catastrophic Fires | Wire-to-wire contact | Aggregated | 2029 | 1.1012e-06 | 543.1039 | 0.00059807 | 2029 | Mitigation | 0.95 | 45 | 0 | esc | 0.00097009 | 1.0683e-09 | 0.00097009 | 1.0683e-09
[79 empty] | WLDFR | HFTD - Distribution - Tier 2 - 5QU CoRE ¦ 4QU LoRE | Red Flag Warning - Large Fires | 2030 | 1.5967e-08 | 1.5967e-08 | 5.777 | 0.74734 | 3.238 | 1.7917 | 0 | 0 | 1.6459e-05 | 9.2241e-08 | 0 | 9.2241e-08 | 9.2241e-08 | 0 | 9.2241e-08 | 0 | 6.9581e-07 | 1.5252e-06 | 0 | 1.5252e-06 | 0 | 8.1861e-05 | 0.00016372 | 0 | 0.00016372 | [12 empty] | 7.3.3.17.5 (Remote Grid) Updates to grid topology to minimize risk of ignition in HFTDs Remote GridWLDFRWire-to-wire contactAggregated | WLDFR | HFTD - Distribution - Tier 2 - 2QU CoRE ¦ 2QU LoRE | Non-Red Flag Warning - Catastrophic Fires | Wire-to-wire contact | Aggregated | 2030 | 1.1012e-06 | 543.1039 | 0.00059807 | 2030 | Mitigation | 0.95 | 45 | 0 | esc | 0.00097009 | 1.0683e-09 | 0.00097009 | 1.0683e-09
[79 empty] | WLDFR | HFTD - Distribution - Tier 2 - 5QU CoRE ¦ 4QU LoRE | Red Flag Warning - Large Fires | 2031 | 1.5967e-08 | 1.5967e-08 | 5.777 | 0.74734 | 3.238 | 1.7917 | 0 | 0 | 1.6459e-05 | 9.2241e-08 | 0 | 9.2241e-08 | 9.2241e-08 | 0 | 9.2241e-08 | 0 | 6.9581e-07 | 1.5252e-06 | 0 | 1.5252e-06 | 0 | 8.1861e-05 | 0.00016372 | 0 | 0.00016372 | [12 empty] | 7.3.3.17.5 (Remote Grid) Updates to grid topology to minimize risk of ignition in HFTDs Remote GridWLDFRWire-to-wire contactAggregated | WLDFR | HFTD - Distribution - Tier 2 - 2QU CoRE ¦ 2QU LoRE | Non-Red Flag Warning - Catastrophic Fires | Wire-to-wire contact | Aggregated | 2031 | 1.1012e-06 | 543.1039 | 0.00059807 | 2031 | Mitigation | 0.95 | 45 | 0 | esc | 0.00097009 | 1.0683e-09 | 0.00097009 | 1.0683e-09
[79 empty] | WLDFR | HFTD - Distribution - Tier 2 - 5QU CoRE ¦ 4QU LoRE | Red Flag Warning - Large Fires | 2032 | 1.5967e-08 | 1.5967e-08 | 5.777 | 0.74734 | 3.238 | 1.7917 | 0 | 0 | 1.6459e-05 | 9.2241e-08 | 0 | 9.2241e-08 | 9.2241e-08 | 0 | 9.2241e-08 | 0 | 6.9581e-07 | 1.5252e-06 | 0 | 1.5252e-06 | 0 | 8.1861e-05 | 0.00016372 | 0 | 0.00016372 | [12 empty] | 7.3.3.17.5 (Remote Grid) Updates to grid topology to minimize risk of ignition in HFTDs Remote GridWLDFRWire-to-wire contactAggregated | WLDFR | HFTD - Distribution - Tier 2 - 2QU CoRE ¦ 2QU LoRE | Non-Red Flag Warning - Catastrophic Fires | Wire-to-wire contact | Aggregated | 2032 | 1.1012e-06 | 543.1039 | 0.00059807 | 2032 | Mitigation | 0.95 | 45 | 0 | esc | 0.00097009 | 1.0683e-09 | 0.00097009 | 1.0683e-09
[79 empty] | WLDFR | HFTD - Distribution - Tier 2 - 5QU CoRE ¦ 4QU LoRE | Red Flag Warning - Large Fires | 2033 | 1.5967e-08 | 1.5967e-08 | 6.1205 | 0.77885 | 3.4265 | 1.9151 | 0 | 0 | 1.6459e-05 | 9.7725e-08 | 0 | 9.7725e-08 | 9.7725e-08 | 0 | 9.7725e-08 | 0 | 6.9581e-07 | 1.5252e-06 | 0 | 1.5252e-06 | 0 | 8.1861e-05 | 0.00016372 | 0 | 0.00016372 | [12 empty] | 7.3.3.17.5 (Remote Grid) Updates to grid topology to minimize risk of ignition in HFTDs Remote GridWLDFRWire-to-wire contactAggregated | WLDFR | HFTD - Distribution - Tier 2 - 2QU CoRE ¦ 2QU LoRE | Non-Red Flag Warning - Catastrophic Fires | Wire-to-wire contact | Aggregated | 2033 | 1.1012e-06 | 543.1039 | 0.00059807 | 2033 | Mitigation | 0.95 | 45 | 0 | esc | 0.00097009 | 1.0683e-09 | 0.00097009 | 1.0683e-09
[79 empty] | WLDFR | HFTD - Distribution - Tier 2 - 5QU CoRE ¦ 4QU LoRE | Red Flag Warning - Large Fires | 2034 | 1.5967e-08 | 1.5967e-08 | 6.1205 | 0.77885 | 3.4265 | 1.9151 | 0 | 0 | 1.6459e-05 | 9.7725e-08 | 0 | 9.7725e-08 | 9.7725e-08 | 0 | 9.7725e-08 | 0 | 6.9581e-07 | 1.5252e-06 | 0 | 1.5252e-06 | 0 | 8.1861e-05 | 0.00016372 | 0 | 0.00016372 | [12 empty] | 7.3.3.17.5 (Remote Grid) Updates to grid topology to minimize risk of ignition in HFTDs Remote GridWLDFRWire-to-wire contactAggregated | WLDFR | HFTD - Distribution - Tier 2 - 2QU CoRE ¦ 2QU LoRE | Non-Red Flag Warning - Catastrophic Fires | Wire-to-wire contact | Aggregated | 2034 | 1.1012e-06 | 543.1039 | 0.00059807 | 2034 | Mitigation | 0.95 | 45 | 0 | esc | 0.00097009 | 1.0683e-09 | 0.00097009 | 1.0683e-09
[79 empty] | WLDFR | HFTD - Distribution - Tier 2 - 5QU CoRE ¦ 4QU LoRE | Red Flag Warning - Large Fires | 2035 | 1.5967e-08 | 1.5967e-08 | 6.1205 | 0.77885 | 3.4265 | 1.9151 | 0 | 0 | 1.6459e-05 | 9.7725e-08 | 0 | 9.7725e-08 | 9.7725e-08 | 0 | 9.7725e-08 | 0 | 7.2934e-07 | 1.5987e-06 | 0 | 1.5987e-06 | 0 | 8.5494e-05 | 0.00017099 | 0 | 0.00017099 | [12 empty] | 7.3.3.17.5 (Remote Grid) Updates to grid topology to minimize risk of ignition in HFTDs Remote GridWLDFRWire-to-wire contactAggregated | WLDFR | HFTD - Distribution - Tier 2 - 2QU CoRE ¦ 2QU LoRE | Non-Red Flag Warning - Catastrophic Fires | Wire-to-wire contact | Aggregated | 2035 | 1.1012e-06 | 543.1039 | 0.00059807 | 2035 | Mitigation | 0.95 | 45 | 0 | esc | 0.00097009 | 1.0683e-09 | 0.00097009 | 1.0683e-09
[79 empty] | WLDFR | HFTD - Distribution - Tier 2 - 5QU CoRE ¦ 4QU LoRE | Red Flag Warning - Large Fires | 2036 | 1.5967e-08 | 1.5967e-08 | 6.1205 | 0.77885 | 3.4265 | 1.9151 | 0 | 0 | 1.6459e-05 | 9.7725e-08 | 0 | 9.7725e-08 | 9.7725e-08 | 0 | 9.7725e-08 | 0 | 7.2934e-07 | 1.5987e-06 | 0 | 1.5987e-06 | 0 | 8.5494e-05 | 0.00017099 | 0 | 0.00017099 | [12 empty] | 7.3.3.17.5 (Remote Grid) Updates to grid topology to minimize risk of ignition in HFTDs Remote GridWLDFRWire-to-wire contactAggregated | WLDFR | HFTD - Distribution - Tier 2 - 2QU CoRE ¦ 2QU LoRE | Non-Red Flag Warning - Catastrophic Fires | Wire-to-wire contact | Aggregated | 2036 | 1.1012e-06 | 543.1039 | 0.00059807 | 2036 | Mitigation | 0.95 | 45 | 0 | esc | 0.00097009 | 1.0683e-09 | 0.00097009 | 1.0683e-09
[79 empty] | WLDFR | HFTD - Distribution - Tier 2 - 5QU CoRE ¦ 4QU LoRE | Red Flag Warning - Large Fires | 2037 | 1.5967e-08 | 1.5967e-08 | 6.1205 | 0.77885 | 3.4265 | 1.9151 | 0 | 0 | 1.6459e-05 | 9.7725e-08 | 0 | 9.7725e-08 | 9.7725e-08 | 0 | 9.7725e-08 | 0 | 7.2934e-07 | 1.5987e-06 | 0 | 1.5987e-06 | 0 | 8.5494e-05 | 0.00017099 | 0 | 0.00017099 | [12 empty] | 7.3.3.17.5 (Remote Grid) Updates to grid topology to minimize risk of ignition in HFTDs Remote GridWLDFRWire-to-wire contactAggregated | WLDFR | HFTD - Distribution - Tier 2 - 2QU CoRE ¦ 2QU LoRE | Non-Red Flag Warning - Catastrophic Fires | Wire-to-wire contact | Aggregated | 2037 | 1.1012e-06 | 543.1039 | 0.00059807 | 2037 | Mitigation | 0.95 | 45 | 0 | esc | 0.00097009 | 1.0683e-09 | 0.00097009 | 1.0683e-09
[79 empty] | WLDFR | HFTD - Distribution - Tier 2 - 5QU CoRE ¦ 4QU LoRE | Red Flag Warning - Large Fires | 2038 | 1.5967e-08 | 1.5967e-08 | 6.5028 | 0.81304 | 3.6355 | 2.0543 | 0 | 0 | 1.6459e-05 | 1.0383e-07 | 0 | 1.0383e-07 | 1.0383e-07 | 0 | 1.0383e-07 | 0 | 7.2934e-07 | 1.5987e-06 | 0 | 1.5987e-06 | 0 | 8.5494e-05 | 0.00017099 | 0 | 0.00017099 | [12 empty] | 7.3.3.17.5 (Remote Grid) Updates to grid topology to minimize risk of ignition in HFTDs Remote GridWLDFRWire-to-wire contactAggregated | WLDFR | HFTD - Distribution - Tier 2 - 2QU CoRE ¦ 2QU LoRE | Non-Red Flag Warning - Catastrophic Fires | Wire-to-wire contact | Aggregated | 2038 | 1.1012e-06 | 543.1039 | 0.00059807 | 2038 | Mitigation | 0.95 | 45 | 0 | esc | 0.00097009 | 1.0683e-09 | 0.00097009 | 1.0683e-09
[79 empty] | WLDFR | HFTD - Distribution - Tier 2 - 5QU CoRE ¦ 4QU LoRE | Red Flag Warning - Large Fires | 2039 | 1.5967e-08 | 1.5967e-08 | 6.5028 | 0.81304 | 3.6355 | 2.0543 | 0 | 0 | 1.6459e-05 | 1.0383e-07 | 0 | 1.0383e-07 | 1.0383e-07 | 0 | 1.0383e-07 | 0 | 7.2934e-07 | 1.5987e-06 | 0 | 1.5987e-06 | 0 | 8.5494e-05 | 0.00017099 | 0 | 0.00017099 | [12 empty] | 7.3.3.17.5 (Remote Grid) Updates to grid topology to minimize risk of ignition in HFTDs Remote GridWLDFRWire-to-wire contactAggregated | WLDFR | HFTD - Distribution - Tier 2 - 2QU CoRE ¦ 2QU LoRE | Non-Red Flag Warning - Catastrophic Fires | Wire-to-wire contact | Aggregated | 2039 | 1.1012e-06 | 543.1039 | 0.00059807 | 2039 | Mitigation | 0.95 | 45 | 0 | esc | 0.00097009 | 1.0683e-09 | 0.00097009 | 1.0683e-09
[79 empty] | WLDFR | HFTD - Distribution - Tier 2 - 5QU CoRE ¦ 4QU LoRE | Red Flag Warning - Large Fires | 2040 | 1.5967e-08 | 1.5967e-08 | 6.5028 | 0.81304 | 3.6355 | 2.0543 | 0 | 0 | 1.6459e-05 | 1.0383e-07 | 0 | 1.0383e-07 | 1.0383e-07 | 0 | 1.0383e-07 | 0 | 7.6416e-07 | 1.6751e-06 | 0 | 1.6751e-06 | 0 | 8.9528e-05 | 0.00017906 | 0 | 0.00017906 | [12 empty] | 7.3.3.17.5 (Remote Grid) Updates to grid topology to minimize risk of ignition in HFTDs Remote GridWLDFRWire-to-wire contactAggregated | WLDFR | HFTD - Distribution - Tier 2 - 2QU CoRE ¦ 2QU LoRE | Non-Red Flag Warning - Catastrophic Fires | Wire-to-wire contact | Aggregated | 2040 | 1.1012e-06 | 543.1039 | 0.00059807 | 2040 | Mitigation | 0.95 | 45 | 0 | esc | 0.00097009 | 1.0683e-09 | 0.00097009 | 1.0683e-09
[79 empty] | WLDFR | HFTD - Distribution - Tier 2 - 5QU CoRE ¦ 4QU LoRE | Red Flag Warning - Large Fires | 2041 | 1.5967e-08 | 1.5967e-08 | 6.5028 | 0.81304 | 3.6355 | 2.0543 | 0 | 0 | 1.6459e-05 | 1.0383e-07 | 0 | 1.0383e-07 | 1.0383e-07 | 0 | 1.0383e-07 | 0 | 7.6416e-07 | 1.6751e-06 | 0 | 1.6751e-06 | 0 | 8.9528e-05 | 0.00017906 | 0 | 0.00017906 | [12 empty] | 7.3.3.17.5 (Remote Grid) Updates to grid topology to minimize risk of ignition in HFTDs Remote GridWLDFRWire-to-wire contactAggregated | WLDFR | HFTD - Distribution - Tier 2 - 2QU CoRE ¦ 2QU LoRE | Non-Red Flag Warning - Catastrophic Fires | Wire-to-wire contact | Aggregated | 2041 | 1.1012e-06 | 543.1039 | 0.00059807 | 2041 | Mitigation | 0.95 | 45 | 0 | esc | 0.00097009 | 1.0683e-09 | 0.00097009 | 1.0683e-09
[79 empty] | WLDFR | HFTD - Distribution - Tier 2 - 5QU CoRE ¦ 4QU LoRE | Red Flag Warning - Large Fires | 2042 | 1.5967e-08 | 1.5967e-08 | 6.5028 | 0.81304 | 3.6355 | 2.0543 | 0 | 0 | 1.6459e-05 | 1.0383e-07 | 0 | 1.0383e-07 | 1.0383e-07 | 0 | 1.0383e-07 | 0 | 7.6416e-07 | 1.6751e-06 | 0 | 1.6751e-06 | 0 | 8.9528e-05 | 0.00017906 | 0 | 0.00017906 | [12 empty] | 7.3.3.17.5 (Remote Grid) Updates to grid topology to minimize risk of ignition in HFTDs Remote GridWLDFRWire-to-wire contactAggregated | WLDFR | HFTD - Distribution - Tier 2 - 2QU CoRE ¦ 2QU LoRE | Non-Red Flag Warning - Catastrophic Fires | Wire-to-wire contact | Aggregated | 2042 | 1.1012e-06 | 543.1039 | 0.00059807 | 2042 | Mitigation | 0.95 | 45 | 0 | esc | 0.00097009 | 1.0683e-09 | 0.00097009 | 1.0683e-09
[79 empty] | WLDFR | HFTD - Distribution - Tier 2 - 5QU CoRE ¦ 4QU LoRE | Red Flag Warning - Large Fires | 2043 | 1.5967e-08 | 1.5967e-08 | 6.9209 | 0.84944 | 3.8632 | 2.2083 | 0 | 0 | 1.6459e-05 | 1.1051e-07 | 0 | 1.1051e-07 | 1.1051e-07 | 0 | 1.1051e-07 | 0 | 7.6416e-07 | 1.6751e-06 | 0 | 1.6751e-06 | 0 | 8.9528e-05 | 0.00017906 | 0 | 0.00017906 | [12 empty] | 7.3.3.17.5 (Remote Grid) Updates to grid topology to minimize risk of ignition in HFTDs Remote GridWLDFRWire-to-wire contactAggregated | WLDFR | HFTD - Distribution - Tier 2 - 2QU CoRE ¦ 2QU LoRE | Non-Red Flag Warning - Catastrophic Fires | Wire-to-wire contact | Aggregated | 2043 | 1.1012e-06 | 543.1039 | 0.00059807 | 2043 | Mitigation | 0.95 | 45 | 0 | esc | 0.00097009 | 1.0683e-09 | 0.00097009 | 1.0683e-09
[79 empty] | WLDFR | HFTD - Distribution - Tier 2 - 5QU CoRE ¦ 4QU LoRE | Red Flag Warning - Large Fires | 2044 | 1.5967e-08 | 1.5967e-08 | 6.9209 | 0.84944 | 3.8632 | 2.2083 | 0 | 0 | 1.6459e-05 | 1.1051e-07 | 0 | 1.1051e-07 | 1.1051e-07 | 0 | 1.1051e-07 | 0 | 7.6416e-07 | 1.6751e-06 | 0 | 1.6751e-06 | 0 | 8.9528e-05 | 0.00017906 | 0 | 0.00017906 | [12 empty] | 7.3.3.17.5 (Remote Grid) Updates to grid topology to minimize risk of ignition in HFTDs Remote GridWLDFRWire-to-wire contactAggregated | WLDFR | HFTD - Distribution - Tier 2 - 2QU CoRE ¦ 2QU LoRE | Non-Red Flag Warning - Catastrophic Fires | Wire-to-wire contact | Aggregated | 2044 | 1.1012e-06 | 543.1039 | 0.00059807 | 2044 | Mitigation | 0.95 | 45 | 0 | esc | 0.00097009 | 1.0683e-09 | 0.00097009 | 1.0683e-09
[79 empty] | WLDFR | HFTD - Distribution - Tier 2 - 5QU CoRE ¦ 4QU LoRE | Red Flag Warning - Large Fires | 2045 | 1.5967e-08 | 1.5967e-08 | 6.9209 | 0.84944 | 3.8632 | 2.2083 | 0 | 0 | 1.6459e-05 | 1.1051e-07 | 0 | 1.1051e-07 | 1.1051e-07 | 0 | 1.1051e-07 | 0 | 7.9987e-07 | 1.7533e-06 | 0 | 1.7533e-06 | 0 | 9.3903e-05 | 0.00018781 | 0 | 0.00018781 | [12 empty] | 7.3.3.17.5 (Remote Grid) Updates to grid topology to minimize risk of ignition in HFTDs Remote GridWLDFRWire-to-wire contactAggregated | WLDFR | HFTD - Distribution - Tier 2 - 2QU CoRE ¦ 2QU LoRE | Non-Red Flag Warning - Catastrophic Fires | Wire-to-wire contact | Aggregated | 2045 | 1.1012e-06 | 543.1039 | 0.00059807 | 2045 | Mitigation | 0.95 | 45 | 0 | esc | 0.00097009 | 1.0683e-09 | 0.00097009 | 1.0683e-09
[79 empty] | WLDFR | HFTD - Distribution - Tier 2 - 5QU CoRE ¦ 4QU LoRE | Red Flag Warning - Large Fires | 2046 | 1.5967e-08 | 1.5967e-08 | 6.9209 | 0.84944 | 3.8632 | 2.2083 | 0 | 0 | 1.6459e-05 | 1.1051e-07 | 0 | 1.1051e-07 | 1.1051e-07 | 0 | 1.1051e-07 | 0 | 7.9987e-07 | 1.7533e-06 | 0 | 1.7533e-06 | 0 | 9.3903e-05 | 0.00018781 | 0 | 0.00018781 | [12 empty] | 7.3.3.17.5 (Remote Grid) Updates to grid topology to minimize risk of ignition in HFTDs Remote GridWLDFRWire-to-wire contactAggregated | WLDFR | HFTD - Distribution - Tier 2 - 2QU CoRE ¦ 2QU LoRE | Non-Red Flag Warning - Catastrophic Fires | Wire-to-wire contact | Aggregated | 2046 | 1.1012e-06 | 543.1039 | 0.00059807 | 2046 | Mitigation | 0.95 | 45 | 0 | esc | 0.00097009 | 1.0683e-09 | 0.00097009 | 1.0683e-09
[79 empty] | WLDFR | HFTD - Distribution - Tier 2 - 5QU CoRE ¦ 4QU LoRE | Red Flag Warning - Large Fires | 2047 | 1.5967e-08 | 1.5967e-08 | 6.9209 | 0.84944 | 3.8632 | 2.2083 | 0 | 0 | 1.6459e-05 | 1.1051e-07 | 0 | 1.1051e-07 | 1.1051e-07 | 0 | 1.1051e-07 | 0 | 7.9987e-07 | 1.7533e-06 | 0 | 1.7533e-06 | 0 | 9.3903e-05 | 0.00018781 | 0 | 0.00018781 | [12 empty] | 7.3.3.17.5 (Remote Grid) Updates to grid topology to minimize risk of ignition in HFTDs Remote GridWLDFRWire-to-wire contactAggregated | WLDFR | HFTD - Distribution - Tier 2 - 2QU CoRE ¦ 2QU LoRE | Non-Red Flag Warning - Catastrophic Fires | Wire-to-wire contact | Aggregated | 2047 | 1.1012e-06 | 543.1039 | 0.00059807 | 2047 | Mitigation | 0.95 | 45 | 0 | esc | 0.00097009 | 1.0683e-09 | 0.00097009 | 1.0683e-09
[79 empty] | WLDFR | HFTD - Distribution - Tier 2 - 5QU CoRE ¦ 4QU LoRE | Red Flag Warning - Large Fires | 2048 | 1.5967e-08 | 1.5967e-08 | 7.3713 | 0.88759 | 4.1075 | 2.3763 | 0 | 0 | 1.6459e-05 | 1.177e-07 | 0 | 1.177e-07 | 1.177e-07 | 0 | 1.177e-07 | 0 | 7.9987e-07 | 1.7533e-06 | 0 | 1.7533e-06 | 0 | 9.3903e-05 | 0.00018781 | 0 | 0.00018781 | [12 empty] | 7.3.3.17.5 (Remote Grid) Updates to grid topology to minimize risk of ignition in HFTDs Remote GridWLDFRWire-to-wire contactAggregated | WLDFR | HFTD - Distribution - Tier 2 - 2QU CoRE ¦ 2QU LoRE | Non-Red Flag Warning - Catastrophic Fires | Wire-to-wire contact | Aggregated | 2048 | 1.1012e-06 | 543.1039 | 0.00059807 | 2048 | Mitigation | 0.95 | 45 | 0 | esc | 0.00097009 | 1.0683e-09 | 0.00097009 | 1.0683e-09
[79 empty] | WLDFR | HFTD - Distribution - Tier 2 - 5QU CoRE ¦ 4QU LoRE | Red Flag Warning - Large Fires | 2049 | 1.5967e-08 | 1.5967e-08 | 7.3713 | 0.88759 | 4.1075 | 2.3763 | 0 | 0 | 1.6459e-05 | 1.177e-07 | 0 | 1.177e-07 | 1.177e-07 | 0 | 1.177e-07 | 0 | 7.9987e-07 | 1.7533e-06 | 0 | 1.7533e-06 | 0 | 9.3903e-05 | 0.00018781 | 0 | 0.00018781 | [12 empty] | 7.3.3.17.5 (Remote Grid) Updates to grid topology to minimize risk of ignition in HFTDs Remote GridWLDFRWire-to-wire contactAggregated | WLDFR | HFTD - Distribution - Tier 2 - 2QU CoRE ¦ 2QU LoRE | Non-Red Flag Warning - Catastrophic Fires | Wire-to-wire contact | Aggregated | 2049 | 1.1012e-06 | 543.1039 | 0.00059807 | 2049 | Mitigation | 0.95 | 45 | 0 | esc | 0.00097009 | 1.0683e-09 | 0.00097009 | 1.0683e-09
[79 empty] | WLDFR | HFTD - Distribution - Tier 2 - 5QU CoRE ¦ 4QU LoRE | Red Flag Warning - Large Fires | 2050 | 1.5967e-08 | 1.5967e-08 | 7.3713 | 0.88759 | 4.1075 | 2.3763 | 0 | 0 | 1.6459e-05 | 1.177e-07 | 0 | 1.177e-07 | 1.177e-07 | 0 | 1.177e-07 | 0 | 8.3605e-07 | 1.8326e-06 | 0 | 1.8326e-06 | 0 | 9.856e-05 | 0.00019712 | 0 | 0.00019712 | [12 empty] | 7.3.3.17.5 (Remote Grid) Updates to grid topology to minimize risk of ignition in HFTDs Remote GridWLDFRWire-to-wire contactAggregated | WLDFR | HFTD - Distribution - Tier 2 - 2QU CoRE ¦ 2QU LoRE | Non-Red Flag Warning - Catastrophic Fires | Wire-to-wire contact | Aggregated | 2050 | 1.1012e-06 | 543.1039 | 0.00059807 | 2050 | Mitigation | 0.95 | 45 | 0 | esc | 0.00097009 | 1.0683e-09 | 0.00097009 | 1.0683e-09
[79 empty] | WLDFR | HFTD - Distribution - Tier 2 - 5QU CoRE ¦ 4QU LoRE | Red Flag Warning - Large Fires | 2051 | 1.5967e-08 | 1.5967e-08 | 7.3713 | 0.88759 | 4.1075 | 2.3763 | 0 | 0 | 1.6459e-05 | 1.177e-07 | 0 | 1.177e-07 | 1.177e-07 | 0 | 1.177e-07 | 0 | 8.3605e-07 | 1.8326e-06 | 0 | 1.8326e-06 | 0 | 9.856e-05 | 0.00019712 | 0 | 0.00019712 | [12 empty] | 7.3.3.17.5 (Remote Grid) Updates to grid topology to minimize risk of ignition in HFTDs Remote GridWLDFRWire-to-wire contactAggregated | WLDFR | HFTD - Distribution - Tier 2 - 2QU CoRE ¦ 2QU LoRE | Non-Red Flag Warning - Catastrophic Fires | Wire-to-wire contact | Aggregated | 2051 | 1.1012e-06 | 543.1039 | 0.00059807 | 2051 | Mitigation | 0.95 | 45 | 0 | esc | 0.00097009 | 1.0683e-09 | 0.00097009 | 1.0683e-09
[79 empty] | WLDFR | HFTD - Distribution - Tier 2 - 5QU CoRE ¦ 4QU LoRE | Red Flag Warning - Large Fires | 2052 | 1.5967e-08 | 1.5967e-08 | 7.3713 | 0.88759 | 4.1075 | 2.3763 | 0 | 0 | 1.6459e-05 | 1.177e-07 | 0 | 1.177e-07 | 1.177e-07 | 0 | 1.177e-07 | 0 | 8.3605e-07 | 1.8326e-06 | 0 | 1.8326e-06 | 0 | 9.856e-05 | 0.00019712 | 0 | 0.00019712 | [12 empty] | 7.3.3.17.5 (Remote Grid) Updates to grid topology to minimize risk of ignition in HFTDs Remote GridWLDFRWire-to-wire contactAggregated | WLDFR | HFTD - Distribution - Tier 2 - 2QU CoRE ¦ 2QU LoRE | Non-Red Flag Warning - Catastrophic Fires | Wire-to-wire contact | Aggregated | 2052 | 1.1012e-06 | 543.1039 | 0.00059807 | 2052 | Mitigation | 0.95 | 45 | 0 | esc | 0.00097009 | 1.0683e-09 | 0.00097009 | 1.0683e-09
[79 empty] | WLDFR | HFTD - Distribution - Tier 2 - 5QU CoRE ¦ 4QU LoRE | Red Flag Warning - Large Fires | 2053 | 1.5967e-08 | 1.5967e-08 | 7.8503 | 0.92702 | 4.3664 | 2.5569 | 0 | 0 | 1.6459e-05 | 1.2534e-07 | 0 | 1.2534e-07 | 1.2534e-07 | 0 | 1.2534e-07 | 0 | 0 | 1.8326e-06 | 0 | 1.8326e-06 | 0 | 9.856e-05 | 0.00019712 | 0 | 0.00019712 | [12 empty] | 7.3.3.17.5 (Remote Grid) Updates to grid topology to minimize risk of ignition in HFTDs Remote GridWLDFRWire-to-wire contactAggregated | WLDFR | HFTD - Distribution - Tier 2 - 2QU CoRE ¦ 2QU LoRE | Non-Red Flag Warning - Catastrophic Fires | Wire-to-wire contact | Aggregated | 2053 | 1.1012e-06 | 543.1039 | 0.00059807 | 2053 | Mitigation | 0.95 | 45 | 0 | esc | 0.00097009 | 1.0683e-09 | 0.00097009 | 1.0683e-09
[79 empty] | WLDFR | HFTD - Distribution - Tier 2 - 5QU CoRE ¦ 4QU LoRE | Red Flag Warning - Large Fires | 2054 | 1.5967e-08 | 1.5967e-08 | 7.8503 | 0.92702 | 4.3664 | 2.5569 | 0 | 0 | 1.6459e-05 | 1.2534e-07 | 0 | 1.2534e-07 | 1.2534e-07 | 0 | 1.2534e-07 | 0 | 0 | 0 | 0 | 0 | 0 | 9.856e-05 | 0.00019712 | 0 | 0.00019712 | [12 empty] | 7.3.3.17.5 (Remote Grid) Updates to grid topology to minimize risk of ignition in HFTDs Remote GridWLDFRWire-to-wire contactAggregated | WLDFR | HFTD - Distribution - Tier 2 - 2QU CoRE ¦ 2QU LoRE | Non-Red Flag Warning - Catastrophic Fires | Wire-to-wire contact | Aggregated | 2054 | 1.1012e-06 | 543.1039 | 0.00059807 | 2054 | Mitigation | 0.95 | 45 | 0 | esc | 0.00097009 | 1.0683e-09 | 0.00097009 | 1.0683e-09
[79 empty] | WLDFR | HFTD - Distribution - Tier 2 - 5QU CoRE ¦ 4QU LoRE | Red Flag Warning - Large Fires | 2055 | 1.5967e-08 | 1.5967e-08 | 7.8503 | 0.92702 | 4.3664 | 2.5569 | 0 | 0 | 1.6459e-05 | 1.2534e-07 | 0 | 1.2534e-07 | 1.2534e-07 | 0 | 1.2534e-07 | 0 | 3.7599e-05 | 0 | 0 | 0 | 0 | 0.00010344 | 0.00020687 | 0 | 0.00020687 | [12 empty] | 7.3.3.17.5 (Remote Grid) Updates to grid topology to minimize risk of ignition in HFTDs Remote GridWLDFRWire-to-wire contactAggregated | WLDFR | HFTD - Distribution - Tier 2 - 2QU CoRE ¦ 2QU LoRE | Non-Red Flag Warning - Catastrophic Fires | Wire-to-wire contact | Aggregated | 2055 | 1.1012e-06 | 543.1039 | 0.00059807 | 2055 | Mitigation | 0.95 | 45 | 0 | esc | 0.00097009 | 1.0683e-09 | 0.00097009 | 1.0683e-09
[79 empty] | WLDFR | HFTD - Distribution - Tier 2 - 5QU CoRE ¦ 4QU LoRE | Red Flag Warning - Large Fires | 2056 | 1.5967e-08 | 1.5967e-08 | 7.8503 | 0.92702 | 4.3664 | 2.5569 | 0 | 0 | 1.6459e-05 | 1.2534e-07 | 0 | 1.2534e-07 | 1.2534e-07 | 0 | 1.2534e-07 | 0 | 3.8977e-05 | 8.5439e-05 | 0 | 8.5439e-05 | 0 | 0.00010344 | 0.00020687 | 0 | 0.00020687 | [12 empty] | 7.3.3.17.5 (Remote Grid) Updates to grid topology to minimize risk of ignition in HFTDs Remote GridWLDFRWire-to-wire contactAggregated | WLDFR | HFTD - Distribution - Tier 2 - 2QU CoRE ¦ 2QU LoRE | Non-Red Flag Warning - Catastrophic Fires | Wire-to-wire contact | Aggregated | 2056 | 1.1012e-06 | 543.1039 | 0.00059807 | 2056 | Mitigation | 0.95 | 45 | 0 | esc | 0.00097009 | 1.0683e-09 | 0.00097009 | 1.0683e-09
[79 empty] | WLDFR | HFTD - Distribution - Tier 2 - 5QU CoRE ¦ 4QU LoRE | Red Flag Warning - Large Fires | 2057 | 1.5967e-08 | 1.5967e-08 | 7.8503 | 0.92702 | 4.3664 | 2.5569 | 0 | 0 | 1.6459e-05 | 1.2534e-07 | 0 | 1.2534e-07 | 1.2534e-07 | 0 | 1.2534e-07 | 0 | 3.8977e-05 | 8.5439e-05 | 0 | 8.5439e-05 | 0 | 0.00010344 | 0.00020687 | 0 | 0.00020687 | [12 empty] | 7.3.3.17.5 (Remote Grid) Updates to grid topology to minimize risk of ignition in HFTDs Remote GridWLDFRWire-to-wire contactAggregated | WLDFR | HFTD - Distribution - Tier 2 - 2QU CoRE ¦ 2QU LoRE | Non-Red Flag Warning - Catastrophic Fires | Wire-to-wire contact | Aggregated | 2057 | 1.1012e-06 | 543.1039 | 0.00059807 | 2057 | Mitigation | 0.95 | 45 | 0 | esc | 0.00097009 | 1.0683e-09 | 0.00097009 | 1.0683e-09
[79 empty] | WLDFR | HFTD - Distribution - Tier 2 - 5QU CoRE ¦ 4QU LoRE | Red Flag Warning - Large Fires | 2058 | 1.5967e-08 | 1.5967e-08 | 8.3524 | 0.96727 | 4.6367 | 2.7484 | 0 | 0 | 1.6459e-05 | 1.3336e-07 | 0 | 1.3336e-07 | 1.3336e-07 | 0 | 1.3336e-07 | 0 | 3.8977e-05 | 8.5439e-05 | 0 | 8.5439e-05 | 0 | 0.00010344 | 0.00020687 | 0 | 0.00020687 | [12 empty] | 7.3.3.17.5 (Remote Grid) Updates to grid topology to minimize risk of ignition in HFTDs Remote GridWLDFRWire-to-wire contactAggregated | WLDFR | HFTD - Distribution - Tier 2 - 2QU CoRE ¦ 2QU LoRE | Non-Red Flag Warning - Catastrophic Fires | Wire-to-wire contact | Aggregated | 2058 | 1.1012e-06 | 543.1039 | 0.00059807 | 2058 | Mitigation | 0.95 | 45 | 0 | esc | 0.00097009 | 1.0683e-09 | 0.00097009 | 1.0683e-09
[79 empty] | WLDFR | HFTD - Distribution - Tier 2 - 5QU CoRE ¦ 4QU LoRE | Red Flag Warning - Large Fires | 2059 | 1.5967e-08 | 1.5967e-08 | 8.3524 | 0.96727 | 4.6367 | 2.7484 | 0 | 0 | 1.6459e-05 | 1.3336e-07 | 0 | 1.3336e-07 | 1.3336e-07 | 0 | 1.3336e-07 | 0 | 3.8977e-05 | 8.5439e-05 | 0 | 8.5439e-05 | 0 | 0 | 0.00020687 | 0 | 0.00020687 | [12 empty] | 7.3.3.17.5 (Remote Grid) Updates to grid topology to minimize risk of ignition in HFTDs Remote GridWLDFRWire-to-wire contactAggregated | WLDFR | HFTD - Distribution - Tier 2 - 2QU CoRE ¦ 2QU LoRE | Non-Red Flag Warning - Catastrophic Fires | Wire-to-wire contact | Aggregated | 2059 | 1.1012e-06 | 543.1039 | 0.00059807 | 2059 | Mitigation | 0.95 | 45 | 0 | esc | 0.00097009 | 1.0683e-09 | 0.00097009 | 1.0683e-09
[79 empty] | WLDFR | HFTD - Distribution - Tier 2 - 5QU CoRE ¦ 4QU LoRE | Red Flag Warning - Large Fires | 2060 | 1.5967e-08 | 1.5967e-08 | 8.3524 | 0.96727 | 4.6367 | 2.7484 | 0 | 0 | 1.6459e-05 | 1.3336e-07 | 0 | 1.3336e-07 | 1.3336e-07 | 0 | 1.3336e-07 | 0 | 3.8977e-05 | 8.5439e-05 | 0 | 8.5439e-05 | 0 | 0 | 0 | 0 | 0 | [12 empty] | 7.3.3.17.5 (Remote Grid) Updates to grid topology to minimize risk of ignition in HFTDs Remote GridWLDFRWire-to-wire contactAggregated | WLDFR | HFTD - Distribution - Tier 2 - 2QU CoRE ¦ 2QU LoRE | Non-Red Flag Warning - Catastrophic Fires | Wire-to-wire contact | Aggregated | 2060 | 1.1012e-06 | 543.1039 | 0.00059807 | 2060 | Mitigation | 0.95 | 45 | 0 | esc | 0.00097009 | 1.0683e-09 | 0.00097009 | 1.0683e-09
[79 empty] | WLDFR | HFTD - Distribution - Tier 2 - 5QU CoRE ¦ 4QU LoRE | Red Flag Warning - Large Fires | 2061 | 1.5967e-08 | 1.5967e-08 | 8.3524 | 0.96727 | 4.6367 | 2.7484 | 0 | 0 | 1.6459e-05 | 1.3336e-07 | 0 | 1.3336e-07 | 1.3336e-07 | 0 | 1.3336e-07 | 0 | 4.0714e-05 | 8.9246e-05 | 0 | 8.9246e-05 | 0 | 0 | 0 | 0 | 0 | [12 empty] | 7.3.3.17.5 (Remote Grid) Updates to grid topology to minimize risk of ignition in HFTDs Remote GridWLDFRWire-to-wire contactAggregated | WLDFR | HFTD - Distribution - Tier 2 - 2QU CoRE ¦ 2QU LoRE | Non-Red Flag Warning - Catastrophic Fires | Wire-to-wire contact | Aggregated | 2061 | 1.1012e-06 | 543.1039 | 0.00059807 | 2061 | Mitigation | 0.95 | 45 | 0 | esc | 0.00097009 | 1.0683e-09 | 0.00097009 | 1.0683e-09
[79 empty] | WLDFR | HFTD - Distribution - Tier 2 - 5QU CoRE ¦ 4QU LoRE | Red Flag Warning - Large Fires | 2062 | 1.5967e-08 | 1.5967e-08 | 8.3524 | 0.96727 | 4.6367 | 2.7484 | 0 | 0 | 1.6459e-05 | 1.3336e-07 | 0 | 1.3336e-07 | 1.3336e-07 | 0 | 1.3336e-07 | 0 | 4.0714e-05 | 8.9246e-05 | 0 | 8.9246e-05 | 0 | 6.685e-07 | 0 | 0 | 0 | [12 empty] | 7.3.3.17.5 (Remote Grid) Updates to grid topology to minimize risk of ignition in HFTDs Remote GridWLDFRWire-to-wire contactAggregated | WLDFR | HFTD - Distribution - Tier 2 - 2QU CoRE ¦ 2QU LoRE | Non-Red Flag Warning - Catastrophic Fires | Wire-to-wire contact | Aggregated | 2062 | 1.1012e-06 | 543.1039 | 0.00059807 | 2062 | Mitigation | 0.95 | 45 | 0 | esc | 0.00097009 | 1.0683e-09 | 0.00097009 | 1.0683e-09
[79 empty] | WLDFR | HFTD - Distribution - Tier 2 - 5QU CoRE ¦ 4QU LoRE | Red Flag Warning - Large Fires | 2063 | 1.5967e-08 | 1.5967e-08 | 8.872 | 1.0079 | 4.9153 | 2.9488 | 0 | 0 | 1.6459e-05 | 1.4166e-07 | 0 | 1.4166e-07 | 1.4166e-07 | 0 | 1.4166e-07 | 0 | 4.0714e-05 | 8.9246e-05 | 0 | 8.9246e-05 | 0 | 6.9841e-07 | 1.3968e-06 | 0 | 1.3968e-06 | [12 empty] | 7.3.3.17.5 (Remote Grid) Updates to grid topology to minimize risk of ignition in HFTDs Remote GridWLDFRWire-to-wire contactAggregated | WLDFR | HFTD - Distribution - Tier 2 - 2QU CoRE ¦ 2QU LoRE | Non-Red Flag Warning - Catastrophic Fires | Wire-to-wire contact | Aggregated | 2063 | 1.1012e-06 | 543.1039 | 0.00059807 | 2063 | Mitigation | 0.95 | 45 | 0 | esc | 0.00097009 | 1.0683e-09 | 0.00097009 | 1.0683e-09
[79 empty] | WLDFR | HFTD - Distribution - Tier 2 - 5QU CoRE ¦ 4QU LoRE | Red Flag Warning - Large Fires | 2064 | 1.5967e-08 | 1.5967e-08 | 8.872 | 1.0079 | 4.9153 | 2.9488 | 0 | 0 | 1.6459e-05 | 1.4166e-07 | 0 | 1.4166e-07 | 1.4166e-07 | 0 | 1.4166e-07 | 0 | 4.0714e-05 | 8.9246e-05 | 0 | 8.9246e-05 | 0 | 6.9841e-07 | 1.3968e-06 | 0 | 1.3968e-06 | [12 empty] | 7.3.3.17.5 (Remote Grid) Updates to grid topology to minimize risk of ignition in HFTDs Remote GridWLDFRWire-to-wire contactAggregated | WLDFR | HFTD - Distribution - Tier 2 - 2QU CoRE ¦ 2QU LoRE | Non-Red Flag Warning - Catastrophic Fires | Wire-to-wire contact | Aggregated | 2064 | 1.1012e-06 | 543.1039 | 0.00059807 | 2064 | Mitigation | 0.95 | 45 | 0 | esc | 0.00097009 | 1.0683e-09 | 0.00097009 | 1.0683e-09
[79 empty] | WLDFR | HFTD - Distribution - Tier 2 - 5QU CoRE ¦ 4QU LoRE | Red Flag Warning - Large Fires | 2065 | 1.5967e-08 | 1.5967e-08 | 8.872 | 1.0079 | 4.9153 | 2.9488 | 0 | 0 | 1.6459e-05 | 1.4166e-07 | 0 | 1.4166e-07 | 1.4166e-07 | 0 | 1.4166e-07 | 0 | 4.0714e-05 | 8.9246e-05 | 0 | 8.9246e-05 | 0 | 6.9841e-07 | 1.3968e-06 | 0 | 1.3968e-06 | [12 empty] | 7.3.3.17.5 (Remote Grid) Updates to grid topology to minimize risk of ignition in HFTDs Remote GridWLDFRWire-to-wire contactAggregated | WLDFR | HFTD - Distribution - Tier 2 - 2QU CoRE ¦ 2QU LoRE | Non-Red Flag Warning - Catastrophic Fires | Wire-to-wire contact | Aggregated | 2065 | 1.1012e-06 | 543.1039 | 0.00059807 | 2065 | Mitigation | 0.95 | 45 | 0 | esc | 0.00097009 | 1.0683e-09 | 0.00097009 | 1.0683e-09
[79 empty] | WLDFR | HFTD - Distribution - Tier 2 - 5QU CoRE ¦ 4QU LoRE | Red Flag Warning - Large Fires | 2066 | 1.5967e-08 | 1.5967e-08 | 8.872 | 1.0079 | 4.9153 | 2.9488 | 0 | 0 | 1.6459e-05 | 1.4166e-07 | 0 | 1.4166e-07 | 1.4166e-07 | 0 | 1.4166e-07 | 0 | 4.2644e-05 | 9.3477e-05 | 0 | 9.3477e-05 | 0 | 6.9841e-07 | 1.3968e-06 | 0 | 1.3968e-06 | [12 empty] | 7.3.3.17.5 (Remote Grid) Updates to grid topology to minimize risk of ignition in HFTDs Remote GridWLDFRWire-to-wire contactAggregated | WLDFR | HFTD - Distribution - Tier 2 - 2QU CoRE ¦ 2QU LoRE | Non-Red Flag Warning - Catastrophic Fires | Wire-to-wire contact | Aggregated | 2066 | 1.1012e-06 | 543.1039 | 0.00059807 | 2066 | Mitigation | 0.95 | 45 | 0 | esc | 0.00097009 | 1.0683e-09 | 0.00097009 | 1.0683e-09
[79 empty] | WLDFR | HFTD - Distribution - Tier 2 - 5QU CoRE ¦ 4QU LoRE | Red Flag Warning - Large Fires | 2067 | 0 | 1.5967e-08 | 8.872 | 1.0079 | 4.9153 | 2.9488 | 0 | 0 | 1.6459e-05 | 0 | 0 | 0 | 1.4166e-07 | 0 | 1.4166e-07 | 0 | 4.2644e-05 | 9.3477e-05 | 0 | 9.3477e-05 | 0 | 6.9841e-07 | 1.3968e-06 | 0 | 1.3968e-06 | [12 empty] | 7.3.3.17.5 (Remote Grid) Updates to grid topology to minimize risk of ignition in HFTDs Remote GridWLDFRWire-to-wire contactAggregated | WLDFR | HFTD - Distribution - Tier 2 - 2QU CoRE ¦ 2QU LoRE | Non-Red Flag Warning - Catastrophic Fires | Wire-to-wire contact | Aggregated | 2067 | 1.1012e-06 | 543.1039 | 0.00059807 | 2067 | Mitigation | 0.95 | 45 | 0 | esc | 0 | 0 | 0.00097009 | 1.0683e-09
[79 empty] | WLDFR | HFTD - Distribution - Tier 2 - 5QU CoRE ¦ 4QU LoRE | Red Flag Warning - Small Fires | 2022 | 3.8659e-07 | 0 | 0.077901 | 0.036425 | 0.0015809 | 0.039895 | 0 | 0 | 0.0004084 | 3.0115e-08 | 0 | 3.0115e-08 | 0 | 0 | 0 | 0 | 4.2644e-05 | 9.3477e-05 | 0 | 9.3477e-05 | 0 | 7.3693e-07 | 1.4739e-06 | 0 | 1.4739e-06 | [12 empty] | 7.3.3.17.5 (Remote Grid) Updates to grid topology to minimize risk of ignition in HFTDs Remote GridWLDFRContact from objectAggregated | WLDFR | HFTD - Distribution - Tier 2 - 2QU CoRE ¦ 2QU LoRE | Non-Red Flag Warning - Destructive Fires | Contact from object | Aggregated | 2022 | 1.4575e-06 | 543.1039 | 0.00079158 | 2022 | Mitigation | 0.95 | 45 | 0 | esc | 0.00097009 | 1.4139e-09 | 0 | 0
[79 empty] | WLDFR | HFTD - Distribution - Tier 2 - 5QU CoRE ¦ 4QU LoRE | Red Flag Warning - Small Fires | 2023 | 3.8659e-07 | 3.8659e-07 | 0.080408 | 0.03759 | 0.0016314 | 0.041187 | 0 | 0 | 0.0004084 | 3.1085e-08 | 0 | 3.1085e-08 | 3.1085e-08 | 0 | 3.1085e-08 | 0 | 4.2644e-05 | 9.3477e-05 | 0 | 9.3477e-05 | 0 | 7.3693e-07 | 1.4739e-06 | 0 | 1.4739e-06 | [12 empty] | 7.3.3.17.5 (Remote Grid) Updates to grid topology to minimize risk of ignition in HFTDs Remote GridWLDFRContact from objectAggregated | WLDFR | HFTD - Distribution - Tier 2 - 2QU CoRE ¦ 2QU LoRE | Non-Red Flag Warning - Destructive Fires | Contact from object | Aggregated | 2023 | 1.4575e-06 | 543.1039 | 0.00079158 | 2023 | Mitigation | 0.95 | 45 | 0 | esc | 0.00097009 | 1.4139e-09 | 0.00097009 | 1.4139e-09
[79 empty] | WLDFR | HFTD - Distribution - Tier 2 - 5QU CoRE ¦ 4QU LoRE | Red Flag Warning - Small Fires | 2024 | 3.8659e-07 | 3.8659e-07 | 0.080408 | 0.03759 | 0.0016314 | 0.041187 | 0 | 0 | 0.0004084 | 3.1085e-08 | 0 | 3.1085e-08 | 3.1085e-08 | 0 | 3.1085e-08 | 0 | 4.2644e-05 | 9.3477e-05 | 0 | 9.3477e-05 | 0 | 7.3693e-07 | 1.4739e-06 | 0 | 1.4739e-06 | [12 empty] | 7.3.3.17.5 (Remote Grid) Updates to grid topology to minimize risk of ignition in HFTDs Remote GridWLDFRContact from objectAggregated | WLDFR | HFTD - Distribution - Tier 2 - 2QU CoRE ¦ 2QU LoRE | Non-Red Flag Warning - Destructive Fires | Contact from object | Aggregated | 2024 | 1.4575e-06 | 543.1039 | 0.00079158 | 2024 | Mitigation | 0.95 | 45 | 0 | esc | 0.00097009 | 1.4139e-09 | 0.00097009 | 1.4139e-09
[79 empty] | WLDFR | HFTD - Distribution - Tier 2 - 5QU CoRE ¦ 4QU LoRE | Red Flag Warning - Small Fires | 2025 | 3.8659e-07 | 3.8659e-07 | 0.080408 | 0.03759 | 0.0016314 | 0.041187 | 0 | 0 | 0.0004084 | 3.1085e-08 | 0 | 3.1085e-08 | 3.1085e-08 | 0 | 3.1085e-08 | 0 | 4.4739e-05 | 9.8069e-05 | 0 | 9.8069e-05 | 0 | 7.3693e-07 | 1.4739e-06 | 0 | 1.4739e-06 | [12 empty] | 7.3.3.17.5 (Remote Grid) Updates to grid topology to minimize risk of ignition in HFTDs Remote GridWLDFRContact from objectAggregated | WLDFR | HFTD - Distribution - Tier 2 - 2QU CoRE ¦ 2QU LoRE | Non-Red Flag Warning - Destructive Fires | Contact from object | Aggregated | 2025 | 1.4575e-06 | 543.1039 | 0.00079158 | 2025 | Mitigation | 0.95 | 45 | 0 | esc | 0.00097009 | 1.4139e-09 | 0.00097009 | 1.4139e-09
[79 empty] | WLDFR | HFTD - Distribution - Tier 2 - 5QU CoRE ¦ 4QU LoRE | Red Flag Warning - Small Fires | 2026 | 3.8659e-07 | 3.8659e-07 | 0.080408 | 0.03759 | 0.0016314 | 0.041187 | 0 | 0 | 0.0004084 | 3.1085e-08 | 0 | 3.1085e-08 | 3.1085e-08 | 0 | 3.1085e-08 | 0 | 4.4739e-05 | 9.8069e-05 | 0 | 9.8069e-05 | 0 | 7.3693e-07 | 1.4739e-06 | 0 | 1.4739e-06 | [12 empty] | 7.3.3.17.5 (Remote Grid) Updates to grid topology to minimize risk of ignition in HFTDs Remote GridWLDFRContact from objectAggregated | WLDFR | HFTD - Distribution - Tier 2 - 2QU CoRE ¦ 2QU LoRE | Non-Red Flag Warning - Destructive Fires | Contact from object | Aggregated | 2026 | 1.4575e-06 | 543.1039 | 0.00079158 | 2026 | Mitigation | 0.95 | 45 | 0 | esc | 0.00097009 | 1.4139e-09 | 0.00097009 | 1.4139e-09
[79 empty] | WLDFR | HFTD - Distribution - Tier 2 - 5QU CoRE ¦ 4QU LoRE | Red Flag Warning - Small Fires | 2027 | 3.8659e-07 | 3.8659e-07 | 0.080408 | 0.03759 | 0.0016314 | 0.041187 | 0 | 0 | 0.0004084 | 3.1085e-08 | 0 | 3.1085e-08 | 3.1085e-08 | 0 | 3.1085e-08 | 0 | 4.4739e-05 | 9.8069e-05 | 0 | 9.8069e-05 | 0 | 7.8075e-07 | 1.5615e-06 | 0 | 1.5615e-06 | [12 empty] | 7.3.3.17.5 (Remote Grid) Updates to grid topology to minimize risk of ignition in HFTDs Remote GridWLDFRContact from objectAggregated | WLDFR | HFTD - Distribution - Tier 2 - 2QU CoRE ¦ 2QU LoRE | Non-Red Flag Warning - Destructive Fires | Contact from object | Aggregated | 2027 | 1.4575e-06 | 543.1039 | 0.00079158 | 2027 | Mitigation | 0.95 | 45 | 0 | esc | 0.00097009 | 1.4139e-09 | 0.00097009 | 1.4139e-09
[79 empty] | WLDFR | HFTD - Distribution - Tier 2 - 5QU CoRE ¦ 4QU LoRE | Red Flag Warning - Small Fires | 2028 | 3.8659e-07 | 3.8659e-07 | 0.083606 | 0.039055 | 0.001695 | 0.042856 | 0 | 0 | 0.0004084 | 3.2321e-08 | 0 | 3.2321e-08 | 3.2321e-08 | 0 | 3.2321e-08 | 0 | 4.4739e-05 | 9.8069e-05 | 0 | 9.8069e-05 | 0 | 7.8075e-07 | 1.5615e-06 | 0 | 1.5615e-06 | [12 empty] | 7.3.3.17.5 (Remote Grid) Updates to grid topology to minimize risk of ignition in HFTDs Remote GridWLDFRContact from objectAggregated | WLDFR | HFTD - Distribution - Tier 2 - 2QU CoRE ¦ 2QU LoRE | Non-Red Flag Warning - Destructive Fires | Contact from object | Aggregated | 2028 | 1.4575e-06 | 543.1039 | 0.00079158 | 2028 | Mitigation | 0.95 | 45 | 0 | esc | 0.00097009 | 1.4139e-09 | 0.00097009 | 1.4139e-09
[79 empty] | WLDFR | HFTD - Distribution - Tier 2 - 5QU CoRE ¦ 4QU LoRE | Red Flag Warning - Small Fires | 2029 | 3.8659e-07 | 3.8659e-07 | 0.083606 | 0.039055 | 0.001695 | 0.042856 | 0 | 0 | 0.0004084 | 3.2321e-08 | 0 | 3.2321e-08 | 3.2321e-08 | 0 | 3.2321e-08 | 0 | 4.4739e-05 | 9.8069e-05 | 0 | 9.8069e-05 | 0 | 7.8075e-07 | 1.5615e-06 | 0 | 1.5615e-06 | [12 empty] | 7.3.3.17.5 (Remote Grid) Updates to grid topology to minimize risk of ignition in HFTDs Remote GridWLDFRContact from objectAggregated | WLDFR | HFTD - Distribution - Tier 2 - 2QU CoRE ¦ 2QU LoRE | Non-Red Flag Warning - Destructive Fires | Contact from object | Aggregated | 2029 | 1.4575e-06 | 543.1039 | 0.00079158 | 2029 | Mitigation | 0.95 | 45 | 0 | esc | 0.00097009 | 1.4139e-09 | 0.00097009 | 1.4139e-09
[79 empty] | WLDFR | HFTD - Distribution - Tier 2 - 5QU CoRE ¦ 4QU LoRE | Red Flag Warning - Small Fires | 2030 | 3.8659e-07 | 3.8659e-07 | 0.083606 | 0.039055 | 0.001695 | 0.042856 | 0 | 0 | 0.0004084 | 3.2321e-08 | 0 | 3.2321e-08 | 3.2321e-08 | 0 | 3.2321e-08 | 0 | 4.6971e-05 | 0.00010296 | 0 | 0.00010296 | 0 | 7.8075e-07 | 1.5615e-06 | 0 | 1.5615e-06 | [12 empty] | 7.3.3.17.5 (Remote Grid) Updates to grid topology to minimize risk of ignition in HFTDs Remote GridWLDFRContact from objectAggregated | WLDFR | HFTD - Distribution - Tier 2 - 2QU CoRE ¦ 2QU LoRE | Non-Red Flag Warning - Destructive Fires | Contact from object | Aggregated | 2030 | 1.4575e-06 | 543.1039 | 0.00079158 | 2030 | Mitigation | 0.95 | 45 | 0 | esc | 0.00097009 | 1.4139e-09 | 0.00097009 | 1.4139e-09
[79 empty] | WLDFR | HFTD - Distribution - Tier 2 - 5QU CoRE ¦ 4QU LoRE | Red Flag Warning - Small Fires | 2031 | 3.8659e-07 | 3.8659e-07 | 0.083606 | 0.039055 | 0.001695 | 0.042856 | 0 | 0 | 0.0004084 | 3.2321e-08 | 0 | 3.2321e-08 | 3.2321e-08 | 0 | 3.2321e-08 | 0 | 4.6971e-05 | 0.00010296 | 0 | 0.00010296 | 0 | 7.8075e-07 | 1.5615e-06 | 0 | 1.5615e-06 | [12 empty] | 7.3.3.17.5 (Remote Grid) Updates to grid topology to minimize risk of ignition in HFTDs Remote GridWLDFRContact from objectAggregated | WLDFR | HFTD - Distribution - Tier 2 - 2QU CoRE ¦ 2QU LoRE | Non-Red Flag Warning - Destructive Fires | Contact from object | Aggregated | 2031 | 1.4575e-06 | 543.1039 | 0.00079158 | 2031 | Mitigation | 0.95 | 45 | 0 | esc | 0.00097009 | 1.4139e-09 | 0.00097009 | 1.4139e-09
[79 empty] | WLDFR | HFTD - Distribution - Tier 2 - 5QU CoRE ¦ 4QU LoRE | Red Flag Warning - Small Fires | 2032 | 3.8659e-07 | 3.8659e-07 | 0.083606 | 0.039055 | 0.001695 | 0.042856 | 0 | 0 | 0.0004084 | 3.2321e-08 | 0 | 3.2321e-08 | 3.2321e-08 | 0 | 3.2321e-08 | 0 | 4.6971e-05 | 0.00010296 | 0 | 0.00010296 | 0 | 8.2952e-07 | 1.659e-06 | 0 | 1.659e-06 | [12 empty] | 7.3.3.17.5 (Remote Grid) Updates to grid topology to minimize risk of ignition in HFTDs Remote GridWLDFRContact from objectAggregated | WLDFR | HFTD - Distribution - Tier 2 - 2QU CoRE ¦ 2QU LoRE | Non-Red Flag Warning - Destructive Fires | Contact from object | Aggregated | 2032 | 1.4575e-06 | 543.1039 | 0.00079158 | 2032 | Mitigation | 0.95 | 45 | 0 | esc | 0.00097009 | 1.4139e-09 | 0.00097009 | 1.4139e-09
[79 empty] | WLDFR | HFTD - Distribution - Tier 2 - 5QU CoRE ¦ 4QU LoRE | Red Flag Warning - Small Fires | 2033 | 3.8659e-07 | 3.8659e-07 | 0.087211 | 0.040679 | 0.0017655 | 0.044766 | 0 | 0 | 0.0004084 | 3.3715e-08 | 0 | 3.3715e-08 | 3.3715e-08 | 0 | 3.3715e-08 | 0 | 4.6971e-05 | 0.00010296 | 0 | 0.00010296 | 0 | 8.2952e-07 | 1.659e-06 | 0 | 1.659e-06 | [12 empty] | 7.3.3.17.5 (Remote Grid) Updates to grid topology to minimize risk of ignition in HFTDs Remote GridWLDFRContact from objectAggregated | WLDFR | HFTD - Distribution - Tier 2 - 2QU CoRE ¦ 2QU LoRE | Non-Red Flag Warning - Destructive Fires | Contact from object | Aggregated | 2033 | 1.4575e-06 | 543.1039 | 0.00079158 | 2033 | Mitigation | 0.95 | 45 | 0 | esc | 0.00097009 | 1.4139e-09 | 0.00097009 | 1.4139e-09
[79 empty] | WLDFR | HFTD - Distribution - Tier 2 - 5QU CoRE ¦ 4QU LoRE | Red Flag Warning - Small Fires | 2034 | 3.8659e-07 | 3.8659e-07 | 0.087211 | 0.040679 | 0.0017655 | 0.044766 | 0 | 0 | 0.0004084 | 3.3715e-08 | 0 | 3.3715e-08 | 3.3715e-08 | 0 | 3.3715e-08 | 0 | 4.6971e-05 | 0.00010296 | 0 | 0.00010296 | 0 | 8.2952e-07 | 1.659e-06 | 0 | 1.659e-06 | [12 empty] | 7.3.3.17.5 (Remote Grid) Updates to grid topology to minimize risk of ignition in HFTDs Remote GridWLDFRContact from objectAggregated | WLDFR | HFTD - Distribution - Tier 2 - 2QU CoRE ¦ 2QU LoRE | Non-Red Flag Warning - Destructive Fires | Contact from object | Aggregated | 2034 | 1.4575e-06 | 543.1039 | 0.00079158 | 2034 | Mitigation | 0.95 | 45 | 0 | esc | 0.00097009 | 1.4139e-09 | 0.00097009 | 1.4139e-09
[79 empty] | WLDFR | HFTD - Distribution - Tier 2 - 5QU CoRE ¦ 4QU LoRE | Red Flag Warning - Small Fires | 2035 | 3.8659e-07 | 3.8659e-07 | 0.087211 | 0.040679 | 0.0017655 | 0.044766 | 0 | 0 | 0.0004084 | 3.3715e-08 | 0 | 3.3715e-08 | 3.3715e-08 | 0 | 3.3715e-08 | 0 | 4.9311e-05 | 0.00010809 | 0 | 0.00010809 | 0 | 8.2952e-07 | 1.659e-06 | 0 | 1.659e-06 | [12 empty] | 7.3.3.17.5 (Remote Grid) Updates to grid topology to minimize risk of ignition in HFTDs Remote GridWLDFRContact from objectAggregated | WLDFR | HFTD - Distribution - Tier 2 - 2QU CoRE ¦ 2QU LoRE | Non-Red Flag Warning - Destructive Fires | Contact from object | Aggregated | 2035 | 1.4575e-06 | 543.1039 | 0.00079158 | 2035 | Mitigation | 0.95 | 45 | 0 | esc | 0.00097009 | 1.4139e-09 | 0.00097009 | 1.4139e-09
[79 empty] | WLDFR | HFTD - Distribution - Tier 2 - 5QU CoRE ¦ 4QU LoRE | Red Flag Warning - Small Fires | 2036 | 3.8659e-07 | 3.8659e-07 | 0.087211 | 0.040679 | 0.0017655 | 0.044766 | 0 | 0 | 0.0004084 | 3.3715e-08 | 0 | 3.3715e-08 | 3.3715e-08 | 0 | 3.3715e-08 | 0 | 4.9311e-05 | 0.00010809 | 0 | 0.00010809 | 0 | 8.2952e-07 | 1.659e-06 | 0 | 1.659e-06 | [12 empty] | 7.3.3.17.5 (Remote Grid) Updates to grid topology to minimize risk of ignition in HFTDs Remote GridWLDFRContact from objectAggregated | WLDFR | HFTD - Distribution - Tier 2 - 2QU CoRE ¦ 2QU LoRE | Non-Red Flag Warning - Destructive Fires | Contact from object | Aggregated | 2036 | 1.4575e-06 | 543.1039 | 0.00079158 | 2036 | Mitigation | 0.95 | 45 | 0 | esc | 0.00097009 | 1.4139e-09 | 0.00097009 | 1.4139e-09
[79 empty] | WLDFR | HFTD - Distribution - Tier 2 - 5QU CoRE ¦ 4QU LoRE | Red Flag Warning - Small Fires | 2037 | 3.8659e-07 | 3.8659e-07 | 0.087211 | 0.040679 | 0.0017655 | 0.044766 | 0 | 0 | 0.0004084 | 3.3715e-08 | 0 | 3.3715e-08 | 3.3715e-08 | 0 | 3.3715e-08 | 0 | 4.9311e-05 | 0.00010809 | 0 | 0.00010809 | 0 | 8.8285e-07 | 1.7657e-06 | 0 | 1.7657e-06 | [12 empty] | 7.3.3.17.5 (Remote Grid) Updates to grid topology to minimize risk of ignition in HFTDs Remote GridWLDFRContact from objectAggregated | WLDFR | HFTD - Distribution - Tier 2 - 2QU CoRE ¦ 2QU LoRE | Non-Red Flag Warning - Destructive Fires | Contact from object | Aggregated | 2037 | 1.4575e-06 | 543.1039 | 0.00079158 | 2037 | Mitigation | 0.95 | 45 | 0 | esc | 0.00097009 | 1.4139e-09 | 0.00097009 | 1.4139e-09
[79 empty] | WLDFR | HFTD - Distribution - Tier 2 - 5QU CoRE ¦ 4QU LoRE | Red Flag Warning - Small Fires | 2038 | 3.8659e-07 | 3.8659e-07 | 0.091184 | 0.042438 | 0.0018418 | 0.046905 | 0 | 0 | 0.0004084 | 3.5251e-08 | 0 | 3.5251e-08 | 3.5251e-08 | 0 | 3.5251e-08 | 0 | 4.9311e-05 | 0.00010809 | 0 | 0.00010809 | 0 | 8.8285e-07 | 1.7657e-06 | 0 | 1.7657e-06 | [12 empty] | 7.3.3.17.5 (Remote Grid) Updates to grid topology to minimize risk of ignition in HFTDs Remote GridWLDFRContact from objectAggregated | WLDFR | HFTD - Distribution - Tier 2 - 2QU CoRE ¦ 2QU LoRE | Non-Red Flag Warning - Destructive Fires | Contact from object | Aggregated | 2038 | 1.4575e-06 | 543.1039 | 0.00079158 | 2038 | Mitigation | 0.95 | 45 | 0 | esc | 0.00097009 | 1.4139e-09 | 0.00097009 | 1.4139e-09
[79 empty] | WLDFR | HFTD - Distribution - Tier 2 - 5QU CoRE ¦ 4QU LoRE | Red Flag Warning - Small Fires | 2039 | 3.8659e-07 | 3.8659e-07 | 0.091184 | 0.042438 | 0.0018418 | 0.046905 | 0 | 0 | 0.0004084 | 3.5251e-08 | 0 | 3.5251e-08 | 3.5251e-08 | 0 | 3.5251e-08 | 0 | 4.9311e-05 | 0.00010809 | 0 | 0.00010809 | 0 | 8.8285e-07 | 1.7657e-06 | 0 | 1.7657e-06 | [12 empty] | 7.3.3.17.5 (Remote Grid) Updates to grid topology to minimize risk of ignition in HFTDs Remote GridWLDFRContact from objectAggregated | WLDFR | HFTD - Distribution - Tier 2 - 2QU CoRE ¦ 2QU LoRE | Non-Red Flag Warning - Destructive Fires | Contact from object | Aggregated | 2039 | 1.4575e-06 | 543.1039 | 0.00079158 | 2039 | Mitigation | 0.95 | 45 | 0 | esc | 0.00097009 | 1.4139e-09 | 0.00097009 | 1.4139e-09
[79 empty] | WLDFR | HFTD - Distribution - Tier 2 - 5QU CoRE ¦ 4QU LoRE | Red Flag Warning - Small Fires | 2040 | 3.8659e-07 | 3.8659e-07 | 0.091184 | 0.042438 | 0.0018418 | 0.046905 | 0 | 0 | 0.0004084 | 3.5251e-08 | 0 | 3.5251e-08 | 3.5251e-08 | 0 | 3.5251e-08 | 0 | 5.1729e-05 | 0.00011339 | 0 | 0.00011339 | 0 | 8.8285e-07 | 1.7657e-06 | 0 | 1.7657e-06 | [12 empty] | 7.3.3.17.5 (Remote Grid) Updates to grid topology to minimize risk of ignition in HFTDs Remote GridWLDFRContact from objectAggregated | WLDFR | HFTD - Distribution - Tier 2 - 2QU CoRE ¦ 2QU LoRE | Non-Red Flag Warning - Destructive Fires | Contact from object | Aggregated | 2040 | 1.4575e-06 | 543.1039 | 0.00079158 | 2040 | Mitigation | 0.95 | 45 | 0 | esc | 0.00097009 | 1.4139e-09 | 0.00097009 | 1.4139e-09
[79 empty] | WLDFR | HFTD - Distribution - Tier 2 - 5QU CoRE ¦ 4QU LoRE | Red Flag Warning - Small Fires | 2041 | 3.8659e-07 | 3.8659e-07 | 0.091184 | 0.042438 | 0.0018418 | 0.046905 | 0 | 0 | 0.0004084 | 3.5251e-08 | 0 | 3.5251e-08 | 3.5251e-08 | 0 | 3.5251e-08 | 0 | 5.1729e-05 | 0.00011339 | 0 | 0.00011339 | 0 | 8.8285e-07 | 1.7657e-06 | 0 | 1.7657e-06 | [12 empty] | 7.3.3.17.5 (Remote Grid) Updates to grid topology to minimize risk of ignition in HFTDs Remote GridWLDFRContact from objectAggregated | WLDFR | HFTD - Distribution - Tier 2 - 2QU CoRE ¦ 2QU LoRE | Non-Red Flag Warning - Destructive Fires | Contact from object | Aggregated | 2041 | 1.4575e-06 | 543.1039 | 0.00079158 | 2041 | Mitigation | 0.95 | 45 | 0 | esc | 0.00097009 | 1.4139e-09 | 0.00097009 | 1.4139e-09
[79 empty] | WLDFR | HFTD - Distribution - Tier 2 - 5QU CoRE ¦ 4QU LoRE | Red Flag Warning - Small Fires | 2042 | 3.8659e-07 | 3.8659e-07 | 0.091184 | 0.042438 | 0.0018418 | 0.046905 | 0 | 0 | 0.0004084 | 3.5251e-08 | 0 | 3.5251e-08 | 3.5251e-08 | 0 | 3.5251e-08 | 0 | 5.1729e-05 | 0.00011339 | 0 | 0.00011339 | 0 | 9.4031e-07 | 1.8806e-06 | 0 | 1.8806e-06 | [12 empty] | 7.3.3.17.5 (Remote Grid) Updates to grid topology to minimize risk of ignition in HFTDs Remote GridWLDFRContact from objectAggregated | WLDFR | HFTD - Distribution - Tier 2 - 2QU CoRE ¦ 2QU LoRE | Non-Red Flag Warning - Destructive Fires | Contact from object | Aggregated | 2042 | 1.4575e-06 | 543.1039 | 0.00079158 | 2042 | Mitigation | 0.95 | 45 | 0 | esc | 0.00097009 | 1.4139e-09 | 0.00097009 | 1.4139e-09
[79 empty] | WLDFR | HFTD - Distribution - Tier 2 - 5QU CoRE ¦ 4QU LoRE | Red Flag Warning - Small Fires | 2043 | 3.8659e-07 | 3.8659e-07 | 0.095486 | 0.044306 | 0.0019228 | 0.049257 | 0 | 0 | 0.0004084 | 3.6913e-08 | 0 | 3.6913e-08 | 3.6913e-08 | 0 | 3.6913e-08 | 0 | 5.1729e-05 | 0.00011339 | 0 | 0.00011339 | 0 | 9.4031e-07 | 1.8806e-06 | 0 | 1.8806e-06 | [12 empty] | 7.3.3.17.5 (Remote Grid) Updates to grid topology to minimize risk of ignition in HFTDs Remote GridWLDFRContact from objectAggregated | WLDFR | HFTD - Distribution - Tier 2 - 2QU CoRE ¦ 2QU LoRE | Non-Red Flag Warning - Destructive Fires | Contact from object | Aggregated | 2043 | 1.4575e-06 | 543.1039 | 0.00079158 | 2043 | Mitigation | 0.95 | 45 | 0 | esc | 0.00097009 | 1.4139e-09 | 0.00097009 | 1.4139e-09
[79 empty] | WLDFR | HFTD - Distribution - Tier 2 - 5QU CoRE ¦ 4QU LoRE | Red Flag Warning - Small Fires | 2044 | 3.8659e-07 | 3.8659e-07 | 0.095486 | 0.044306 | 0.0019228 | 0.049257 | 0 | 0 | 0.0004084 | 3.6913e-08 | 0 | 3.6913e-08 | 3.6913e-08 | 0 | 3.6913e-08 | 0 | 5.1729e-05 | 0.00011339 | 0 | 0.00011339 | 0 | 9.4031e-07 | 1.8806e-06 | 0 | 1.8806e-06 | [12 empty] | 7.3.3.17.5 (Remote Grid) Updates to grid topology to minimize risk of ignition in HFTDs Remote GridWLDFRContact from objectAggregated | WLDFR | HFTD - Distribution - Tier 2 - 2QU CoRE ¦ 2QU LoRE | Non-Red Flag Warning - Destructive Fires | Contact from object | Aggregated | 2044 | 1.4575e-06 | 543.1039 | 0.00079158 | 2044 | Mitigation | 0.95 | 45 | 0 | esc | 0.00097009 | 1.4139e-09 | 0.00097009 | 1.4139e-09
[79 empty] | WLDFR | HFTD - Distribution - Tier 2 - 5QU CoRE ¦ 4QU LoRE | Red Flag Warning - Small Fires | 2045 | 3.8659e-07 | 3.8659e-07 | 0.095486 | 0.044306 | 0.0019228 | 0.049257 | 0 | 0 | 0.0004084 | 3.6913e-08 | 0 | 3.6913e-08 | 3.6913e-08 | 0 | 3.6913e-08 | 0 | 5.4196e-05 | 0.0001188 | 0 | 0.0001188 | 0 | 9.4031e-07 | 1.8806e-06 | 0 | 1.8806e-06 | [12 empty] | 7.3.3.17.5 (Remote Grid) Updates to grid topology to minimize risk of ignition in HFTDs Remote GridWLDFRContact from objectAggregated | WLDFR | HFTD - Distribution - Tier 2 - 2QU CoRE ¦ 2QU LoRE | Non-Red Flag Warning - Destructive Fires | Contact from object | Aggregated | 2045 | 1.4575e-06 | 543.1039 | 0.00079158 | 2045 | Mitigation | 0.95 | 45 | 0 | esc | 0.00097009 | 1.4139e-09 | 0.00097009 | 1.4139e-09
[79 empty] | WLDFR | HFTD - Distribution - Tier 2 - 5QU CoRE ¦ 4QU LoRE | Red Flag Warning - Small Fires | 2046 | 3.8659e-07 | 3.8659e-07 | 0.095486 | 0.044306 | 0.0019228 | 0.049257 | 0 | 0 | 0.0004084 | 3.6913e-08 | 0 | 3.6913e-08 | 3.6913e-08 | 0 | 3.6913e-08 | 0 | 5.4196e-05 | 0.0001188 | 0 | 0.0001188 | 0 | 0 | 1.8806e-06 | 0 | 1.8806e-06 | [12 empty] | 7.3.3.17.5 (Remote Grid) Updates to grid topology to minimize risk of ignition in HFTDs Remote GridWLDFRContact from objectAggregated | WLDFR | HFTD - Distribution - Tier 2 - 2QU CoRE ¦ 2QU LoRE | Non-Red Flag Warning - Destructive Fires | Contact from object | Aggregated | 2046 | 1.4575e-06 | 543.1039 | 0.00079158 | 2046 | Mitigation | 0.95 | 45 | 0 | esc | 0.00097009 | 1.4139e-09 | 0.00097009 | 1.4139e-09
[79 empty] | WLDFR | HFTD - Distribution - Tier 2 - 5QU CoRE ¦ 4QU LoRE | Red Flag Warning - Small Fires | 2047 | 3.8659e-07 | 3.8659e-07 | 0.095486 | 0.044306 | 0.0019228 | 0.049257 | 0 | 0 | 0.0004084 | 3.6913e-08 | 0 | 3.6913e-08 | 3.6913e-08 | 0 | 3.6913e-08 | 0 | 5.4196e-05 | 0.0001188 | 0 | 0.0001188 | 0 | 0 | 0 | 0 | 0 | [12 empty] | 7.3.3.17.5 (Remote Grid) Updates to grid topology to minimize risk of ignition in HFTDs Remote GridWLDFRContact from objectAggregated | WLDFR | HFTD - Distribution - Tier 2 - 2QU CoRE ¦ 2QU LoRE | Non-Red Flag Warning - Destructive Fires | Contact from object | Aggregated | 2047 | 1.4575e-06 | 543.1039 | 0.00079158 | 2047 | Mitigation | 0.95 | 45 | 0 | esc | 0.00097009 | 1.4139e-09 | 0.00097009 | 1.4139e-09
[79 empty] | WLDFR | HFTD - Distribution - Tier 2 - 5QU CoRE ¦ 4QU LoRE | Red Flag Warning - Small Fires | 2048 | 3.8659e-07 | 3.8659e-07 | 0.10007 | 0.04626 | 0.0020076 | 0.051804 | 0 | 0 | 0.0004084 | 3.8686e-08 | 0 | 3.8686e-08 | 3.8686e-08 | 0 | 3.8686e-08 | 0 | 5.4196e-05 | 0.0001188 | 0 | 0.0001188 | 0 | 0 | 0 | 0 | 0 | [12 empty] | 7.3.3.17.5 (Remote Grid) Updates to grid topology to minimize risk of ignition in HFTDs Remote GridWLDFRContact from objectAggregated | WLDFR | HFTD - Distribution - Tier 2 - 2QU CoRE ¦ 2QU LoRE | Non-Red Flag Warning - Destructive Fires | Contact from object | Aggregated | 2048 | 1.4575e-06 | 543.1039 | 0.00079158 | 2048 | Mitigation | 0.95 | 45 | 0 | esc | 0.00097009 | 1.4139e-09 | 0.00097009 | 1.4139e-09
[79 empty] | WLDFR | HFTD - Distribution - Tier 2 - 5QU CoRE ¦ 4QU LoRE | Red Flag Warning - Small Fires | 2049 | 3.8659e-07 | 3.8659e-07 | 0.10007 | 0.04626 | 0.0020076 | 0.051804 | 0 | 0 | 0.0004084 | 3.8686e-08 | 0 | 3.8686e-08 | 3.8686e-08 | 0 | 3.8686e-08 | 0 | 5.4196e-05 | 0.0001188 | 0 | 0.0001188 | 0 | 2.1516e-06 | 0 | 0 | 0 | [12 empty] | 7.3.3.17.5 (Remote Grid) Updates to grid topology to minimize risk of ignition in HFTDs Remote GridWLDFRContact from objectAggregated | WLDFR | HFTD - Distribution - Tier 2 - 2QU CoRE ¦ 2QU LoRE | Non-Red Flag Warning - Destructive Fires | Contact from object | Aggregated | 2049 | 1.4575e-06 | 543.1039 | 0.00079158 | 2049 | Mitigation | 0.95 | 45 | 0 | esc | 0.00097009 | 1.4139e-09 | 0.00097009 | 1.4139e-09
[79 empty] | WLDFR | HFTD - Distribution - Tier 2 - 5QU CoRE ¦ 4QU LoRE | Red Flag Warning - Small Fires | 2050 | 3.8659e-07 | 3.8659e-07 | 0.10007 | 0.04626 | 0.0020076 | 0.051804 | 0 | 0 | 0.0004084 | 3.8686e-08 | 0 | 3.8686e-08 | 3.8686e-08 | 0 | 3.8686e-08 | 0 | 5.6683e-05 | 0.00012425 | 0 | 0.00012425 | 0 | 2.2208e-06 | 4.4417e-06 | 0 | 4.4417e-06 | [12 empty] | 7.3.3.17.5 (Remote Grid) Updates to grid topology to minimize risk of ignition in HFTDs Remote GridWLDFRContact from objectAggregated | WLDFR | HFTD - Distribution - Tier 2 - 2QU CoRE ¦ 2QU LoRE | Non-Red Flag Warning - Destructive Fires | Contact from object | Aggregated | 2050 | 1.4575e-06 | 543.1039 | 0.00079158 | 2050 | Mitigation | 0.95 | 45 | 0 | esc | 0.00097009 | 1.4139e-09 | 0.00097009 | 1.4139e-09
[79 empty] | WLDFR | HFTD - Distribution - Tier 2 - 5QU CoRE ¦ 4QU LoRE | Red Flag Warning - Small Fires | 2051 | 3.8659e-07 | 3.8659e-07 | 0.10007 | 0.04626 | 0.0020076 | 0.051804 | 0 | 0 | 0.0004084 | 3.8686e-08 | 0 | 3.8686e-08 | 3.8686e-08 | 0 | 3.8686e-08 | 0 | 5.6683e-05 | 0.00012425 | 0 | 0.00012425 | 0 | 2.2208e-06 | 4.4417e-06 | 0 | 4.4417e-06 | [12 empty] | 7.3.3.17.5 (Remote Grid) Updates to grid topology to minimize risk of ignition in HFTDs Remote GridWLDFRContact from objectAggregated | WLDFR | HFTD - Distribution - Tier 2 - 2QU CoRE ¦ 2QU LoRE | Non-Red Flag Warning - Destructive Fires | Contact from object | Aggregated | 2051 | 1.4575e-06 | 543.1039 | 0.00079158 | 2051 | Mitigation | 0.95 | 45 | 0 | esc | 0.00097009 | 1.4139e-09 | 0.00097009 | 1.4139e-09
[79 empty] | WLDFR | HFTD - Distribution - Tier 2 - 5QU CoRE ¦ 4QU LoRE | Red Flag Warning - Small Fires | 2052 | 3.8659e-07 | 3.8659e-07 | 0.10007 | 0.04626 | 0.0020076 | 0.051804 | 0 | 0 | 0.0004084 | 3.8686e-08 | 0 | 3.8686e-08 | 3.8686e-08 | 0 | 3.8686e-08 | 0 | 5.6683e-05 | 0.00012425 | 0 | 0.00012425 | 0 | 2.2208e-06 | 4.4417e-06 | 0 | 4.4417e-06 | [12 empty] | 7.3.3.17.5 (Remote Grid) Updates to grid topology to minimize risk of ignition in HFTDs Remote GridWLDFRContact from objectAggregated | WLDFR | HFTD - Distribution - Tier 2 - 2QU CoRE ¦ 2QU LoRE | Non-Red Flag Warning - Destructive Fires | Contact from object | Aggregated | 2052 | 1.4575e-06 | 543.1039 | 0.00079158 | 2052 | Mitigation | 0.95 | 45 | 0 | esc | 0.00097009 | 1.4139e-09 | 0.00097009 | 1.4139e-09
[79 empty] | WLDFR | HFTD - Distribution - Tier 2 - 5QU CoRE ¦ 4QU LoRE | Red Flag Warning - Small Fires | 2053 | 3.8659e-07 | 3.8659e-07 | 0.10489 | 0.048274 | 0.002095 | 0.054525 | 0 | 0 | 0.0004084 | 4.0551e-08 | 0 | 4.0551e-08 | 4.0551e-08 | 0 | 4.0551e-08 | 0 | 5.6683e-05 | 0.00012425 | 0 | 0.00012425 | 0 | 2.2208e-06 | 4.4417e-06 | 0 | 4.4417e-06 | [12 empty] | 7.3.3.17.5 (Remote Grid) Updates to grid topology to minimize risk of ignition in HFTDs Remote GridWLDFRContact from objectAggregated | WLDFR | HFTD - Distribution - Tier 2 - 2QU CoRE ¦ 2QU LoRE | Non-Red Flag Warning - Destructive Fires | Contact from object | Aggregated | 2053 | 1.4575e-06 | 543.1039 | 0.00079158 | 2053 | Mitigation | 0.95 | 45 | 0 | esc | 0.00097009 | 1.4139e-09 | 0.00097009 | 1.4139e-09
[79 empty] | WLDFR | HFTD - Distribution - Tier 2 - 5QU CoRE ¦ 4QU LoRE | Red Flag Warning - Small Fires | 2054 | 3.8659e-07 | 3.8659e-07 | 0.10489 | 0.048274 | 0.002095 | 0.054525 | 0 | 0 | 0.0004084 | 4.0551e-08 | 0 | 4.0551e-08 | 4.0551e-08 | 0 | 4.0551e-08 | 0 | 5.6683e-05 | 0.00012425 | 0 | 0.00012425 | 0 | 2.2208e-06 | 4.4417e-06 | 0 | 4.4417e-06 | [12 empty] | 7.3.3.17.5 (Remote Grid) Updates to grid topology to minimize risk of ignition in HFTDs Remote GridWLDFRContact from objectAggregated | WLDFR | HFTD - Distribution - Tier 2 - 2QU CoRE ¦ 2QU LoRE | Non-Red Flag Warning - Destructive Fires | Contact from object | Aggregated | 2054 | 1.4575e-06 | 543.1039 | 0.00079158 | 2054 | Mitigation | 0.95 | 45 | 0 | esc | 0.00097009 | 1.4139e-09 | 0.00097009 | 1.4139e-09
[79 empty] | WLDFR | HFTD - Distribution - Tier 2 - 5QU CoRE ¦ 4QU LoRE | Red Flag Warning - Small Fires | 2055 | 3.8659e-07 | 3.8659e-07 | 0.10489 | 0.048274 | 0.002095 | 0.054525 | 0 | 0 | 0.0004084 | 4.0551e-08 | 0 | 4.0551e-08 | 4.0551e-08 | 0 | 4.0551e-08 | 0 | 5.9158e-05 | 0.00012968 | 0 | 0.00012968 | 0 | 2.3092e-06 | 4.6183e-06 | 0 | 4.6183e-06 | [12 empty] | 7.3.3.17.5 (Remote Grid) Updates to grid topology to minimize risk of ignition in HFTDs Remote GridWLDFRContact from objectAggregated | WLDFR | HFTD - Distribution - Tier 2 - 2QU CoRE ¦ 2QU LoRE | Non-Red Flag Warning - Destructive Fires | Contact from object | Aggregated | 2055 | 1.4575e-06 | 543.1039 | 0.00079158 | 2055 | Mitigation | 0.95 | 45 | 0 | esc | 0.00097009 | 1.4139e-09 | 0.00097009 | 1.4139e-09
[79 empty] | WLDFR | HFTD - Distribution - Tier 2 - 5QU CoRE ¦ 4QU LoRE | Red Flag Warning - Small Fires | 2056 | 3.8659e-07 | 3.8659e-07 | 0.10489 | 0.048274 | 0.002095 | 0.054525 | 0 | 0 | 0.0004084 | 4.0551e-08 | 0 | 4.0551e-08 | 4.0551e-08 | 0 | 4.0551e-08 | 0 | 5.9158e-05 | 0.00012968 | 0 | 0.00012968 | 0 | 2.3092e-06 | 4.6183e-06 | 0 | 4.6183e-06 | [12 empty] | 7.3.3.17.5 (Remote Grid) Updates to grid topology to minimize risk of ignition in HFTDs Remote GridWLDFRContact from objectAggregated | WLDFR | HFTD - Distribution - Tier 2 - 2QU CoRE ¦ 2QU LoRE | Non-Red Flag Warning - Destructive Fires | Contact from object | Aggregated | 2056 | 1.4575e-06 | 543.1039 | 0.00079158 | 2056 | Mitigation | 0.95 | 45 | 0 | esc | 0.00097009 | 1.4139e-09 | 0.00097009 | 1.4139e-09
[79 empty] | WLDFR | HFTD - Distribution - Tier 2 - 5QU CoRE ¦ 4QU LoRE | Red Flag Warning - Small Fires | 2057 | 3.8659e-07 | 3.8659e-07 | 0.10489 | 0.048274 | 0.002095 | 0.054525 | 0 | 0 | 0.0004084 | 4.0551e-08 | 0 | 4.0551e-08 | 4.0551e-08 | 0 | 4.0551e-08 | 0 | 5.9158e-05 | 0.00012968 | 0 | 0.00012968 | 0 | 2.3092e-06 | 4.6183e-06 | 0 | 4.6183e-06 | [12 empty] | 7.3.3.17.5 (Remote Grid) Updates to grid topology to minimize risk of ignition in HFTDs Remote GridWLDFRContact from objectAggregated | WLDFR | HFTD - Distribution - Tier 2 - 2QU CoRE ¦ 2QU LoRE | Non-Red Flag Warning - Destructive Fires | Contact from object | Aggregated | 2057 | 1.4575e-06 | 543.1039 | 0.00079158 | 2057 | Mitigation | 0.95 | 45 | 0 | esc | 0.00097009 | 1.4139e-09 | 0.00097009 | 1.4139e-09
[79 empty] | WLDFR | HFTD - Distribution - Tier 2 - 5QU CoRE ¦ 4QU LoRE | Red Flag Warning - Small Fires | 2058 | 3.8659e-07 | 3.8659e-07 | 0.1099 | 0.050325 | 0.0021839 | 0.057393 | 0 | 0 | 0.0004084 | 4.2487e-08 | 0 | 4.2487e-08 | 4.2487e-08 | 0 | 4.2487e-08 | 0 | 0 | 0.00012968 | 0 | 0.00012968 | 0 | 2.3092e-06 | 4.6183e-06 | 0 | 4.6183e-06 | [12 empty] | 7.3.3.17.5 (Remote Grid) Updates to grid topology to minimize risk of ignition in HFTDs Remote GridWLDFRContact from objectAggregated | WLDFR | HFTD - Distribution - Tier 2 - 2QU CoRE ¦ 2QU LoRE | Non-Red Flag Warning - Destructive Fires | Contact from object | Aggregated | 2058 | 1.4575e-06 | 543.1039 | 0.00079158 | 2058 | Mitigation | 0.95 | 45 | 0 | esc | 0.00097009 | 1.4139e-09 | 0.00097009 | 1.4139e-09
[79 empty] | WLDFR | HFTD - Distribution - Tier 2 - 5QU CoRE ¦ 4QU LoRE | Red Flag Warning - Small Fires | 2059 | 3.8659e-07 | 3.8659e-07 | 0.1099 | 0.050325 | 0.0021839 | 0.057393 | 0 | 0 | 0.0004084 | 4.2487e-08 | 0 | 4.2487e-08 | 4.2487e-08 | 0 | 4.2487e-08 | 0 | 0 | 0 | 0 | 0 | 0 | 2.3092e-06 | 4.6183e-06 | 0 | 4.6183e-06 | [12 empty] | 7.3.3.17.5 (Remote Grid) Updates to grid topology to minimize risk of ignition in HFTDs Remote GridWLDFRContact from objectAggregated | WLDFR | HFTD - Distribution - Tier 2 - 2QU CoRE ¦ 2QU LoRE | Non-Red Flag Warning - Destructive Fires | Contact from object | Aggregated | 2059 | 1.4575e-06 | 543.1039 | 0.00079158 | 2059 | Mitigation | 0.95 | 45 | 0 | esc | 0.00097009 | 1.4139e-09 | 0.00097009 | 1.4139e-09
[79 empty] | WLDFR | HFTD - Distribution - Tier 2 - 5QU CoRE ¦ 4QU LoRE | Red Flag Warning - Small Fires | 2060 | 3.8659e-07 | 3.8659e-07 | 0.1099 | 0.050325 | 0.0021839 | 0.057393 | 0 | 0 | 0.0004084 | 4.2487e-08 | 0 | 4.2487e-08 | 4.2487e-08 | 0 | 4.2487e-08 | 0 | 4.0831e-06 | 0 | 0 | 0 | 0 | 2.4087e-06 | 4.8174e-06 | 0 | 4.8174e-06 | [12 empty] | 7.3.3.17.5 (Remote Grid) Updates to grid topology to minimize risk of ignition in HFTDs Remote GridWLDFRContact from objectAggregated | WLDFR | HFTD - Distribution - Tier 2 - 2QU CoRE ¦ 2QU LoRE | Non-Red Flag Warning - Destructive Fires | Contact from object | Aggregated | 2060 | 1.4575e-06 | 543.1039 | 0.00079158 | 2060 | Mitigation | 0.95 | 45 | 0 | esc | 0.00097009 | 1.4139e-09 | 0.00097009 | 1.4139e-09
[79 empty] | WLDFR | HFTD - Distribution - Tier 2 - 5QU CoRE ¦ 4QU LoRE | Red Flag Warning - Small Fires | 2061 | 3.8659e-07 | 3.8659e-07 | 0.1099 | 0.050325 | 0.0021839 | 0.057393 | 0 | 0 | 0.0004084 | 4.2487e-08 | 0 | 4.2487e-08 | 4.2487e-08 | 0 | 4.2487e-08 | 0 | 4.2322e-06 | 9.2772e-06 | 0 | 9.2772e-06 | 0 | 2.4087e-06 | 4.8174e-06 | 0 | 4.8174e-06 | [12 empty] | 7.3.3.17.5 (Remote Grid) Updates to grid topology to minimize risk of ignition in HFTDs Remote GridWLDFRContact from objectAggregated | WLDFR | HFTD - Distribution - Tier 2 - 2QU CoRE ¦ 2QU LoRE | Non-Red Flag Warning - Destructive Fires | Contact from object | Aggregated | 2061 | 1.4575e-06 | 543.1039 | 0.00079158 | 2061 | Mitigation | 0.95 | 45 | 0 | esc | 0.00097009 | 1.4139e-09 | 0.00097009 | 1.4139e-09
[79 empty] | WLDFR | HFTD - Distribution - Tier 2 - 5QU CoRE ¦ 4QU LoRE | Red Flag Warning - Small Fires | 2062 | 3.8659e-07 | 3.8659e-07 | 0.1099 | 0.050325 | 0.0021839 | 0.057393 | 0 | 0 | 0.0004084 | 4.2487e-08 | 0 | 4.2487e-08 | 4.2487e-08 | 0 | 4.2487e-08 | 0 | 4.2322e-06 | 9.2772e-06 | 0 | 9.2772e-06 | 0 | 2.4087e-06 | 4.8174e-06 | 0 | 4.8174e-06 | [12 empty] | 7.3.3.17.5 (Remote Grid) Updates to grid topology to minimize risk of ignition in HFTDs Remote GridWLDFRContact from objectAggregated | WLDFR | HFTD - Distribution - Tier 2 - 2QU CoRE ¦ 2QU LoRE | Non-Red Flag Warning - Destructive Fires | Contact from object | Aggregated | 2062 | 1.4575e-06 | 543.1039 | 0.00079158 | 2062 | Mitigation | 0.95 | 45 | 0 | esc | 0.00097009 | 1.4139e-09 | 0.00097009 | 1.4139e-09
[79 empty] | WLDFR | HFTD - Distribution - Tier 2 - 5QU CoRE ¦ 4QU LoRE | Red Flag Warning - Small Fires | 2063 | 3.8659e-07 | 3.8659e-07 | 0.11504 | 0.052388 | 0.0022734 | 0.060377 | 0 | 0 | 0.0004084 | 4.4472e-08 | 0 | 4.4472e-08 | 4.4472e-08 | 0 | 4.4472e-08 | 0 | 4.2322e-06 | 9.2772e-06 | 0 | 9.2772e-06 | 0 | 2.4087e-06 | 4.8174e-06 | 0 | 4.8174e-06 | [12 empty] | 7.3.3.17.5 (Remote Grid) Updates to grid topology to minimize risk of ignition in HFTDs Remote GridWLDFRContact from objectAggregated | WLDFR | HFTD - Distribution - Tier 2 - 2QU CoRE ¦ 2QU LoRE | Non-Red Flag Warning - Destructive Fires | Contact from object | Aggregated | 2063 | 1.4575e-06 | 543.1039 | 0.00079158 | 2063 | Mitigation | 0.95 | 45 | 0 | esc | 0.00097009 | 1.4139e-09 | 0.00097009 | 1.4139e-09
[79 empty] | WLDFR | HFTD - Distribution - Tier 2 - 5QU CoRE ¦ 4QU LoRE | Red Flag Warning - Small Fires | 2064 | 3.8659e-07 | 3.8659e-07 | 0.11504 | 0.052388 | 0.0022734 | 0.060377 | 0 | 0 | 0.0004084 | 4.4472e-08 | 0 | 4.4472e-08 | 4.4472e-08 | 0 | 4.4472e-08 | 0 | 4.2322e-06 | 9.2772e-06 | 0 | 9.2772e-06 | 0 | 2.4087e-06 | 4.8174e-06 | 0 | 4.8174e-06 | [12 empty] | 7.3.3.17.5 (Remote Grid) Updates to grid topology to minimize risk of ignition in HFTDs Remote GridWLDFRContact from objectAggregated | WLDFR | HFTD - Distribution - Tier 2 - 2QU CoRE ¦ 2QU LoRE | Non-Red Flag Warning - Destructive Fires | Contact from object | Aggregated | 2064 | 1.4575e-06 | 543.1039 | 0.00079158 | 2064 | Mitigation | 0.95 | 45 | 0 | esc | 0.00097009 | 1.4139e-09 | 0.00097009 | 1.4139e-09
[79 empty] | WLDFR | HFTD - Distribution - Tier 2 - 5QU CoRE ¦ 4QU LoRE | Red Flag Warning - Small Fires | 2065 | 3.8659e-07 | 3.8659e-07 | 0.11504 | 0.052388 | 0.0022734 | 0.060377 | 0 | 0 | 0.0004084 | 4.4472e-08 | 0 | 4.4472e-08 | 4.4472e-08 | 0 | 4.4472e-08 | 0 | 4.2322e-06 | 9.2772e-06 | 0 | 9.2772e-06 | 0 | 2.5185e-06 | 5.0369e-06 | 0 | 5.0369e-06 | [12 empty] | 7.3.3.17.5 (Remote Grid) Updates to grid topology to minimize risk of ignition in HFTDs Remote GridWLDFRContact from objectAggregated | WLDFR | HFTD - Distribution - Tier 2 - 2QU CoRE ¦ 2QU LoRE | Non-Red Flag Warning - Destructive Fires | Contact from object | Aggregated | 2065 | 1.4575e-06 | 543.1039 | 0.00079158 | 2065 | Mitigation | 0.95 | 45 | 0 | esc | 0.00097009 | 1.4139e-09 | 0.00097009 | 1.4139e-09
[79 empty] | WLDFR | HFTD - Distribution - Tier 2 - 5QU CoRE ¦ 4QU LoRE | Red Flag Warning - Small Fires | 2066 | 3.8659e-07 | 3.8659e-07 | 0.11504 | 0.052388 | 0.0022734 | 0.060377 | 0 | 0 | 0.0004084 | 4.4472e-08 | 0 | 4.4472e-08 | 4.4472e-08 | 0 | 4.4472e-08 | 0 | 4.4201e-06 | 9.6889e-06 | 0 | 9.6889e-06 | 0 | 2.5185e-06 | 5.0369e-06 | 0 | 5.0369e-06 | [12 empty] | 7.3.3.17.5 (Remote Grid) Updates to grid topology to minimize risk of ignition in HFTDs Remote GridWLDFRContact from objectAggregated | WLDFR | HFTD - Distribution - Tier 2 - 2QU CoRE ¦ 2QU LoRE | Non-Red Flag Warning - Destructive Fires | Contact from object | Aggregated | 2066 | 1.4575e-06 | 543.1039 | 0.00079158 | 2066 | Mitigation | 0.95 | 45 | 0 | esc | 0.00097009 | 1.4139e-09 | 0.00097009 | 1.4139e-09
[79 empty] | WLDFR | HFTD - Distribution - Tier 2 - 5QU CoRE ¦ 4QU LoRE | Red Flag Warning - Small Fires | 2067 | 0 | 3.8659e-07 | 0.11504 | 0.052388 | 0.0022734 | 0.060377 | 0 | 0 | 0.0004084 | 0 | 0 | 0 | 4.4472e-08 | 0 | 4.4472e-08 | 0 | 4.4201e-06 | 9.6889e-06 | 0 | 9.6889e-06 | 0 | 2.5185e-06 | 5.0369e-06 | 0 | 5.0369e-06 | [12 empty] | 7.3.3.17.5 (Remote Grid) Updates to grid topology to minimize risk of ignition in HFTDs Remote GridWLDFRContact from objectAggregated | WLDFR | HFTD - Distribution - Tier 2 - 2QU CoRE ¦ 2QU LoRE | Non-Red Flag Warning - Destructive Fires | Contact from object | Aggregated | 2067 | 1.4575e-06 | 543.1039 | 0.00079158 | 2067 | Mitigation | 0.95 | 45 | 0 | esc | 0 | 0 | 0.00097009 | 1.4139e-09
[79 empty] | WLDFR | HFTD - Distribution - Tier 2 - 5QU CoRE ¦ 5QU LoRE | Non-Red Flag Warning - Catastrophic Fires | 2022 | 4.1026e-11 | 0 | 14146.1306 | 222.2294 | 8585.7228 | 5338.1784 | 0 | 0 | 5.1972e-08 | 5.8036e-07 | 0 | 5.8036e-07 | 0 | 0 | 0 | 0 | 4.4201e-06 | 9.6889e-06 | 0 | 9.6889e-06 | 0 | 2.5185e-06 | 5.0369e-06 | 0 | 5.0369e-06 | [12 empty] | 7.3.3.17.5 (Remote Grid) Updates to grid topology to minimize risk of ignition in HFTDs Remote GridWLDFRContaminationAggregated | WLDFR | HFTD - Distribution - Tier 2 - 2QU CoRE ¦ 2QU LoRE | Non-Red Flag Warning - Destructive Fires | Contamination | Aggregated | 2022 | 3.1154e-08 | 543.1039 | 1.692e-05 | 2022 | Mitigation | 0.95 | 45 | 0 | esc | 0.00097009 | 3.0222e-11 | 0 | 0
[79 empty] | WLDFR | HFTD - Distribution - Tier 2 - 5QU CoRE ¦ 5QU LoRE | Non-Red Flag Warning - Catastrophic Fires | 2023 | 4.1026e-11 | 4.1026e-11 | 14664.6376 | 233.2301 | 8896.516 | 5534.8915 | 0 | 0 | 5.1972e-08 | 6.0163e-07 | 0 | 6.0163e-07 | 6.0163e-07 | 0 | 6.0163e-07 | 0 | 4.4201e-06 | 9.6889e-06 | 0 | 9.6889e-06 | 0 | 2.5185e-06 | 5.0369e-06 | 0 | 5.0369e-06 | [12 empty] | 7.3.3.17.5 (Remote Grid) Updates to grid topology to minimize risk of ignition in HFTDs Remote GridWLDFRContaminationAggregated | WLDFR | HFTD - Distribution - Tier 2 - 2QU CoRE ¦ 2QU LoRE | Non-Red Flag Warning - Destructive Fires | Contamination | Aggregated | 2023 | 3.1154e-08 | 543.1039 | 1.692e-05 | 2023 | Mitigation | 0.95 | 45 | 0 | esc | 0.00097009 | 3.0222e-11 | 0.00097009 | 3.0222e-11
[79 empty] | WLDFR | HFTD - Distribution - Tier 2 - 5QU CoRE ¦ 5QU LoRE | Non-Red Flag Warning - Catastrophic Fires | 2024 | 4.1026e-11 | 4.1026e-11 | 14664.6376 | 233.2301 | 8896.516 | 5534.8915 | 0 | 0 | 5.1972e-08 | 6.0163e-07 | 0 | 6.0163e-07 | 6.0163e-07 | 0 | 6.0163e-07 | 0 | 4.4201e-06 | 9.6889e-06 | 0 | 9.6889e-06 | 0 | 2.6373e-06 | 5.2745e-06 | 0 | 5.2745e-06 | [12 empty] | 7.3.3.17.5 (Remote Grid) Updates to grid topology to minimize risk of ignition in HFTDs Remote GridWLDFRContaminationAggregated | WLDFR | HFTD - Distribution - Tier 2 - 2QU CoRE ¦ 2QU LoRE | Non-Red Flag Warning - Destructive Fires | Contamination | Aggregated | 2024 | 3.1154e-08 | 543.1039 | 1.692e-05 | 2024 | Mitigation | 0.95 | 45 | 0 | esc | 0.00097009 | 3.0222e-11 | 0.00097009 | 3.0222e-11
[79 empty] | WLDFR | HFTD - Distribution - Tier 2 - 5QU CoRE ¦ 5QU LoRE | Non-Red Flag Warning - Catastrophic Fires | 2025 | 4.1026e-11 | 4.1026e-11 | 14664.6376 | 233.2301 | 8896.516 | 5534.8915 | 0 | 0 | 5.1972e-08 | 6.0163e-07 | 0 | 6.0163e-07 | 6.0163e-07 | 0 | 6.0163e-07 | 0 | 4.6286e-06 | 1.0146e-05 | 0 | 1.0146e-05 | 0 | 2.6373e-06 | 5.2745e-06 | 0 | 5.2745e-06 | [12 empty] | 7.3.3.17.5 (Remote Grid) Updates to grid topology to minimize risk of ignition in HFTDs Remote GridWLDFRContaminationAggregated | WLDFR | HFTD - Distribution - Tier 2 - 2QU CoRE ¦ 2QU LoRE | Non-Red Flag Warning - Destructive Fires | Contamination | Aggregated | 2025 | 3.1154e-08 | 543.1039 | 1.692e-05 | 2025 | Mitigation | 0.95 | 45 | 0 | esc | 0.00097009 | 3.0222e-11 | 0.00097009 | 3.0222e-11
[79 empty] | WLDFR | HFTD - Distribution - Tier 2 - 5QU CoRE ¦ 5QU LoRE | Non-Red Flag Warning - Catastrophic Fires | 2026 | 4.1026e-11 | 4.1026e-11 | 14664.6376 | 233.2301 | 8896.516 | 5534.8915 | 0 | 0 | 5.1972e-08 | 6.0163e-07 | 0 | 6.0163e-07 | 6.0163e-07 | 0 | 6.0163e-07 | 0 | 4.6286e-06 | 1.0146e-05 | 0 | 1.0146e-05 | 0 | 2.6373e-06 | 5.2745e-06 | 0 | 5.2745e-06 | [12 empty] | 7.3.3.17.5 (Remote Grid) Updates to grid topology to minimize risk of ignition in HFTDs Remote GridWLDFRContaminationAggregated | WLDFR | HFTD - Distribution - Tier 2 - 2QU CoRE ¦ 2QU LoRE | Non-Red Flag Warning - Destructive Fires | Contamination | Aggregated | 2026 | 3.1154e-08 | 543.1039 | 1.692e-05 | 2026 | Mitigation | 0.95 | 45 | 0 | esc | 0.00097009 | 3.0222e-11 | 0.00097009 | 3.0222e-11
[79 empty] | WLDFR | HFTD - Distribution - Tier 2 - 5QU CoRE ¦ 5QU LoRE | Non-Red Flag Warning - Catastrophic Fires | 2027 | 4.1026e-11 | 4.1026e-11 | 14664.6376 | 233.2301 | 8896.516 | 5534.8915 | 0 | 0 | 5.1972e-08 | 6.0163e-07 | 0 | 6.0163e-07 | 6.0163e-07 | 0 | 6.0163e-07 | 0 | 4.6286e-06 | 1.0146e-05 | 0 | 1.0146e-05 | 0 | 2.6373e-06 | 5.2745e-06 | 0 | 5.2745e-06 | [12 empty] | 7.3.3.17.5 (Remote Grid) Updates to grid topology to minimize risk of ignition in HFTDs Remote GridWLDFRContaminationAggregated | WLDFR | HFTD - Distribution - Tier 2 - 2QU CoRE ¦ 2QU LoRE | Non-Red Flag Warning - Destructive Fires | Contamination | Aggregated | 2027 | 3.1154e-08 | 543.1039 | 1.692e-05 | 2027 | Mitigation | 0.95 | 45 | 0 | esc | 0.00097009 | 3.0222e-11 | 0.00097009 | 3.0222e-11
[79 empty] | WLDFR | HFTD - Distribution - Tier 2 - 5QU CoRE ¦ 5QU LoRE | Non-Red Flag Warning - Catastrophic Fires | 2028 | 4.1026e-11 | 4.1026e-11 | 15317.9909 | 247.273 | 9287.6491 | 5783.0689 | 0 | 0 | 5.1972e-08 | 6.2843e-07 | 0 | 6.2843e-07 | 6.2843e-07 | 0 | 6.2843e-07 | 0 | 4.6286e-06 | 1.0146e-05 | 0 | 1.0146e-05 | 0 | 2.6373e-06 | 5.2745e-06 | 0 | 5.2745e-06 | [12 empty] | 7.3.3.17.5 (Remote Grid) Updates to grid topology to minimize risk of ignition in HFTDs Remote GridWLDFRContaminationAggregated | WLDFR | HFTD - Distribution - Tier 2 - 2QU CoRE ¦ 2QU LoRE | Non-Red Flag Warning - Destructive Fires | Contamination | Aggregated | 2028 | 3.1154e-08 | 543.1039 | 1.692e-05 | 2028 | Mitigation | 0.95 | 45 | 0 | esc | 0.00097009 | 3.0222e-11 | 0.00097009 | 3.0222e-11
[79 empty] | WLDFR | HFTD - Distribution - Tier 2 - 5QU CoRE ¦ 5QU LoRE | Non-Red Flag Warning - Catastrophic Fires | 2029 | 4.1026e-11 | 4.1026e-11 | 15317.9909 | 247.273 | 9287.6491 | 5783.0689 | 0 | 0 | 5.1972e-08 | 6.2843e-07 | 0 | 6.2843e-07 | 6.2843e-07 | 0 | 6.2843e-07 | 0 | 4.6286e-06 | 1.0146e-05 | 0 | 1.0146e-05 | 0 | 2.7639e-06 | 5.5279e-06 | 0 | 5.5279e-06 | [12 empty] | 7.3.3.17.5 (Remote Grid) Updates to grid topology to minimize risk of ignition in HFTDs Remote GridWLDFRContaminationAggregated | WLDFR | HFTD - Distribution - Tier 2 - 2QU CoRE ¦ 2QU LoRE | Non-Red Flag Warning - Destructive Fires | Contamination | Aggregated | 2029 | 3.1154e-08 | 543.1039 | 1.692e-05 | 2029 | Mitigation | 0.95 | 45 | 0 | esc | 0.00097009 | 3.0222e-11 | 0.00097009 | 3.0222e-11
[79 empty] | WLDFR | HFTD - Distribution - Tier 2 - 5QU CoRE ¦ 5QU LoRE | Non-Red Flag Warning - Catastrophic Fires | 2030 | 4.1026e-11 | 4.1026e-11 | 15317.9909 | 247.273 | 9287.6491 | 5783.0689 | 0 | 0 | 5.1972e-08 | 6.2843e-07 | 0 | 6.2843e-07 | 6.2843e-07 | 0 | 6.2843e-07 | 0 | 4.8548e-06 | 1.0642e-05 | 0 | 1.0642e-05 | 0 | 2.7639e-06 | 5.5279e-06 | 0 | 5.5279e-06 | [12 empty] | 7.3.3.17.5 (Remote Grid) Updates to grid topology to minimize risk of ignition in HFTDs Remote GridWLDFRContaminationAggregated | WLDFR | HFTD - Distribution - Tier 2 - 2QU CoRE ¦ 2QU LoRE | Non-Red Flag Warning - Destructive Fires | Contamination | Aggregated | 2030 | 3.1154e-08 | 543.1039 | 1.692e-05 | 2030 | Mitigation | 0.95 | 45 | 0 | esc | 0.00097009 | 3.0222e-11 | 0.00097009 | 3.0222e-11
[79 empty] | WLDFR | HFTD - Distribution - Tier 2 - 5QU CoRE ¦ 5QU LoRE | Non-Red Flag Warning - Catastrophic Fires | 2031 | 4.1026e-11 | 4.1026e-11 | 15317.9909 | 247.273 | 9287.6491 | 5783.0689 | 0 | 0 | 5.1972e-08 | 6.2843e-07 | 0 | 6.2843e-07 | 6.2843e-07 | 0 | 6.2843e-07 | 0 | 4.8548e-06 | 1.0642e-05 | 0 | 1.0642e-05 | 0 | 2.7639e-06 | 5.5279e-06 | 0 | 5.5279e-06 | [12 empty] | 7.3.3.17.5 (Remote Grid) Updates to grid topology to minimize risk of ignition in HFTDs Remote GridWLDFRContaminationAggregated | WLDFR | HFTD - Distribution - Tier 2 - 2QU CoRE ¦ 2QU LoRE | Non-Red Flag Warning - Destructive Fires | Contamination | Aggregated | 2031 | 3.1154e-08 | 543.1039 | 1.692e-05 | 2031 | Mitigation | 0.95 | 45 | 0 | esc | 0.00097009 | 3.0222e-11 | 0.00097009 | 3.0222e-11
[79 empty] | WLDFR | HFTD - Distribution - Tier 2 - 5QU CoRE ¦ 5QU LoRE | Non-Red Flag Warning - Catastrophic Fires | 2032 | 4.1026e-11 | 4.1026e-11 | 15317.9909 | 247.273 | 9287.6491 | 5783.0689 | 0 | 0 | 5.1972e-08 | 6.2843e-07 | 0 | 6.2843e-07 | 6.2843e-07 | 0 | 6.2843e-07 | 0 | 4.8548e-06 | 1.0642e-05 | 0 | 1.0642e-05 | 0 | 2.7639e-06 | 5.5279e-06 | 0 | 5.5279e-06 | [12 empty] | 7.3.3.17.5 (Remote Grid) Updates to grid topology to minimize risk of ignition in HFTDs Remote GridWLDFRContaminationAggregated | WLDFR | HFTD - Distribution - Tier 2 - 2QU CoRE ¦ 2QU LoRE | Non-Red Flag Warning - Destructive Fires | Contamination | Aggregated | 2032 | 3.1154e-08 | 543.1039 | 1.692e-05 | 2032 | Mitigation | 0.95 | 45 | 0 | esc | 0.00097009 | 3.0222e-11 | 0.00097009 | 3.0222e-11
[79 empty] | WLDFR | HFTD - Distribution - Tier 2 - 5QU CoRE ¦ 5QU LoRE | Non-Red Flag Warning - Catastrophic Fires | 2033 | 4.1026e-11 | 4.1026e-11 | 16044.1264 | 263.1074 | 9721.74 | 6059.2791 | 0 | 0 | 5.1972e-08 | 6.5822e-07 | 0 | 6.5822e-07 | 6.5822e-07 | 0 | 6.5822e-07 | 0 | 4.8548e-06 | 1.0642e-05 | 0 | 1.0642e-05 | 0 | 0 | 5.5279e-06 | 0 | 5.5279e-06 | [12 empty] | 7.3.3.17.5 (Remote Grid) Updates to grid topology to minimize risk of ignition in HFTDs Remote GridWLDFRContaminationAggregated | WLDFR | HFTD - Distribution - Tier 2 - 2QU CoRE ¦ 2QU LoRE | Non-Red Flag Warning - Destructive Fires | Contamination | Aggregated | 2033 | 3.1154e-08 | 543.1039 | 1.692e-05 | 2033 | Mitigation | 0.95 | 45 | 0 | esc | 0.00097009 | 3.0222e-11 | 0.00097009 | 3.0222e-11
[79 empty] | WLDFR | HFTD - Distribution - Tier 2 - 5QU CoRE ¦ 5QU LoRE | Non-Red Flag Warning - Catastrophic Fires | 2034 | 4.1026e-11 | 4.1026e-11 | 16044.1264 | 263.1074 | 9721.74 | 6059.2791 | 0 | 0 | 5.1972e-08 | 6.5822e-07 | 0 | 6.5822e-07 | 6.5822e-07 | 0 | 6.5822e-07 | 0 | 4.8548e-06 | 1.0642e-05 | 0 | 1.0642e-05 | 0 | 0 | 0 | 0 | 0 | [12 empty] | 7.3.3.17.5 (Remote Grid) Updates to grid topology to minimize risk of ignition in HFTDs Remote GridWLDFRContaminationAggregated | WLDFR | HFTD - Distribution - Tier 2 - 2QU CoRE ¦ 2QU LoRE | Non-Red Flag Warning - Destructive Fires | Contamination | Aggregated | 2034 | 3.1154e-08 | 543.1039 | 1.692e-05 | 2034 | Mitigation | 0.95 | 45 | 0 | esc | 0.00097009 | 3.0222e-11 | 0.00097009 | 3.0222e-11
[79 empty] | WLDFR | HFTD - Distribution - Tier 2 - 5QU CoRE ¦ 5QU LoRE | Non-Red Flag Warning - Catastrophic Fires | 2035 | 4.1026e-11 | 4.1026e-11 | 16044.1264 | 263.1074 | 9721.74 | 6059.2791 | 0 | 0 | 5.1972e-08 | 6.5822e-07 | 0 | 6.5822e-07 | 6.5822e-07 | 0 | 6.5822e-07 | 0 | 5.0956e-06 | 1.117e-05 | 0 | 1.117e-05 | 0 | 0 | 0 | 0 | 0 | [12 empty] | 7.3.3.17.5 (Remote Grid) Updates to grid topology to minimize risk of ignition in HFTDs Remote GridWLDFRContaminationAggregated | WLDFR | HFTD - Distribution - Tier 2 - 2QU CoRE ¦ 2QU LoRE | Non-Red Flag Warning - Destructive Fires | Contamination | Aggregated | 2035 | 3.1154e-08 | 543.1039 | 1.692e-05 | 2035 | Mitigation | 0.95 | 45 | 0 | esc | 0.00097009 | 3.0222e-11 | 0.00097009 | 3.0222e-11
[79 empty] | WLDFR | HFTD - Distribution - Tier 2 - 5QU CoRE ¦ 5QU LoRE | Non-Red Flag Warning - Catastrophic Fires | 2036 | 4.1026e-11 | 4.1026e-11 | 16044.1264 | 263.1074 | 9721.74 | 6059.2791 | 0 | 0 | 5.1972e-08 | 6.5822e-07 | 0 | 6.5822e-07 | 6.5822e-07 | 0 | 6.5822e-07 | 0 | 5.0956e-06 | 1.117e-05 | 0 | 1.117e-05 | 0 | 0.0034354 | 0 | 0 | 0 | [12 empty] | 7.3.3.17.5 (Remote Grid) Updates to grid topology to minimize risk of ignition in HFTDs Remote GridWLDFRContaminationAggregated | WLDFR | HFTD - Distribution - Tier 2 - 2QU CoRE ¦ 2QU LoRE | Non-Red Flag Warning - Destructive Fires | Contamination | Aggregated | 2036 | 3.1154e-08 | 543.1039 | 1.692e-05 | 2036 | Mitigation | 0.95 | 45 | 0 | esc | 0.00097009 | 3.0222e-11 | 0.00097009 | 3.0222e-11
[79 empty] | WLDFR | HFTD - Distribution - Tier 2 - 5QU CoRE ¦ 5QU LoRE | Non-Red Flag Warning - Catastrophic Fires | 2037 | 4.1026e-11 | 4.1026e-11 | 16044.1264 | 263.1074 | 9721.74 | 6059.2791 | 0 | 0 | 5.1972e-08 | 6.5822e-07 | 0 | 6.5822e-07 | 6.5822e-07 | 0 | 6.5822e-07 | 0 | 5.0956e-06 | 1.117e-05 | 0 | 1.117e-05 | 0 | 0.0035613 | 0.0071226 | 0 | 0.0071226 | [12 empty] | 7.3.3.17.5 (Remote Grid) Updates to grid topology to minimize risk of ignition in HFTDs Remote GridWLDFRContaminationAggregated | WLDFR | HFTD - Distribution - Tier 2 - 2QU CoRE ¦ 2QU LoRE | Non-Red Flag Warning - Destructive Fires | Contamination | Aggregated | 2037 | 3.1154e-08 | 543.1039 | 1.692e-05 | 2037 | Mitigation | 0.95 | 45 | 0 | esc | 0.00097009 | 3.0222e-11 | 0.00097009 | 3.0222e-11
[79 empty] | WLDFR | HFTD - Distribution - Tier 2 - 5QU CoRE ¦ 5QU LoRE | Non-Red Flag Warning - Catastrophic Fires | 2038 | 4.1026e-11 | 4.1026e-11 | 16832.3912 | 280.5544 | 10192.2718 | 6359.5651 | 0 | 0 | 5.1972e-08 | 6.9056e-07 | 0 | 6.9056e-07 | 6.9056e-07 | 0 | 6.9056e-07 | 0 | 5.0956e-06 | 1.117e-05 | 0 | 1.117e-05 | 0 | 0.0035613 | 0.0071226 | 0 | 0.0071226 | [12 empty] | 7.3.3.17.5 (Remote Grid) Updates to grid topology to minimize risk of ignition in HFTDs Remote GridWLDFRContaminationAggregated | WLDFR | HFTD - Distribution - Tier 2 - 2QU CoRE ¦ 2QU LoRE | Non-Red Flag Warning - Destructive Fires | Contamination | Aggregated | 2038 | 3.1154e-08 | 543.1039 | 1.692e-05 | 2038 | Mitigation | 0.95 | 45 | 0 | esc | 0.00097009 | 3.0222e-11 | 0.00097009 | 3.0222e-11
[79 empty] | WLDFR | HFTD - Distribution - Tier 2 - 5QU CoRE ¦ 5QU LoRE | Non-Red Flag Warning - Catastrophic Fires | 2039 | 4.1026e-11 | 4.1026e-11 | 16832.3912 | 280.5544 | 10192.2718 | 6359.5651 | 0 | 0 | 5.1972e-08 | 6.9056e-07 | 0 | 6.9056e-07 | 6.9056e-07 | 0 | 6.9056e-07 | 0 | 5.0956e-06 | 1.117e-05 | 0 | 1.117e-05 | 0 | 0.0035613 | 0.0071226 | 0 | 0.0071226 | [12 empty] | 7.3.3.17.5 (Remote Grid) Updates to grid topology to minimize risk of ignition in HFTDs Remote GridWLDFRContaminationAggregated | WLDFR | HFTD - Distribution - Tier 2 - 2QU CoRE ¦ 2QU LoRE | Non-Red Flag Warning - Destructive Fires | Contamination | Aggregated | 2039 | 3.1154e-08 | 543.1039 | 1.692e-05 | 2039 | Mitigation | 0.95 | 45 | 0 | esc | 0.00097009 | 3.0222e-11 | 0.00097009 | 3.0222e-11
[79 empty] | WLDFR | HFTD - Distribution - Tier 2 - 5QU CoRE ¦ 5QU LoRE | Non-Red Flag Warning - Catastrophic Fires | 2040 | 4.1026e-11 | 4.1026e-11 | 16832.3912 | 280.5544 | 10192.2718 | 6359.5651 | 0 | 0 | 5.1972e-08 | 6.9056e-07 | 0 | 6.9056e-07 | 6.9056e-07 | 0 | 6.9056e-07 | 0 | 5.3477e-06 | 1.1722e-05 | 0 | 1.1722e-05 | 0 | 0.0035613 | 0.0071226 | 0 | 0.0071226 | [12 empty] | 7.3.3.17.5 (Remote Grid) Updates to grid topology to minimize risk of ignition in HFTDs Remote GridWLDFRContaminationAggregated | WLDFR | HFTD - Distribution - Tier 2 - 2QU CoRE ¦ 2QU LoRE | Non-Red Flag Warning - Destructive Fires | Contamination | Aggregated | 2040 | 3.1154e-08 | 543.1039 | 1.692e-05 | 2040 | Mitigation | 0.95 | 45 | 0 | esc | 0.00097009 | 3.0222e-11 | 0.00097009 | 3.0222e-11
[79 empty] | WLDFR | HFTD - Distribution - Tier 2 - 5QU CoRE ¦ 5QU LoRE | Non-Red Flag Warning - Catastrophic Fires | 2041 | 4.1026e-11 | 4.1026e-11 | 16832.3912 | 280.5544 | 10192.2718 | 6359.5651 | 0 | 0 | 5.1972e-08 | 6.9056e-07 | 0 | 6.9056e-07 | 6.9056e-07 | 0 | 6.9056e-07 | 0 | 5.3477e-06 | 1.1722e-05 | 0 | 1.1722e-05 | 0 | 0.0035613 | 0.0071226 | 0 | 0.0071226 | [12 empty] | 7.3.3.17.5 (Remote Grid) Updates to grid topology to minimize risk of ignition in HFTDs Remote GridWLDFRContaminationAggregated | WLDFR | HFTD - Distribution - Tier 2 - 2QU CoRE ¦ 2QU LoRE | Non-Red Flag Warning - Destructive Fires | Contamination | Aggregated | 2041 | 3.1154e-08 | 543.1039 | 1.692e-05 | 2041 | Mitigation | 0.95 | 45 | 0 | esc | 0.00097009 | 3.0222e-11 | 0.00097009 | 3.0222e-11
[79 empty] | WLDFR | HFTD - Distribution - Tier 2 - 5QU CoRE ¦ 5QU LoRE | Non-Red Flag Warning - Catastrophic Fires | 2042 | 4.1026e-11 | 4.1026e-11 | 16832.3912 | 280.5544 | 10192.2718 | 6359.5651 | 0 | 0 | 5.1972e-08 | 6.9056e-07 | 0 | 6.9056e-07 | 6.9056e-07 | 0 | 6.9056e-07 | 0 | 5.3477e-06 | 1.1722e-05 | 0 | 1.1722e-05 | 0 | 0.00372 | 0.00744 | 0 | 0.00744 | [12 empty] | 7.3.3.17.5 (Remote Grid) Updates to grid topology to minimize risk of ignition in HFTDs Remote GridWLDFRContaminationAggregated | WLDFR | HFTD - Distribution - Tier 2 - 2QU CoRE ¦ 2QU LoRE | Non-Red Flag Warning - Destructive Fires | Contamination | Aggregated | 2042 | 3.1154e-08 | 543.1039 | 1.692e-05 | 2042 | Mitigation | 0.95 | 45 | 0 | esc | 0.00097009 | 3.0222e-11 | 0.00097009 | 3.0222e-11
[79 empty] | WLDFR | HFTD - Distribution - Tier 2 - 5QU CoRE ¦ 5QU LoRE | Non-Red Flag Warning - Catastrophic Fires | 2043 | 4.1026e-11 | 4.1026e-11 | 17672.0852 | 299.42 | 10692.7362 | 6679.929 | 0 | 0 | 5.1972e-08 | 7.2501e-07 | 0 | 7.2501e-07 | 7.2501e-07 | 0 | 7.2501e-07 | 0 | 5.3477e-06 | 1.1722e-05 | 0 | 1.1722e-05 | 0 | 0.00372 | 0.00744 | 0 | 0.00744 | [12 empty] | 7.3.3.17.5 (Remote Grid) Updates to grid topology to minimize risk of ignition in HFTDs Remote GridWLDFRContaminationAggregated | WLDFR | HFTD - Distribution - Tier 2 - 2QU CoRE ¦ 2QU LoRE | Non-Red Flag Warning - Destructive Fires | Contamination | Aggregated | 2043 | 3.1154e-08 | 543.1039 | 1.692e-05 | 2043 | Mitigation | 0.95 | 45 | 0 | esc | 0.00097009 | 3.0222e-11 | 0.00097009 | 3.0222e-11
[79 empty] | WLDFR | HFTD - Distribution - Tier 2 - 5QU CoRE ¦ 5QU LoRE | Non-Red Flag Warning - Catastrophic Fires | 2044 | 4.1026e-11 | 4.1026e-11 | 17672.0852 | 299.42 | 10692.7362 | 6679.929 | 0 | 0 | 5.1972e-08 | 7.2501e-07 | 0 | 7.2501e-07 | 7.2501e-07 | 0 | 7.2501e-07 | 0 | 5.3477e-06 | 1.1722e-05 | 0 | 1.1722e-05 | 0 | 0.00372 | 0.00744 | 0 | 0.00744 | [12 empty] | 7.3.3.17.5 (Remote Grid) Updates to grid topology to minimize risk of ignition in HFTDs Remote GridWLDFRContaminationAggregated | WLDFR | HFTD - Distribution - Tier 2 - 2QU CoRE ¦ 2QU LoRE | Non-Red Flag Warning - Destructive Fires | Contamination | Aggregated | 2044 | 3.1154e-08 | 543.1039 | 1.692e-05 | 2044 | Mitigation | 0.95 | 45 | 0 | esc | 0.00097009 | 3.0222e-11 | 0.00097009 | 3.0222e-11
[79 empty] | WLDFR | HFTD - Distribution - Tier 2 - 5QU CoRE ¦ 5QU LoRE | Non-Red Flag Warning - Catastrophic Fires | 2045 | 4.1026e-11 | 4.1026e-11 | 17672.0852 | 299.42 | 10692.7362 | 6679.929 | 0 | 0 | 5.1972e-08 | 7.2501e-07 | 0 | 7.2501e-07 | 7.2501e-07 | 0 | 7.2501e-07 | 0 | 5.6081e-06 | 1.2293e-05 | 0 | 1.2293e-05 | 0 | 0.00372 | 0.00744 | 0 | 0.00744 | [12 empty] | 7.3.3.17.5 (Remote Grid) Updates to grid topology to minimize risk of ignition in HFTDs Remote GridWLDFRContaminationAggregated | WLDFR | HFTD - Distribution - Tier 2 - 2QU CoRE ¦ 2QU LoRE | Non-Red Flag Warning - Destructive Fires | Contamination | Aggregated | 2045 | 3.1154e-08 | 543.1039 | 1.692e-05 | 2045 | Mitigation | 0.95 | 45 | 0 | esc | 0.00097009 | 3.0222e-11 | 0.00097009 | 3.0222e-11
[79 empty] | WLDFR | HFTD - Distribution - Tier 2 - 5QU CoRE ¦ 5QU LoRE | Non-Red Flag Warning - Catastrophic Fires | 2046 | 4.1026e-11 | 4.1026e-11 | 17672.0852 | 299.42 | 10692.7362 | 6679.929 | 0 | 0 | 5.1972e-08 | 7.2501e-07 | 0 | 7.2501e-07 | 7.2501e-07 | 0 | 7.2501e-07 | 0 | 5.6081e-06 | 1.2293e-05 | 0 | 1.2293e-05 | 0 | 0.00372 | 0.00744 | 0 | 0.00744 | [12 empty] | 7.3.3.17.5 (Remote Grid) Updates to grid topology to minimize risk of ignition in HFTDs Remote GridWLDFRContaminationAggregated | WLDFR | HFTD - Distribution - Tier 2 - 2QU CoRE ¦ 2QU LoRE | Non-Red Flag Warning - Destructive Fires | Contamination | Aggregated | 2046 | 3.1154e-08 | 543.1039 | 1.692e-05 | 2046 | Mitigation | 0.95 | 45 | 0 | esc | 0.00097009 | 3.0222e-11 | 0.00097009 | 3.0222e-11
[79 empty] | WLDFR | HFTD - Distribution - Tier 2 - 5QU CoRE ¦ 5QU LoRE | Non-Red Flag Warning - Catastrophic Fires | 2047 | 4.1026e-11 | 4.1026e-11 | 17672.0852 | 299.42 | 10692.7362 | 6679.929 | 0 | 0 | 5.1972e-08 | 7.2501e-07 | 0 | 7.2501e-07 | 7.2501e-07 | 0 | 7.2501e-07 | 0 | 5.6081e-06 | 1.2293e-05 | 0 | 1.2293e-05 | 0 | 0.0038963 | 0.0077927 | 0 | 0.0077927 | [12 empty] | 7.3.3.17.5 (Remote Grid) Updates to grid topology to minimize risk of ignition in HFTDs Remote GridWLDFRContaminationAggregated | WLDFR | HFTD - Distribution - Tier 2 - 2QU CoRE ¦ 2QU LoRE | Non-Red Flag Warning - Destructive Fires | Contamination | Aggregated | 2047 | 3.1154e-08 | 543.1039 | 1.692e-05 | 2047 | Mitigation | 0.95 | 45 | 0 | esc | 0.00097009 | 3.0222e-11 | 0.00097009 | 3.0222e-11
[79 empty] | WLDFR | HFTD - Distribution - Tier 2 - 5QU CoRE ¦ 5QU LoRE | Non-Red Flag Warning - Catastrophic Fires | 2048 | 4.1026e-11 | 4.1026e-11 | 18552.3348 | 319.4911 | 11216.5626 | 7016.281 | 0 | 0 | 5.1972e-08 | 7.6113e-07 | 0 | 7.6113e-07 | 7.6113e-07 | 0 | 7.6113e-07 | 0 | 5.6081e-06 | 1.2293e-05 | 0 | 1.2293e-05 | 0 | 0.0038963 | 0.0077927 | 0 | 0.0077927 | [12 empty] | 7.3.3.17.5 (Remote Grid) Updates to grid topology to minimize risk of ignition in HFTDs Remote GridWLDFRContaminationAggregated | WLDFR | HFTD - Distribution - Tier 2 - 2QU CoRE ¦ 2QU LoRE | Non-Red Flag Warning - Destructive Fires | Contamination | Aggregated | 2048 | 3.1154e-08 | 543.1039 | 1.692e-05 | 2048 | Mitigation | 0.95 | 45 | 0 | esc | 0.00097009 | 3.0222e-11 | 0.00097009 | 3.0222e-11
[79 empty] | WLDFR | HFTD - Distribution - Tier 2 - 5QU CoRE ¦ 5QU LoRE | Non-Red Flag Warning - Catastrophic Fires | 2049 | 4.1026e-11 | 4.1026e-11 | 18552.3348 | 319.4911 | 11216.5626 | 7016.281 | 0 | 0 | 5.1972e-08 | 7.6113e-07 | 0 | 7.6113e-07 | 7.6113e-07 | 0 | 7.6113e-07 | 0 | 5.6081e-06 | 1.2293e-05 | 0 | 1.2293e-05 | 0 | 0.0038963 | 0.0077927 | 0 | 0.0077927 | [12 empty] | 7.3.3.17.5 (Remote Grid) Updates to grid topology to minimize risk of ignition in HFTDs Remote GridWLDFRContaminationAggregated | WLDFR | HFTD - Distribution - Tier 2 - 2QU CoRE ¦ 2QU LoRE | Non-Red Flag Warning - Destructive Fires | Contamination | Aggregated | 2049 | 3.1154e-08 | 543.1039 | 1.692e-05 | 2049 | Mitigation | 0.95 | 45 | 0 | esc | 0.00097009 | 3.0222e-11 | 0.00097009 | 3.0222e-11
[79 empty] | WLDFR | HFTD - Distribution - Tier 2 - 5QU CoRE ¦ 5QU LoRE | Non-Red Flag Warning - Catastrophic Fires | 2050 | 4.1026e-11 | 4.1026e-11 | 18552.3348 | 319.4911 | 11216.5626 | 7016.281 | 0 | 0 | 5.1972e-08 | 7.6113e-07 | 0 | 7.6113e-07 | 7.6113e-07 | 0 | 7.6113e-07 | 0 | 5.8735e-06 | 1.2875e-05 | 0 | 1.2875e-05 | 0 | 0.0038963 | 0.0077927 | 0 | 0.0077927 | [12 empty] | 7.3.3.17.5 (Remote Grid) Updates to grid topology to minimize risk of ignition in HFTDs Remote GridWLDFRContaminationAggregated | WLDFR | HFTD - Distribution - Tier 2 - 2QU CoRE ¦ 2QU LoRE | Non-Red Flag Warning - Destructive Fires | Contamination | Aggregated | 2050 | 3.1154e-08 | 543.1039 | 1.692e-05 | 2050 | Mitigation | 0.95 | 45 | 0 | esc | 0.00097009 | 3.0222e-11 | 0.00097009 | 3.0222e-11
[79 empty] | WLDFR | HFTD - Distribution - Tier 2 - 5QU CoRE ¦ 5QU LoRE | Non-Red Flag Warning - Catastrophic Fires | 2051 | 4.1026e-11 | 4.1026e-11 | 18552.3348 | 319.4911 | 11216.5626 | 7016.281 | 0 | 0 | 5.1972e-08 | 7.6113e-07 | 0 | 7.6113e-07 | 7.6113e-07 | 0 | 7.6113e-07 | 0 | 5.8735e-06 | 1.2875e-05 | 0 | 1.2875e-05 | 0 | 0.0038963 | 0.0077927 | 0 | 0.0077927 | [12 empty] | 7.3.3.17.5 (Remote Grid) Updates to grid topology to minimize risk of ignition in HFTDs Remote GridWLDFRContaminationAggregated | WLDFR | HFTD - Distribution - Tier 2 - 2QU CoRE ¦ 2QU LoRE | Non-Red Flag Warning - Destructive Fires | Contamination | Aggregated | 2051 | 3.1154e-08 | 543.1039 | 1.692e-05 | 2051 | Mitigation | 0.95 | 45 | 0 | esc | 0.00097009 | 3.0222e-11 | 0.00097009 | 3.0222e-11
[79 empty] | WLDFR | HFTD - Distribution - Tier 2 - 5QU CoRE ¦ 5QU LoRE | Non-Red Flag Warning - Catastrophic Fires | 2052 | 4.1026e-11 | 4.1026e-11 | 18552.3348 | 319.4911 | 11216.5626 | 7016.281 | 0 | 0 | 5.1972e-08 | 7.6113e-07 | 0 | 7.6113e-07 | 7.6113e-07 | 0 | 7.6113e-07 | 0 | 5.8735e-06 | 1.2875e-05 | 0 | 1.2875e-05 | 0 | 0.0040878 | 0.0081755 | 0 | 0.0081755 | [12 empty] | 7.3.3.17.5 (Remote Grid) Updates to grid topology to minimize risk of ignition in HFTDs Remote GridWLDFRContaminationAggregated | WLDFR | HFTD - Distribution - Tier 2 - 2QU CoRE ¦ 2QU LoRE | Non-Red Flag Warning - Destructive Fires | Contamination | Aggregated | 2052 | 3.1154e-08 | 543.1039 | 1.692e-05 | 2052 | Mitigation | 0.95 | 45 | 0 | esc | 0.00097009 | 3.0222e-11 | 0.00097009 | 3.0222e-11
[79 empty] | WLDFR | HFTD - Distribution - Tier 2 - 5QU CoRE ¦ 5QU LoRE | Non-Red Flag Warning - Catastrophic Fires | 2053 | 4.1026e-11 | 4.1026e-11 | 19462.1283 | 340.5356 | 11757.1413 | 7364.4514 | 0 | 0 | 5.1972e-08 | 7.9845e-07 | 0 | 7.9845e-07 | 7.9845e-07 | 0 | 7.9845e-07 | 0 | 5.8735e-06 | 1.2875e-05 | 0 | 1.2875e-05 | 0 | 0.0040878 | 0.0081755 | 0 | 0.0081755 | [12 empty] | 7.3.3.17.5 (Remote Grid) Updates to grid topology to minimize risk of ignition in HFTDs Remote GridWLDFRContaminationAggregated | WLDFR | HFTD - Distribution - Tier 2 - 2QU CoRE ¦ 2QU LoRE | Non-Red Flag Warning - Destructive Fires | Contamination | Aggregated | 2053 | 3.1154e-08 | 543.1039 | 1.692e-05 | 2053 | Mitigation | 0.95 | 45 | 0 | esc | 0.00097009 | 3.0222e-11 | 0.00097009 | 3.0222e-11
[79 empty] | WLDFR | HFTD - Distribution - Tier 2 - 5QU CoRE ¦ 5QU LoRE | Non-Red Flag Warning - Catastrophic Fires | 2054 | 4.1026e-11 | 4.1026e-11 | 19462.1283 | 340.5356 | 11757.1413 | 7364.4514 | 0 | 0 | 5.1972e-08 | 7.9845e-07 | 0 | 7.9845e-07 | 7.9845e-07 | 0 | 7.9845e-07 | 0 | 5.8735e-06 | 1.2875e-05 | 0 | 1.2875e-05 | 0 | 0.0040878 | 0.0081755 | 0 | 0.0081755 | [12 empty] | 7.3.3.17.5 (Remote Grid) Updates to grid topology to minimize risk of ignition in HFTDs Remote GridWLDFRContaminationAggregated | WLDFR | HFTD - Distribution - Tier 2 - 2QU CoRE ¦ 2QU LoRE | Non-Red Flag Warning - Destructive Fires | Contamination | Aggregated | 2054 | 3.1154e-08 | 543.1039 | 1.692e-05 | 2054 | Mitigation | 0.95 | 45 | 0 | esc | 0.00097009 | 3.0222e-11 | 0.00097009 | 3.0222e-11
[79 empty] | WLDFR | HFTD - Distribution - Tier 2 - 5QU CoRE ¦ 5QU LoRE | Non-Red Flag Warning - Catastrophic Fires | 2055 | 4.1026e-11 | 4.1026e-11 | 19462.1283 | 340.5356 | 11757.1413 | 7364.4514 | 0 | 0 | 5.1972e-08 | 7.9845e-07 | 0 | 7.9845e-07 | 7.9845e-07 | 0 | 7.9845e-07 | 0 | 6.1407e-06 | 1.3461e-05 | 0 | 1.3461e-05 | 0 | 0.0040878 | 0.0081755 | 0 | 0.0081755 | [12 empty] | 7.3.3.17.5 (Remote Grid) Updates to grid topology to minimize risk of ignition in HFTDs Remote GridWLDFRContaminationAggregated | WLDFR | HFTD - Distribution - Tier 2 - 2QU CoRE ¦ 2QU LoRE | Non-Red Flag Warning - Destructive Fires | Contamination | Aggregated | 2055 | 3.1154e-08 | 543.1039 | 1.692e-05 | 2055 | Mitigation | 0.95 | 45 | 0 | esc | 0.00097009 | 3.0222e-11 | 0.00097009 | 3.0222e-11
[79 empty] | WLDFR | HFTD - Distribution - Tier 2 - 5QU CoRE ¦ 5QU LoRE | Non-Red Flag Warning - Catastrophic Fires | 2056 | 4.1026e-11 | 4.1026e-11 | 19462.1283 | 340.5356 | 11757.1413 | 7364.4514 | 0 | 0 | 5.1972e-08 | 7.9845e-07 | 0 | 7.9845e-07 | 7.9845e-07 | 0 | 7.9845e-07 | 0 | 6.1407e-06 | 1.3461e-05 | 0 | 1.3461e-05 | 0 | 0.0040878 | 0.0081755 | 0 | 0.0081755 | [12 empty] | 7.3.3.17.5 (Remote Grid) Updates to grid topology to minimize risk of ignition in HFTDs Remote GridWLDFRContaminationAggregated | WLDFR | HFTD - Distribution - Tier 2 - 2QU CoRE ¦ 2QU LoRE | Non-Red Flag Warning - Destructive Fires | Contamination | Aggregated | 2056 | 3.1154e-08 | 543.1039 | 1.692e-05 | 2056 | Mitigation | 0.95 | 45 | 0 | esc | 0.00097009 | 3.0222e-11 | 0.00097009 | 3.0222e-11
[79 empty] | WLDFR | HFTD - Distribution - Tier 2 - 5QU CoRE ¦ 5QU LoRE | Non-Red Flag Warning - Catastrophic Fires | 2057 | 4.1026e-11 | 4.1026e-11 | 19462.1283 | 340.5356 | 11757.1413 | 7364.4514 | 0 | 0 | 5.1972e-08 | 7.9845e-07 | 0 | 7.9845e-07 | 7.9845e-07 | 0 | 7.9845e-07 | 0 | 6.1407e-06 | 1.3461e-05 | 0 | 1.3461e-05 | 0 | 0.0042917 | 0.0085834 | 0 | 0.0085834 | [12 empty] | 7.3.3.17.5 (Remote Grid) Updates to grid topology to minimize risk of ignition in HFTDs Remote GridWLDFRContaminationAggregated | WLDFR | HFTD - Distribution - Tier 2 - 2QU CoRE ¦ 2QU LoRE | Non-Red Flag Warning - Destructive Fires | Contamination | Aggregated | 2057 | 3.1154e-08 | 543.1039 | 1.692e-05 | 2057 | Mitigation | 0.95 | 45 | 0 | esc | 0.00097009 | 3.0222e-11 | 0.00097009 | 3.0222e-11
[79 empty] | WLDFR | HFTD - Distribution - Tier 2 - 5QU CoRE ¦ 5QU LoRE | Non-Red Flag Warning - Catastrophic Fires | 2058 | 4.1026e-11 | 4.1026e-11 | 20390.4035 | 362.3049 | 12307.8747 | 7720.2238 | 0 | 0 | 5.1972e-08 | 8.3653e-07 | 0 | 8.3653e-07 | 8.3653e-07 | 0 | 8.3653e-07 | 0 | 6.1407e-06 | 1.3461e-05 | 0 | 1.3461e-05 | 0 | 0.0042917 | 0.0085834 | 0 | 0.0085834 | [12 empty] | 7.3.3.17.5 (Remote Grid) Updates to grid topology to minimize risk of ignition in HFTDs Remote GridWLDFRContaminationAggregated | WLDFR | HFTD - Distribution - Tier 2 - 2QU CoRE ¦ 2QU LoRE | Non-Red Flag Warning - Destructive Fires | Contamination | Aggregated | 2058 | 3.1154e-08 | 543.1039 | 1.692e-05 | 2058 | Mitigation | 0.95 | 45 | 0 | esc | 0.00097009 | 3.0222e-11 | 0.00097009 | 3.0222e-11
[79 empty] | WLDFR | HFTD - Distribution - Tier 2 - 5QU CoRE ¦ 5QU LoRE | Non-Red Flag Warning - Catastrophic Fires | 2059 | 4.1026e-11 | 4.1026e-11 | 20390.4035 | 362.3049 | 12307.8747 | 7720.2238 | 0 | 0 | 5.1972e-08 | 8.3653e-07 | 0 | 8.3653e-07 | 8.3653e-07 | 0 | 8.3653e-07 | 0 | 6.1407e-06 | 1.3461e-05 | 0 | 1.3461e-05 | 0 | 0.0042917 | 0.0085834 | 0 | 0.0085834 | [12 empty] | 7.3.3.17.5 (Remote Grid) Updates to grid topology to minimize risk of ignition in HFTDs Remote GridWLDFRContaminationAggregated | WLDFR | HFTD - Distribution - Tier 2 - 2QU CoRE ¦ 2QU LoRE | Non-Red Flag Warning - Destructive Fires | Contamination | Aggregated | 2059 | 3.1154e-08 | 543.1039 | 1.692e-05 | 2059 | Mitigation | 0.95 | 45 | 0 | esc | 0.00097009 | 3.0222e-11 | 0.00097009 | 3.0222e-11
[79 empty] | WLDFR | HFTD - Distribution - Tier 2 - 5QU CoRE ¦ 5QU LoRE | Non-Red Flag Warning - Catastrophic Fires | 2060 | 4.1026e-11 | 4.1026e-11 | 20390.4035 | 362.3049 | 12307.8747 | 7720.2238 | 0 | 0 | 5.1972e-08 | 8.3653e-07 | 0 | 8.3653e-07 | 8.3653e-07 | 0 | 8.3653e-07 | 0 | 6.4065e-06 | 1.4043e-05 | 0 | 1.4043e-05 | 0 | 0.0042917 | 0.0085834 | 0 | 0.0085834 | [12 empty] | 7.3.3.17.5 (Remote Grid) Updates to grid topology to minimize risk of ignition in HFTDs Remote GridWLDFRContaminationAggregated | WLDFR | HFTD - Distribution - Tier 2 - 2QU CoRE ¦ 2QU LoRE | Non-Red Flag Warning - Destructive Fires | Contamination | Aggregated | 2060 | 3.1154e-08 | 543.1039 | 1.692e-05 | 2060 | Mitigation | 0.95 | 45 | 0 | esc | 0.00097009 | 3.0222e-11 | 0.00097009 | 3.0222e-11
[79 empty] | WLDFR | HFTD - Distribution - Tier 2 - 5QU CoRE ¦ 5QU LoRE | Non-Red Flag Warning - Catastrophic Fires | 2061 | 4.1026e-11 | 4.1026e-11 | 20390.4035 | 362.3049 | 12307.8747 | 7720.2238 | 0 | 0 | 5.1972e-08 | 8.3653e-07 | 0 | 8.3653e-07 | 8.3653e-07 | 0 | 8.3653e-07 | 0 | 6.4065e-06 | 1.4043e-05 | 0 | 1.4043e-05 | 0 | 0.0042917 | 0.0085834 | 0 | 0.0085834 | [12 empty] | 7.3.3.17.5 (Remote Grid) Updates to grid topology to minimize risk of ignition in HFTDs Remote GridWLDFRContaminationAggregated | WLDFR | HFTD - Distribution - Tier 2 - 2QU CoRE ¦ 2QU LoRE | Non-Red Flag Warning - Destructive Fires | Contamination | Aggregated | 2061 | 3.1154e-08 | 543.1039 | 1.692e-05 | 2061 | Mitigation | 0.95 | 45 | 0 | esc | 0.00097009 | 3.0222e-11 | 0.00097009 | 3.0222e-11
[79 empty] | WLDFR | HFTD - Distribution - Tier 2 - 5QU CoRE ¦ 5QU LoRE | Non-Red Flag Warning - Catastrophic Fires | 2062 | 4.1026e-11 | 4.1026e-11 | 20390.4035 | 362.3049 | 12307.8747 | 7720.2238 | 0 | 0 | 5.1972e-08 | 8.3653e-07 | 0 | 8.3653e-07 | 8.3653e-07 | 0 | 8.3653e-07 | 0 | 6.4065e-06 | 1.4043e-05 | 0 | 1.4043e-05 | 0 | 0.0045055 | 0.0090109 | 0 | 0.0090109 | [12 empty] | 7.3.3.17.5 (Remote Grid) Updates to grid topology to minimize risk of ignition in HFTDs Remote GridWLDFRContaminationAggregated | WLDFR | HFTD - Distribution - Tier 2 - 2QU CoRE ¦ 2QU LoRE | Non-Red Flag Warning - Destructive Fires | Contamination | Aggregated | 2062 | 3.1154e-08 | 543.1039 | 1.692e-05 | 2062 | Mitigation | 0.95 | 45 | 0 | esc | 0.00097009 | 3.0222e-11 | 0.00097009 | 3.0222e-11
[79 empty] | WLDFR | HFTD - Distribution - Tier 2 - 5QU CoRE ¦ 5QU LoRE | Non-Red Flag Warning - Catastrophic Fires | 2063 | 4.1026e-11 | 4.1026e-11 | 21325.9188 | 384.5316 | 12862.0997 | 8079.2876 | 0 | 0 | 5.1972e-08 | 8.7491e-07 | 0 | 8.7491e-07 | 8.7491e-07 | 0 | 8.7491e-07 | 0 | 0 | 1.4043e-05 | 0 | 1.4043e-05 | 0 | 0.0045055 | 0.0090109 | 0 | 0.0090109 | [12 empty] | 7.3.3.17.5 (Remote Grid) Updates to grid topology to minimize risk of ignition in HFTDs Remote GridWLDFRContaminationAggregated | WLDFR | HFTD - Distribution - Tier 2 - 2QU CoRE ¦ 2QU LoRE | Non-Red Flag Warning - Destructive Fires | Contamination | Aggregated | 2063 | 3.1154e-08 | 543.1039 | 1.692e-05 | 2063 | Mitigation | 0.95 | 45 | 0 | esc | 0.00097009 | 3.0222e-11 | 0.00097009 | 3.0222e-11
[79 empty] | WLDFR | HFTD - Distribution - Tier 2 - 5QU CoRE ¦ 5QU LoRE | Non-Red Flag Warning - Catastrophic Fires | 2064 | 4.1026e-11 | 4.1026e-11 | 21325.9188 | 384.5316 | 12862.0997 | 8079.2876 | 0 | 0 | 5.1972e-08 | 8.7491e-07 | 0 | 8.7491e-07 | 8.7491e-07 | 0 | 8.7491e-07 | 0 | 0 | 0 | 0 | 0 | 0 | 0.0045055 | 0.0090109 | 0 | 0.0090109 | [12 empty] | 7.3.3.17.5 (Remote Grid) Updates to grid topology to minimize risk of ignition in HFTDs Remote GridWLDFRContaminationAggregated | WLDFR | HFTD - Distribution - Tier 2 - 2QU CoRE ¦ 2QU LoRE | Non-Red Flag Warning - Destructive Fires | Contamination | Aggregated | 2064 | 3.1154e-08 | 543.1039 | 1.692e-05 | 2064 | Mitigation | 0.95 | 45 | 0 | esc | 0.00097009 | 3.0222e-11 | 0.00097009 | 3.0222e-11
[79 empty] | WLDFR | HFTD - Distribution - Tier 2 - 5QU CoRE ¦ 5QU LoRE | Non-Red Flag Warning - Catastrophic Fires | 2065 | 4.1026e-11 | 4.1026e-11 | 21325.9188 | 384.5316 | 12862.0997 | 8079.2876 | 0 | 0 | 5.1972e-08 | 8.7491e-07 | 0 | 8.7491e-07 | 8.7491e-07 | 0 | 8.7491e-07 | 0 | 1.5889e-07 | 0 | 0 | 0 | 0 | 0.0045055 | 0.0090109 | 0 | 0.0090109 | [12 empty] | 7.3.3.17.5 (Remote Grid) Updates to grid topology to minimize risk of ignition in HFTDs Remote GridWLDFRContaminationAggregated | WLDFR | HFTD - Distribution - Tier 2 - 2QU CoRE ¦ 2QU LoRE | Non-Red Flag Warning - Destructive Fires | Contamination | Aggregated | 2065 | 3.1154e-08 | 543.1039 | 1.692e-05 | 2065 | Mitigation | 0.95 | 45 | 0 | esc | 0.00097009 | 3.0222e-11 | 0.00097009 | 3.0222e-11
[79 empty] | WLDFR | HFTD - Distribution - Tier 2 - 5QU CoRE ¦ 5QU LoRE | Non-Red Flag Warning - Catastrophic Fires | 2066 | 4.1026e-11 | 4.1026e-11 | 21325.9188 | 384.5316 | 12862.0997 | 8079.2876 | 0 | 0 | 5.1972e-08 | 8.7491e-07 | 0 | 8.7491e-07 | 8.7491e-07 | 0 | 8.7491e-07 | 0 | 1.66e-07 | 3.6388e-07 | 0 | 3.6388e-07 | 0 | 0 | 0.0090109 | 0 | 0.0090109 | [12 empty] | 7.3.3.17.5 (Remote Grid) Updates to grid topology to minimize risk of ignition in HFTDs Remote GridWLDFRContaminationAggregated | WLDFR | HFTD - Distribution - Tier 2 - 2QU CoRE ¦ 2QU LoRE | Non-Red Flag Warning - Destructive Fires | Contamination | Aggregated | 2066 | 3.1154e-08 | 543.1039 | 1.692e-05 | 2066 | Mitigation | 0.95 | 45 | 0 | esc | 0.00097009 | 3.0222e-11 | 0.00097009 | 3.0222e-11
[79 empty] | WLDFR | HFTD - Distribution - Tier 2 - 5QU CoRE ¦ 5QU LoRE | Non-Red Flag Warning - Catastrophic Fires | 2067 | 0 | 4.1026e-11 | 21325.9188 | 384.5316 | 12862.0997 | 8079.2876 | 0 | 0 | 5.1972e-08 | 0 | 0 | 0 | 8.7491e-07 | 0 | 8.7491e-07 | 0 | 1.66e-07 | 3.6388e-07 | 0 | 3.6388e-07 | 0 | 0 | 0 | 0 | 0 | [12 empty] | 7.3.3.17.5 (Remote Grid) Updates to grid topology to minimize risk of ignition in HFTDs Remote GridWLDFRContaminationAggregated | WLDFR | HFTD - Distribution - Tier 2 - 2QU CoRE ¦ 2QU LoRE | Non-Red Flag Warning - Destructive Fires | Contamination | Aggregated | 2067 | 3.1154e-08 | 543.1039 | 1.692e-05 | 2067 | Mitigation | 0.95 | 45 | 0 | esc | 0 | 0 | 0.00097009 | 3.0222e-11
[79 empty] | WLDFR | HFTD - Distribution - Tier 2 - 5QU CoRE ¦ 5QU LoRE | Non-Red Flag Warning - Destructive Fires | 2022 | 4.2865e-11 | 0 | 8807.9522 | 222.2294 | 8585.7228 | 0 | 0 | 0 | 5.174e-08 | 3.7756e-07 | 0 | 3.7756e-07 | 0 | 0 | 0 | 0 | 1.66e-07 | 3.6388e-07 | 0 | 3.6388e-07 | 0 | 0 | 0 | 0 | 0 | [12 empty] | 7.3.3.17.5 (Remote Grid) Updates to grid topology to minimize risk of ignition in HFTDs Remote GridWLDFREquipment / facility failureAggregated | WLDFR | HFTD - Distribution - Tier 2 - 2QU CoRE ¦ 2QU LoRE | Non-Red Flag Warning - Destructive Fires | Equipment / facility failure | Aggregated | 2022 | 3.0868e-07 | 543.1039 | 0.00016765 | 2022 | Mitigation | 0.95 | 45 | 0 | esc | 0.00097009 | 2.9945e-10 | 0 | 0
[79 empty] | WLDFR | HFTD - Distribution - Tier 2 - 5QU CoRE ¦ 5QU LoRE | Non-Red Flag Warning - Destructive Fires | 2023 | 4.2865e-11 | 4.2865e-11 | 9129.7461 | 233.2301 | 8896.516 | 0 | 0 | 0 | 5.174e-08 | 3.9135e-07 | 0 | 3.9135e-07 | 3.9135e-07 | 0 | 3.9135e-07 | 0 | 1.66e-07 | 3.6388e-07 | 0 | 3.6388e-07 | 0 | 0.0003595 | 0 | 0 | 0 | [12 empty] | 7.3.3.17.5 (Remote Grid) Updates to grid topology to minimize risk of ignition in HFTDs Remote GridWLDFREquipment / facility failureAggregated | WLDFR | HFTD - Distribution - Tier 2 - 2QU CoRE ¦ 2QU LoRE | Non-Red Flag Warning - Destructive Fires | Equipment / facility failure | Aggregated | 2023 | 3.0868e-07 | 543.1039 | 0.00016765 | 2023 | Mitigation | 0.95 | 45 | 0 | esc | 0.00097009 | 2.9945e-10 | 0.00097009 | 2.9945e-10
[79 empty] | WLDFR | HFTD - Distribution - Tier 2 - 5QU CoRE ¦ 5QU LoRE | Non-Red Flag Warning - Destructive Fires | 2024 | 4.2865e-11 | 4.2865e-11 | 9129.7461 | 233.2301 | 8896.516 | 0 | 0 | 0 | 5.174e-08 | 3.9135e-07 | 0 | 3.9135e-07 | 3.9135e-07 | 0 | 3.9135e-07 | 0 | 1.66e-07 | 3.6388e-07 | 0 | 3.6388e-07 | 0 | 0.00037264 | 0.00074528 | 0 | 0.00074528 | [12 empty] | 7.3.3.17.5 (Remote Grid) Updates to grid topology to minimize risk of ignition in HFTDs Remote GridWLDFREquipment / facility failureAggregated | WLDFR | HFTD - Distribution - Tier 2 - 2QU CoRE ¦ 2QU LoRE | Non-Red Flag Warning - Destructive Fires | Equipment / facility failure | Aggregated | 2024 | 3.0868e-07 | 543.1039 | 0.00016765 | 2024 | Mitigation | 0.95 | 45 | 0 | esc | 0.00097009 | 2.9945e-10 | 0.00097009 | 2.9945e-10
[79 empty] | WLDFR | HFTD - Distribution - Tier 2 - 5QU CoRE ¦ 5QU LoRE | Non-Red Flag Warning - Destructive Fires | 2025 | 4.2865e-11 | 4.2865e-11 | 9129.7461 | 233.2301 | 8896.516 | 0 | 0 | 0 | 5.174e-08 | 3.9135e-07 | 0 | 3.9135e-07 | 3.9135e-07 | 0 | 3.9135e-07 | 0 | 1.7516e-07 | 3.8395e-07 | 0 | 3.8395e-07 | 0 | 0.00037264 | 0.00074528 | 0 | 0.00074528 | [12 empty] | 7.3.3.17.5 (Remote Grid) Updates to grid topology to minimize risk of ignition in HFTDs Remote GridWLDFREquipment / facility failureAggregated | WLDFR | HFTD - Distribution - Tier 2 - 2QU CoRE ¦ 2QU LoRE | Non-Red Flag Warning - Destructive Fires | Equipment / facility failure | Aggregated | 2025 | 3.0868e-07 | 543.1039 | 0.00016765 | 2025 | Mitigation | 0.95 | 45 | 0 | esc | 0.00097009 | 2.9945e-10 | 0.00097009 | 2.9945e-10
[79 empty] | WLDFR | HFTD - Distribution - Tier 2 - 5QU CoRE ¦ 5QU LoRE | Non-Red Flag Warning - Destructive Fires | 2026 | 4.2865e-11 | 4.2865e-11 | 9129.7461 | 233.2301 | 8896.516 | 0 | 0 | 0 | 5.174e-08 | 3.9135e-07 | 0 | 3.9135e-07 | 3.9135e-07 | 0 | 3.9135e-07 | 0 | 1.7516e-07 | 3.8395e-07 | 0 | 3.8395e-07 | 0 | 0.00037264 | 0.00074528 | 0 | 0.00074528 | [12 empty] | 7.3.3.17.5 (Remote Grid) Updates to grid topology to minimize risk of ignition in HFTDs Remote GridWLDFREquipment / facility failureAggregated | WLDFR | HFTD - Distribution - Tier 2 - 2QU CoRE ¦ 2QU LoRE | Non-Red Flag Warning - Destructive Fires | Equipment / facility failure | Aggregated | 2026 | 3.0868e-07 | 543.1039 | 0.00016765 | 2026 | Mitigation | 0.95 | 45 | 0 | esc | 0.00097009 | 2.9945e-10 | 0.00097009 | 2.9945e-10
[79 empty] | WLDFR | HFTD - Distribution - Tier 2 - 5QU CoRE ¦ 5QU LoRE | Non-Red Flag Warning - Destructive Fires | 2027 | 4.2865e-11 | 4.2865e-11 | 9129.7461 | 233.2301 | 8896.516 | 0 | 0 | 0 | 5.174e-08 | 3.9135e-07 | 0 | 3.9135e-07 | 3.9135e-07 | 0 | 3.9135e-07 | 0 | 1.7516e-07 | 3.8395e-07 | 0 | 3.8395e-07 | 0 | 0.00037264 | 0.00074528 | 0 | 0.00074528 | [12 empty] | 7.3.3.17.5 (Remote Grid) Updates to grid topology to minimize risk of ignition in HFTDs Remote GridWLDFREquipment / facility failureAggregated | WLDFR | HFTD - Distribution - Tier 2 - 2QU CoRE ¦ 2QU LoRE | Non-Red Flag Warning - Destructive Fires | Equipment / facility failure | Aggregated | 2027 | 3.0868e-07 | 543.1039 | 0.00016765 | 2027 | Mitigation | 0.95 | 45 | 0 | esc | 0.00097009 | 2.9945e-10 | 0.00097009 | 2.9945e-10
[79 empty] | WLDFR | HFTD - Distribution - Tier 2 - 5QU CoRE ¦ 5QU LoRE | Non-Red Flag Warning - Destructive Fires | 2028 | 4.2865e-11 | 4.2865e-11 | 9534.9221 | 247.273 | 9287.6491 | 0 | 0 | 0 | 5.174e-08 | 4.0872e-07 | 0 | 4.0872e-07 | 4.0872e-07 | 0 | 4.0872e-07 | 0 | 1.7516e-07 | 3.8395e-07 | 0 | 3.8395e-07 | 0 | 0.00037264 | 0.00074528 | 0 | 0.00074528 | [12 empty] | 7.3.3.17.5 (Remote Grid) Updates to grid topology to minimize risk of ignition in HFTDs Remote GridWLDFREquipment / facility failureAggregated | WLDFR | HFTD - Distribution - Tier 2 - 2QU CoRE ¦ 2QU LoRE | Non-Red Flag Warning - Destructive Fires | Equipment / facility failure | Aggregated | 2028 | 3.0868e-07 | 543.1039 | 0.00016765 | 2028 | Mitigation | 0.95 | 45 | 0 | esc | 0.00097009 | 2.9945e-10 | 0.00097009 | 2.9945e-10
[79 empty] | WLDFR | HFTD - Distribution - Tier 2 - 5QU CoRE ¦ 5QU LoRE | Non-Red Flag Warning - Destructive Fires | 2029 | 4.2865e-11 | 4.2865e-11 | 9534.9221 | 247.273 | 9287.6491 | 0 | 0 | 0 | 5.174e-08 | 4.0872e-07 | 0 | 4.0872e-07 | 4.0872e-07 | 0 | 4.0872e-07 | 0 | 1.7516e-07 | 3.8395e-07 | 0 | 3.8395e-07 | 0 | 0.00038918 | 0.00077835 | 0 | 0.00077835 | [12 empty] | 7.3.3.17.5 (Remote Grid) Updates to grid topology to minimize risk of ignition in HFTDs Remote GridWLDFREquipment / facility failureAggregated | WLDFR | HFTD - Distribution - Tier 2 - 2QU CoRE ¦ 2QU LoRE | Non-Red Flag Warning - Destructive Fires | Equipment / facility failure | Aggregated | 2029 | 3.0868e-07 | 543.1039 | 0.00016765 | 2029 | Mitigation | 0.95 | 45 | 0 | esc | 0.00097009 | 2.9945e-10 | 0.00097009 | 2.9945e-10
[79 empty] | WLDFR | HFTD - Distribution - Tier 2 - 5QU CoRE ¦ 5QU LoRE | Non-Red Flag Warning - Destructive Fires | 2030 | 4.2865e-11 | 4.2865e-11 | 9534.9221 | 247.273 | 9287.6491 | 0 | 0 | 0 | 5.174e-08 | 4.0872e-07 | 0 | 4.0872e-07 | 4.0872e-07 | 0 | 4.0872e-07 | 0 | 1.8557e-07 | 4.0678e-07 | 0 | 4.0678e-07 | 0 | 0.00038918 | 0.00077835 | 0 | 0.00077835 | [12 empty] | 7.3.3.17.5 (Remote Grid) Updates to grid topology to minimize risk of ignition in HFTDs Remote GridWLDFREquipment / facility failureAggregated | WLDFR | HFTD - Distribution - Tier 2 - 2QU CoRE ¦ 2QU LoRE | Non-Red Flag Warning - Destructive Fires | Equipment / facility failure | Aggregated | 2030 | 3.0868e-07 | 543.1039 | 0.00016765 | 2030 | Mitigation | 0.95 | 45 | 0 | esc | 0.00097009 | 2.9945e-10 | 0.00097009 | 2.9945e-10
[79 empty] | WLDFR | HFTD - Distribution - Tier 2 - 5QU CoRE ¦ 5QU LoRE | Non-Red Flag Warning - Destructive Fires | 2031 | 4.2865e-11 | 4.2865e-11 | 9534.9221 | 247.273 | 9287.6491 | 0 | 0 | 0 | 5.174e-08 | 4.0872e-07 | 0 | 4.0872e-07 | 4.0872e-07 | 0 | 4.0872e-07 | 0 | 1.8557e-07 | 4.0678e-07 | 0 | 4.0678e-07 | 0 | 0.00038918 | 0.00077835 | 0 | 0.00077835 | [12 empty] | 7.3.3.17.5 (Remote Grid) Updates to grid topology to minimize risk of ignition in HFTDs Remote GridWLDFREquipment / facility failureAggregated | WLDFR | HFTD - Distribution - Tier 2 - 2QU CoRE ¦ 2QU LoRE | Non-Red Flag Warning - Destructive Fires | Equipment / facility failure | Aggregated | 2031 | 3.0868e-07 | 543.1039 | 0.00016765 | 2031 | Mitigation | 0.95 | 45 | 0 | esc | 0.00097009 | 2.9945e-10 | 0.00097009 | 2.9945e-10
[79 empty] | WLDFR | HFTD - Distribution - Tier 2 - 5QU CoRE ¦ 5QU LoRE | Non-Red Flag Warning - Destructive Fires | 2032 | 4.2865e-11 | 4.2865e-11 | 9534.9221 | 247.273 | 9287.6491 | 0 | 0 | 0 | 5.174e-08 | 4.0872e-07 | 0 | 4.0872e-07 | 4.0872e-07 | 0 | 4.0872e-07 | 0 | 1.8557e-07 | 4.0678e-07 | 0 | 4.0678e-07 | 0 | 0.00038918 | 0.00077835 | 0 | 0.00077835 | [12 empty] | 7.3.3.17.5 (Remote Grid) Updates to grid topology to minimize risk of ignition in HFTDs Remote GridWLDFREquipment / facility failureAggregated | WLDFR | HFTD - Distribution - Tier 2 - 2QU CoRE ¦ 2QU LoRE | Non-Red Flag Warning - Destructive Fires | Equipment / facility failure | Aggregated | 2032 | 3.0868e-07 | 543.1039 | 0.00016765 | 2032 | Mitigation | 0.95 | 45 | 0 | esc | 0.00097009 | 2.9945e-10 | 0.00097009 | 2.9945e-10
[79 empty] | WLDFR | HFTD - Distribution - Tier 2 - 5QU CoRE ¦ 5QU LoRE | Non-Red Flag Warning - Destructive Fires | 2033 | 4.2865e-11 | 4.2865e-11 | 9984.8474 | 263.1074 | 9721.74 | 0 | 0 | 0 | 5.174e-08 | 4.28e-07 | 0 | 4.28e-07 | 4.28e-07 | 0 | 4.28e-07 | 0 | 1.8557e-07 | 4.0678e-07 | 0 | 4.0678e-07 | 0 | 0.00038918 | 0.00077835 | 0 | 0.00077835 | [12 empty] | 7.3.3.17.5 (Remote Grid) Updates to grid topology to minimize risk of ignition in HFTDs Remote GridWLDFREquipment / facility failureAggregated | WLDFR | HFTD - Distribution - Tier 2 - 2QU CoRE ¦ 2QU LoRE | Non-Red Flag Warning - Destructive Fires | Equipment / facility failure | Aggregated | 2033 | 3.0868e-07 | 543.1039 | 0.00016765 | 2033 | Mitigation | 0.95 | 45 | 0 | esc | 0.00097009 | 2.9945e-10 | 0.00097009 | 2.9945e-10
[79 empty] | WLDFR | HFTD - Distribution - Tier 2 - 5QU CoRE ¦ 5QU LoRE | Non-Red Flag Warning - Destructive Fires | 2034 | 4.2865e-11 | 4.2865e-11 | 9984.8474 | 263.1074 | 9721.74 | 0 | 0 | 0 | 5.174e-08 | 4.28e-07 | 0 | 4.28e-07 | 4.28e-07 | 0 | 4.28e-07 | 0 | 1.8557e-07 | 4.0678e-07 | 0 | 4.0678e-07 | 0 | 0.00040754 | 0.00081508 | 0 | 0.00081508 | [12 empty] | 7.3.3.17.5 (Remote Grid) Updates to grid topology to minimize risk of ignition in HFTDs Remote GridWLDFREquipment / facility failureAggregated | WLDFR | HFTD - Distribution - Tier 2 - 2QU CoRE ¦ 2QU LoRE | Non-Red Flag Warning - Destructive Fires | Equipment / facility failure | Aggregated | 2034 | 3.0868e-07 | 543.1039 | 0.00016765 | 2034 | Mitigation | 0.95 | 45 | 0 | esc | 0.00097009 | 2.9945e-10 | 0.00097009 | 2.9945e-10
[79 empty] | WLDFR | HFTD - Distribution - Tier 2 - 5QU CoRE ¦ 5QU LoRE | Non-Red Flag Warning - Destructive Fires | 2035 | 4.2865e-11 | 4.2865e-11 | 9984.8474 | 263.1074 | 9721.74 | 0 | 0 | 0 | 5.174e-08 | 4.28e-07 | 0 | 4.28e-07 | 4.28e-07 | 0 | 4.28e-07 | 0 | 1.9716e-07 | 4.3219e-07 | 0 | 4.3219e-07 | 0 | 0.00040754 | 0.00081508 | 0 | 0.00081508 | [12 empty] | 7.3.3.17.5 (Remote Grid) Updates to grid topology to minimize risk of ignition in HFTDs Remote GridWLDFREquipment / facility failureAggregated | WLDFR | HFTD - Distribution - Tier 2 - 2QU CoRE ¦ 2QU LoRE | Non-Red Flag Warning - Destructive Fires | Equipment / facility failure | Aggregated | 2035 | 3.0868e-07 | 543.1039 | 0.00016765 | 2035 | Mitigation | 0.95 | 45 | 0 | esc | 0.00097009 | 2.9945e-10 | 0.00097009 | 2.9945e-10
[79 empty] | WLDFR | HFTD - Distribution - Tier 2 - 5QU CoRE ¦ 5QU LoRE | Non-Red Flag Warning - Destructive Fires | 2036 | 4.2865e-11 | 4.2865e-11 | 9984.8474 | 263.1074 | 9721.74 | 0 | 0 | 0 | 5.174e-08 | 4.28e-07 | 0 | 4.28e-07 | 4.28e-07 | 0 | 4.28e-07 | 0 | 1.9716e-07 | 4.3219e-07 | 0 | 4.3219e-07 | 0 | 0.00040754 | 0.00081508 | 0 | 0.00081508 | [12 empty] | 7.3.3.17.5 (Remote Grid) Updates to grid topology to minimize risk of ignition in HFTDs Remote GridWLDFREquipment / facility failureAggregated | WLDFR | HFTD - Distribution - Tier 2 - 2QU CoRE ¦ 2QU LoRE | Non-Red Flag Warning - Destructive Fires | Equipment / facility failure | Aggregated | 2036 | 3.0868e-07 | 543.1039 | 0.00016765 | 2036 | Mitigation | 0.95 | 45 | 0 | esc | 0.00097009 | 2.9945e-10 | 0.00097009 | 2.9945e-10
[79 empty] | WLDFR | HFTD - Distribution - Tier 2 - 5QU CoRE ¦ 5QU LoRE | Non-Red Flag Warning - Destructive Fires | 2037 | 4.2865e-11 | 4.2865e-11 | 9984.8474 | 263.1074 | 9721.74 | 0 | 0 | 0 | 5.174e-08 | 4.28e-07 | 0 | 4.28e-07 | 4.28e-07 | 0 | 4.28e-07 | 0 | 1.9716e-07 | 4.3219e-07 | 0 | 4.3219e-07 | 0 | 0.00040754 | 0.00081508 | 0 | 0.00081508 | [12 empty] | 7.3.3.17.5 (Remote Grid) Updates to grid topology to minimize risk of ignition in HFTDs Remote GridWLDFREquipment / facility failureAggregated | WLDFR | HFTD - Distribution - Tier 2 - 2QU CoRE ¦ 2QU LoRE | Non-Red Flag Warning - Destructive Fires | Equipment / facility failure | Aggregated | 2037 | 3.0868e-07 | 543.1039 | 0.00016765 | 2037 | Mitigation | 0.95 | 45 | 0 | esc | 0.00097009 | 2.9945e-10 | 0.00097009 | 2.9945e-10
[79 empty] | WLDFR | HFTD - Distribution - Tier 2 - 5QU CoRE ¦ 5QU LoRE | Non-Red Flag Warning - Destructive Fires | 2038 | 4.2865e-11 | 4.2865e-11 | 10472.8261 | 280.5544 | 10192.2718 | 0 | 0 | 0 | 5.174e-08 | 4.4892e-07 | 0 | 4.4892e-07 | 4.4892e-07 | 0 | 4.4892e-07 | 0 | 1.9716e-07 | 4.3219e-07 | 0 | 4.3219e-07 | 0 | 0.00040754 | 0.00081508 | 0 | 0.00081508 | [12 empty] | 7.3.3.17.5 (Remote Grid) Updates to grid topology to minimize risk of ignition in HFTDs Remote GridWLDFREquipment / facility failureAggregated | WLDFR | HFTD - Distribution - Tier 2 - 2QU CoRE ¦ 2QU LoRE | Non-Red Flag Warning - Destructive Fires | Equipment / facility failure | Aggregated | 2038 | 3.0868e-07 | 543.1039 | 0.00016765 | 2038 | Mitigation | 0.95 | 45 | 0 | esc | 0.00097009 | 2.9945e-10 | 0.00097009 | 2.9945e-10
[79 empty] | WLDFR | HFTD - Distribution - Tier 2 - 5QU CoRE ¦ 5QU LoRE | Non-Red Flag Warning - Destructive Fires | 2039 | 4.2865e-11 | 4.2865e-11 | 10472.8261 | 280.5544 | 10192.2718 | 0 | 0 | 0 | 5.174e-08 | 4.4892e-07 | 0 | 4.4892e-07 | 4.4892e-07 | 0 | 4.4892e-07 | 0 | 1.9716e-07 | 4.3219e-07 | 0 | 4.3219e-07 | 0 | 0.00042746 | 0.00085492 | 0 | 0.00085492 | [12 empty] | 7.3.3.17.5 (Remote Grid) Updates to grid topology to minimize risk of ignition in HFTDs Remote GridWLDFREquipment / facility failureAggregated | WLDFR | HFTD - Distribution - Tier 2 - 2QU CoRE ¦ 2QU LoRE | Non-Red Flag Warning - Destructive Fires | Equipment / facility failure | Aggregated | 2039 | 3.0868e-07 | 543.1039 | 0.00016765 | 2039 | Mitigation | 0.95 | 45 | 0 | esc | 0.00097009 | 2.9945e-10 | 0.00097009 | 2.9945e-10
[79 empty] | WLDFR | HFTD - Distribution - Tier 2 - 5QU CoRE ¦ 5QU LoRE | Non-Red Flag Warning - Destructive Fires | 2040 | 4.2865e-11 | 4.2865e-11 | 10472.8261 | 280.5544 | 10192.2718 | 0 | 0 | 0 | 5.174e-08 | 4.4892e-07 | 0 | 4.4892e-07 | 4.4892e-07 | 0 | 4.4892e-07 | 0 | 2.0984e-07 | 4.5997e-07 | 0 | 4.5997e-07 | 0 | 0.00042746 | 0.00085492 | 0 | 0.00085492 | [12 empty] | 7.3.3.17.5 (Remote Grid) Updates to grid topology to minimize risk of ignition in HFTDs Remote GridWLDFREquipment / facility failureAggregated | WLDFR | HFTD - Distribution - Tier 2 - 2QU CoRE ¦ 2QU LoRE | Non-Red Flag Warning - Destructive Fires | Equipment / facility failure | Aggregated | 2040 | 3.0868e-07 | 543.1039 | 0.00016765 | 2040 | Mitigation | 0.95 | 45 | 0 | esc | 0.00097009 | 2.9945e-10 | 0.00097009 | 2.9945e-10
[79 empty] | WLDFR | HFTD - Distribution - Tier 2 - 5QU CoRE ¦ 5QU LoRE | Non-Red Flag Warning - Destructive Fires | 2041 | 4.2865e-11 | 4.2865e-11 | 10472.8261 | 280.5544 | 10192.2718 | 0 | 0 | 0 | 5.174e-08 | 4.4892e-07 | 0 | 4.4892e-07 | 4.4892e-07 | 0 | 4.4892e-07 | 0 | 2.0984e-07 | 4.5997e-07 | 0 | 4.5997e-07 | 0 | 0.00042746 | 0.00085492 | 0 | 0.00085492 | [12 empty] | 7.3.3.17.5 (Remote Grid) Updates to grid topology to minimize risk of ignition in HFTDs Remote GridWLDFREquipment / facility failureAggregated | WLDFR | HFTD - Distribution - Tier 2 - 2QU CoRE ¦ 2QU LoRE | Non-Red Flag Warning - Destructive Fires | Equipment / facility failure | Aggregated | 2041 | 3.0868e-07 | 543.1039 | 0.00016765 | 2041 | Mitigation | 0.95 | 45 | 0 | esc | 0.00097009 | 2.9945e-10 | 0.00097009 | 2.9945e-10
[79 empty] | WLDFR | HFTD - Distribution - Tier 2 - 5QU CoRE ¦ 5QU LoRE | Non-Red Flag Warning - Destructive Fires | 2042 | 4.2865e-11 | 4.2865e-11 | 10472.8261 | 280.5544 | 10192.2718 | 0 | 0 | 0 | 5.174e-08 | 4.4892e-07 | 0 | 4.4892e-07 | 4.4892e-07 | 0 | 4.4892e-07 | 0 | 2.0984e-07 | 4.5997e-07 | 0 | 4.5997e-07 | 0 | 0.00042746 | 0.00085492 | 0 | 0.00085492 | [12 empty] | 7.3.3.17.5 (Remote Grid) Updates to grid topology to minimize risk of ignition in HFTDs Remote GridWLDFREquipment / facility failureAggregated | WLDFR | HFTD - Distribution - Tier 2 - 2QU CoRE ¦ 2QU LoRE | Non-Red Flag Warning - Destructive Fires | Equipment / facility failure | Aggregated | 2042 | 3.0868e-07 | 543.1039 | 0.00016765 | 2042 | Mitigation | 0.95 | 45 | 0 | esc | 0.00097009 | 2.9945e-10 | 0.00097009 | 2.9945e-10
[79 empty] | WLDFR | HFTD - Distribution - Tier 2 - 5QU CoRE ¦ 5QU LoRE | Non-Red Flag Warning - Destructive Fires | 2043 | 4.2865e-11 | 4.2865e-11 | 10992.1562 | 299.42 | 10692.7362 | 0 | 0 | 0 | 5.174e-08 | 4.7118e-07 | 0 | 4.7118e-07 | 4.7118e-07 | 0 | 4.7118e-07 | 0 | 2.0984e-07 | 4.5997e-07 | 0 | 4.5997e-07 | 0 | 0.00042746 | 0.00085492 | 0 | 0.00085492 | [12 empty] | 7.3.3.17.5 (Remote Grid) Updates to grid topology to minimize risk of ignition in HFTDs Remote GridWLDFREquipment / facility failureAggregated | WLDFR | HFTD - Distribution - Tier 2 - 2QU CoRE ¦ 2QU LoRE | Non-Red Flag Warning - Destructive Fires | Equipment / facility failure | Aggregated | 2043 | 3.0868e-07 | 543.1039 | 0.00016765 | 2043 | Mitigation | 0.95 | 45 | 0 | esc | 0.00097009 | 2.9945e-10 | 0.00097009 | 2.9945e-10
[79 empty] | WLDFR | HFTD - Distribution - Tier 2 - 5QU CoRE ¦ 5QU LoRE | Non-Red Flag Warning - Destructive Fires | 2044 | 4.2865e-11 | 4.2865e-11 | 10992.1562 | 299.42 | 10692.7362 | 0 | 0 | 0 | 5.174e-08 | 4.7118e-07 | 0 | 4.7118e-07 | 4.7118e-07 | 0 | 4.7118e-07 | 0 | 2.0984e-07 | 4.5997e-07 | 0 | 4.5997e-07 | 0 | 0.00044866 | 0.00089731 | 0 | 0.00089731 | [12 empty] | 7.3.3.17.5 (Remote Grid) Updates to grid topology to minimize risk of ignition in HFTDs Remote GridWLDFREquipment / facility failureAggregated | WLDFR | HFTD - Distribution - Tier 2 - 2QU CoRE ¦ 2QU LoRE | Non-Red Flag Warning - Destructive Fires | Equipment / facility failure | Aggregated | 2044 | 3.0868e-07 | 543.1039 | 0.00016765 | 2044 | Mitigation | 0.95 | 45 | 0 | esc | 0.00097009 | 2.9945e-10 | 0.00097009 | 2.9945e-10
[79 empty] | WLDFR | HFTD - Distribution - Tier 2 - 5QU CoRE ¦ 5QU LoRE | Non-Red Flag Warning - Destructive Fires | 2045 | 4.2865e-11 | 4.2865e-11 | 10992.1562 | 299.42 | 10692.7362 | 0 | 0 | 0 | 5.174e-08 | 4.7118e-07 | 0 | 4.7118e-07 | 4.7118e-07 | 0 | 4.7118e-07 | 0 | 2.235e-07 | 4.8991e-07 | 0 | 4.8991e-07 | 0 | 0.00044866 | 0.00089731 | 0 | 0.00089731 | [12 empty] | 7.3.3.17.5 (Remote Grid) Updates to grid topology to minimize risk of ignition in HFTDs Remote GridWLDFREquipment / facility failureAggregated | WLDFR | HFTD - Distribution - Tier 2 - 2QU CoRE ¦ 2QU LoRE | Non-Red Flag Warning - Destructive Fires | Equipment / facility failure | Aggregated | 2045 | 3.0868e-07 | 543.1039 | 0.00016765 | 2045 | Mitigation | 0.95 | 45 | 0 | esc | 0.00097009 | 2.9945e-10 | 0.00097009 | 2.9945e-10
[79 empty] | WLDFR | HFTD - Distribution - Tier 2 - 5QU CoRE ¦ 5QU LoRE | Non-Red Flag Warning - Destructive Fires | 2046 | 4.2865e-11 | 4.2865e-11 | 10992.1562 | 299.42 | 10692.7362 | 0 | 0 | 0 | 5.174e-08 | 4.7118e-07 | 0 | 4.7118e-07 | 4.7118e-07 | 0 | 4.7118e-07 | 0 | 2.235e-07 | 4.8991e-07 | 0 | 4.8991e-07 | 0 | 0.00044866 | 0.00089731 | 0 | 0.00089731 | [12 empty] | 7.3.3.17.5 (Remote Grid) Updates to grid topology to minimize risk of ignition in HFTDs Remote GridWLDFREquipment / facility failureAggregated | WLDFR | HFTD - Distribution - Tier 2 - 2QU CoRE ¦ 2QU LoRE | Non-Red Flag Warning - Destructive Fires | Equipment / facility failure | Aggregated | 2046 | 3.0868e-07 | 543.1039 | 0.00016765 | 2046 | Mitigation | 0.95 | 45 | 0 | esc | 0.00097009 | 2.9945e-10 | 0.00097009 | 2.9945e-10
[79 empty] | WLDFR | HFTD - Distribution - Tier 2 - 5QU CoRE ¦ 5QU LoRE | Non-Red Flag Warning - Destructive Fires | 2047 | 4.2865e-11 | 4.2865e-11 | 10992.1562 | 299.42 | 10692.7362 | 0 | 0 | 0 | 5.174e-08 | 4.7118e-07 | 0 | 4.7118e-07 | 4.7118e-07 | 0 | 4.7118e-07 | 0 | 2.235e-07 | 4.8991e-07 | 0 | 4.8991e-07 | 0 | 0.00044866 | 0.00089731 | 0 | 0.00089731 | [12 empty] | 7.3.3.17.5 (Remote Grid) Updates to grid topology to minimize risk of ignition in HFTDs Remote GridWLDFREquipment / facility failureAggregated | WLDFR | HFTD - Distribution - Tier 2 - 2QU CoRE ¦ 2QU LoRE | Non-Red Flag Warning - Destructive Fires | Equipment / facility failure | Aggregated | 2047 | 3.0868e-07 | 543.1039 | 0.00016765 | 2047 | Mitigation | 0.95 | 45 | 0 | esc | 0.00097009 | 2.9945e-10 | 0.00097009 | 2.9945e-10
[79 empty] | WLDFR | HFTD - Distribution - Tier 2 - 5QU CoRE ¦ 5QU LoRE | Non-Red Flag Warning - Destructive Fires | 2048 | 4.2865e-11 | 4.2865e-11 | 11536.0538 | 319.4911 | 11216.5626 | 0 | 0 | 0 | 5.174e-08 | 4.945e-07 | 0 | 4.945e-07 | 4.945e-07 | 0 | 4.945e-07 | 0 | 2.235e-07 | 4.8991e-07 | 0 | 4.8991e-07 | 0 | 0.00044866 | 0.00089731 | 0 | 0.00089731 | [12 empty] | 7.3.3.17.5 (Remote Grid) Updates to grid topology to minimize risk of ignition in HFTDs Remote GridWLDFREquipment / facility failureAggregated | WLDFR | HFTD - Distribution - Tier 2 - 2QU CoRE ¦ 2QU LoRE | Non-Red Flag Warning - Destructive Fires | Equipment / facility failure | Aggregated | 2048 | 3.0868e-07 | 543.1039 | 0.00016765 | 2048 | Mitigation | 0.95 | 45 | 0 | esc | 0.00097009 | 2.9945e-10 | 0.00097009 | 2.9945e-10
[79 empty] | WLDFR | HFTD - Distribution - Tier 2 - 5QU CoRE ¦ 5QU LoRE | Non-Red Flag Warning - Destructive Fires | 2049 | 4.2865e-11 | 4.2865e-11 | 11536.0538 | 319.4911 | 11216.5626 | 0 | 0 | 0 | 5.174e-08 | 4.945e-07 | 0 | 4.945e-07 | 4.945e-07 | 0 | 4.945e-07 | 0 | 2.235e-07 | 4.8991e-07 | 0 | 4.8991e-07 | 0 | 0.00047085 | 0.00094171 | 0 | 0.00094171 | [12 empty] | 7.3.3.17.5 (Remote Grid) Updates to grid topology to minimize risk of ignition in HFTDs Remote GridWLDFREquipment / facility failureAggregated | WLDFR | HFTD - Distribution - Tier 2 - 2QU CoRE ¦ 2QU LoRE | Non-Red Flag Warning - Destructive Fires | Equipment / facility failure | Aggregated | 2049 | 3.0868e-07 | 543.1039 | 0.00016765 | 2049 | Mitigation | 0.95 | 45 | 0 | esc | 0.00097009 | 2.9945e-10 | 0.00097009 | 2.9945e-10
[79 empty] | WLDFR | HFTD - Distribution - Tier 2 - 5QU CoRE ¦ 5QU LoRE | Non-Red Flag Warning - Destructive Fires | 2050 | 4.2865e-11 | 4.2865e-11 | 11536.0538 | 319.4911 | 11216.5626 | 0 | 0 | 0 | 5.174e-08 | 4.945e-07 | 0 | 4.945e-07 | 4.945e-07 | 0 | 4.945e-07 | 0 | 2.3802e-07 | 5.2174e-07 | 0 | 5.2174e-07 | 0 | 0.00047085 | 0.00094171 | 0 | 0.00094171 | [12 empty] | 7.3.3.17.5 (Remote Grid) Updates to grid topology to minimize risk of ignition in HFTDs Remote GridWLDFREquipment / facility failureAggregated | WLDFR | HFTD - Distribution - Tier 2 - 2QU CoRE ¦ 2QU LoRE | Non-Red Flag Warning - Destructive Fires | Equipment / facility failure | Aggregated | 2050 | 3.0868e-07 | 543.1039 | 0.00016765 | 2050 | Mitigation | 0.95 | 45 | 0 | esc | 0.00097009 | 2.9945e-10 | 0.00097009 | 2.9945e-10
[79 empty] | WLDFR | HFTD - Distribution - Tier 2 - 5QU CoRE ¦ 5QU LoRE | Non-Red Flag Warning - Destructive Fires | 2051 | 4.2865e-11 | 4.2865e-11 | 11536.0538 | 319.4911 | 11216.5626 | 0 | 0 | 0 | 5.174e-08 | 4.945e-07 | 0 | 4.945e-07 | 4.945e-07 | 0 | 4.945e-07 | 0 | 2.3802e-07 | 5.2174e-07 | 0 | 5.2174e-07 | 0 | 0.00047085 | 0.00094171 | 0 | 0.00094171 | [12 empty] | 7.3.3.17.5 (Remote Grid) Updates to grid topology to minimize risk of ignition in HFTDs Remote GridWLDFREquipment / facility failureAggregated | WLDFR | HFTD - Distribution - Tier 2 - 2QU CoRE ¦ 2QU LoRE | Non-Red Flag Warning - Destructive Fires | Equipment / facility failure | Aggregated | 2051 | 3.0868e-07 | 543.1039 | 0.00016765 | 2051 | Mitigation | 0.95 | 45 | 0 | esc | 0.00097009 | 2.9945e-10 | 0.00097009 | 2.9945e-10
[79 empty] | WLDFR | HFTD - Distribution - Tier 2 - 5QU CoRE ¦ 5QU LoRE | Non-Red Flag Warning - Destructive Fires | 2052 | 4.2865e-11 | 4.2865e-11 | 11536.0538 | 319.4911 | 11216.5626 | 0 | 0 | 0 | 5.174e-08 | 4.945e-07 | 0 | 4.945e-07 | 4.945e-07 | 0 | 4.945e-07 | 0 | 2.3802e-07 | 5.2174e-07 | 0 | 5.2174e-07 | 0 | 0.00047085 | 0.00094171 | 0 | 0.00094171 | [12 empty] | 7.3.3.17.5 (Remote Grid) Updates to grid topology to minimize risk of ignition in HFTDs Remote GridWLDFREquipment / facility failureAggregated | WLDFR | HFTD - Distribution - Tier 2 - 2QU CoRE ¦ 2QU LoRE | Non-Red Flag Warning - Destructive Fires | Equipment / facility failure | Aggregated | 2052 | 3.0868e-07 | 543.1039 | 0.00016765 | 2052 | Mitigation | 0.95 | 45 | 0 | esc | 0.00097009 | 2.9945e-10 | 0.00097009 | 2.9945e-10
[79 empty] | WLDFR | HFTD - Distribution - Tier 2 - 5QU CoRE ¦ 5QU LoRE | Non-Red Flag Warning - Destructive Fires | 2053 | 4.2865e-11 | 4.2865e-11 | 12097.6769 | 340.5356 | 11757.1413 | 0 | 0 | 0 | 5.174e-08 | 5.1857e-07 | 0 | 5.1857e-07 | 5.1857e-07 | 0 | 5.1857e-07 | 0 | 2.3802e-07 | 5.2174e-07 | 0 | 5.2174e-07 | 0 | 0 | 0.00094171 | 0 | 0.00094171 | [12 empty] | 7.3.3.17.5 (Remote Grid) Updates to grid topology to minimize risk of ignition in HFTDs Remote GridWLDFREquipment / facility failureAggregated | WLDFR | HFTD - Distribution - Tier 2 - 2QU CoRE ¦ 2QU LoRE | Non-Red Flag Warning - Destructive Fires | Equipment / facility failure | Aggregated | 2053 | 3.0868e-07 | 543.1039 | 0.00016765 | 2053 | Mitigation | 0.95 | 45 | 0 | esc | 0.00097009 | 2.9945e-10 | 0.00097009 | 2.9945e-10
[79 empty] | WLDFR | HFTD - Distribution - Tier 2 - 5QU CoRE ¦ 5QU LoRE | Non-Red Flag Warning - Destructive Fires | 2054 | 4.2865e-11 | 4.2865e-11 | 12097.6769 | 340.5356 | 11757.1413 | 0 | 0 | 0 | 5.174e-08 | 5.1857e-07 | 0 | 5.1857e-07 | 5.1857e-07 | 0 | 5.1857e-07 | 0 | 2.3802e-07 | 5.2174e-07 | 0 | 5.2174e-07 | 0 | 0 | 0 | 0 | 0 | [12 empty] | 7.3.3.17.5 (Remote Grid) Updates to grid topology to minimize risk of ignition in HFTDs Remote GridWLDFREquipment / facility failureAggregated | WLDFR | HFTD - Distribution - Tier 2 - 2QU CoRE ¦ 2QU LoRE | Non-Red Flag Warning - Destructive Fires | Equipment / facility failure | Aggregated | 2054 | 3.0868e-07 | 543.1039 | 0.00016765 | 2054 | Mitigation | 0.95 | 45 | 0 | esc | 0.00097009 | 2.9945e-10 | 0.00097009 | 2.9945e-10
[79 empty] | WLDFR | HFTD - Distribution - Tier 2 - 5QU CoRE ¦ 5QU LoRE | Non-Red Flag Warning - Destructive Fires | 2055 | 4.2865e-11 | 4.2865e-11 | 12097.6769 | 340.5356 | 11757.1413 | 0 | 0 | 0 | 5.174e-08 | 5.1857e-07 | 0 | 5.1857e-07 | 5.1857e-07 | 0 | 5.1857e-07 | 0 | 2.5324e-07 | 5.5511e-07 | 0 | 5.5511e-07 | 0 | 0 | 0 | 0 | 0 | [12 empty] | 7.3.3.17.5 (Remote Grid) Updates to grid topology to minimize risk of ignition in HFTDs Remote GridWLDFREquipment / facility failureAggregated | WLDFR | HFTD - Distribution - Tier 2 - 2QU CoRE ¦ 2QU LoRE | Non-Red Flag Warning - Destructive Fires | Equipment / facility failure | Aggregated | 2055 | 3.0868e-07 | 543.1039 | 0.00016765 | 2055 | Mitigation | 0.95 | 45 | 0 | esc | 0.00097009 | 2.9945e-10 | 0.00097009 | 2.9945e-10
[79 empty] | WLDFR | HFTD - Distribution - Tier 2 - 5QU CoRE ¦ 5QU LoRE | Non-Red Flag Warning - Destructive Fires | 2056 | 4.2865e-11 | 4.2865e-11 | 12097.6769 | 340.5356 | 11757.1413 | 0 | 0 | 0 | 5.174e-08 | 5.1857e-07 | 0 | 5.1857e-07 | 5.1857e-07 | 0 | 5.1857e-07 | 0 | 2.5324e-07 | 5.5511e-07 | 0 | 5.5511e-07 | 0 | 1.6662e-06 | 0 | 0 | 0 | [12 empty] | 7.3.3.17.5 (Remote Grid) Updates to grid topology to minimize risk of ignition in HFTDs Remote GridWLDFREquipment / facility failureAggregated | WLDFR | HFTD - Distribution - Tier 2 - 2QU CoRE ¦ 2QU LoRE | Non-Red Flag Warning - Destructive Fires | Equipment / facility failure | Aggregated | 2056 | 3.0868e-07 | 543.1039 | 0.00016765 | 2056 | Mitigation | 0.95 | 45 | 0 | esc | 0.00097009 | 2.9945e-10 | 0.00097009 | 2.9945e-10
[79 empty] | WLDFR | HFTD - Distribution - Tier 2 - 5QU CoRE ¦ 5QU LoRE | Non-Red Flag Warning - Destructive Fires | 2057 | 4.2865e-11 | 4.2865e-11 | 12097.6769 | 340.5356 | 11757.1413 | 0 | 0 | 0 | 5.174e-08 | 5.1857e-07 | 0 | 5.1857e-07 | 5.1857e-07 | 0 | 5.1857e-07 | 0 | 2.5324e-07 | 5.5511e-07 | 0 | 5.5511e-07 | 0 | 1.7407e-06 | 3.4815e-06 | 0 | 3.4815e-06 | [12 empty] | 7.3.3.17.5 (Remote Grid) Updates to grid topology to minimize risk of ignition in HFTDs Remote GridWLDFREquipment / facility failureAggregated | WLDFR | HFTD - Distribution - Tier 2 - 2QU CoRE ¦ 2QU LoRE | Non-Red Flag Warning - Destructive Fires | Equipment / facility failure | Aggregated | 2057 | 3.0868e-07 | 543.1039 | 0.00016765 | 2057 | Mitigation | 0.95 | 45 | 0 | esc | 0.00097009 | 2.9945e-10 | 0.00097009 | 2.9945e-10
[79 empty] | WLDFR | HFTD - Distribution - Tier 2 - 5QU CoRE ¦ 5QU LoRE | Non-Red Flag Warning - Destructive Fires | 2058 | 4.2865e-11 | 4.2865e-11 | 12670.1796 | 362.3049 | 12307.8747 | 0 | 0 | 0 | 5.174e-08 | 5.4311e-07 | 0 | 5.4311e-07 | 5.4311e-07 | 0 | 5.4311e-07 | 0 | 2.5324e-07 | 5.5511e-07 | 0 | 5.5511e-07 | 0 | 1.7407e-06 | 3.4815e-06 | 0 | 3.4815e-06 | [12 empty] | 7.3.3.17.5 (Remote Grid) Updates to grid topology to minimize risk of ignition in HFTDs Remote GridWLDFREquipment / facility failureAggregated | WLDFR | HFTD - Distribution - Tier 2 - 2QU CoRE ¦ 2QU LoRE | Non-Red Flag Warning - Destructive Fires | Equipment / facility failure | Aggregated | 2058 | 3.0868e-07 | 543.1039 | 0.00016765 | 2058 | Mitigation | 0.95 | 45 | 0 | esc | 0.00097009 | 2.9945e-10 | 0.00097009 | 2.9945e-10
[79 empty] | WLDFR | HFTD - Distribution - Tier 2 - 5QU CoRE ¦ 5QU LoRE | Non-Red Flag Warning - Destructive Fires | 2059 | 4.2865e-11 | 4.2865e-11 | 12670.1796 | 362.3049 | 12307.8747 | 0 | 0 | 0 | 5.174e-08 | 5.4311e-07 | 0 | 5.4311e-07 | 5.4311e-07 | 0 | 5.4311e-07 | 0 | 2.5324e-07 | 5.5511e-07 | 0 | 5.5511e-07 | 0 | 1.7407e-06 | 3.4815e-06 | 0 | 3.4815e-06 | [12 empty] | 7.3.3.17.5 (Remote Grid) Updates to grid topology to minimize risk of ignition in HFTDs Remote GridWLDFREquipment / facility failureAggregated | WLDFR | HFTD - Distribution - Tier 2 - 2QU CoRE ¦ 2QU LoRE | Non-Red Flag Warning - Destructive Fires | Equipment / facility failure | Aggregated | 2059 | 3.0868e-07 | 543.1039 | 0.00016765 | 2059 | Mitigation | 0.95 | 45 | 0 | esc | 0.00097009 | 2.9945e-10 | 0.00097009 | 2.9945e-10
[79 empty] | WLDFR | HFTD - Distribution - Tier 2 - 5QU CoRE ¦ 5QU LoRE | Non-Red Flag Warning - Destructive Fires | 2060 | 4.2865e-11 | 4.2865e-11 | 12670.1796 | 362.3049 | 12307.8747 | 0 | 0 | 0 | 5.174e-08 | 5.4311e-07 | 0 | 5.4311e-07 | 5.4311e-07 | 0 | 5.4311e-07 | 0 | 2.69e-07 | 5.8964e-07 | 0 | 5.8964e-07 | 0 | 1.7407e-06 | 3.4815e-06 | 0 | 3.4815e-06 | [12 empty] | 7.3.3.17.5 (Remote Grid) Updates to grid topology to minimize risk of ignition in HFTDs Remote GridWLDFREquipment / facility failureAggregated | WLDFR | HFTD - Distribution - Tier 2 - 2QU CoRE ¦ 2QU LoRE | Non-Red Flag Warning - Destructive Fires | Equipment / facility failure | Aggregated | 2060 | 3.0868e-07 | 543.1039 | 0.00016765 | 2060 | Mitigation | 0.95 | 45 | 0 | esc | 0.00097009 | 2.9945e-10 | 0.00097009 | 2.9945e-10
[79 empty] | WLDFR | HFTD - Distribution - Tier 2 - 5QU CoRE ¦ 5QU LoRE | Non-Red Flag Warning - Destructive Fires | 2061 | 4.2865e-11 | 4.2865e-11 | 12670.1796 | 362.3049 | 12307.8747 | 0 | 0 | 0 | 5.174e-08 | 5.4311e-07 | 0 | 5.4311e-07 | 5.4311e-07 | 0 | 5.4311e-07 | 0 | 2.69e-07 | 5.8964e-07 | 0 | 5.8964e-07 | 0 | 1.7407e-06 | 3.4815e-06 | 0 | 3.4815e-06 | [12 empty] | 7.3.3.17.5 (Remote Grid) Updates to grid topology to minimize risk of ignition in HFTDs Remote GridWLDFREquipment / facility failureAggregated | WLDFR | HFTD - Distribution - Tier 2 - 2QU CoRE ¦ 2QU LoRE | Non-Red Flag Warning - Destructive Fires | Equipment / facility failure | Aggregated | 2061 | 3.0868e-07 | 543.1039 | 0.00016765 | 2061 | Mitigation | 0.95 | 45 | 0 | esc | 0.00097009 | 2.9945e-10 | 0.00097009 | 2.9945e-10
[79 empty] | WLDFR | HFTD - Distribution - Tier 2 - 5QU CoRE ¦ 5QU LoRE | Non-Red Flag Warning - Destructive Fires | 2062 | 4.2865e-11 | 4.2865e-11 | 12670.1796 | 362.3049 | 12307.8747 | 0 | 0 | 0 | 5.174e-08 | 5.4311e-07 | 0 | 5.4311e-07 | 5.4311e-07 | 0 | 5.4311e-07 | 0 | 2.69e-07 | 5.8964e-07 | 0 | 5.8964e-07 | 0 | 1.8367e-06 | 3.6735e-06 | 0 | 3.6735e-06 | [12 empty] | 7.3.3.17.5 (Remote Grid) Updates to grid topology to minimize risk of ignition in HFTDs Remote GridWLDFREquipment / facility failureAggregated | WLDFR | HFTD - Distribution - Tier 2 - 2QU CoRE ¦ 2QU LoRE | Non-Red Flag Warning - Destructive Fires | Equipment / facility failure | Aggregated | 2062 | 3.0868e-07 | 543.1039 | 0.00016765 | 2062 | Mitigation | 0.95 | 45 | 0 | esc | 0.00097009 | 2.9945e-10 | 0.00097009 | 2.9945e-10
[79 empty] | WLDFR | HFTD - Distribution - Tier 2 - 5QU CoRE ¦ 5QU LoRE | Non-Red Flag Warning - Destructive Fires | 2063 | 4.2865e-11 | 4.2865e-11 | 13246.6313 | 384.5316 | 12862.0997 | 0 | 0 | 0 | 5.174e-08 | 5.6782e-07 | 0 | 5.6782e-07 | 5.6782e-07 | 0 | 5.6782e-07 | 0 | 2.69e-07 | 5.8964e-07 | 0 | 5.8964e-07 | 0 | 1.8367e-06 | 3.6735e-06 | 0 | 3.6735e-06 | [12 empty] | 7.3.3.17.5 (Remote Grid) Updates to grid topology to minimize risk of ignition in HFTDs Remote GridWLDFREquipment / facility failureAggregated | WLDFR | HFTD - Distribution - Tier 2 - 2QU CoRE ¦ 2QU LoRE | Non-Red Flag Warning - Destructive Fires | Equipment / facility failure | Aggregated | 2063 | 3.0868e-07 | 543.1039 | 0.00016765 | 2063 | Mitigation | 0.95 | 45 | 0 | esc | 0.00097009 | 2.9945e-10 | 0.00097009 | 2.9945e-10
[79 empty] | WLDFR | HFTD - Distribution - Tier 2 - 5QU CoRE ¦ 5QU LoRE | Non-Red Flag Warning - Destructive Fires | 2064 | 4.2865e-11 | 4.2865e-11 | 13246.6313 | 384.5316 | 12862.0997 | 0 | 0 | 0 | 5.174e-08 | 5.6782e-07 | 0 | 5.6782e-07 | 5.6782e-07 | 0 | 5.6782e-07 | 0 | 2.69e-07 | 5.8964e-07 | 0 | 5.8964e-07 | 0 | 1.8367e-06 | 3.6735e-06 | 0 | 3.6735e-06 | [12 empty] | 7.3.3.17.5 (Remote Grid) Updates to grid topology to minimize risk of ignition in HFTDs Remote GridWLDFREquipment / facility failureAggregated | WLDFR | HFTD - Distribution - Tier 2 - 2QU CoRE ¦ 2QU LoRE | Non-Red Flag Warning - Destructive Fires | Equipment / facility failure | Aggregated | 2064 | 3.0868e-07 | 543.1039 | 0.00016765 | 2064 | Mitigation | 0.95 | 45 | 0 | esc | 0.00097009 | 2.9945e-10 | 0.00097009 | 2.9945e-10
[79 empty] | WLDFR | HFTD - Distribution - Tier 2 - 5QU CoRE ¦ 5QU LoRE | Non-Red Flag Warning - Destructive Fires | 2065 | 4.2865e-11 | 4.2865e-11 | 13246.6313 | 384.5316 | 12862.0997 | 0 | 0 | 0 | 5.174e-08 | 5.6782e-07 | 0 | 5.6782e-07 | 5.6782e-07 | 0 | 5.6782e-07 | 0 | 2.851e-07 | 6.2495e-07 | 0 | 6.2495e-07 | 0 | 1.8367e-06 | 3.6735e-06 | 0 | 3.6735e-06 | [12 empty] | 7.3.3.17.5 (Remote Grid) Updates to grid topology to minimize risk of ignition in HFTDs Remote GridWLDFREquipment / facility failureAggregated | WLDFR | HFTD - Distribution - Tier 2 - 2QU CoRE ¦ 2QU LoRE | Non-Red Flag Warning - Destructive Fires | Equipment / facility failure | Aggregated | 2065 | 3.0868e-07 | 543.1039 | 0.00016765 | 2065 | Mitigation | 0.95 | 45 | 0 | esc | 0.00097009 | 2.9945e-10 | 0.00097009 | 2.9945e-10
[79 empty] | WLDFR | HFTD - Distribution - Tier 2 - 5QU CoRE ¦ 5QU LoRE | Non-Red Flag Warning - Destructive Fires | 2066 | 4.2865e-11 | 4.2865e-11 | 13246.6313 | 384.5316 | 12862.0997 | 0 | 0 | 0 | 5.174e-08 | 5.6782e-07 | 0 | 5.6782e-07 | 5.6782e-07 | 0 | 5.6782e-07 | 0 | 2.851e-07 | 6.2495e-07 | 0 | 6.2495e-07 | 0 | 1.8367e-06 | 3.6735e-06 | 0 | 3.6735e-06 | [12 empty] | 7.3.3.17.5 (Remote Grid) Updates to grid topology to minimize risk of ignition in HFTDs Remote GridWLDFREquipment / facility failureAggregated | WLDFR | HFTD - Distribution - Tier 2 - 2QU CoRE ¦ 2QU LoRE | Non-Red Flag Warning - Destructive Fires | Equipment / facility failure | Aggregated | 2066 | 3.0868e-07 | 543.1039 | 0.00016765 | 2066 | Mitigation | 0.95 | 45 | 0 | esc | 0.00097009 | 2.9945e-10 | 0.00097009 | 2.9945e-10
[79 empty] | WLDFR | HFTD - Distribution - Tier 2 - 5QU CoRE ¦ 5QU LoRE | Non-Red Flag Warning - Destructive Fires | 2067 | 0 | 4.2865e-11 | 13246.6313 | 384.5316 | 12862.0997 | 0 | 0 | 0 | 5.174e-08 | 0 | 0 | 0 | 5.6782e-07 | 0 | 5.6782e-07 | 0 | 2.851e-07 | 6.2495e-07 | 0 | 6.2495e-07 | 0 | 1.946e-06 | 3.8919e-06 | 0 | 3.8919e-06 | [12 empty] | 7.3.3.17.5 (Remote Grid) Updates to grid topology to minimize risk of ignition in HFTDs Remote GridWLDFREquipment / facility failureAggregated | WLDFR | HFTD - Distribution - Tier 2 - 2QU CoRE ¦ 2QU LoRE | Non-Red Flag Warning - Destructive Fires | Equipment / facility failure | Aggregated | 2067 | 3.0868e-07 | 543.1039 | 0.00016765 | 2067 | Mitigation | 0.95 | 45 | 0 | esc | 0 | 0 | 0.00097009 | 2.9945e-10
[79 empty] | WLDFR | HFTD - Distribution - Tier 2 - 5QU CoRE ¦ 5QU LoRE | Non-Red Flag Warning - Large Fires | 2022 | 4.7956e-09 | 0 | 5.2406 | 0.69642 | 2.942 | 1.6022 | 0 | 0 | 5.7354e-06 | 2.5131e-08 | 0 | 2.5131e-08 | 0 | 0 | 0 | 0 | 0 | 6.2495e-07 | 0 | 6.2495e-07 | 0 | 1.946e-06 | 3.8919e-06 | 0 | 3.8919e-06 | [12 empty] | 7.3.3.17.5 (Remote Grid) Updates to grid topology to minimize risk of ignition in HFTDs Remote GridWLDFRVegetation ContactAggregated | WLDFR | HFTD - Distribution - Tier 2 - 2QU CoRE ¦ 2QU LoRE | Non-Red Flag Warning - Destructive Fires | Vegetation Contact | Aggregated | 2022 | 1.6552e-06 | 543.1039 | 0.00089893 | 2022 | Mitigation | 0.95 | 45 | 0 | esc | 0.00097009 | 1.6057e-09 | 0 | 0
[79 empty] | WLDFR | HFTD - Distribution - Tier 2 - 5QU CoRE ¦ 5QU LoRE | Non-Red Flag Warning - Large Fires | 2023 | 4.7956e-09 | 4.7956e-09 | 5.475 | 0.71896 | 3.0715 | 1.6846 | 0 | 0 | 5.7354e-06 | 2.6256e-08 | 0 | 2.6256e-08 | 2.6256e-08 | 0 | 2.6256e-08 | 0 | 0 | 0 | 0 | 0 | 0 | 1.946e-06 | 3.8919e-06 | 0 | 3.8919e-06 | [12 empty] | 7.3.3.17.5 (Remote Grid) Updates to grid topology to minimize risk of ignition in HFTDs Remote GridWLDFRVegetation ContactAggregated | WLDFR | HFTD - Distribution - Tier 2 - 2QU CoRE ¦ 2QU LoRE | Non-Red Flag Warning - Destructive Fires | Vegetation Contact | Aggregated | 2023 | 1.6552e-06 | 543.1039 | 0.00089893 | 2023 | Mitigation | 0.95 | 45 | 0 | esc | 0.00097009 | 1.6057e-09 | 0.00097009 | 1.6057e-09
[79 empty] | WLDFR | HFTD - Distribution - Tier 2 - 5QU CoRE ¦ 5QU LoRE | Non-Red Flag Warning - Large Fires | 2024 | 4.7956e-09 | 4.7956e-09 | 5.475 | 0.71896 | 3.0715 | 1.6846 | 0 | 0 | 5.7354e-06 | 2.6256e-08 | 0 | 2.6256e-08 | 2.6256e-08 | 0 | 2.6256e-08 | 0 | 6.9864e-08 | 0 | 0 | 0 | 0 | 1.946e-06 | 3.8919e-06 | 0 | 3.8919e-06 | [12 empty] | 7.3.3.17.5 (Remote Grid) Updates to grid topology to minimize risk of ignition in HFTDs Remote GridWLDFRVegetation ContactAggregated | WLDFR | HFTD - Distribution - Tier 2 - 2QU CoRE ¦ 2QU LoRE | Non-Red Flag Warning - Destructive Fires | Vegetation Contact | Aggregated | 2024 | 1.6552e-06 | 543.1039 | 0.00089893 | 2024 | Mitigation | 0.95 | 45 | 0 | esc | 0.00097009 | 1.6057e-09 | 0.00097009 | 1.6057e-09
[79 empty] | WLDFR | HFTD - Distribution - Tier 2 - 5QU CoRE ¦ 5QU LoRE | Non-Red Flag Warning - Large Fires | 2025 | 4.7956e-09 | 4.7956e-09 | 5.475 | 0.71896 | 3.0715 | 1.6846 | 0 | 0 | 5.7354e-06 | 2.6256e-08 | 0 | 2.6256e-08 | 2.6256e-08 | 0 | 2.6256e-08 | 0 | 7.2113e-08 | 1.5807e-07 | 0 | 1.5807e-07 | 0 | 1.946e-06 | 3.8919e-06 | 0 | 3.8919e-06 | [12 empty] | 7.3.3.17.5 (Remote Grid) Updates to grid topology to minimize risk of ignition in HFTDs Remote GridWLDFRVegetation ContactAggregated | WLDFR | HFTD - Distribution - Tier 2 - 2QU CoRE ¦ 2QU LoRE | Non-Red Flag Warning - Destructive Fires | Vegetation Contact | Aggregated | 2025 | 1.6552e-06 | 543.1039 | 0.00089893 | 2025 | Mitigation | 0.95 | 45 | 0 | esc | 0.00097009 | 1.6057e-09 | 0.00097009 | 1.6057e-09
[79 empty] | WLDFR | HFTD - Distribution - Tier 2 - 5QU CoRE ¦ 5QU LoRE | Non-Red Flag Warning - Large Fires | 2026 | 4.7956e-09 | 4.7956e-09 | 5.475 | 0.71896 | 3.0715 | 1.6846 | 0 | 0 | 5.7354e-06 | 2.6256e-08 | 0 | 2.6256e-08 | 2.6256e-08 | 0 | 2.6256e-08 | 0 | 7.2113e-08 | 1.5807e-07 | 0 | 1.5807e-07 | 0 | 2.0675e-06 | 4.135e-06 | 0 | 4.135e-06 | [12 empty] | 7.3.3.17.5 (Remote Grid) Updates to grid topology to minimize risk of ignition in HFTDs Remote GridWLDFRVegetation ContactAggregated | WLDFR | HFTD - Distribution - Tier 2 - 2QU CoRE ¦ 2QU LoRE | Non-Red Flag Warning - Destructive Fires | Vegetation Contact | Aggregated | 2026 | 1.6552e-06 | 543.1039 | 0.00089893 | 2026 | Mitigation | 0.95 | 45 | 0 | esc | 0.00097009 | 1.6057e-09 | 0.00097009 | 1.6057e-09
[79 empty] | WLDFR | HFTD - Distribution - Tier 2 - 5QU CoRE ¦ 5QU LoRE | Non-Red Flag Warning - Large Fires | 2027 | 4.7956e-09 | 4.7956e-09 | 5.475 | 0.71896 | 3.0715 | 1.6846 | 0 | 0 | 5.7354e-06 | 2.6256e-08 | 0 | 2.6256e-08 | 2.6256e-08 | 0 | 2.6256e-08 | 0 | 7.2113e-08 | 1.5807e-07 | 0 | 1.5807e-07 | 0 | 2.0675e-06 | 4.135e-06 | 0 | 4.135e-06 | [12 empty] | 7.3.3.17.5 (Remote Grid) Updates to grid topology to minimize risk of ignition in HFTDs Remote GridWLDFRVegetation ContactAggregated | WLDFR | HFTD - Distribution - Tier 2 - 2QU CoRE ¦ 2QU LoRE | Non-Red Flag Warning - Destructive Fires | Vegetation Contact | Aggregated | 2027 | 1.6552e-06 | 543.1039 | 0.00089893 | 2027 | Mitigation | 0.95 | 45 | 0 | esc | 0.00097009 | 1.6057e-09 | 0.00097009 | 1.6057e-09
[79 empty] | WLDFR | HFTD - Distribution - Tier 2 - 5QU CoRE ¦ 5QU LoRE | Non-Red Flag Warning - Large Fires | 2028 | 4.7956e-09 | 4.7956e-09 | 5.777 | 0.74734 | 3.238 | 1.7917 | 0 | 0 | 5.7354e-06 | 2.7704e-08 | 0 | 2.7704e-08 | 2.7704e-08 | 0 | 2.7704e-08 | 0 | 7.2113e-08 | 1.5807e-07 | 0 | 1.5807e-07 | 0 | 2.0675e-06 | 4.135e-06 | 0 | 4.135e-06 | [12 empty] | 7.3.3.17.5 (Remote Grid) Updates to grid topology to minimize risk of ignition in HFTDs Remote GridWLDFRVegetation ContactAggregated | WLDFR | HFTD - Distribution - Tier 2 - 2QU CoRE ¦ 2QU LoRE | Non-Red Flag Warning - Destructive Fires | Vegetation Contact | Aggregated | 2028 | 1.6552e-06 | 543.1039 | 0.00089893 | 2028 | Mitigation | 0.95 | 45 | 0 | esc | 0.00097009 | 1.6057e-09 | 0.00097009 | 1.6057e-09
[79 empty] | WLDFR | HFTD - Distribution - Tier 2 - 5QU CoRE ¦ 5QU LoRE | Non-Red Flag Warning - Large Fires | 2029 | 4.7956e-09 | 4.7956e-09 | 5.777 | 0.74734 | 3.238 | 1.7917 | 0 | 0 | 5.7354e-06 | 2.7704e-08 | 0 | 2.7704e-08 | 2.7704e-08 | 0 | 2.7704e-08 | 0 | 7.2113e-08 | 1.5807e-07 | 0 | 1.5807e-07 | 0 | 2.0675e-06 | 4.135e-06 | 0 | 4.135e-06 | [12 empty] | 7.3.3.17.5 (Remote Grid) Updates to grid topology to minimize risk of ignition in HFTDs Remote GridWLDFRVegetation ContactAggregated | WLDFR | HFTD - Distribution - Tier 2 - 2QU CoRE ¦ 2QU LoRE | Non-Red Flag Warning - Destructive Fires | Vegetation Contact | Aggregated | 2029 | 1.6552e-06 | 543.1039 | 0.00089893 | 2029 | Mitigation | 0.95 | 45 | 0 | esc | 0.00097009 | 1.6057e-09 | 0.00097009 | 1.6057e-09
[79 empty] | WLDFR | HFTD - Distribution - Tier 2 - 5QU CoRE ¦ 5QU LoRE | Non-Red Flag Warning - Large Fires | 2030 | 4.7956e-09 | 4.7956e-09 | 5.777 | 0.74734 | 3.238 | 1.7917 | 0 | 0 | 5.7354e-06 | 2.7704e-08 | 0 | 2.7704e-08 | 2.7704e-08 | 0 | 2.7704e-08 | 0 | 7.4982e-08 | 1.6436e-07 | 0 | 1.6436e-07 | 0 | 2.0675e-06 | 4.135e-06 | 0 | 4.135e-06 | [12 empty] | 7.3.3.17.5 (Remote Grid) Updates to grid topology to minimize risk of ignition in HFTDs Remote GridWLDFRVegetation ContactAggregated | WLDFR | HFTD - Distribution - Tier 2 - 2QU CoRE ¦ 2QU LoRE | Non-Red Flag Warning - Destructive Fires | Vegetation Contact | Aggregated | 2030 | 1.6552e-06 | 543.1039 | 0.00089893 | 2030 | Mitigation | 0.95 | 45 | 0 | esc | 0.00097009 | 1.6057e-09 | 0.00097009 | 1.6057e-09
[79 empty] | WLDFR | HFTD - Distribution - Tier 2 - 5QU CoRE ¦ 5QU LoRE | Non-Red Flag Warning - Large Fires | 2031 | 4.7956e-09 | 4.7956e-09 | 5.777 | 0.74734 | 3.238 | 1.7917 | 0 | 0 | 5.7354e-06 | 2.7704e-08 | 0 | 2.7704e-08 | 2.7704e-08 | 0 | 2.7704e-08 | 0 | 7.4982e-08 | 1.6436e-07 | 0 | 1.6436e-07 | 0 | 2.2004e-06 | 4.4009e-06 | 0 | 4.4009e-06 | [12 empty] | 7.3.3.17.5 (Remote Grid) Updates to grid topology to minimize risk of ignition in HFTDs Remote GridWLDFRVegetation ContactAggregated | WLDFR | HFTD - Distribution - Tier 2 - 2QU CoRE ¦ 2QU LoRE | Non-Red Flag Warning - Destructive Fires | Vegetation Contact | Aggregated | 2031 | 1.6552e-06 | 543.1039 | 0.00089893 | 2031 | Mitigation | 0.95 | 45 | 0 | esc | 0.00097009 | 1.6057e-09 | 0.00097009 | 1.6057e-09
[79 empty] | WLDFR | HFTD - Distribution - Tier 2 - 5QU CoRE ¦ 5QU LoRE | Non-Red Flag Warning - Large Fires | 2032 | 4.7956e-09 | 4.7956e-09 | 5.777 | 0.74734 | 3.238 | 1.7917 | 0 | 0 | 5.7354e-06 | 2.7704e-08 | 0 | 2.7704e-08 | 2.7704e-08 | 0 | 2.7704e-08 | 0 | 7.4982e-08 | 1.6436e-07 | 0 | 1.6436e-07 | 0 | 2.2004e-06 | 4.4009e-06 | 0 | 4.4009e-06 | [12 empty] | 7.3.3.17.5 (Remote Grid) Updates to grid topology to minimize risk of ignition in HFTDs Remote GridWLDFRVegetation ContactAggregated | WLDFR | HFTD - Distribution - Tier 2 - 2QU CoRE ¦ 2QU LoRE | Non-Red Flag Warning - Destructive Fires | Vegetation Contact | Aggregated | 2032 | 1.6552e-06 | 543.1039 | 0.00089893 | 2032 | Mitigation | 0.95 | 45 | 0 | esc | 0.00097009 | 1.6057e-09 | 0.00097009 | 1.6057e-09
[79 empty] | WLDFR | HFTD - Distribution - Tier 2 - 5QU CoRE ¦ 5QU LoRE | Non-Red Flag Warning - Large Fires | 2033 | 4.7956e-09 | 4.7956e-09 | 6.1205 | 0.77885 | 3.4265 | 1.9151 | 0 | 0 | 5.7354e-06 | 2.9351e-08 | 0 | 2.9351e-08 | 2.9351e-08 | 0 | 2.9351e-08 | 0 | 7.4982e-08 | 1.6436e-07 | 0 | 1.6436e-07 | 0 | 2.2004e-06 | 4.4009e-06 | 0 | 4.4009e-06 | [12 empty] | 7.3.3.17.5 (Remote Grid) Updates to grid topology to minimize risk of ignition in HFTDs Remote GridWLDFRVegetation ContactAggregated | WLDFR | HFTD - Distribution - Tier 2 - 2QU CoRE ¦ 2QU LoRE | Non-Red Flag Warning - Destructive Fires | Vegetation Contact | Aggregated | 2033 | 1.6552e-06 | 543.1039 | 0.00089893 | 2033 | Mitigation | 0.95 | 45 | 0 | esc | 0.00097009 | 1.6057e-09 | 0.00097009 | 1.6057e-09
[79 empty] | WLDFR | HFTD - Distribution - Tier 2 - 5QU CoRE ¦ 5QU LoRE | Non-Red Flag Warning - Large Fires | 2034 | 4.7956e-09 | 4.7956e-09 | 6.1205 | 0.77885 | 3.4265 | 1.9151 | 0 | 0 | 5.7354e-06 | 2.9351e-08 | 0 | 2.9351e-08 | 2.9351e-08 | 0 | 2.9351e-08 | 0 | 7.4982e-08 | 1.6436e-07 | 0 | 1.6436e-07 | 0 | 2.2004e-06 | 4.4009e-06 | 0 | 4.4009e-06 | [12 empty] | 7.3.3.17.5 (Remote Grid) Updates to grid topology to minimize risk of ignition in HFTDs Remote GridWLDFRVegetation ContactAggregated | WLDFR | HFTD - Distribution - Tier 2 - 2QU CoRE ¦ 2QU LoRE | Non-Red Flag Warning - Destructive Fires | Vegetation Contact | Aggregated | 2034 | 1.6552e-06 | 543.1039 | 0.00089893 | 2034 | Mitigation | 0.95 | 45 | 0 | esc | 0.00097009 | 1.6057e-09 | 0.00097009 | 1.6057e-09
[79 empty] | WLDFR | HFTD - Distribution - Tier 2 - 5QU CoRE ¦ 5QU LoRE | Non-Red Flag Warning - Large Fires | 2035 | 4.7956e-09 | 4.7956e-09 | 6.1205 | 0.77885 | 3.4265 | 1.9151 | 0 | 0 | 5.7354e-06 | 2.9351e-08 | 0 | 2.9351e-08 | 2.9351e-08 | 0 | 2.9351e-08 | 0 | 7.8214e-08 | 1.7145e-07 | 0 | 1.7145e-07 | 0 | 2.2004e-06 | 4.4009e-06 | 0 | 4.4009e-06 | [12 empty] | 7.3.3.17.5 (Remote Grid) Updates to grid topology to minimize risk of ignition in HFTDs Remote GridWLDFRVegetation ContactAggregated | WLDFR | HFTD - Distribution - Tier 2 - 2QU CoRE ¦ 2QU LoRE | Non-Red Flag Warning - Destructive Fires | Vegetation Contact | Aggregated | 2035 | 1.6552e-06 | 543.1039 | 0.00089893 | 2035 | Mitigation | 0.95 | 45 | 0 | esc | 0.00097009 | 1.6057e-09 | 0.00097009 | 1.6057e-09
[79 empty] | WLDFR | HFTD - Distribution - Tier 2 - 5QU CoRE ¦ 5QU LoRE | Non-Red Flag Warning - Large Fires | 2036 | 4.7956e-09 | 4.7956e-09 | 6.1205 | 0.77885 | 3.4265 | 1.9151 | 0 | 0 | 5.7354e-06 | 2.9351e-08 | 0 | 2.9351e-08 | 2.9351e-08 | 0 | 2.9351e-08 | 0 | 7.8214e-08 | 1.7145e-07 | 0 | 1.7145e-07 | 0 | 2.3437e-06 | 4.6873e-06 | 0 | 4.6873e-06 | [12 empty] | 7.3.3.17.5 (Remote Grid) Updates to grid topology to minimize risk of ignition in HFTDs Remote GridWLDFRVegetation ContactAggregated | WLDFR | HFTD - Distribution - Tier 2 - 2QU CoRE ¦ 2QU LoRE | Non-Red Flag Warning - Destructive Fires | Vegetation Contact | Aggregated | 2036 | 1.6552e-06 | 543.1039 | 0.00089893 | 2036 | Mitigation | 0.95 | 45 | 0 | esc | 0.00097009 | 1.6057e-09 | 0.00097009 | 1.6057e-09
[79 empty] | WLDFR | HFTD - Distribution - Tier 2 - 5QU CoRE ¦ 5QU LoRE | Non-Red Flag Warning - Large Fires | 2037 | 4.7956e-09 | 4.7956e-09 | 6.1205 | 0.77885 | 3.4265 | 1.9151 | 0 | 0 | 5.7354e-06 | 2.9351e-08 | 0 | 2.9351e-08 | 2.9351e-08 | 0 | 2.9351e-08 | 0 | 7.8214e-08 | 1.7145e-07 | 0 | 1.7145e-07 | 0 | 2.3437e-06 | 4.6873e-06 | 0 | 4.6873e-06 | [12 empty] | 7.3.3.17.5 (Remote Grid) Updates to grid topology to minimize risk of ignition in HFTDs Remote GridWLDFRVegetation ContactAggregated | WLDFR | HFTD - Distribution - Tier 2 - 2QU CoRE ¦ 2QU LoRE | Non-Red Flag Warning - Destructive Fires | Vegetation Contact | Aggregated | 2037 | 1.6552e-06 | 543.1039 | 0.00089893 | 2037 | Mitigation | 0.95 | 45 | 0 | esc | 0.00097009 | 1.6057e-09 | 0.00097009 | 1.6057e-09
[79 empty] | WLDFR | HFTD - Distribution - Tier 2 - 5QU CoRE ¦ 5QU LoRE | Non-Red Flag Warning - Large Fires | 2038 | 4.7956e-09 | 4.7956e-09 | 6.5028 | 0.81304 | 3.6355 | 2.0543 | 0 | 0 | 5.7354e-06 | 3.1185e-08 | 0 | 3.1185e-08 | 3.1185e-08 | 0 | 3.1185e-08 | 0 | 7.8214e-08 | 1.7145e-07 | 0 | 1.7145e-07 | 0 | 2.3437e-06 | 4.6873e-06 | 0 | 4.6873e-06 | [12 empty] | 7.3.3.17.5 (Remote Grid) Updates to grid topology to minimize risk of ignition in HFTDs Remote GridWLDFRVegetation ContactAggregated | WLDFR | HFTD - Distribution - Tier 2 - 2QU CoRE ¦ 2QU LoRE | Non-Red Flag Warning - Destructive Fires | Vegetation Contact | Aggregated | 2038 | 1.6552e-06 | 543.1039 | 0.00089893 | 2038 | Mitigation | 0.95 | 45 | 0 | esc | 0.00097009 | 1.6057e-09 | 0.00097009 | 1.6057e-09
[79 empty] | WLDFR | HFTD - Distribution - Tier 2 - 5QU CoRE ¦ 5QU LoRE | Non-Red Flag Warning - Large Fires | 2039 | 4.7956e-09 | 4.7956e-09 | 6.5028 | 0.81304 | 3.6355 | 2.0543 | 0 | 0 | 5.7354e-06 | 3.1185e-08 | 0 | 3.1185e-08 | 3.1185e-08 | 0 | 3.1185e-08 | 0 | 7.8214e-08 | 1.7145e-07 | 0 | 1.7145e-07 | 0 | 2.3437e-06 | 4.6873e-06 | 0 | 4.6873e-06 | [12 empty] | 7.3.3.17.5 (Remote Grid) Updates to grid topology to minimize risk of ignition in HFTDs Remote GridWLDFRVegetation ContactAggregated | WLDFR | HFTD - Distribution - Tier 2 - 2QU CoRE ¦ 2QU LoRE | Non-Red Flag Warning - Destructive Fires | Vegetation Contact | Aggregated | 2039 | 1.6552e-06 | 543.1039 | 0.00089893 | 2039 | Mitigation | 0.95 | 45 | 0 | esc | 0.00097009 | 1.6057e-09 | 0.00097009 | 1.6057e-09
[79 empty] | WLDFR | HFTD - Distribution - Tier 2 - 5QU CoRE ¦ 5QU LoRE | Non-Red Flag Warning - Large Fires | 2040 | 4.7956e-09 | 4.7956e-09 | 6.5028 | 0.81304 | 3.6355 | 2.0543 | 0 | 0 | 5.7354e-06 | 3.1185e-08 | 0 | 3.1185e-08 | 3.1185e-08 | 0 | 3.1185e-08 | 0 | 8.1778e-08 | 1.7926e-07 | 0 | 1.7926e-07 | 0 | 0 | 4.6873e-06 | 0 | 4.6873e-06 | [12 empty] | 7.3.3.17.5 (Remote Grid) Updates to grid topology to minimize risk of ignition in HFTDs Remote GridWLDFRVegetation ContactAggregated | WLDFR | HFTD - Distribution - Tier 2 - 2QU CoRE ¦ 2QU LoRE | Non-Red Flag Warning - Destructive Fires | Vegetation Contact | Aggregated | 2040 | 1.6552e-06 | 543.1039 | 0.00089893 | 2040 | Mitigation | 0.95 | 45 | 0 | esc | 0.00097009 | 1.6057e-09 | 0.00097009 | 1.6057e-09
[79 empty] | WLDFR | HFTD - Distribution - Tier 2 - 5QU CoRE ¦ 5QU LoRE | Non-Red Flag Warning - Large Fires | 2041 | 4.7956e-09 | 4.7956e-09 | 6.5028 | 0.81304 | 3.6355 | 2.0543 | 0 | 0 | 5.7354e-06 | 3.1185e-08 | 0 | 3.1185e-08 | 3.1185e-08 | 0 | 3.1185e-08 | 0 | 8.1778e-08 | 1.7926e-07 | 0 | 1.7926e-07 | 0 | 0 | 0 | 0 | 0 | [12 empty] | 7.3.3.17.5 (Remote Grid) Updates to grid topology to minimize risk of ignition in HFTDs Remote GridWLDFRVegetation ContactAggregated | WLDFR | HFTD - Distribution - Tier 2 - 2QU CoRE ¦ 2QU LoRE | Non-Red Flag Warning - Destructive Fires | Vegetation Contact | Aggregated | 2041 | 1.6552e-06 | 543.1039 | 0.00089893 | 2041 | Mitigation | 0.95 | 45 | 0 | esc | 0.00097009 | 1.6057e-09 | 0.00097009 | 1.6057e-09
[79 empty] | WLDFR | HFTD - Distribution - Tier 2 - 5QU CoRE ¦ 5QU LoRE | Non-Red Flag Warning - Large Fires | 2042 | 4.7956e-09 | 4.7956e-09 | 6.5028 | 0.81304 | 3.6355 | 2.0543 | 0 | 0 | 5.7354e-06 | 3.1185e-08 | 0 | 3.1185e-08 | 3.1185e-08 | 0 | 3.1185e-08 | 0 | 8.1778e-08 | 1.7926e-07 | 0 | 1.7926e-07 | 0 | 0 | 0 | 0 | 0 | [12 empty] | 7.3.3.17.5 (Remote Grid) Updates to grid topology to minimize risk of ignition in HFTDs Remote GridWLDFRVegetation ContactAggregated | WLDFR | HFTD - Distribution - Tier 2 - 2QU CoRE ¦ 2QU LoRE | Non-Red Flag Warning - Destructive Fires | Vegetation Contact | Aggregated | 2042 | 1.6552e-06 | 543.1039 | 0.00089893 | 2042 | Mitigation | 0.95 | 45 | 0 | esc | 0.00097009 | 1.6057e-09 | 0.00097009 | 1.6057e-09
[79 empty] | WLDFR | HFTD - Distribution - Tier 2 - 5QU CoRE ¦ 5QU LoRE | Non-Red Flag Warning - Large Fires | 2043 | 4.7956e-09 | 4.7956e-09 | 6.9209 | 0.84944 | 3.8632 | 2.2083 | 0 | 0 | 5.7354e-06 | 3.319e-08 | 0 | 3.319e-08 | 3.319e-08 | 0 | 3.319e-08 | 0 | 8.1778e-08 | 1.7926e-07 | 0 | 1.7926e-07 | 0 | 8.391e-08 | 0 | 0 | 0 | [12 empty] | 7.3.3.17.5 (Remote Grid) Updates to grid topology to minimize risk of ignition in HFTDs Remote GridWLDFRVegetation ContactAggregated | WLDFR | HFTD - Distribution - Tier 2 - 2QU CoRE ¦ 2QU LoRE | Non-Red Flag Warning - Destructive Fires | Vegetation Contact | Aggregated | 2043 | 1.6552e-06 | 543.1039 | 0.00089893 | 2043 | Mitigation | 0.95 | 45 | 0 | esc | 0.00097009 | 1.6057e-09 | 0.00097009 | 1.6057e-09
[79 empty] | WLDFR | HFTD - Distribution - Tier 2 - 5QU CoRE ¦ 5QU LoRE | Non-Red Flag Warning - Large Fires | 2044 | 4.7956e-09 | 4.7956e-09 | 6.9209 | 0.84944 | 3.8632 | 2.2083 | 0 | 0 | 5.7354e-06 | 3.319e-08 | 0 | 3.319e-08 | 3.319e-08 | 0 | 3.319e-08 | 0 | 8.1778e-08 | 1.7926e-07 | 0 | 1.7926e-07 | 0 | 8.6611e-08 | 1.7322e-07 | 0 | 1.7322e-07 | [12 empty] | 7.3.3.17.5 (Remote Grid) Updates to grid topology to minimize risk of ignition in HFTDs Remote GridWLDFRVegetation ContactAggregated | WLDFR | HFTD - Distribution - Tier 2 - 2QU CoRE ¦ 2QU LoRE | Non-Red Flag Warning - Destructive Fires | Vegetation Contact | Aggregated | 2044 | 1.6552e-06 | 543.1039 | 0.00089893 | 2044 | Mitigation | 0.95 | 45 | 0 | esc | 0.00097009 | 1.6057e-09 | 0.00097009 | 1.6057e-09
[79 empty] | WLDFR | HFTD - Distribution - Tier 2 - 5QU CoRE ¦ 5QU LoRE | Non-Red Flag Warning - Large Fires | 2045 | 4.7956e-09 | 4.7956e-09 | 6.9209 | 0.84944 | 3.8632 | 2.2083 | 0 | 0 | 5.7354e-06 | 3.319e-08 | 0 | 3.319e-08 | 3.319e-08 | 0 | 3.319e-08 | 0 | 8.5635e-08 | 1.8771e-07 | 0 | 1.8771e-07 | 0 | 8.6611e-08 | 1.7322e-07 | 0 | 1.7322e-07 | [12 empty] | 7.3.3.17.5 (Remote Grid) Updates to grid topology to minimize risk of ignition in HFTDs Remote GridWLDFRVegetation ContactAggregated | WLDFR | HFTD - Distribution - Tier 2 - 2QU CoRE ¦ 2QU LoRE | Non-Red Flag Warning - Destructive Fires | Vegetation Contact | Aggregated | 2045 | 1.6552e-06 | 543.1039 | 0.00089893 | 2045 | Mitigation | 0.95 | 45 | 0 | esc | 0.00097009 | 1.6057e-09 | 0.00097009 | 1.6057e-09
[79 empty] | WLDFR | HFTD - Distribution - Tier 2 - 5QU CoRE ¦ 5QU LoRE | Non-Red Flag Warning - Large Fires | 2046 | 4.7956e-09 | 4.7956e-09 | 6.9209 | 0.84944 | 3.8632 | 2.2083 | 0 | 0 | 5.7354e-06 | 3.319e-08 | 0 | 3.319e-08 | 3.319e-08 | 0 | 3.319e-08 | 0 | 8.5635e-08 | 1.8771e-07 | 0 | 1.8771e-07 | 0 | 8.6611e-08 | 1.7322e-07 | 0 | 1.7322e-07 | [12 empty] | 7.3.3.17.5 (Remote Grid) Updates to grid topology to minimize risk of ignition in HFTDs Remote GridWLDFRVegetation ContactAggregated | WLDFR | HFTD - Distribution - Tier 2 - 2QU CoRE ¦ 2QU LoRE | Non-Red Flag Warning - Destructive Fires | Vegetation Contact | Aggregated | 2046 | 1.6552e-06 | 543.1039 | 0.00089893 | 2046 | Mitigation | 0.95 | 45 | 0 | esc | 0.00097009 | 1.6057e-09 | 0.00097009 | 1.6057e-09
[79 empty] | WLDFR | HFTD - Distribution - Tier 2 - 5QU CoRE ¦ 5QU LoRE | Non-Red Flag Warning - Large Fires | 2047 | 4.7956e-09 | 4.7956e-09 | 6.9209 | 0.84944 | 3.8632 | 2.2083 | 0 | 0 | 5.7354e-06 | 3.319e-08 | 0 | 3.319e-08 | 3.319e-08 | 0 | 3.319e-08 | 0 | 8.5635e-08 | 1.8771e-07 | 0 | 1.8771e-07 | 0 | 8.6611e-08 | 1.7322e-07 | 0 | 1.7322e-07 | [12 empty] | 7.3.3.17.5 (Remote Grid) Updates to grid topology to minimize risk of ignition in HFTDs Remote GridWLDFRVegetation ContactAggregated | WLDFR | HFTD - Distribution - Tier 2 - 2QU CoRE ¦ 2QU LoRE | Non-Red Flag Warning - Destructive Fires | Vegetation Contact | Aggregated | 2047 | 1.6552e-06 | 543.1039 | 0.00089893 | 2047 | Mitigation | 0.95 | 45 | 0 | esc | 0.00097009 | 1.6057e-09 | 0.00097009 | 1.6057e-09
[79 empty] | WLDFR | HFTD - Distribution - Tier 2 - 5QU CoRE ¦ 5QU LoRE | Non-Red Flag Warning - Large Fires | 2048 | 4.7956e-09 | 4.7956e-09 | 7.3713 | 0.88759 | 4.1075 | 2.3763 | 0 | 0 | 5.7354e-06 | 3.535e-08 | 0 | 3.535e-08 | 3.535e-08 | 0 | 3.535e-08 | 0 | 8.5635e-08 | 1.8771e-07 | 0 | 1.8771e-07 | 0 | 8.6611e-08 | 1.7322e-07 | 0 | 1.7322e-07 | [12 empty] | 7.3.3.17.5 (Remote Grid) Updates to grid topology to minimize risk of ignition in HFTDs Remote GridWLDFRVegetation ContactAggregated | WLDFR | HFTD - Distribution - Tier 2 - 2QU CoRE ¦ 2QU LoRE | Non-Red Flag Warning - Destructive Fires | Vegetation Contact | Aggregated | 2048 | 1.6552e-06 | 543.1039 | 0.00089893 | 2048 | Mitigation | 0.95 | 45 | 0 | esc | 0.00097009 | 1.6057e-09 | 0.00097009 | 1.6057e-09
[79 empty] | WLDFR | HFTD - Distribution - Tier 2 - 5QU CoRE ¦ 5QU LoRE | Non-Red Flag Warning - Large Fires | 2049 | 4.7956e-09 | 4.7956e-09 | 7.3713 | 0.88759 | 4.1075 | 2.3763 | 0 | 0 | 5.7354e-06 | 3.535e-08 | 0 | 3.535e-08 | 3.535e-08 | 0 | 3.535e-08 | 0 | 8.5635e-08 | 1.8771e-07 | 0 | 1.8771e-07 | 0 | 9.0055e-08 | 1.8011e-07 | 0 | 1.8011e-07 | [12 empty] | 7.3.3.17.5 (Remote Grid) Updates to grid topology to minimize risk of ignition in HFTDs Remote GridWLDFRVegetation ContactAggregated | WLDFR | HFTD - Distribution - Tier 2 - 2QU CoRE ¦ 2QU LoRE | Non-Red Flag Warning - Destructive Fires | Vegetation Contact | Aggregated | 2049 | 1.6552e-06 | 543.1039 | 0.00089893 | 2049 | Mitigation | 0.95 | 45 | 0 | esc | 0.00097009 | 1.6057e-09 | 0.00097009 | 1.6057e-09
[79 empty] | WLDFR | HFTD - Distribution - Tier 2 - 5QU CoRE ¦ 5QU LoRE | Non-Red Flag Warning - Large Fires | 2050 | 4.7956e-09 | 4.7956e-09 | 7.3713 | 0.88759 | 4.1075 | 2.3763 | 0 | 0 | 5.7354e-06 | 3.535e-08 | 0 | 3.535e-08 | 3.535e-08 | 0 | 3.535e-08 | 0 | 8.9748e-08 | 1.9673e-07 | 0 | 1.9673e-07 | 0 | 9.0055e-08 | 1.8011e-07 | 0 | 1.8011e-07 | [12 empty] | 7.3.3.17.5 (Remote Grid) Updates to grid topology to minimize risk of ignition in HFTDs Remote GridWLDFRVegetation ContactAggregated | WLDFR | HFTD - Distribution - Tier 2 - 2QU CoRE ¦ 2QU LoRE | Non-Red Flag Warning - Destructive Fires | Vegetation Contact | Aggregated | 2050 | 1.6552e-06 | 543.1039 | 0.00089893 | 2050 | Mitigation | 0.95 | 45 | 0 | esc | 0.00097009 | 1.6057e-09 | 0.00097009 | 1.6057e-09
[79 empty] | WLDFR | HFTD - Distribution - Tier 2 - 5QU CoRE ¦ 5QU LoRE | Non-Red Flag Warning - Large Fires | 2051 | 4.7956e-09 | 4.7956e-09 | 7.3713 | 0.88759 | 4.1075 | 2.3763 | 0 | 0 | 5.7354e-06 | 3.535e-08 | 0 | 3.535e-08 | 3.535e-08 | 0 | 3.535e-08 | 0 | 8.9748e-08 | 1.9673e-07 | 0 | 1.9673e-07 | 0 | 9.0055e-08 | 1.8011e-07 | 0 | 1.8011e-07 | [12 empty] | 7.3.3.17.5 (Remote Grid) Updates to grid topology to minimize risk of ignition in HFTDs Remote GridWLDFRVegetation ContactAggregated | WLDFR | HFTD - Distribution - Tier 2 - 2QU CoRE ¦ 2QU LoRE | Non-Red Flag Warning - Destructive Fires | Vegetation Contact | Aggregated | 2051 | 1.6552e-06 | 543.1039 | 0.00089893 | 2051 | Mitigation | 0.95 | 45 | 0 | esc | 0.00097009 | 1.6057e-09 | 0.00097009 | 1.6057e-09
[79 empty] | WLDFR | HFTD - Distribution - Tier 2 - 5QU CoRE ¦ 5QU LoRE | Non-Red Flag Warning - Large Fires | 2052 | 4.7956e-09 | 4.7956e-09 | 7.3713 | 0.88759 | 4.1075 | 2.3763 | 0 | 0 | 5.7354e-06 | 3.535e-08 | 0 | 3.535e-08 | 3.535e-08 | 0 | 3.535e-08 | 0 | 8.9748e-08 | 1.9673e-07 | 0 | 1.9673e-07 | 0 | 9.0055e-08 | 1.8011e-07 | 0 | 1.8011e-07 | [12 empty] | 7.3.3.17.5 (Remote Grid) Updates to grid topology to minimize risk of ignition in HFTDs Remote GridWLDFRVegetation ContactAggregated | WLDFR | HFTD - Distribution - Tier 2 - 2QU CoRE ¦ 2QU LoRE | Non-Red Flag Warning - Destructive Fires | Vegetation Contact | Aggregated | 2052 | 1.6552e-06 | 543.1039 | 0.00089893 | 2052 | Mitigation | 0.95 | 45 | 0 | esc | 0.00097009 | 1.6057e-09 | 0.00097009 | 1.6057e-09
[79 empty] | WLDFR | HFTD - Distribution - Tier 2 - 5QU CoRE ¦ 5QU LoRE | Non-Red Flag Warning - Large Fires | 2053 | 4.7956e-09 | 4.7956e-09 | 7.8503 | 0.92702 | 4.3664 | 2.5569 | 0 | 0 | 5.7354e-06 | 3.7647e-08 | 0 | 3.7647e-08 | 3.7647e-08 | 0 | 3.7647e-08 | 0 | 8.9748e-08 | 1.9673e-07 | 0 | 1.9673e-07 | 0 | 9.0055e-08 | 1.8011e-07 | 0 | 1.8011e-07 | [12 empty] | 7.3.3.17.5 (Remote Grid) Updates to grid topology to minimize risk of ignition in HFTDs Remote GridWLDFRVegetation ContactAggregated | WLDFR | HFTD - Distribution - Tier 2 - 2QU CoRE ¦ 2QU LoRE | Non-Red Flag Warning - Destructive Fires | Vegetation Contact | Aggregated | 2053 | 1.6552e-06 | 543.1039 | 0.00089893 | 2053 | Mitigation | 0.95 | 45 | 0 | esc | 0.00097009 | 1.6057e-09 | 0.00097009 | 1.6057e-09
[79 empty] | WLDFR | HFTD - Distribution - Tier 2 - 5QU CoRE ¦ 5QU LoRE | Non-Red Flag Warning - Large Fires | 2054 | 4.7956e-09 | 4.7956e-09 | 7.8503 | 0.92702 | 4.3664 | 2.5569 | 0 | 0 | 5.7354e-06 | 3.7647e-08 | 0 | 3.7647e-08 | 3.7647e-08 | 0 | 3.7647e-08 | 0 | 8.9748e-08 | 1.9673e-07 | 0 | 1.9673e-07 | 0 | 9.3938e-08 | 1.8788e-07 | 0 | 1.8788e-07 | [12 empty] | 7.3.3.17.5 (Remote Grid) Updates to grid topology to minimize risk of ignition in HFTDs Remote GridWLDFRVegetation ContactAggregated | WLDFR | HFTD - Distribution - Tier 2 - 2QU CoRE ¦ 2QU LoRE | Non-Red Flag Warning - Destructive Fires | Vegetation Contact | Aggregated | 2054 | 1.6552e-06 | 543.1039 | 0.00089893 | 2054 | Mitigation | 0.95 | 45 | 0 | esc | 0.00097009 | 1.6057e-09 | 0.00097009 | 1.6057e-09
[79 empty] | WLDFR | HFTD - Distribution - Tier 2 - 5QU CoRE ¦ 5QU LoRE | Non-Red Flag Warning - Large Fires | 2055 | 4.7956e-09 | 4.7956e-09 | 7.8503 | 0.92702 | 4.3664 | 2.5569 | 0 | 0 | 5.7354e-06 | 3.7647e-08 | 0 | 3.7647e-08 | 3.7647e-08 | 0 | 3.7647e-08 | 0 | 9.4074e-08 | 2.0621e-07 | 0 | 2.0621e-07 | 0 | 9.3938e-08 | 1.8788e-07 | 0 | 1.8788e-07 | [12 empty] | 7.3.3.17.5 (Remote Grid) Updates to grid topology to minimize risk of ignition in HFTDs Remote GridWLDFRVegetation ContactAggregated | WLDFR | HFTD - Distribution - Tier 2 - 2QU CoRE ¦ 2QU LoRE | Non-Red Flag Warning - Destructive Fires | Vegetation Contact | Aggregated | 2055 | 1.6552e-06 | 543.1039 | 0.00089893 | 2055 | Mitigation | 0.95 | 45 | 0 | esc | 0.00097009 | 1.6057e-09 | 0.00097009 | 1.6057e-09
[79 empty] | WLDFR | HFTD - Distribution - Tier 2 - 5QU CoRE ¦ 5QU LoRE | Non-Red Flag Warning - Large Fires | 2056 | 4.7956e-09 | 4.7956e-09 | 7.8503 | 0.92702 | 4.3664 | 2.5569 | 0 | 0 | 5.7354e-06 | 3.7647e-08 | 0 | 3.7647e-08 | 3.7647e-08 | 0 | 3.7647e-08 | 0 | 9.4074e-08 | 2.0621e-07 | 0 | 2.0621e-07 | 0 | 9.3938e-08 | 1.8788e-07 | 0 | 1.8788e-07 | [12 empty] | 7.3.3.17.5 (Remote Grid) Updates to grid topology to minimize risk of ignition in HFTDs Remote GridWLDFRVegetation ContactAggregated | WLDFR | HFTD - Distribution - Tier 2 - 2QU CoRE ¦ 2QU LoRE | Non-Red Flag Warning - Destructive Fires | Vegetation Contact | Aggregated | 2056 | 1.6552e-06 | 543.1039 | 0.00089893 | 2056 | Mitigation | 0.95 | 45 | 0 | esc | 0.00097009 | 1.6057e-09 | 0.00097009 | 1.6057e-09
[79 empty] | WLDFR | HFTD - Distribution - Tier 2 - 5QU CoRE ¦ 5QU LoRE | Non-Red Flag Warning - Large Fires | 2057 | 4.7956e-09 | 4.7956e-09 | 7.8503 | 0.92702 | 4.3664 | 2.5569 | 0 | 0 | 5.7354e-06 | 3.7647e-08 | 0 | 3.7647e-08 | 3.7647e-08 | 0 | 3.7647e-08 | 0 | 9.4074e-08 | 2.0621e-07 | 0 | 2.0621e-07 | 0 | 9.3938e-08 | 1.8788e-07 | 0 | 1.8788e-07 | [12 empty] | 7.3.3.17.5 (Remote Grid) Updates to grid topology to minimize risk of ignition in HFTDs Remote GridWLDFRVegetation ContactAggregated | WLDFR | HFTD - Distribution - Tier 2 - 2QU CoRE ¦ 2QU LoRE | Non-Red Flag Warning - Destructive Fires | Vegetation Contact | Aggregated | 2057 | 1.6552e-06 | 543.1039 | 0.00089893 | 2057 | Mitigation | 0.95 | 45 | 0 | esc | 0.00097009 | 1.6057e-09 | 0.00097009 | 1.6057e-09
[79 empty] | WLDFR | HFTD - Distribution - Tier 2 - 5QU CoRE ¦ 5QU LoRE | Non-Red Flag Warning - Large Fires | 2058 | 4.7956e-09 | 4.7956e-09 | 8.3524 | 0.96727 | 4.6367 | 2.7484 | 0 | 0 | 5.7354e-06 | 4.0054e-08 | 0 | 4.0054e-08 | 4.0054e-08 | 0 | 4.0054e-08 | 0 | 9.4074e-08 | 2.0621e-07 | 0 | 2.0621e-07 | 0 | 9.3938e-08 | 1.8788e-07 | 0 | 1.8788e-07 | [12 empty] | 7.3.3.17.5 (Remote Grid) Updates to grid topology to minimize risk of ignition in HFTDs Remote GridWLDFRVegetation ContactAggregated | WLDFR | HFTD - Distribution - Tier 2 - 2QU CoRE ¦ 2QU LoRE | Non-Red Flag Warning - Destructive Fires | Vegetation Contact | Aggregated | 2058 | 1.6552e-06 | 543.1039 | 0.00089893 | 2058 | Mitigation | 0.95 | 45 | 0 | esc | 0.00097009 | 1.6057e-09 | 0.00097009 | 1.6057e-09
[79 empty] | WLDFR | HFTD - Distribution - Tier 2 - 5QU CoRE ¦ 5QU LoRE | Non-Red Flag Warning - Large Fires | 2059 | 4.7956e-09 | 4.7956e-09 | 8.3524 | 0.96727 | 4.6367 | 2.7484 | 0 | 0 | 5.7354e-06 | 4.0054e-08 | 0 | 4.0054e-08 | 4.0054e-08 | 0 | 4.0054e-08 | 0 | 9.4074e-08 | 2.0621e-07 | 0 | 2.0621e-07 | 0 | 9.8218e-08 | 1.9644e-07 | 0 | 1.9644e-07 | [12 empty] | 7.3.3.17.5 (Remote Grid) Updates to grid topology to minimize risk of ignition in HFTDs Remote GridWLDFRVegetation ContactAggregated | WLDFR | HFTD - Distribution - Tier 2 - 2QU CoRE ¦ 2QU LoRE | Non-Red Flag Warning - Destructive Fires | Vegetation Contact | Aggregated | 2059 | 1.6552e-06 | 543.1039 | 0.00089893 | 2059 | Mitigation | 0.95 | 45 | 0 | esc | 0.00097009 | 1.6057e-09 | 0.00097009 | 1.6057e-09
[79 empty] | WLDFR | HFTD - Distribution - Tier 2 - 5QU CoRE ¦ 5QU LoRE | Non-Red Flag Warning - Large Fires | 2060 | 4.7956e-09 | 4.7956e-09 | 8.3524 | 0.96727 | 4.6367 | 2.7484 | 0 | 0 | 5.7354e-06 | 4.0054e-08 | 0 | 4.0054e-08 | 4.0054e-08 | 0 | 4.0054e-08 | 0 | 9.8565e-08 | 2.1606e-07 | 0 | 2.1606e-07 | 0 | 9.8218e-08 | 1.9644e-07 | 0 | 1.9644e-07 | [12 empty] | 7.3.3.17.5 (Remote Grid) Updates to grid topology to minimize risk of ignition in HFTDs Remote GridWLDFRVegetation ContactAggregated | WLDFR | HFTD - Distribution - Tier 2 - 2QU CoRE ¦ 2QU LoRE | Non-Red Flag Warning - Destructive Fires | Vegetation Contact | Aggregated | 2060 | 1.6552e-06 | 543.1039 | 0.00089893 | 2060 | Mitigation | 0.95 | 45 | 0 | esc | 0.00097009 | 1.6057e-09 | 0.00097009 | 1.6057e-09
[79 empty] | WLDFR | HFTD - Distribution - Tier 2 - 5QU CoRE ¦ 5QU LoRE | Non-Red Flag Warning - Large Fires | 2061 | 4.7956e-09 | 4.7956e-09 | 8.3524 | 0.96727 | 4.6367 | 2.7484 | 0 | 0 | 5.7354e-06 | 4.0054e-08 | 0 | 4.0054e-08 | 4.0054e-08 | 0 | 4.0054e-08 | 0 | 9.8565e-08 | 2.1606e-07 | 0 | 2.1606e-07 | 0 | 9.8218e-08 | 1.9644e-07 | 0 | 1.9644e-07 | [12 empty] | 7.3.3.17.5 (Remote Grid) Updates to grid topology to minimize risk of ignition in HFTDs Remote GridWLDFRVegetation ContactAggregated | WLDFR | HFTD - Distribution - Tier 2 - 2QU CoRE ¦ 2QU LoRE | Non-Red Flag Warning - Destructive Fires | Vegetation Contact | Aggregated | 2061 | 1.6552e-06 | 543.1039 | 0.00089893 | 2061 | Mitigation | 0.95 | 45 | 0 | esc | 0.00097009 | 1.6057e-09 | 0.00097009 | 1.6057e-09
[79 empty] | WLDFR | HFTD - Distribution - Tier 2 - 5QU CoRE ¦ 5QU LoRE | Non-Red Flag Warning - Large Fires | 2062 | 4.7956e-09 | 4.7956e-09 | 8.3524 | 0.96727 | 4.6367 | 2.7484 | 0 | 0 | 5.7354e-06 | 4.0054e-08 | 0 | 4.0054e-08 | 4.0054e-08 | 0 | 4.0054e-08 | 0 | 9.8565e-08 | 2.1606e-07 | 0 | 2.1606e-07 | 0 | 9.8218e-08 | 1.9644e-07 | 0 | 1.9644e-07 | [12 empty] | 7.3.3.17.5 (Remote Grid) Updates to grid topology to minimize risk of ignition in HFTDs Remote GridWLDFRVegetation ContactAggregated | WLDFR | HFTD - Distribution - Tier 2 - 2QU CoRE ¦ 2QU LoRE | Non-Red Flag Warning - Destructive Fires | Vegetation Contact | Aggregated | 2062 | 1.6552e-06 | 543.1039 | 0.00089893 | 2062 | Mitigation | 0.95 | 45 | 0 | esc | 0.00097009 | 1.6057e-09 | 0.00097009 | 1.6057e-09
[79 empty] | WLDFR | HFTD - Distribution - Tier 2 - 5QU CoRE ¦ 5QU LoRE | Non-Red Flag Warning - Large Fires | 2063 | 4.7956e-09 | 4.7956e-09 | 8.872 | 1.0079 | 4.9153 | 2.9488 | 0 | 0 | 5.7354e-06 | 4.2546e-08 | 0 | 4.2546e-08 | 4.2546e-08 | 0 | 4.2546e-08 | 0 | 9.8565e-08 | 2.1606e-07 | 0 | 2.1606e-07 | 0 | 9.8218e-08 | 1.9644e-07 | 0 | 1.9644e-07 | [12 empty] | 7.3.3.17.5 (Remote Grid) Updates to grid topology to minimize risk of ignition in HFTDs Remote GridWLDFRVegetation ContactAggregated | WLDFR | HFTD - Distribution - Tier 2 - 2QU CoRE ¦ 2QU LoRE | Non-Red Flag Warning - Destructive Fires | Vegetation Contact | Aggregated | 2063 | 1.6552e-06 | 543.1039 | 0.00089893 | 2063 | Mitigation | 0.95 | 45 | 0 | esc | 0.00097009 | 1.6057e-09 | 0.00097009 | 1.6057e-09
[79 empty] | WLDFR | HFTD - Distribution - Tier 2 - 5QU CoRE ¦ 5QU LoRE | Non-Red Flag Warning - Large Fires | 2064 | 4.7956e-09 | 4.7956e-09 | 8.872 | 1.0079 | 4.9153 | 2.9488 | 0 | 0 | 5.7354e-06 | 4.2546e-08 | 0 | 4.2546e-08 | 4.2546e-08 | 0 | 4.2546e-08 | 0 | 9.8565e-08 | 2.1606e-07 | 0 | 2.1606e-07 | 0 | 1.0285e-07 | 2.057e-07 | 0 | 2.057e-07 | [12 empty] | 7.3.3.17.5 (Remote Grid) Updates to grid topology to minimize risk of ignition in HFTDs Remote GridWLDFRVegetation ContactAggregated | WLDFR | HFTD - Distribution - Tier 2 - 2QU CoRE ¦ 2QU LoRE | Non-Red Flag Warning - Destructive Fires | Vegetation Contact | Aggregated | 2064 | 1.6552e-06 | 543.1039 | 0.00089893 | 2064 | Mitigation | 0.95 | 45 | 0 | esc | 0.00097009 | 1.6057e-09 | 0.00097009 | 1.6057e-09
[79 empty] | WLDFR | HFTD - Distribution - Tier 2 - 5QU CoRE ¦ 5QU LoRE | Non-Red Flag Warning - Large Fires | 2065 | 4.7956e-09 | 4.7956e-09 | 8.872 | 1.0079 | 4.9153 | 2.9488 | 0 | 0 | 5.7354e-06 | 4.2546e-08 | 0 | 4.2546e-08 | 4.2546e-08 | 0 | 4.2546e-08 | 0 | 1.0317e-07 | 2.2615e-07 | 0 | 2.2615e-07 | 0 | 1.0285e-07 | 2.057e-07 | 0 | 2.057e-07 | [12 empty] | 7.3.3.17.5 (Remote Grid) Updates to grid topology to minimize risk of ignition in HFTDs Remote GridWLDFRVegetation ContactAggregated | WLDFR | HFTD - Distribution - Tier 2 - 2QU CoRE ¦ 2QU LoRE | Non-Red Flag Warning - Destructive Fires | Vegetation Contact | Aggregated | 2065 | 1.6552e-06 | 543.1039 | 0.00089893 | 2065 | Mitigation | 0.95 | 45 | 0 | esc | 0.00097009 | 1.6057e-09 | 0.00097009 | 1.6057e-09
[79 empty] | WLDFR | HFTD - Distribution - Tier 2 - 5QU CoRE ¦ 5QU LoRE | Non-Red Flag Warning - Large Fires | 2066 | 4.7956e-09 | 4.7956e-09 | 8.872 | 1.0079 | 4.9153 | 2.9488 | 0 | 0 | 5.7354e-06 | 4.2546e-08 | 0 | 4.2546e-08 | 4.2546e-08 | 0 | 4.2546e-08 | 0 | 1.0317e-07 | 2.2615e-07 | 0 | 2.2615e-07 | 0 | 1.0285e-07 | 2.057e-07 | 0 | 2.057e-07 | [12 empty] | 7.3.3.17.5 (Remote Grid) Updates to grid topology to minimize risk of ignition in HFTDs Remote GridWLDFRVegetation ContactAggregated | WLDFR | HFTD - Distribution - Tier 2 - 2QU CoRE ¦ 2QU LoRE | Non-Red Flag Warning - Destructive Fires | Vegetation Contact | Aggregated | 2066 | 1.6552e-06 | 543.1039 | 0.00089893 | 2066 | Mitigation | 0.95 | 45 | 0 | esc | 0.00097009 | 1.6057e-09 | 0.00097009 | 1.6057e-09
[79 empty] | WLDFR | HFTD - Distribution - Tier 2 - 5QU CoRE ¦ 5QU LoRE | Non-Red Flag Warning - Large Fires | 2067 | 0 | 4.7956e-09 | 8.872 | 1.0079 | 4.9153 | 2.9488 | 0 | 0 | 5.7354e-06 | 0 | 0 | 0 | 4.2546e-08 | 0 | 4.2546e-08 | 0 | 1.0317e-07 | 2.2615e-07 | 0 | 2.2615e-07 | 0 | 1.0285e-07 | 2.057e-07 | 0 | 2.057e-07 | [12 empty] | 7.3.3.17.5 (Remote Grid) Updates to grid topology to minimize risk of ignition in HFTDs Remote GridWLDFRVegetation ContactAggregated | WLDFR | HFTD - Distribution - Tier 2 - 2QU CoRE ¦ 2QU LoRE | Non-Red Flag Warning - Destructive Fires | Vegetation Contact | Aggregated | 2067 | 1.6552e-06 | 543.1039 | 0.00089893 | 2067 | Mitigation | 0.95 | 45 | 0 | esc | 0 | 0 | 0.00097009 | 1.6057e-09
[79 empty] | WLDFR | HFTD - Distribution - Tier 2 - 5QU CoRE ¦ 5QU LoRE | Non-Red Flag Warning - Small Fires | 2022 | 1.812e-06 | 0 | 0.077901 | 0.036425 | 0.0015809 | 0.039895 | 0 | 0 | 0.0020574 | 1.4115e-07 | 0 | 1.4115e-07 | 0 | 0 | 0 | 0 | 1.0317e-07 | 2.2615e-07 | 0 | 2.2615e-07 | 0 | 1.0285e-07 | 2.057e-07 | 0 | 2.057e-07 | [12 empty] | 7.3.3.17.5 (Remote Grid) Updates to grid topology to minimize risk of ignition in HFTDs Remote GridWLDFRWire-to-wire contactAggregated | WLDFR | HFTD - Distribution - Tier 2 - 2QU CoRE ¦ 2QU LoRE | Non-Red Flag Warning - Destructive Fires | Wire-to-wire contact | Aggregated | 2022 | 9.0837e-07 | 543.1039 | 0.00049334 | 2022 | Mitigation | 0.95 | 45 | 0 | esc | 0.00097009 | 8.812e-10 | 0 | 0
[79 empty] | WLDFR | HFTD - Distribution - Tier 2 - 5QU CoRE ¦ 5QU LoRE | Non-Red Flag Warning - Small Fires | 2023 | 1.812e-06 | 1.812e-06 | 0.080408 | 0.03759 | 0.0016314 | 0.041187 | 0 | 0 | 0.0020574 | 1.457e-07 | 0 | 1.457e-07 | 1.457e-07 | 0 | 1.457e-07 | 0 | 1.0317e-07 | 2.2615e-07 | 0 | 2.2615e-07 | 0 | 1.0779e-07 | 2.1558e-07 | 0 | 2.1558e-07 | [12 empty] | 7.3.3.17.5 (Remote Grid) Updates to grid topology to minimize risk of ignition in HFTDs Remote GridWLDFRWire-to-wire contactAggregated | WLDFR | HFTD - Distribution - Tier 2 - 2QU CoRE ¦ 2QU LoRE | Non-Red Flag Warning - Destructive Fires | Wire-to-wire contact | Aggregated | 2023 | 9.0837e-07 | 543.1039 | 0.00049334 | 2023 | Mitigation | 0.95 | 45 | 0 | esc | 0.00097009 | 8.812e-10 | 0.00097009 | 8.812e-10
[79 empty] | WLDFR | HFTD - Distribution - Tier 2 - 5QU CoRE ¦ 5QU LoRE | Non-Red Flag Warning - Small Fires | 2024 | 1.812e-06 | 1.812e-06 | 0.080408 | 0.03759 | 0.0016314 | 0.041187 | 0 | 0 | 0.0020574 | 1.457e-07 | 0 | 1.457e-07 | 1.457e-07 | 0 | 1.457e-07 | 0 | 1.0784e-07 | 2.3638e-07 | 0 | 2.3638e-07 | 0 | 1.0779e-07 | 2.1558e-07 | 0 | 2.1558e-07 | [12 empty] | 7.3.3.17.5 (Remote Grid) Updates to grid topology to minimize risk of ignition in HFTDs Remote GridWLDFRWire-to-wire contactAggregated | WLDFR | HFTD - Distribution - Tier 2 - 2QU CoRE ¦ 2QU LoRE | Non-Red Flag Warning - Destructive Fires | Wire-to-wire contact | Aggregated | 2024 | 9.0837e-07 | 543.1039 | 0.00049334 | 2024 | Mitigation | 0.95 | 45 | 0 | esc | 0.00097009 | 8.812e-10 | 0.00097009 | 8.812e-10
[79 empty] | WLDFR | HFTD - Distribution - Tier 2 - 5QU CoRE ¦ 5QU LoRE | Non-Red Flag Warning - Small Fires | 2025 | 1.812e-06 | 1.812e-06 | 0.080408 | 0.03759 | 0.0016314 | 0.041187 | 0 | 0 | 0.0020574 | 1.457e-07 | 0 | 1.457e-07 | 1.457e-07 | 0 | 1.457e-07 | 0 | 1.0784e-07 | 2.3638e-07 | 0 | 2.3638e-07 | 0 | 1.0779e-07 | 2.1558e-07 | 0 | 2.1558e-07 | [12 empty] | 7.3.3.17.5 (Remote Grid) Updates to grid topology to minimize risk of ignition in HFTDs Remote GridWLDFRWire-to-wire contactAggregated | WLDFR | HFTD - Distribution - Tier 2 - 2QU CoRE ¦ 2QU LoRE | Non-Red Flag Warning - Destructive Fires | Wire-to-wire contact | Aggregated | 2025 | 9.0837e-07 | 543.1039 | 0.00049334 | 2025 | Mitigation | 0.95 | 45 | 0 | esc | 0.00097009 | 8.812e-10 | 0.00097009 | 8.812e-10
[79 empty] | WLDFR | HFTD - Distribution - Tier 2 - 5QU CoRE ¦ 5QU LoRE | Non-Red Flag Warning - Small Fires | 2026 | 1.812e-06 | 1.812e-06 | 0.080408 | 0.03759 | 0.0016314 | 0.041187 | 0 | 0 | 0.0020574 | 1.457e-07 | 0 | 1.457e-07 | 1.457e-07 | 0 | 1.457e-07 | 0 | 1.0784e-07 | 2.3638e-07 | 0 | 2.3638e-07 | 0 | 1.0779e-07 | 2.1558e-07 | 0 | 2.1558e-07 | [12 empty] | 7.3.3.17.5 (Remote Grid) Updates to grid topology to minimize risk of ignition in HFTDs Remote GridWLDFRWire-to-wire contactAggregated | WLDFR | HFTD - Distribution - Tier 2 - 2QU CoRE ¦ 2QU LoRE | Non-Red Flag Warning - Destructive Fires | Wire-to-wire contact | Aggregated | 2026 | 9.0837e-07 | 543.1039 | 0.00049334 | 2026 | Mitigation | 0.95 | 45 | 0 | esc | 0.00097009 | 8.812e-10 | 0.00097009 | 8.812e-10
[79 empty] | WLDFR | HFTD - Distribution - Tier 2 - 5QU CoRE ¦ 5QU LoRE | Non-Red Flag Warning - Small Fires | 2027 | 1.812e-06 | 1.812e-06 | 0.080408 | 0.03759 | 0.0016314 | 0.041187 | 0 | 0 | 0.0020574 | 1.457e-07 | 0 | 1.457e-07 | 1.457e-07 | 0 | 1.457e-07 | 0 | 0 | 2.3638e-07 | 0 | 2.3638e-07 | 0 | 0 | 2.1558e-07 | 0 | 2.1558e-07 | [12 empty] | 7.3.3.17.5 (Remote Grid) Updates to grid topology to minimize risk of ignition in HFTDs Remote GridWLDFRWire-to-wire contactAggregated | WLDFR | HFTD - Distribution - Tier 2 - 2QU CoRE ¦ 2QU LoRE | Non-Red Flag Warning - Destructive Fires | Wire-to-wire contact | Aggregated | 2027 | 9.0837e-07 | 543.1039 | 0.00049334 | 2027 | Mitigation | 0.95 | 45 | 0 | esc | 0.00097009 | 8.812e-10 | 0.00097009 | 8.812e-10
[79 empty] | WLDFR | HFTD - Distribution - Tier 2 - 5QU CoRE ¦ 5QU LoRE | Non-Red Flag Warning - Small Fires | 2028 | 1.812e-06 | 1.812e-06 | 0.083606 | 0.039055 | 0.001695 | 0.042856 | 0 | 0 | 0.0020574 | 1.5149e-07 | 0 | 1.5149e-07 | 1.5149e-07 | 0 | 1.5149e-07 | 0 | 0 | 0 | 0 | 0 | 0 | 0 | 0 | 0 | 0 | [12 empty] | 7.3.3.17.5 (Remote Grid) Updates to grid topology to minimize risk of ignition in HFTDs Remote GridWLDFRWire-to-wire contactAggregated | WLDFR | HFTD - Distribution - Tier 2 - 2QU CoRE ¦ 2QU LoRE | Non-Red Flag Warning - Destructive Fires | Wire-to-wire contact | Aggregated | 2028 | 9.0837e-07 | 543.1039 | 0.00049334 | 2028 | Mitigation | 0.95 | 45 | 0 | esc | 0.00097009 | 8.812e-10 | 0.00097009 | 8.812e-10
[79 empty] | WLDFR | HFTD - Distribution - Tier 2 - 5QU CoRE ¦ 5QU LoRE | Non-Red Flag Warning - Small Fires | 2029 | 1.812e-06 | 1.812e-06 | 0.083606 | 0.039055 | 0.001695 | 0.042856 | 0 | 0 | 0.0020574 | 1.5149e-07 | 0 | 1.5149e-07 | 1.5149e-07 | 0 | 1.5149e-07 | 0 | 1.4621e-06 | 0 | 0 | 0 | 0 | 0 | 0 | 0 | 0 | [12 empty] | 7.3.3.17.5 (Remote Grid) Updates to grid topology to minimize risk of ignition in HFTDs Remote GridWLDFRWire-to-wire contactAggregated | WLDFR | HFTD - Distribution - Tier 2 - 2QU CoRE ¦ 2QU LoRE | Non-Red Flag Warning - Destructive Fires | Wire-to-wire contact | Aggregated | 2029 | 9.0837e-07 | 543.1039 | 0.00049334 | 2029 | Mitigation | 0.95 | 45 | 0 | esc | 0.00097009 | 8.812e-10 | 0.00097009 | 8.812e-10
[79 empty] | WLDFR | HFTD - Distribution - Tier 2 - 5QU CoRE ¦ 5QU LoRE | Non-Red Flag Warning - Small Fires | 2030 | 1.812e-06 | 1.812e-06 | 0.083606 | 0.039055 | 0.001695 | 0.042856 | 0 | 0 | 0.0020574 | 1.5149e-07 | 0 | 1.5149e-07 | 1.5149e-07 | 0 | 1.5149e-07 | 0 | 1.5156e-06 | 3.3223e-06 | 0 | 3.3223e-06 | 0 | 5.5009e-05 | 0 | 0 | 0 | [12 empty] | 7.3.3.17.5 (Remote Grid) Updates to grid topology to minimize risk of ignition in HFTDs Remote GridWLDFRWire-to-wire contactAggregated | WLDFR | HFTD - Distribution - Tier 2 - 2QU CoRE ¦ 2QU LoRE | Non-Red Flag Warning - Destructive Fires | Wire-to-wire contact | Aggregated | 2030 | 9.0837e-07 | 543.1039 | 0.00049334 | 2030 | Mitigation | 0.95 | 45 | 0 | esc | 0.00097009 | 8.812e-10 | 0.00097009 | 8.812e-10
[79 empty] | WLDFR | HFTD - Distribution - Tier 2 - 5QU CoRE ¦ 5QU LoRE | Non-Red Flag Warning - Small Fires | 2031 | 1.812e-06 | 1.812e-06 | 0.083606 | 0.039055 | 0.001695 | 0.042856 | 0 | 0 | 0.0020574 | 1.5149e-07 | 0 | 1.5149e-07 | 1.5149e-07 | 0 | 1.5149e-07 | 0 | 1.5156e-06 | 3.3223e-06 | 0 | 3.3223e-06 | 0 | 5.7026e-05 | 0.00011405 | 0 | 0.00011405 | [12 empty] | 7.3.3.17.5 (Remote Grid) Updates to grid topology to minimize risk of ignition in HFTDs Remote GridWLDFRWire-to-wire contactAggregated | WLDFR | HFTD - Distribution - Tier 2 - 2QU CoRE ¦ 2QU LoRE | Non-Red Flag Warning - Destructive Fires | Wire-to-wire contact | Aggregated | 2031 | 9.0837e-07 | 543.1039 | 0.00049334 | 2031 | Mitigation | 0.95 | 45 | 0 | esc | 0.00097009 | 8.812e-10 | 0.00097009 | 8.812e-10
[79 empty] | WLDFR | HFTD - Distribution - Tier 2 - 5QU CoRE ¦ 5QU LoRE | Non-Red Flag Warning - Small Fires | 2032 | 1.812e-06 | 1.812e-06 | 0.083606 | 0.039055 | 0.001695 | 0.042856 | 0 | 0 | 0.0020574 | 1.5149e-07 | 0 | 1.5149e-07 | 1.5149e-07 | 0 | 1.5149e-07 | 0 | 1.5156e-06 | 3.3223e-06 | 0 | 3.3223e-06 | 0 | 5.7026e-05 | 0.00011405 | 0 | 0.00011405 | [12 empty] | 7.3.3.17.5 (Remote Grid) Updates to grid topology to minimize risk of ignition in HFTDs Remote GridWLDFRWire-to-wire contactAggregated | WLDFR | HFTD - Distribution - Tier 2 - 2QU CoRE ¦ 2QU LoRE | Non-Red Flag Warning - Destructive Fires | Wire-to-wire contact | Aggregated | 2032 | 9.0837e-07 | 543.1039 | 0.00049334 | 2032 | Mitigation | 0.95 | 45 | 0 | esc | 0.00097009 | 8.812e-10 | 0.00097009 | 8.812e-10
[79 empty] | WLDFR | HFTD - Distribution - Tier 2 - 5QU CoRE ¦ 5QU LoRE | Non-Red Flag Warning - Small Fires | 2033 | 1.812e-06 | 1.812e-06 | 0.087211 | 0.040679 | 0.0017655 | 0.044766 | 0 | 0 | 0.0020574 | 1.5802e-07 | 0 | 1.5802e-07 | 1.5802e-07 | 0 | 1.5802e-07 | 0 | 1.5156e-06 | 3.3223e-06 | 0 | 3.3223e-06 | 0 | 5.7026e-05 | 0.00011405 | 0 | 0.00011405 | [12 empty] | 7.3.3.17.5 (Remote Grid) Updates to grid topology to minimize risk of ignition in HFTDs Remote GridWLDFRWire-to-wire contactAggregated | WLDFR | HFTD - Distribution - Tier 2 - 2QU CoRE ¦ 2QU LoRE | Non-Red Flag Warning - Destructive Fires | Wire-to-wire contact | Aggregated | 2033 | 9.0837e-07 | 543.1039 | 0.00049334 | 2033 | Mitigation | 0.95 | 45 | 0 | esc | 0.00097009 | 8.812e-10 | 0.00097009 | 8.812e-10
[79 empty] | WLDFR | HFTD - Distribution - Tier 2 - 5QU CoRE ¦ 5QU LoRE | Non-Red Flag Warning - Small Fires | 2034 | 1.812e-06 | 1.812e-06 | 0.087211 | 0.040679 | 0.0017655 | 0.044766 | 0 | 0 | 0.0020574 | 1.5802e-07 | 0 | 1.5802e-07 | 1.5802e-07 | 0 | 1.5802e-07 | 0 | 1.5156e-06 | 3.3223e-06 | 0 | 3.3223e-06 | 0 | 5.7026e-05 | 0.00011405 | 0 | 0.00011405 | [12 empty] | 7.3.3.17.5 (Remote Grid) Updates to grid topology to minimize risk of ignition in HFTDs Remote GridWLDFRWire-to-wire contactAggregated | WLDFR | HFTD - Distribution - Tier 2 - 2QU CoRE ¦ 2QU LoRE | Non-Red Flag Warning - Destructive Fires | Wire-to-wire contact | Aggregated | 2034 | 9.0837e-07 | 543.1039 | 0.00049334 | 2034 | Mitigation | 0.95 | 45 | 0 | esc | 0.00097009 | 8.812e-10 | 0.00097009 | 8.812e-10
[79 empty] | WLDFR | HFTD - Distribution - Tier 2 - 5QU CoRE ¦ 5QU LoRE | Non-Red Flag Warning - Small Fires | 2035 | 1.812e-06 | 1.812e-06 | 0.087211 | 0.040679 | 0.0017655 | 0.044766 | 0 | 0 | 0.0020574 | 1.5802e-07 | 0 | 1.5802e-07 | 1.5802e-07 | 0 | 1.5802e-07 | 0 | 1.5832e-06 | 3.4703e-06 | 0 | 3.4703e-06 | 0 | 5.7026e-05 | 0.00011405 | 0 | 0.00011405 | [12 empty] | 7.3.3.17.5 (Remote Grid) Updates to grid topology to minimize risk of ignition in HFTDs Remote GridWLDFRWire-to-wire contactAggregated | WLDFR | HFTD - Distribution - Tier 2 - 2QU CoRE ¦ 2QU LoRE | Non-Red Flag Warning - Destructive Fires | Wire-to-wire contact | Aggregated | 2035 | 9.0837e-07 | 543.1039 | 0.00049334 | 2035 | Mitigation | 0.95 | 45 | 0 | esc | 0.00097009 | 8.812e-10 | 0.00097009 | 8.812e-10
[79 empty] | WLDFR | HFTD - Distribution - Tier 2 - 5QU CoRE ¦ 5QU LoRE | Non-Red Flag Warning - Small Fires | 2036 | 1.812e-06 | 1.812e-06 | 0.087211 | 0.040679 | 0.0017655 | 0.044766 | 0 | 0 | 0.0020574 | 1.5802e-07 | 0 | 1.5802e-07 | 1.5802e-07 | 0 | 1.5802e-07 | 0 | 1.5832e-06 | 3.4703e-06 | 0 | 3.4703e-06 | 0 | 5.9566e-05 | 0.00011913 | 0 | 0.00011913 | [12 empty] | 7.3.3.17.5 (Remote Grid) Updates to grid topology to minimize risk of ignition in HFTDs Remote GridWLDFRWire-to-wire contactAggregated | WLDFR | HFTD - Distribution - Tier 2 - 2QU CoRE ¦ 2QU LoRE | Non-Red Flag Warning - Destructive Fires | Wire-to-wire contact | Aggregated | 2036 | 9.0837e-07 | 543.1039 | 0.00049334 | 2036 | Mitigation | 0.95 | 45 | 0 | esc | 0.00097009 | 8.812e-10 | 0.00097009 | 8.812e-10
[79 empty] | WLDFR | HFTD - Distribution - Tier 2 - 5QU CoRE ¦ 5QU LoRE | Non-Red Flag Warning - Small Fires | 2037 | 1.812e-06 | 1.812e-06 | 0.087211 | 0.040679 | 0.0017655 | 0.044766 | 0 | 0 | 0.0020574 | 1.5802e-07 | 0 | 1.5802e-07 | 1.5802e-07 | 0 | 1.5802e-07 | 0 | 1.5832e-06 | 3.4703e-06 | 0 | 3.4703e-06 | 0 | 5.9566e-05 | 0.00011913 | 0 | 0.00011913 | [12 empty] | 7.3.3.17.5 (Remote Grid) Updates to grid topology to minimize risk of ignition in HFTDs Remote GridWLDFRWire-to-wire contactAggregated | WLDFR | HFTD - Distribution - Tier 2 - 2QU CoRE ¦ 2QU LoRE | Non-Red Flag Warning - Destructive Fires | Wire-to-wire contact | Aggregated | 2037 | 9.0837e-07 | 543.1039 | 0.00049334 | 2037 | Mitigation | 0.95 | 45 | 0 | esc | 0.00097009 | 8.812e-10 | 0.00097009 | 8.812e-10
[79 empty] | WLDFR | HFTD - Distribution - Tier 2 - 5QU CoRE ¦ 5QU LoRE | Non-Red Flag Warning - Small Fires | 2038 | 1.812e-06 | 1.812e-06 | 0.091184 | 0.042438 | 0.0018418 | 0.046905 | 0 | 0 | 0.0020574 | 1.6522e-07 | 0 | 1.6522e-07 | 1.6522e-07 | 0 | 1.6522e-07 | 0 | 1.5832e-06 | 3.4703e-06 | 0 | 3.4703e-06 | 0 | 5.9566e-05 | 0.00011913 | 0 | 0.00011913 | [12 empty] | 7.3.3.17.5 (Remote Grid) Updates to grid topology to minimize risk of ignition in HFTDs Remote GridWLDFRWire-to-wire contactAggregated | WLDFR | HFTD - Distribution - Tier 2 - 2QU CoRE ¦ 2QU LoRE | Non-Red Flag Warning - Destructive Fires | Wire-to-wire contact | Aggregated | 2038 | 9.0837e-07 | 543.1039 | 0.00049334 | 2038 | Mitigation | 0.95 | 45 | 0 | esc | 0.00097009 | 8.812e-10 | 0.00097009 | 8.812e-10
[79 empty] | WLDFR | HFTD - Distribution - Tier 2 - 5QU CoRE ¦ 5QU LoRE | Non-Red Flag Warning - Small Fires | 2039 | 1.812e-06 | 1.812e-06 | 0.091184 | 0.042438 | 0.0018418 | 0.046905 | 0 | 0 | 0.0020574 | 1.6522e-07 | 0 | 1.6522e-07 | 1.6522e-07 | 0 | 1.6522e-07 | 0 | 1.5832e-06 | 3.4703e-06 | 0 | 3.4703e-06 | 0 | 5.9566e-05 | 0.00011913 | 0 | 0.00011913 | [12 empty] | 7.3.3.17.5 (Remote Grid) Updates to grid topology to minimize risk of ignition in HFTDs Remote GridWLDFRWire-to-wire contactAggregated | WLDFR | HFTD - Distribution - Tier 2 - 2QU CoRE ¦ 2QU LoRE | Non-Red Flag Warning - Destructive Fires | Wire-to-wire contact | Aggregated | 2039 | 9.0837e-07 | 543.1039 | 0.00049334 | 2039 | Mitigation | 0.95 | 45 | 0 | esc | 0.00097009 | 8.812e-10 | 0.00097009 | 8.812e-10
[79 empty] | WLDFR | HFTD - Distribution - Tier 2 - 5QU CoRE ¦ 5QU LoRE | Non-Red Flag Warning - Small Fires | 2040 | 1.812e-06 | 1.812e-06 | 0.091184 | 0.042438 | 0.0018418 | 0.046905 | 0 | 0 | 0.0020574 | 1.6522e-07 | 0 | 1.6522e-07 | 1.6522e-07 | 0 | 1.6522e-07 | 0 | 1.6582e-06 | 3.6348e-06 | 0 | 3.6348e-06 | 0 | 5.9566e-05 | 0.00011913 | 0 | 0.00011913 | [12 empty] | 7.3.3.17.5 (Remote Grid) Updates to grid topology to minimize risk of ignition in HFTDs Remote GridWLDFRWire-to-wire contactAggregated | WLDFR | HFTD - Distribution - Tier 2 - 2QU CoRE ¦ 2QU LoRE | Non-Red Flag Warning - Destructive Fires | Wire-to-wire contact | Aggregated | 2040 | 9.0837e-07 | 543.1039 | 0.00049334 | 2040 | Mitigation | 0.95 | 45 | 0 | esc | 0.00097009 | 8.812e-10 | 0.00097009 | 8.812e-10
[79 empty] | WLDFR | HFTD - Distribution - Tier 2 - 5QU CoRE ¦ 5QU LoRE | Non-Red Flag Warning - Small Fires | 2041 | 1.812e-06 | 1.812e-06 | 0.091184 | 0.042438 | 0.0018418 | 0.046905 | 0 | 0 | 0.0020574 | 1.6522e-07 | 0 | 1.6522e-07 | 1.6522e-07 | 0 | 1.6522e-07 | 0 | 1.6582e-06 | 3.6348e-06 | 0 | 3.6348e-06 | 0 | 6.239e-05 | 0.00012478 | 0 | 0.00012478 | [12 empty] | 7.3.3.17.5 (Remote Grid) Updates to grid topology to minimize risk of ignition in HFTDs Remote GridWLDFRWire-to-wire contactAggregated | WLDFR | HFTD - Distribution - Tier 2 - 2QU CoRE ¦ 2QU LoRE | Non-Red Flag Warning - Destructive Fires | Wire-to-wire contact | Aggregated | 2041 | 9.0837e-07 | 543.1039 | 0.00049334 | 2041 | Mitigation | 0.95 | 45 | 0 | esc | 0.00097009 | 8.812e-10 | 0.00097009 | 8.812e-10
[79 empty] | WLDFR | HFTD - Distribution - Tier 2 - 5QU CoRE ¦ 5QU LoRE | Non-Red Flag Warning - Small Fires | 2042 | 1.812e-06 | 1.812e-06 | 0.091184 | 0.042438 | 0.0018418 | 0.046905 | 0 | 0 | 0.0020574 | 1.6522e-07 | 0 | 1.6522e-07 | 1.6522e-07 | 0 | 1.6522e-07 | 0 | 1.6582e-06 | 3.6348e-06 | 0 | 3.6348e-06 | 0 | 6.239e-05 | 0.00012478 | 0 | 0.00012478 | [12 empty] | 7.3.3.17.5 (Remote Grid) Updates to grid topology to minimize risk of ignition in HFTDs Remote GridWLDFRWire-to-wire contactAggregated | WLDFR | HFTD - Distribution - Tier 2 - 2QU CoRE ¦ 2QU LoRE | Non-Red Flag Warning - Destructive Fires | Wire-to-wire contact | Aggregated | 2042 | 9.0837e-07 | 543.1039 | 0.00049334 | 2042 | Mitigation | 0.95 | 45 | 0 | esc | 0.00097009 | 8.812e-10 | 0.00097009 | 8.812e-10
[79 empty] | WLDFR | HFTD - Distribution - Tier 2 - 5QU CoRE ¦ 5QU LoRE | Non-Red Flag Warning - Small Fires | 2043 | 1.812e-06 | 1.812e-06 | 0.095486 | 0.044306 | 0.0019228 | 0.049257 | 0 | 0 | 0.0020574 | 1.7302e-07 | 0 | 1.7302e-07 | 1.7302e-07 | 0 | 1.7302e-07 | 0 | 1.6582e-06 | 3.6348e-06 | 0 | 3.6348e-06 | 0 | 6.239e-05 | 0.00012478 | 0 | 0.00012478 | [12 empty] | 7.3.3.17.5 (Remote Grid) Updates to grid topology to minimize risk of ignition in HFTDs Remote GridWLDFRWire-to-wire contactAggregated | WLDFR | HFTD - Distribution - Tier 2 - 2QU CoRE ¦ 2QU LoRE | Non-Red Flag Warning - Destructive Fires | Wire-to-wire contact | Aggregated | 2043 | 9.0837e-07 | 543.1039 | 0.00049334 | 2043 | Mitigation | 0.95 | 45 | 0 | esc | 0.00097009 | 8.812e-10 | 0.00097009 | 8.812e-10
[79 empty] | WLDFR | HFTD - Distribution - Tier 2 - 5QU CoRE ¦ 5QU LoRE | Non-Red Flag Warning - Small Fires | 2044 | 1.812e-06 | 1.812e-06 | 0.095486 | 0.044306 | 0.0019228 | 0.049257 | 0 | 0 | 0.0020574 | 1.7302e-07 | 0 | 1.7302e-07 | 1.7302e-07 | 0 | 1.7302e-07 | 0 | 1.6582e-06 | 3.6348e-06 | 0 | 3.6348e-06 | 0 | 6.239e-05 | 0.00012478 | 0 | 0.00012478 | [12 empty] | 7.3.3.17.5 (Remote Grid) Updates to grid topology to minimize risk of ignition in HFTDs Remote GridWLDFRWire-to-wire contactAggregated | WLDFR | HFTD - Distribution - Tier 2 - 2QU CoRE ¦ 2QU LoRE | Non-Red Flag Warning - Destructive Fires | Wire-to-wire contact | Aggregated | 2044 | 9.0837e-07 | 543.1039 | 0.00049334 | 2044 | Mitigation | 0.95 | 45 | 0 | esc | 0.00097009 | 8.812e-10 | 0.00097009 | 8.812e-10
[79 empty] | WLDFR | HFTD - Distribution - Tier 2 - 5QU CoRE ¦ 5QU LoRE | Non-Red Flag Warning - Small Fires | 2045 | 1.812e-06 | 1.812e-06 | 0.095486 | 0.044306 | 0.0019228 | 0.049257 | 0 | 0 | 0.0020574 | 1.7302e-07 | 0 | 1.7302e-07 | 1.7302e-07 | 0 | 1.7302e-07 | 0 | 1.7397e-06 | 3.8134e-06 | 0 | 3.8134e-06 | 0 | 6.239e-05 | 0.00012478 | 0 | 0.00012478 | [12 empty] | 7.3.3.17.5 (Remote Grid) Updates to grid topology to minimize risk of ignition in HFTDs Remote GridWLDFRWire-to-wire contactAggregated | WLDFR | HFTD - Distribution - Tier 2 - 2QU CoRE ¦ 2QU LoRE | Non-Red Flag Warning - Destructive Fires | Wire-to-wire contact | Aggregated | 2045 | 9.0837e-07 | 543.1039 | 0.00049334 | 2045 | Mitigation | 0.95 | 45 | 0 | esc | 0.00097009 | 8.812e-10 | 0.00097009 | 8.812e-10
[79 empty] | WLDFR | HFTD - Distribution - Tier 2 - 5QU CoRE ¦ 5QU LoRE | Non-Red Flag Warning - Small Fires | 2046 | 1.812e-06 | 1.812e-06 | 0.095486 | 0.044306 | 0.0019228 | 0.049257 | 0 | 0 | 0.0020574 | 1.7302e-07 | 0 | 1.7302e-07 | 1.7302e-07 | 0 | 1.7302e-07 | 0 | 1.7397e-06 | 3.8134e-06 | 0 | 3.8134e-06 | 0 | 6.5455e-05 | 0.00013091 | 0 | 0.00013091 | [12 empty] | 7.3.3.17.5 (Remote Grid) Updates to grid topology to minimize risk of ignition in HFTDs Remote GridWLDFRWire-to-wire contactAggregated | WLDFR | HFTD - Distribution - Tier 2 - 2QU CoRE ¦ 2QU LoRE | Non-Red Flag Warning - Destructive Fires | Wire-to-wire contact | Aggregated | 2046 | 9.0837e-07 | 543.1039 | 0.00049334 | 2046 | Mitigation | 0.95 | 45 | 0 | esc | 0.00097009 | 8.812e-10 | 0.00097009 | 8.812e-10
[79 empty] | WLDFR | HFTD - Distribution - Tier 2 - 5QU CoRE ¦ 5QU LoRE | Non-Red Flag Warning - Small Fires | 2047 | 1.812e-06 | 1.812e-06 | 0.095486 | 0.044306 | 0.0019228 | 0.049257 | 0 | 0 | 0.0020574 | 1.7302e-07 | 0 | 1.7302e-07 | 1.7302e-07 | 0 | 1.7302e-07 | 0 | 1.7397e-06 | 3.8134e-06 | 0 | 3.8134e-06 | 0 | 6.5455e-05 | 0.00013091 | 0 | 0.00013091 | [12 empty] | 7.3.3.17.5 (Remote Grid) Updates to grid topology to minimize risk of ignition in HFTDs Remote GridWLDFRWire-to-wire contactAggregated | WLDFR | HFTD - Distribution - Tier 2 - 2QU CoRE ¦ 2QU LoRE | Non-Red Flag Warning - Destructive Fires | Wire-to-wire contact | Aggregated | 2047 | 9.0837e-07 | 543.1039 | 0.00049334 | 2047 | Mitigation | 0.95 | 45 | 0 | esc | 0.00097009 | 8.812e-10 | 0.00097009 | 8.812e-10
[79 empty] | WLDFR | HFTD - Distribution - Tier 2 - 5QU CoRE ¦ 5QU LoRE | Non-Red Flag Warning - Small Fires | 2048 | 1.812e-06 | 1.812e-06 | 0.10007 | 0.04626 | 0.0020076 | 0.051804 | 0 | 0 | 0.0020574 | 1.8132e-07 | 0 | 1.8132e-07 | 1.8132e-07 | 0 | 1.8132e-07 | 0 | 1.7397e-06 | 3.8134e-06 | 0 | 3.8134e-06 | 0 | 6.5455e-05 | 0.00013091 | 0 | 0.00013091 | [12 empty] | 7.3.3.17.5 (Remote Grid) Updates to grid topology to minimize risk of ignition in HFTDs Remote GridWLDFRWire-to-wire contactAggregated | WLDFR | HFTD - Distribution - Tier 2 - 2QU CoRE ¦ 2QU LoRE | Non-Red Flag Warning - Destructive Fires | Wire-to-wire contact | Aggregated | 2048 | 9.0837e-07 | 543.1039 | 0.00049334 | 2048 | Mitigation | 0.95 | 45 | 0 | esc | 0.00097009 | 8.812e-10 | 0.00097009 | 8.812e-10
[79 empty] | WLDFR | HFTD - Distribution - Tier 2 - 5QU CoRE ¦ 5QU LoRE | Non-Red Flag Warning - Small Fires | 2049 | 1.812e-06 | 1.812e-06 | 0.10007 | 0.04626 | 0.0020076 | 0.051804 | 0 | 0 | 0.0020574 | 1.8132e-07 | 0 | 1.8132e-07 | 1.8132e-07 | 0 | 1.8132e-07 | 0 | 1.7397e-06 | 3.8134e-06 | 0 | 3.8134e-06 | 0 | 6.5455e-05 | 0.00013091 | 0 | 0.00013091 | [12 empty] | 7.3.3.17.5 (Remote Grid) Updates to grid topology to minimize risk of ignition in HFTDs Remote GridWLDFRWire-to-wire contactAggregated | WLDFR | HFTD - Distribution - Tier 2 - 2QU CoRE ¦ 2QU LoRE | Non-Red Flag Warning - Destructive Fires | Wire-to-wire contact | Aggregated | 2049 | 9.0837e-07 | 543.1039 | 0.00049334 | 2049 | Mitigation | 0.95 | 45 | 0 | esc | 0.00097009 | 8.812e-10 | 0.00097009 | 8.812e-10
[79 empty] | WLDFR | HFTD - Distribution - Tier 2 - 5QU CoRE ¦ 5QU LoRE | Non-Red Flag Warning - Small Fires | 2050 | 1.812e-06 | 1.812e-06 | 0.10007 | 0.04626 | 0.0020076 | 0.051804 | 0 | 0 | 0.0020574 | 1.8132e-07 | 0 | 1.8132e-07 | 1.8132e-07 | 0 | 1.8132e-07 | 0 | 1.8265e-06 | 4.0037e-06 | 0 | 4.0037e-06 | 0 | 6.5455e-05 | 0.00013091 | 0 | 0.00013091 | [12 empty] | 7.3.3.17.5 (Remote Grid) Updates to grid topology to minimize risk of ignition in HFTDs Remote GridWLDFRWire-to-wire contactAggregated | WLDFR | HFTD - Distribution - Tier 2 - 2QU CoRE ¦ 2QU LoRE | Non-Red Flag Warning - Destructive Fires | Wire-to-wire contact | Aggregated | 2050 | 9.0837e-07 | 543.1039 | 0.00049334 | 2050 | Mitigation | 0.95 | 45 | 0 | esc | 0.00097009 | 8.812e-10 | 0.00097009 | 8.812e-10
[79 empty] | WLDFR | HFTD - Distribution - Tier 2 - 5QU CoRE ¦ 5QU LoRE | Non-Red Flag Warning - Small Fires | 2051 | 1.812e-06 | 1.812e-06 | 0.10007 | 0.04626 | 0.0020076 | 0.051804 | 0 | 0 | 0.0020574 | 1.8132e-07 | 0 | 1.8132e-07 | 1.8132e-07 | 0 | 1.8132e-07 | 0 | 1.8265e-06 | 4.0037e-06 | 0 | 4.0037e-06 | 0 | 6.8721e-05 | 0.00013744 | 0 | 0.00013744 | [12 empty] | 7.3.3.17.5 (Remote Grid) Updates to grid topology to minimize risk of ignition in HFTDs Remote GridWLDFRWire-to-wire contactAggregated | WLDFR | HFTD - Distribution - Tier 2 - 2QU CoRE ¦ 2QU LoRE | Non-Red Flag Warning - Destructive Fires | Wire-to-wire contact | Aggregated | 2051 | 9.0837e-07 | 543.1039 | 0.00049334 | 2051 | Mitigation | 0.95 | 45 | 0 | esc | 0.00097009 | 8.812e-10 | 0.00097009 | 8.812e-10
[79 empty] | WLDFR | HFTD - Distribution - Tier 2 - 5QU CoRE ¦ 5QU LoRE | Non-Red Flag Warning - Small Fires | 2052 | 1.812e-06 | 1.812e-06 | 0.10007 | 0.04626 | 0.0020076 | 0.051804 | 0 | 0 | 0.0020574 | 1.8132e-07 | 0 | 1.8132e-07 | 1.8132e-07 | 0 | 1.8132e-07 | 0 | 1.8265e-06 | 4.0037e-06 | 0 | 4.0037e-06 | 0 | 6.8721e-05 | 0.00013744 | 0 | 0.00013744 | [12 empty] | 7.3.3.17.5 (Remote Grid) Updates to grid topology to minimize risk of ignition in HFTDs Remote GridWLDFRWire-to-wire contactAggregated | WLDFR | HFTD - Distribution - Tier 2 - 2QU CoRE ¦ 2QU LoRE | Non-Red Flag Warning - Destructive Fires | Wire-to-wire contact | Aggregated | 2052 | 9.0837e-07 | 543.1039 | 0.00049334 | 2052 | Mitigation | 0.95 | 45 | 0 | esc | 0.00097009 | 8.812e-10 | 0.00097009 | 8.812e-10
[79 empty] | WLDFR | HFTD - Distribution - Tier 2 - 5QU CoRE ¦ 5QU LoRE | Non-Red Flag Warning - Small Fires | 2053 | 1.812e-06 | 1.812e-06 | 0.10489 | 0.048274 | 0.002095 | 0.054525 | 0 | 0 | 0.0020574 | 1.9006e-07 | 0 | 1.9006e-07 | 1.9006e-07 | 0 | 1.9006e-07 | 0 | 1.8265e-06 | 4.0037e-06 | 0 | 4.0037e-06 | 0 | 6.8721e-05 | 0.00013744 | 0 | 0.00013744 | [12 empty] | 7.3.3.17.5 (Remote Grid) Updates to grid topology to minimize risk of ignition in HFTDs Remote GridWLDFRWire-to-wire contactAggregated | WLDFR | HFTD - Distribution - Tier 2 - 2QU CoRE ¦ 2QU LoRE | Non-Red Flag Warning - Destructive Fires | Wire-to-wire contact | Aggregated | 2053 | 9.0837e-07 | 543.1039 | 0.00049334 | 2053 | Mitigation | 0.95 | 45 | 0 | esc | 0.00097009 | 8.812e-10 | 0.00097009 | 8.812e-10
[79 empty] | WLDFR | HFTD - Distribution - Tier 2 - 5QU CoRE ¦ 5QU LoRE | Non-Red Flag Warning - Small Fires | 2054 | 1.812e-06 | 1.812e-06 | 0.10489 | 0.048274 | 0.002095 | 0.054525 | 0 | 0 | 0.0020574 | 1.9006e-07 | 0 | 1.9006e-07 | 1.9006e-07 | 0 | 1.9006e-07 | 0 | 1.8265e-06 | 4.0037e-06 | 0 | 4.0037e-06 | 0 | 6.8721e-05 | 0.00013744 | 0 | 0.00013744 | [12 empty] | 7.3.3.17.5 (Remote Grid) Updates to grid topology to minimize risk of ignition in HFTDs Remote GridWLDFRWire-to-wire contactAggregated | WLDFR | HFTD - Distribution - Tier 2 - 2QU CoRE ¦ 2QU LoRE | Non-Red Flag Warning - Destructive Fires | Wire-to-wire contact | Aggregated | 2054 | 9.0837e-07 | 543.1039 | 0.00049334 | 2054 | Mitigation | 0.95 | 45 | 0 | esc | 0.00097009 | 8.812e-10 | 0.00097009 | 8.812e-10
[79 empty] | WLDFR | HFTD - Distribution - Tier 2 - 5QU CoRE ¦ 5QU LoRE | Non-Red Flag Warning - Small Fires | 2055 | 1.812e-06 | 1.812e-06 | 0.10489 | 0.048274 | 0.002095 | 0.054525 | 0 | 0 | 0.0020574 | 1.9006e-07 | 0 | 1.9006e-07 | 1.9006e-07 | 0 | 1.9006e-07 | 0 | 1.9174e-06 | 4.2031e-06 | 0 | 4.2031e-06 | 0 | 6.8721e-05 | 0.00013744 | 0 | 0.00013744 | [12 empty] | 7.3.3.17.5 (Remote Grid) Updates to grid topology to minimize risk of ignition in HFTDs Remote GridWLDFRWire-to-wire contactAggregated | WLDFR | HFTD - Distribution - Tier 2 - 2QU CoRE ¦ 2QU LoRE | Non-Red Flag Warning - Destructive Fires | Wire-to-wire contact | Aggregated | 2055 | 9.0837e-07 | 543.1039 | 0.00049334 | 2055 | Mitigation | 0.95 | 45 | 0 | esc | 0.00097009 | 8.812e-10 | 0.00097009 | 8.812e-10
[79 empty] | WLDFR | HFTD - Distribution - Tier 2 - 5QU CoRE ¦ 5QU LoRE | Non-Red Flag Warning - Small Fires | 2056 | 1.812e-06 | 1.812e-06 | 0.10489 | 0.048274 | 0.002095 | 0.054525 | 0 | 0 | 0.0020574 | 1.9006e-07 | 0 | 1.9006e-07 | 1.9006e-07 | 0 | 1.9006e-07 | 0 | 1.9174e-06 | 4.2031e-06 | 0 | 4.2031e-06 | 0 | 7.2144e-05 | 0.00014429 | 0 | 0.00014429 | [12 empty] | 7.3.3.17.5 (Remote Grid) Updates to grid topology to minimize risk of ignition in HFTDs Remote GridWLDFRWire-to-wire contactAggregated | WLDFR | HFTD - Distribution - Tier 2 - 2QU CoRE ¦ 2QU LoRE | Non-Red Flag Warning - Destructive Fires | Wire-to-wire contact | Aggregated | 2056 | 9.0837e-07 | 543.1039 | 0.00049334 | 2056 | Mitigation | 0.95 | 45 | 0 | esc | 0.00097009 | 8.812e-10 | 0.00097009 | 8.812e-10
[79 empty] | WLDFR | HFTD - Distribution - Tier 2 - 5QU CoRE ¦ 5QU LoRE | Non-Red Flag Warning - Small Fires | 2057 | 1.812e-06 | 1.812e-06 | 0.10489 | 0.048274 | 0.002095 | 0.054525 | 0 | 0 | 0.0020574 | 1.9006e-07 | 0 | 1.9006e-07 | 1.9006e-07 | 0 | 1.9006e-07 | 0 | 1.9174e-06 | 4.2031e-06 | 0 | 4.2031e-06 | 0 | 7.2144e-05 | 0.00014429 | 0 | 0.00014429 | [12 empty] | 7.3.3.17.5 (Remote Grid) Updates to grid topology to minimize risk of ignition in HFTDs Remote GridWLDFRWire-to-wire contactAggregated | WLDFR | HFTD - Distribution - Tier 2 - 2QU CoRE ¦ 2QU LoRE | Non-Red Flag Warning - Destructive Fires | Wire-to-wire contact | Aggregated | 2057 | 9.0837e-07 | 543.1039 | 0.00049334 | 2057 | Mitigation | 0.95 | 45 | 0 | esc | 0.00097009 | 8.812e-10 | 0.00097009 | 8.812e-10
[79 empty] | WLDFR | HFTD - Distribution - Tier 2 - 5QU CoRE ¦ 5QU LoRE | Non-Red Flag Warning - Small Fires | 2058 | 1.812e-06 | 1.812e-06 | 0.1099 | 0.050325 | 0.0021839 | 0.057393 | 0 | 0 | 0.0020574 | 1.9914e-07 | 0 | 1.9914e-07 | 1.9914e-07 | 0 | 1.9914e-07 | 0 | 1.9174e-06 | 4.2031e-06 | 0 | 4.2031e-06 | 0 | 7.2144e-05 | 0.00014429 | 0 | 0.00014429 | [12 empty] | 7.3.3.17.5 (Remote Grid) Updates to grid topology to minimize risk of ignition in HFTDs Remote GridWLDFRWire-to-wire contactAggregated | WLDFR | HFTD - Distribution - Tier 2 - 2QU CoRE ¦ 2QU LoRE | Non-Red Flag Warning - Destructive Fires | Wire-to-wire contact | Aggregated | 2058 | 9.0837e-07 | 543.1039 | 0.00049334 | 2058 | Mitigation | 0.95 | 45 | 0 | esc | 0.00097009 | 8.812e-10 | 0.00097009 | 8.812e-10
[79 empty] | WLDFR | HFTD - Distribution - Tier 2 - 5QU CoRE ¦ 5QU LoRE | Non-Red Flag Warning - Small Fires | 2059 | 1.812e-06 | 1.812e-06 | 0.1099 | 0.050325 | 0.0021839 | 0.057393 | 0 | 0 | 0.0020574 | 1.9914e-07 | 0 | 1.9914e-07 | 1.9914e-07 | 0 | 1.9914e-07 | 0 | 1.9174e-06 | 4.2031e-06 | 0 | 4.2031e-06 | 0 | 7.2144e-05 | 0.00014429 | 0 | 0.00014429 | [12 empty] | 7.3.3.17.5 (Remote Grid) Updates to grid topology to minimize risk of ignition in HFTDs Remote GridWLDFRWire-to-wire contactAggregated | WLDFR | HFTD - Distribution - Tier 2 - 2QU CoRE ¦ 2QU LoRE | Non-Red Flag Warning - Destructive Fires | Wire-to-wire contact | Aggregated | 2059 | 9.0837e-07 | 543.1039 | 0.00049334 | 2059 | Mitigation | 0.95 | 45 | 0 | esc | 0.00097009 | 8.812e-10 | 0.00097009 | 8.812e-10
[79 empty] | WLDFR | HFTD - Distribution - Tier 2 - 5QU CoRE ¦ 5QU LoRE | Non-Red Flag Warning - Small Fires | 2060 | 1.812e-06 | 1.812e-06 | 0.1099 | 0.050325 | 0.0021839 | 0.057393 | 0 | 0 | 0.0020574 | 1.9914e-07 | 0 | 1.9914e-07 | 1.9914e-07 | 0 | 1.9914e-07 | 0 | 2.0115e-06 | 4.4092e-06 | 0 | 4.4092e-06 | 0 | 0 | 0.00014429 | 0 | 0.00014429 | [12 empty] | 7.3.3.17.5 (Remote Grid) Updates to grid topology to minimize risk of ignition in HFTDs Remote GridWLDFRWire-to-wire contactAggregated | WLDFR | HFTD - Distribution - Tier 2 - 2QU CoRE ¦ 2QU LoRE | Non-Red Flag Warning - Destructive Fires | Wire-to-wire contact | Aggregated | 2060 | 9.0837e-07 | 543.1039 | 0.00049334 | 2060 | Mitigation | 0.95 | 45 | 0 | esc | 0.00097009 | 8.812e-10 | 0.00097009 | 8.812e-10
[79 empty] | WLDFR | HFTD - Distribution - Tier 2 - 5QU CoRE ¦ 5QU LoRE | Non-Red Flag Warning - Small Fires | 2061 | 1.812e-06 | 1.812e-06 | 0.1099 | 0.050325 | 0.0021839 | 0.057393 | 0 | 0 | 0.0020574 | 1.9914e-07 | 0 | 1.9914e-07 | 1.9914e-07 | 0 | 1.9914e-07 | 0 | 2.0115e-06 | 4.4092e-06 | 0 | 4.4092e-06 | 0 | 0 | 0 | 0 | 0 | [12 empty] | 7.3.3.17.5 (Remote Grid) Updates to grid topology to minimize risk of ignition in HFTDs Remote GridWLDFRWire-to-wire contactAggregated | WLDFR | HFTD - Distribution - Tier 2 - 2QU CoRE ¦ 2QU LoRE | Non-Red Flag Warning - Destructive Fires | Wire-to-wire contact | Aggregated | 2061 | 9.0837e-07 | 543.1039 | 0.00049334 | 2061 | Mitigation | 0.95 | 45 | 0 | esc | 0.00097009 | 8.812e-10 | 0.00097009 | 8.812e-10
[79 empty] | WLDFR | HFTD - Distribution - Tier 2 - 5QU CoRE ¦ 5QU LoRE | Non-Red Flag Warning - Small Fires | 2062 | 1.812e-06 | 1.812e-06 | 0.1099 | 0.050325 | 0.0021839 | 0.057393 | 0 | 0 | 0.0020574 | 1.9914e-07 | 0 | 1.9914e-07 | 1.9914e-07 | 0 | 1.9914e-07 | 0 | 2.0115e-06 | 4.4092e-06 | 0 | 4.4092e-06 | 0 | 0 | 0 | 0 | 0 | [12 empty] | 7.3.3.17.5 (Remote Grid) Updates to grid topology to minimize risk of ignition in HFTDs Remote GridWLDFRWire-to-wire contactAggregated | WLDFR | HFTD - Distribution - Tier 2 - 2QU CoRE ¦ 2QU LoRE | Non-Red Flag Warning - Destructive Fires | Wire-to-wire contact | Aggregated | 2062 | 9.0837e-07 | 543.1039 | 0.00049334 | 2062 | Mitigation | 0.95 | 45 | 0 | esc | 0.00097009 | 8.812e-10 | 0.00097009 | 8.812e-10
[79 empty] | WLDFR | HFTD - Distribution - Tier 2 - 5QU CoRE ¦ 5QU LoRE | Non-Red Flag Warning - Small Fires | 2063 | 1.812e-06 | 1.812e-06 | 0.11504 | 0.052388 | 0.0022734 | 0.060377 | 0 | 0 | 0.0020574 | 2.0844e-07 | 0 | 2.0844e-07 | 2.0844e-07 | 0 | 2.0844e-07 | 0 | 2.0115e-06 | 4.4092e-06 | 0 | 4.4092e-06 | 0 | 0.00011339 | 0 | 0 | 0 | [12 empty] | 7.3.3.17.5 (Remote Grid) Updates to grid topology to minimize risk of ignition in HFTDs Remote GridWLDFRWire-to-wire contactAggregated | WLDFR | HFTD - Distribution - Tier 2 - 2QU CoRE ¦ 2QU LoRE | Non-Red Flag Warning - Destructive Fires | Wire-to-wire contact | Aggregated | 2063 | 9.0837e-07 | 543.1039 | 0.00049334 | 2063 | Mitigation | 0.95 | 45 | 0 | esc | 0.00097009 | 8.812e-10 | 0.00097009 | 8.812e-10
[79 empty] | WLDFR | HFTD - Distribution - Tier 2 - 5QU CoRE ¦ 5QU LoRE | Non-Red Flag Warning - Small Fires | 2064 | 1.812e-06 | 1.812e-06 | 0.11504 | 0.052388 | 0.0022734 | 0.060377 | 0 | 0 | 0.0020574 | 2.0844e-07 | 0 | 2.0844e-07 | 2.0844e-07 | 0 | 2.0844e-07 | 0 | 2.0115e-06 | 4.4092e-06 | 0 | 4.4092e-06 | 0 | 0.00011753 | 0.00023507 | 0 | 0.00023507 | [12 empty] | 7.3.3.17.5 (Remote Grid) Updates to grid topology to minimize risk of ignition in HFTDs Remote GridWLDFRWire-to-wire contactAggregated | WLDFR | HFTD - Distribution - Tier 2 - 2QU CoRE ¦ 2QU LoRE | Non-Red Flag Warning - Destructive Fires | Wire-to-wire contact | Aggregated | 2064 | 9.0837e-07 | 543.1039 | 0.00049334 | 2064 | Mitigation | 0.95 | 45 | 0 | esc | 0.00097009 | 8.812e-10 | 0.00097009 | 8.812e-10
[79 empty] | WLDFR | HFTD - Distribution - Tier 2 - 5QU CoRE ¦ 5QU LoRE | Non-Red Flag Warning - Small Fires | 2065 | 1.812e-06 | 1.812e-06 | 0.11504 | 0.052388 | 0.0022734 | 0.060377 | 0 | 0 | 0.0020574 | 2.0844e-07 | 0 | 2.0844e-07 | 2.0844e-07 | 0 | 2.0844e-07 | 0 | 2.1074e-06 | 4.6195e-06 | 0 | 4.6195e-06 | 0 | 0.00011753 | 0.00023507 | 0 | 0.00023507 | [12 empty] | 7.3.3.17.5 (Remote Grid) Updates to grid topology to minimize risk of ignition in HFTDs Remote GridWLDFRWire-to-wire contactAggregated | WLDFR | HFTD - Distribution - Tier 2 - 2QU CoRE ¦ 2QU LoRE | Non-Red Flag Warning - Destructive Fires | Wire-to-wire contact | Aggregated | 2065 | 9.0837e-07 | 543.1039 | 0.00049334 | 2065 | Mitigation | 0.95 | 45 | 0 | esc | 0.00097009 | 8.812e-10 | 0.00097009 | 8.812e-10
[79 empty] | WLDFR | HFTD - Distribution - Tier 2 - 5QU CoRE ¦ 5QU LoRE | Non-Red Flag Warning - Small Fires | 2066 | 1.812e-06 | 1.812e-06 | 0.11504 | 0.052388 | 0.0022734 | 0.060377 | 0 | 0 | 0.0020574 | 2.0844e-07 | 0 | 2.0844e-07 | 2.0844e-07 | 0 | 2.0844e-07 | 0 | 2.1074e-06 | 4.6195e-06 | 0 | 4.6195e-06 | 0 | 0.00011753 | 0.00023507 | 0 | 0.00023507 | [12 empty] | 7.3.3.17.5 (Remote Grid) Updates to grid topology to minimize risk of ignition in HFTDs Remote GridWLDFRWire-to-wire contactAggregated | WLDFR | HFTD - Distribution - Tier 2 - 2QU CoRE ¦ 2QU LoRE | Non-Red Flag Warning - Destructive Fires | Wire-to-wire contact | Aggregated | 2066 | 9.0837e-07 | 543.1039 | 0.00049334 | 2066 | Mitigation | 0.95 | 45 | 0 | esc | 0.00097009 | 8.812e-10 | 0.00097009 | 8.812e-10
[79 empty] | WLDFR | HFTD - Distribution - Tier 2 - 5QU CoRE ¦ 5QU LoRE | Non-Red Flag Warning - Small Fires | 2067 | 0 | 1.812e-06 | 0.11504 | 0.052388 | 0.0022734 | 0.060377 | 0 | 0 | 0.0020574 | 0 | 0 | 0 | 2.0844e-07 | 0 | 2.0844e-07 | 0 | 2.1074e-06 | 4.6195e-06 | 0 | 4.6195e-06 | 0 | 0.00011753 | 0.00023507 | 0 | 0.00023507 | [12 empty] | 7.3.3.17.5 (Remote Grid) Updates to grid topology to minimize risk of ignition in HFTDs Remote GridWLDFRWire-to-wire contactAggregated | WLDFR | HFTD - Distribution - Tier 2 - 2QU CoRE ¦ 2QU LoRE | Non-Red Flag Warning - Destructive Fires | Wire-to-wire contact | Aggregated | 2067 | 9.0837e-07 | 543.1039 | 0.00049334 | 2067 | Mitigation | 0.95 | 45 | 0 | esc | 0 | 0 | 0.00097009 | 8.812e-10
[79 empty] | WLDFR | HFTD - Distribution - Tier 2 - 5QU CoRE ¦ 5QU LoRE | Red Flag Warning - Catastrophic Fires | 2022 | 5.7789e-10 | 0 | 14146.1306 | 222.2294 | 8585.7228 | 5338.1784 | 0 | 0 | 5.9571e-07 | 8.1749e-06 | 0 | 8.1749e-06 | 0 | 0 | 0 | 0 | 2.1074e-06 | 4.6195e-06 | 0 | 4.6195e-06 | 0 | 0.00011753 | 0.00023507 | 0 | 0.00023507 | [12 empty] | 7.3.3.17.5 (Remote Grid) Updates to grid topology to minimize risk of ignition in HFTDs Remote GridWLDFRContact from objectAggregated | WLDFR | HFTD - Distribution - Tier 2 - 2QU CoRE ¦ 2QU LoRE | Non-Red Flag Warning - Large Fires | Contact from object | Aggregated | 2022 | 1.0578e-05 | 543.1039 | 0.0057449 | 2022 | Mitigation | 0.95 | 45 | 0 | esc | 0.00097009 | 1.0261e-08 | 0 | 0
[79 empty] | WLDFR | HFTD - Distribution - Tier 2 - 5QU CoRE ¦ 5QU LoRE | Red Flag Warning - Catastrophic Fires | 2023 | 5.7789e-10 | 5.7789e-10 | 14664.6376 | 233.2301 | 8896.516 | 5534.8915 | 0 | 0 | 5.9571e-07 | 8.4745e-06 | 0 | 8.4745e-06 | 8.4745e-06 | 0 | 8.4745e-06 | 0 | 2.1074e-06 | 4.6195e-06 | 0 | 4.6195e-06 | 0 | 0.00012275 | 0.0002455 | 0 | 0.0002455 | [12 empty] | 7.3.3.17.5 (Remote Grid) Updates to grid topology to minimize risk of ignition in HFTDs Remote GridWLDFRContact from objectAggregated | WLDFR | HFTD - Distribution - Tier 2 - 2QU CoRE ¦ 2QU LoRE | Non-Red Flag Warning - Large Fires | Contact from object | Aggregated | 2023 | 1.0578e-05 | 543.1039 | 0.0057449 | 2023 | Mitigation | 0.95 | 45 | 0 | esc | 0.00097009 | 1.0261e-08 | 0.00097009 | 1.0261e-08
[79 empty] | WLDFR | HFTD - Distribution - Tier 2 - 5QU CoRE ¦ 5QU LoRE | Red Flag Warning - Catastrophic Fires | 2024 | 5.7789e-10 | 5.7789e-10 | 14664.6376 | 233.2301 | 8896.516 | 5534.8915 | 0 | 0 | 5.9571e-07 | 8.4745e-06 | 0 | 8.4745e-06 | 8.4745e-06 | 0 | 8.4745e-06 | 0 | 2.2041e-06 | 4.8315e-06 | 0 | 4.8315e-06 | 0 | 0.00012275 | 0.0002455 | 0 | 0.0002455 | [12 empty] | 7.3.3.17.5 (Remote Grid) Updates to grid topology to minimize risk of ignition in HFTDs Remote GridWLDFRContact from objectAggregated | WLDFR | HFTD - Distribution - Tier 2 - 2QU CoRE ¦ 2QU LoRE | Non-Red Flag Warning - Large Fires | Contact from object | Aggregated | 2024 | 1.0578e-05 | 543.1039 | 0.0057449 | 2024 | Mitigation | 0.95 | 45 | 0 | esc | 0.00097009 | 1.0261e-08 | 0.00097009 | 1.0261e-08
[79 empty] | WLDFR | HFTD - Distribution - Tier 2 - 5QU CoRE ¦ 5QU LoRE | Red Flag Warning - Catastrophic Fires | 2025 | 5.7789e-10 | 5.7789e-10 | 14664.6376 | 233.2301 | 8896.516 | 5534.8915 | 0 | 0 | 5.9571e-07 | 8.4745e-06 | 0 | 8.4745e-06 | 8.4745e-06 | 0 | 8.4745e-06 | 0 | 2.2041e-06 | 4.8315e-06 | 0 | 4.8315e-06 | 0 | 0.00012275 | 0.0002455 | 0 | 0.0002455 | [12 empty] | 7.3.3.17.5 (Remote Grid) Updates to grid topology to minimize risk of ignition in HFTDs Remote GridWLDFRContact from objectAggregated | WLDFR | HFTD - Distribution - Tier 2 - 2QU CoRE ¦ 2QU LoRE | Non-Red Flag Warning - Large Fires | Contact from object | Aggregated | 2025 | 1.0578e-05 | 543.1039 | 0.0057449 | 2025 | Mitigation | 0.95 | 45 | 0 | esc | 0.00097009 | 1.0261e-08 | 0.00097009 | 1.0261e-08
[79 empty] | WLDFR | HFTD - Distribution - Tier 2 - 5QU CoRE ¦ 5QU LoRE | Red Flag Warning - Catastrophic Fires | 2026 | 5.7789e-10 | 5.7789e-10 | 14664.6376 | 233.2301 | 8896.516 | 5534.8915 | 0 | 0 | 5.9571e-07 | 8.4745e-06 | 0 | 8.4745e-06 | 8.4745e-06 | 0 | 8.4745e-06 | 0 | 2.2041e-06 | 4.8315e-06 | 0 | 4.8315e-06 | 0 | 0.00012275 | 0.0002455 | 0 | 0.0002455 | [12 empty] | 7.3.3.17.5 (Remote Grid) Updates to grid topology to minimize risk of ignition in HFTDs Remote GridWLDFRContact from objectAggregated | WLDFR | HFTD - Distribution - Tier 2 - 2QU CoRE ¦ 2QU LoRE | Non-Red Flag Warning - Large Fires | Contact from object | Aggregated | 2026 | 1.0578e-05 | 543.1039 | 0.0057449 | 2026 | Mitigation | 0.95 | 45 | 0 | esc | 0.00097009 | 1.0261e-08 | 0.00097009 | 1.0261e-08
[79 empty] | WLDFR | HFTD - Distribution - Tier 2 - 5QU CoRE ¦ 5QU LoRE | Red Flag Warning - Catastrophic Fires | 2027 | 5.7789e-10 | 5.7789e-10 | 14664.6376 | 233.2301 | 8896.516 | 5534.8915 | 0 | 0 | 5.9571e-07 | 8.4745e-06 | 0 | 8.4745e-06 | 8.4745e-06 | 0 | 8.4745e-06 | 0 | 2.2041e-06 | 4.8315e-06 | 0 | 4.8315e-06 | 0 | 0.00012275 | 0.0002455 | 0 | 0.0002455 | [12 empty] | 7.3.3.17.5 (Remote Grid) Updates to grid topology to minimize risk of ignition in HFTDs Remote GridWLDFRContact from objectAggregated | WLDFR | HFTD - Distribution - Tier 2 - 2QU CoRE ¦ 2QU LoRE | Non-Red Flag Warning - Large Fires | Contact from object | Aggregated | 2027 | 1.0578e-05 | 543.1039 | 0.0057449 | 2027 | Mitigation | 0.95 | 45 | 0 | esc | 0.00097009 | 1.0261e-08 | 0.00097009 | 1.0261e-08
[79 empty] | WLDFR | HFTD - Distribution - Tier 2 - 5QU CoRE ¦ 5QU LoRE | Red Flag Warning - Catastrophic Fires | 2028 | 5.7789e-10 | 5.7789e-10 | 15317.9909 | 247.273 | 9287.6491 | 5783.0689 | 0 | 0 | 5.9571e-07 | 8.8521e-06 | 0 | 8.8521e-06 | 8.8521e-06 | 0 | 8.8521e-06 | 0 | 2.2041e-06 | 4.8315e-06 | 0 | 4.8315e-06 | 0 | 0.00012854 | 0.00025708 | 0 | 0.00025708 | [12 empty] | 7.3.3.17.5 (Remote Grid) Updates to grid topology to minimize risk of ignition in HFTDs Remote GridWLDFRContact from objectAggregated | WLDFR | HFTD - Distribution - Tier 2 - 2QU CoRE ¦ 2QU LoRE | Non-Red Flag Warning - Large Fires | Contact from object | Aggregated | 2028 | 1.0578e-05 | 543.1039 | 0.0057449 | 2028 | Mitigation | 0.95 | 45 | 0 | esc | 0.00097009 | 1.0261e-08 | 0.00097009 | 1.0261e-08
[79 empty] | WLDFR | HFTD - Distribution - Tier 2 - 5QU CoRE ¦ 5QU LoRE | Red Flag Warning - Catastrophic Fires | 2029 | 5.7789e-10 | 5.7789e-10 | 15317.9909 | 247.273 | 9287.6491 | 5783.0689 | 0 | 0 | 5.9571e-07 | 8.8521e-06 | 0 | 8.8521e-06 | 8.8521e-06 | 0 | 8.8521e-06 | 0 | 2.3004e-06 | 5.0425e-06 | 0 | 5.0425e-06 | 0 | 0.00012854 | 0.00025708 | 0 | 0.00025708 | [12 empty] | 7.3.3.17.5 (Remote Grid) Updates to grid topology to minimize risk of ignition in HFTDs Remote GridWLDFRContact from objectAggregated | WLDFR | HFTD - Distribution - Tier 2 - 2QU CoRE ¦ 2QU LoRE | Non-Red Flag Warning - Large Fires | Contact from object | Aggregated | 2029 | 1.0578e-05 | 543.1039 | 0.0057449 | 2029 | Mitigation | 0.95 | 45 | 0 | esc | 0.00097009 | 1.0261e-08 | 0.00097009 | 1.0261e-08
[79 empty] | WLDFR | HFTD - Distribution - Tier 2 - 5QU CoRE ¦ 5QU LoRE | Red Flag Warning - Catastrophic Fires | 2030 | 5.7789e-10 | 5.7789e-10 | 15317.9909 | 247.273 | 9287.6491 | 5783.0689 | 0 | 0 | 5.9571e-07 | 8.8521e-06 | 0 | 8.8521e-06 | 8.8521e-06 | 0 | 8.8521e-06 | 0 | 2.3004e-06 | 5.0425e-06 | 0 | 5.0425e-06 | 0 | 0.00012854 | 0.00025708 | 0 | 0.00025708 | [12 empty] | 7.3.3.17.5 (Remote Grid) Updates to grid topology to minimize risk of ignition in HFTDs Remote GridWLDFRContact from objectAggregated | WLDFR | HFTD - Distribution - Tier 2 - 2QU CoRE ¦ 2QU LoRE | Non-Red Flag Warning - Large Fires | Contact from object | Aggregated | 2030 | 1.0578e-05 | 543.1039 | 0.0057449 | 2030 | Mitigation | 0.95 | 45 | 0 | esc | 0.00097009 | 1.0261e-08 | 0.00097009 | 1.0261e-08
[79 empty] | WLDFR | HFTD - Distribution - Tier 2 - 5QU CoRE ¦ 5QU LoRE | Red Flag Warning - Catastrophic Fires | 2031 | 5.7789e-10 | 5.7789e-10 | 15317.9909 | 247.273 | 9287.6491 | 5783.0689 | 0 | 0 | 5.9571e-07 | 8.8521e-06 | 0 | 8.8521e-06 | 8.8521e-06 | 0 | 8.8521e-06 | 0 | 2.3004e-06 | 5.0425e-06 | 0 | 5.0425e-06 | 0 | 0.00012854 | 0.00025708 | 0 | 0.00025708 | [12 empty] | 7.3.3.17.5 (Remote Grid) Updates to grid topology to minimize risk of ignition in HFTDs Remote GridWLDFRContact from objectAggregated | WLDFR | HFTD - Distribution - Tier 2 - 2QU CoRE ¦ 2QU LoRE | Non-Red Flag Warning - Large Fires | Contact from object | Aggregated | 2031 | 1.0578e-05 | 543.1039 | 0.0057449 | 2031 | Mitigation | 0.95 | 45 | 0 | esc | 0.00097009 | 1.0261e-08 | 0.00097009 | 1.0261e-08
[79 empty] | WLDFR | HFTD - Distribution - Tier 2 - 5QU CoRE ¦ 5QU LoRE | Red Flag Warning - Catastrophic Fires | 2032 | 5.7789e-10 | 5.7789e-10 | 15317.9909 | 247.273 | 9287.6491 | 5783.0689 | 0 | 0 | 5.9571e-07 | 8.8521e-06 | 0 | 8.8521e-06 | 8.8521e-06 | 0 | 8.8521e-06 | 0 | 0 | 5.0425e-06 | 0 | 5.0425e-06 | 0 | 0.00012854 | 0.00025708 | 0 | 0.00025708 | [12 empty] | 7.3.3.17.5 (Remote Grid) Updates to grid topology to minimize risk of ignition in HFTDs Remote GridWLDFRContact from objectAggregated | WLDFR | HFTD - Distribution - Tier 2 - 2QU CoRE ¦ 2QU LoRE | Non-Red Flag Warning - Large Fires | Contact from object | Aggregated | 2032 | 1.0578e-05 | 543.1039 | 0.0057449 | 2032 | Mitigation | 0.95 | 45 | 0 | esc | 0.00097009 | 1.0261e-08 | 0.00097009 | 1.0261e-08
[79 empty] | WLDFR | HFTD - Distribution - Tier 2 - 5QU CoRE ¦ 5QU LoRE | Red Flag Warning - Catastrophic Fires | 2033 | 5.7789e-10 | 5.7789e-10 | 16044.1264 | 263.1074 | 9721.74 | 6059.2791 | 0 | 0 | 5.9571e-07 | 9.2717e-06 | 0 | 9.2717e-06 | 9.2717e-06 | 0 | 9.2717e-06 | 0 | 0 | 0 | 0 | 0 | 0 | 0.00013482 | 0.00026965 | 0 | 0.00026965 | [12 empty] | 7.3.3.17.5 (Remote Grid) Updates to grid topology to minimize risk of ignition in HFTDs Remote GridWLDFRContact from objectAggregated | WLDFR | HFTD - Distribution - Tier 2 - 2QU CoRE ¦ 2QU LoRE | Non-Red Flag Warning - Large Fires | Contact from object | Aggregated | 2033 | 1.0578e-05 | 543.1039 | 0.0057449 | 2033 | Mitigation | 0.95 | 45 | 0 | esc | 0.00097009 | 1.0261e-08 | 0.00097009 | 1.0261e-08
[79 empty] | WLDFR | HFTD - Distribution - Tier 2 - 5QU CoRE ¦ 5QU LoRE | Red Flag Warning - Catastrophic Fires | 2034 | 5.7789e-10 | 5.7789e-10 | 16044.1264 | 263.1074 | 9721.74 | 6059.2791 | 0 | 0 | 5.9571e-07 | 9.2717e-06 | 0 | 9.2717e-06 | 9.2717e-06 | 0 | 9.2717e-06 | 0 | 1.058e-06 | 0 | 0 | 0 | 0 | 0.00013482 | 0.00026965 | 0 | 0.00026965 | [12 empty] | 7.3.3.17.5 (Remote Grid) Updates to grid topology to minimize risk of ignition in HFTDs Remote GridWLDFRContact from objectAggregated | WLDFR | HFTD - Distribution - Tier 2 - 2QU CoRE ¦ 2QU LoRE | Non-Red Flag Warning - Large Fires | Contact from object | Aggregated | 2034 | 1.0578e-05 | 543.1039 | 0.0057449 | 2034 | Mitigation | 0.95 | 45 | 0 | esc | 0.00097009 | 1.0261e-08 | 0.00097009 | 1.0261e-08
[79 empty] | WLDFR | HFTD - Distribution - Tier 2 - 5QU CoRE ¦ 5QU LoRE | Red Flag Warning - Catastrophic Fires | 2035 | 5.7789e-10 | 5.7789e-10 | 16044.1264 | 263.1074 | 9721.74 | 6059.2791 | 0 | 0 | 5.9571e-07 | 9.2717e-06 | 0 | 9.2717e-06 | 9.2717e-06 | 0 | 9.2717e-06 | 0 | 1.0966e-06 | 2.4038e-06 | 0 | 2.4038e-06 | 0 | 0.00013482 | 0.00026965 | 0 | 0.00026965 | [12 empty] | 7.3.3.17.5 (Remote Grid) Updates to grid topology to minimize risk of ignition in HFTDs Remote GridWLDFRContact from objectAggregated | WLDFR | HFTD - Distribution - Tier 2 - 2QU CoRE ¦ 2QU LoRE | Non-Red Flag Warning - Large Fires | Contact from object | Aggregated | 2035 | 1.0578e-05 | 543.1039 | 0.0057449 | 2035 | Mitigation | 0.95 | 45 | 0 | esc | 0.00097009 | 1.0261e-08 | 0.00097009 | 1.0261e-08
[79 empty] | WLDFR | HFTD - Distribution - Tier 2 - 5QU CoRE ¦ 5QU LoRE | Red Flag Warning - Catastrophic Fires | 2036 | 5.7789e-10 | 5.7789e-10 | 16044.1264 | 263.1074 | 9721.74 | 6059.2791 | 0 | 0 | 5.9571e-07 | 9.2717e-06 | 0 | 9.2717e-06 | 9.2717e-06 | 0 | 9.2717e-06 | 0 | 1.0966e-06 | 2.4038e-06 | 0 | 2.4038e-06 | 0 | 0.00013482 | 0.00026965 | 0 | 0.00026965 | [12 empty] | 7.3.3.17.5 (Remote Grid) Updates to grid topology to minimize risk of ignition in HFTDs Remote GridWLDFRContact from objectAggregated | WLDFR | HFTD - Distribution - Tier 2 - 2QU CoRE ¦ 2QU LoRE | Non-Red Flag Warning - Large Fires | Contact from object | Aggregated | 2036 | 1.0578e-05 | 543.1039 | 0.0057449 | 2036 | Mitigation | 0.95 | 45 | 0 | esc | 0.00097009 | 1.0261e-08 | 0.00097009 | 1.0261e-08
[79 empty] | WLDFR | HFTD - Distribution - Tier 2 - 5QU CoRE ¦ 5QU LoRE | Red Flag Warning - Catastrophic Fires | 2037 | 5.7789e-10 | 5.7789e-10 | 16044.1264 | 263.1074 | 9721.74 | 6059.2791 | 0 | 0 | 5.9571e-07 | 9.2717e-06 | 0 | 9.2717e-06 | 9.2717e-06 | 0 | 9.2717e-06 | 0 | 1.0966e-06 | 2.4038e-06 | 0 | 2.4038e-06 | 0 | 0.00013482 | 0.00026965 | 0 | 0.00026965 | [12 empty] | 7.3.3.17.5 (Remote Grid) Updates to grid topology to minimize risk of ignition in HFTDs Remote GridWLDFRContact from objectAggregated | WLDFR | HFTD - Distribution - Tier 2 - 2QU CoRE ¦ 2QU LoRE | Non-Red Flag Warning - Large Fires | Contact from object | Aggregated | 2037 | 1.0578e-05 | 543.1039 | 0.0057449 | 2037 | Mitigation | 0.95 | 45 | 0 | esc | 0.00097009 | 1.0261e-08 | 0.00097009 | 1.0261e-08
[79 empty] | WLDFR | HFTD - Distribution - Tier 2 - 5QU CoRE ¦ 5QU LoRE | Red Flag Warning - Catastrophic Fires | 2038 | 5.7789e-10 | 5.7789e-10 | 16832.3912 | 280.5544 | 10192.2718 | 6359.5651 | 0 | 0 | 5.9571e-07 | 9.7272e-06 | 0 | 9.7272e-06 | 9.7272e-06 | 0 | 9.7272e-06 | 0 | 1.0966e-06 | 2.4038e-06 | 0 | 2.4038e-06 | 0 | 0.00014151 | 0.00028302 | 0 | 0.00028302 | [12 empty] | 7.3.3.17.5 (Remote Grid) Updates to grid topology to minimize risk of ignition in HFTDs Remote GridWLDFRContact from objectAggregated | WLDFR | HFTD - Distribution - Tier 2 - 2QU CoRE ¦ 2QU LoRE | Non-Red Flag Warning - Large Fires | Contact from object | Aggregated | 2038 | 1.0578e-05 | 543.1039 | 0.0057449 | 2038 | Mitigation | 0.95 | 45 | 0 | esc | 0.00097009 | 1.0261e-08 | 0.00097009 | 1.0261e-08
[79 empty] | WLDFR | HFTD - Distribution - Tier 2 - 5QU CoRE ¦ 5QU LoRE | Red Flag Warning - Catastrophic Fires | 2039 | 5.7789e-10 | 5.7789e-10 | 16832.3912 | 280.5544 | 10192.2718 | 6359.5651 | 0 | 0 | 5.9571e-07 | 9.7272e-06 | 0 | 9.7272e-06 | 9.7272e-06 | 0 | 9.7272e-06 | 0 | 1.0966e-06 | 2.4038e-06 | 0 | 2.4038e-06 | 0 | 0.00014151 | 0.00028302 | 0 | 0.00028302 | [12 empty] | 7.3.3.17.5 (Remote Grid) Updates to grid topology to minimize risk of ignition in HFTDs Remote GridWLDFRContact from objectAggregated | WLDFR | HFTD - Distribution - Tier 2 - 2QU CoRE ¦ 2QU LoRE | Non-Red Flag Warning - Large Fires | Contact from object | Aggregated | 2039 | 1.0578e-05 | 543.1039 | 0.0057449 | 2039 | Mitigation | 0.95 | 45 | 0 | esc | 0.00097009 | 1.0261e-08 | 0.00097009 | 1.0261e-08
[79 empty] | WLDFR | HFTD - Distribution - Tier 2 - 5QU CoRE ¦ 5QU LoRE | Red Flag Warning - Catastrophic Fires | 2040 | 5.7789e-10 | 5.7789e-10 | 16832.3912 | 280.5544 | 10192.2718 | 6359.5651 | 0 | 0 | 5.9571e-07 | 9.7272e-06 | 0 | 9.7272e-06 | 9.7272e-06 | 0 | 9.7272e-06 | 0 | 1.1453e-06 | 2.5105e-06 | 0 | 2.5105e-06 | 0 | 0.00014151 | 0.00028302 | 0 | 0.00028302 | [12 empty] | 7.3.3.17.5 (Remote Grid) Updates to grid topology to minimize risk of ignition in HFTDs Remote GridWLDFRContact from objectAggregated | WLDFR | HFTD - Distribution - Tier 2 - 2QU CoRE ¦ 2QU LoRE | Non-Red Flag Warning - Large Fires | Contact from object | Aggregated | 2040 | 1.0578e-05 | 543.1039 | 0.0057449 | 2040 | Mitigation | 0.95 | 45 | 0 | esc | 0.00097009 | 1.0261e-08 | 0.00097009 | 1.0261e-08
[79 empty] | WLDFR | HFTD - Distribution - Tier 2 - 5QU CoRE ¦ 5QU LoRE | Red Flag Warning - Catastrophic Fires | 2041 | 5.7789e-10 | 5.7789e-10 | 16832.3912 | 280.5544 | 10192.2718 | 6359.5651 | 0 | 0 | 5.9571e-07 | 9.7272e-06 | 0 | 9.7272e-06 | 9.7272e-06 | 0 | 9.7272e-06 | 0 | 1.1453e-06 | 2.5105e-06 | 0 | 2.5105e-06 | 0 | 0.00014151 | 0.00028302 | 0 | 0.00028302 | [12 empty] | 7.3.3.17.5 (Remote Grid) Updates to grid topology to minimize risk of ignition in HFTDs Remote GridWLDFRContact from objectAggregated | WLDFR | HFTD - Distribution - Tier 2 - 2QU CoRE ¦ 2QU LoRE | Non-Red Flag Warning - Large Fires | Contact from object | Aggregated | 2041 | 1.0578e-05 | 543.1039 | 0.0057449 | 2041 | Mitigation | 0.95 | 45 | 0 | esc | 0.00097009 | 1.0261e-08 | 0.00097009 | 1.0261e-08
[79 empty] | WLDFR | HFTD - Distribution - Tier 2 - 5QU CoRE ¦ 5QU LoRE | Red Flag Warning - Catastrophic Fires | 2042 | 5.7789e-10 | 5.7789e-10 | 16832.3912 | 280.5544 | 10192.2718 | 6359.5651 | 0 | 0 | 5.9571e-07 | 9.7272e-06 | 0 | 9.7272e-06 | 9.7272e-06 | 0 | 9.7272e-06 | 0 | 1.1453e-06 | 2.5105e-06 | 0 | 2.5105e-06 | 0 | 0.00014151 | 0.00028302 | 0 | 0.00028302 | [12 empty] | 7.3.3.17.5 (Remote Grid) Updates to grid topology to minimize risk of ignition in HFTDs Remote GridWLDFRContact from objectAggregated | WLDFR | HFTD - Distribution - Tier 2 - 2QU CoRE ¦ 2QU LoRE | Non-Red Flag Warning - Large Fires | Contact from object | Aggregated | 2042 | 1.0578e-05 | 543.1039 | 0.0057449 | 2042 | Mitigation | 0.95 | 45 | 0 | esc | 0.00097009 | 1.0261e-08 | 0.00097009 | 1.0261e-08
[79 empty] | WLDFR | HFTD - Distribution - Tier 2 - 5QU CoRE ¦ 5QU LoRE | Red Flag Warning - Catastrophic Fires | 2043 | 5.7789e-10 | 5.7789e-10 | 17672.0852 | 299.42 | 10692.7362 | 6679.929 | 0 | 0 | 5.9571e-07 | 1.0212e-05 | 0 | 1.0212e-05 | 1.0212e-05 | 0 | 1.0212e-05 | 0 | 1.1453e-06 | 2.5105e-06 | 0 | 2.5105e-06 | 0 | 0.00014851 | 0.00029702 | 0 | 0.00029702 | [12 empty] | 7.3.3.17.5 (Remote Grid) Updates to grid topology to minimize risk of ignition in HFTDs Remote GridWLDFRContact from objectAggregated | WLDFR | HFTD - Distribution - Tier 2 - 2QU CoRE ¦ 2QU LoRE | Non-Red Flag Warning - Large Fires | Contact from object | Aggregated | 2043 | 1.0578e-05 | 543.1039 | 0.0057449 | 2043 | Mitigation | 0.95 | 45 | 0 | esc | 0.00097009 | 1.0261e-08 | 0.00097009 | 1.0261e-08
[79 empty] | WLDFR | HFTD - Distribution - Tier 2 - 5QU CoRE ¦ 5QU LoRE | Red Flag Warning - Catastrophic Fires | 2044 | 5.7789e-10 | 5.7789e-10 | 17672.0852 | 299.42 | 10692.7362 | 6679.929 | 0 | 0 | 5.9571e-07 | 1.0212e-05 | 0 | 1.0212e-05 | 1.0212e-05 | 0 | 1.0212e-05 | 0 | 1.1453e-06 | 2.5105e-06 | 0 | 2.5105e-06 | 0 | 0.00014851 | 0.00029702 | 0 | 0.00029702 | [12 empty] | 7.3.3.17.5 (Remote Grid) Updates to grid topology to minimize risk of ignition in HFTDs Remote GridWLDFRContact from objectAggregated | WLDFR | HFTD - Distribution - Tier 2 - 2QU CoRE ¦ 2QU LoRE | Non-Red Flag Warning - Large Fires | Contact from object | Aggregated | 2044 | 1.0578e-05 | 543.1039 | 0.0057449 | 2044 | Mitigation | 0.95 | 45 | 0 | esc | 0.00097009 | 1.0261e-08 | 0.00097009 | 1.0261e-08
[79 empty] | WLDFR | HFTD - Distribution - Tier 2 - 5QU CoRE ¦ 5QU LoRE | Red Flag Warning - Catastrophic Fires | 2045 | 5.7789e-10 | 5.7789e-10 | 17672.0852 | 299.42 | 10692.7362 | 6679.929 | 0 | 0 | 5.9571e-07 | 1.0212e-05 | 0 | 1.0212e-05 | 1.0212e-05 | 0 | 1.0212e-05 | 0 | 1.1993e-06 | 2.6289e-06 | 0 | 2.6289e-06 | 0 | 0.00014851 | 0.00029702 | 0 | 0.00029702 | [12 empty] | 7.3.3.17.5 (Remote Grid) Updates to grid topology to minimize risk of ignition in HFTDs Remote GridWLDFRContact from objectAggregated | WLDFR | HFTD - Distribution - Tier 2 - 2QU CoRE ¦ 2QU LoRE | Non-Red Flag Warning - Large Fires | Contact from object | Aggregated | 2045 | 1.0578e-05 | 543.1039 | 0.0057449 | 2045 | Mitigation | 0.95 | 45 | 0 | esc | 0.00097009 | 1.0261e-08 | 0.00097009 | 1.0261e-08
[79 empty] | WLDFR | HFTD - Distribution - Tier 2 - 5QU CoRE ¦ 5QU LoRE | Red Flag Warning - Catastrophic Fires | 2046 | 5.7789e-10 | 5.7789e-10 | 17672.0852 | 299.42 | 10692.7362 | 6679.929 | 0 | 0 | 5.9571e-07 | 1.0212e-05 | 0 | 1.0212e-05 | 1.0212e-05 | 0 | 1.0212e-05 | 0 | 1.1993e-06 | 2.6289e-06 | 0 | 2.6289e-06 | 0 | 0.00014851 | 0.00029702 | 0 | 0.00029702 | [12 empty] | 7.3.3.17.5 (Remote Grid) Updates to grid topology to minimize risk of ignition in HFTDs Remote GridWLDFRContact from objectAggregated | WLDFR | HFTD - Distribution - Tier 2 - 2QU CoRE ¦ 2QU LoRE | Non-Red Flag Warning - Large Fires | Contact from object | Aggregated | 2046 | 1.0578e-05 | 543.1039 | 0.0057449 | 2046 | Mitigation | 0.95 | 45 | 0 | esc | 0.00097009 | 1.0261e-08 | 0.00097009 | 1.0261e-08
[79 empty] | WLDFR | HFTD - Distribution - Tier 2 - 5QU CoRE ¦ 5QU LoRE | Red Flag Warning - Catastrophic Fires | 2047 | 5.7789e-10 | 5.7789e-10 | 17672.0852 | 299.42 | 10692.7362 | 6679.929 | 0 | 0 | 5.9571e-07 | 1.0212e-05 | 0 | 1.0212e-05 | 1.0212e-05 | 0 | 1.0212e-05 | 0 | 1.1993e-06 | 2.6289e-06 | 0 | 2.6289e-06 | 0 | 0 | 0.00029702 | 0 | 0.00029702 | [12 empty] | 7.3.3.17.5 (Remote Grid) Updates to grid topology to minimize risk of ignition in HFTDs Remote GridWLDFRContact from objectAggregated | WLDFR | HFTD - Distribution - Tier 2 - 2QU CoRE ¦ 2QU LoRE | Non-Red Flag Warning - Large Fires | Contact from object | Aggregated | 2047 | 1.0578e-05 | 543.1039 | 0.0057449 | 2047 | Mitigation | 0.95 | 45 | 0 | esc | 0.00097009 | 1.0261e-08 | 0.00097009 | 1.0261e-08
[79 empty] | WLDFR | HFTD - Distribution - Tier 2 - 5QU CoRE ¦ 5QU LoRE | Red Flag Warning - Catastrophic Fires | 2048 | 5.7789e-10 | 5.7789e-10 | 18552.3348 | 319.4911 | 11216.5626 | 7016.281 | 0 | 0 | 5.9571e-07 | 1.0721e-05 | 0 | 1.0721e-05 | 1.0721e-05 | 0 | 1.0721e-05 | 0 | 1.1993e-06 | 2.6289e-06 | 0 | 2.6289e-06 | 0 | 0 | 0 | 0 | 0 | [12 empty] | 7.3.3.17.5 (Remote Grid) Updates to grid topology to minimize risk of ignition in HFTDs Remote GridWLDFRContact from objectAggregated | WLDFR | HFTD - Distribution - Tier 2 - 2QU CoRE ¦ 2QU LoRE | Non-Red Flag Warning - Large Fires | Contact from object | Aggregated | 2048 | 1.0578e-05 | 543.1039 | 0.0057449 | 2048 | Mitigation | 0.95 | 45 | 0 | esc | 0.00097009 | 1.0261e-08 | 0.00097009 | 1.0261e-08
[79 empty] | WLDFR | HFTD - Distribution - Tier 2 - 5QU CoRE ¦ 5QU LoRE | Red Flag Warning - Catastrophic Fires | 2049 | 5.7789e-10 | 5.7789e-10 | 18552.3348 | 319.4911 | 11216.5626 | 7016.281 | 0 | 0 | 5.9571e-07 | 1.0721e-05 | 0 | 1.0721e-05 | 1.0721e-05 | 0 | 1.0721e-05 | 0 | 1.1993e-06 | 2.6289e-06 | 0 | 2.6289e-06 | 0 | 0 | 0 | 0 | 0 | [12 empty] | 7.3.3.17.5 (Remote Grid) Updates to grid topology to minimize risk of ignition in HFTDs Remote GridWLDFRContact from objectAggregated | WLDFR | HFTD - Distribution - Tier 2 - 2QU CoRE ¦ 2QU LoRE | Non-Red Flag Warning - Large Fires | Contact from object | Aggregated | 2049 | 1.0578e-05 | 543.1039 | 0.0057449 | 2049 | Mitigation | 0.95 | 45 | 0 | esc | 0.00097009 | 1.0261e-08 | 0.00097009 | 1.0261e-08
[79 empty] | WLDFR | HFTD - Distribution - Tier 2 - 5QU CoRE ¦ 5QU LoRE | Red Flag Warning - Catastrophic Fires | 2050 | 5.7789e-10 | 5.7789e-10 | 18552.3348 | 319.4911 | 11216.5626 | 7016.281 | 0 | 0 | 5.9571e-07 | 1.0721e-05 | 0 | 1.0721e-05 | 1.0721e-05 | 0 | 1.0721e-05 | 0 | 1.2579e-06 | 2.7574e-06 | 0 | 2.7574e-06 | 0 | 5.2821e-07 | 0 | 0 | 0 | [12 empty] | 7.3.3.17.5 (Remote Grid) Updates to grid topology to minimize risk of ignition in HFTDs Remote GridWLDFRContact from objectAggregated | WLDFR | HFTD - Distribution - Tier 2 - 2QU CoRE ¦ 2QU LoRE | Non-Red Flag Warning - Large Fires | Contact from object | Aggregated | 2050 | 1.0578e-05 | 543.1039 | 0.0057449 | 2050 | Mitigation | 0.95 | 45 | 0 | esc | 0.00097009 | 1.0261e-08 | 0.00097009 | 1.0261e-08
[79 empty] | WLDFR | HFTD - Distribution - Tier 2 - 5QU CoRE ¦ 5QU LoRE | Red Flag Warning - Catastrophic Fires | 2051 | 5.7789e-10 | 5.7789e-10 | 18552.3348 | 319.4911 | 11216.5626 | 7016.281 | 0 | 0 | 5.9571e-07 | 1.0721e-05 | 0 | 1.0721e-05 | 1.0721e-05 | 0 | 1.0721e-05 | 0 | 1.2579e-06 | 2.7574e-06 | 0 | 2.7574e-06 | 0 | 5.5185e-07 | 1.1037e-06 | 0 | 1.1037e-06 | [12 empty] | 7.3.3.17.5 (Remote Grid) Updates to grid topology to minimize risk of ignition in HFTDs Remote GridWLDFRContact from objectAggregated | WLDFR | HFTD - Distribution - Tier 2 - 2QU CoRE ¦ 2QU LoRE | Non-Red Flag Warning - Large Fires | Contact from object | Aggregated | 2051 | 1.0578e-05 | 543.1039 | 0.0057449 | 2051 | Mitigation | 0.95 | 45 | 0 | esc | 0.00097009 | 1.0261e-08 | 0.00097009 | 1.0261e-08
[79 empty] | WLDFR | HFTD - Distribution - Tier 2 - 5QU CoRE ¦ 5QU LoRE | Red Flag Warning - Catastrophic Fires | 2052 | 5.7789e-10 | 5.7789e-10 | 18552.3348 | 319.4911 | 11216.5626 | 7016.281 | 0 | 0 | 5.9571e-07 | 1.0721e-05 | 0 | 1.0721e-05 | 1.0721e-05 | 0 | 1.0721e-05 | 0 | 1.2579e-06 | 2.7574e-06 | 0 | 2.7574e-06 | 0 | 5.5185e-07 | 1.1037e-06 | 0 | 1.1037e-06 | [12 empty] | 7.3.3.17.5 (Remote Grid) Updates to grid topology to minimize risk of ignition in HFTDs Remote GridWLDFRContact from objectAggregated | WLDFR | HFTD - Distribution - Tier 2 - 2QU CoRE ¦ 2QU LoRE | Non-Red Flag Warning - Large Fires | Contact from object | Aggregated | 2052 | 1.0578e-05 | 543.1039 | 0.0057449 | 2052 | Mitigation | 0.95 | 45 | 0 | esc | 0.00097009 | 1.0261e-08 | 0.00097009 | 1.0261e-08
[79 empty] | WLDFR | HFTD - Distribution - Tier 2 - 5QU CoRE ¦ 5QU LoRE | Red Flag Warning - Catastrophic Fires | 2053 | 5.7789e-10 | 5.7789e-10 | 19462.1283 | 340.5356 | 11757.1413 | 7364.4514 | 0 | 0 | 5.9571e-07 | 1.1247e-05 | 0 | 1.1247e-05 | 1.1247e-05 | 0 | 1.1247e-05 | 0 | 1.2579e-06 | 2.7574e-06 | 0 | 2.7574e-06 | 0 | 5.5185e-07 | 1.1037e-06 | 0 | 1.1037e-06 | [12 empty] | 7.3.3.17.5 (Remote Grid) Updates to grid topology to minimize risk of ignition in HFTDs Remote GridWLDFRContact from objectAggregated | WLDFR | HFTD - Distribution - Tier 2 - 2QU CoRE ¦ 2QU LoRE | Non-Red Flag Warning - Large Fires | Contact from object | Aggregated | 2053 | 1.0578e-05 | 543.1039 | 0.0057449 | 2053 | Mitigation | 0.95 | 45 | 0 | esc | 0.00097009 | 1.0261e-08 | 0.00097009 | 1.0261e-08
[79 empty] | WLDFR | HFTD - Distribution - Tier 2 - 5QU CoRE ¦ 5QU LoRE | Red Flag Warning - Catastrophic Fires | 2054 | 5.7789e-10 | 5.7789e-10 | 19462.1283 | 340.5356 | 11757.1413 | 7364.4514 | 0 | 0 | 5.9571e-07 | 1.1247e-05 | 0 | 1.1247e-05 | 1.1247e-05 | 0 | 1.1247e-05 | 0 | 1.2579e-06 | 2.7574e-06 | 0 | 2.7574e-06 | 0 | 5.5185e-07 | 1.1037e-06 | 0 | 1.1037e-06 | [12 empty] | 7.3.3.17.5 (Remote Grid) Updates to grid topology to minimize risk of ignition in HFTDs Remote GridWLDFRContact from objectAggregated | WLDFR | HFTD - Distribution - Tier 2 - 2QU CoRE ¦ 2QU LoRE | Non-Red Flag Warning - Large Fires | Contact from object | Aggregated | 2054 | 1.0578e-05 | 543.1039 | 0.0057449 | 2054 | Mitigation | 0.95 | 45 | 0 | esc | 0.00097009 | 1.0261e-08 | 0.00097009 | 1.0261e-08
[79 empty] | WLDFR | HFTD - Distribution - Tier 2 - 5QU CoRE ¦ 5QU LoRE | Red Flag Warning - Catastrophic Fires | 2055 | 5.7789e-10 | 5.7789e-10 | 19462.1283 | 340.5356 | 11757.1413 | 7364.4514 | 0 | 0 | 5.9571e-07 | 1.1247e-05 | 0 | 1.1247e-05 | 1.1247e-05 | 0 | 1.1247e-05 | 0 | 1.3203e-06 | 2.8942e-06 | 0 | 2.8942e-06 | 0 | 5.5185e-07 | 1.1037e-06 | 0 | 1.1037e-06 | [12 empty] | 7.3.3.17.5 (Remote Grid) Updates to grid topology to minimize risk of ignition in HFTDs Remote GridWLDFRContact from objectAggregated | WLDFR | HFTD - Distribution - Tier 2 - 2QU CoRE ¦ 2QU LoRE | Non-Red Flag Warning - Large Fires | Contact from object | Aggregated | 2055 | 1.0578e-05 | 543.1039 | 0.0057449 | 2055 | Mitigation | 0.95 | 45 | 0 | esc | 0.00097009 | 1.0261e-08 | 0.00097009 | 1.0261e-08
[79 empty] | WLDFR | HFTD - Distribution - Tier 2 - 5QU CoRE ¦ 5QU LoRE | Red Flag Warning - Catastrophic Fires | 2056 | 5.7789e-10 | 5.7789e-10 | 19462.1283 | 340.5356 | 11757.1413 | 7364.4514 | 0 | 0 | 5.9571e-07 | 1.1247e-05 | 0 | 1.1247e-05 | 1.1247e-05 | 0 | 1.1247e-05 | 0 | 1.3203e-06 | 2.8942e-06 | 0 | 2.8942e-06 | 0 | 5.8229e-07 | 1.1646e-06 | 0 | 1.1646e-06 | [12 empty] | 7.3.3.17.5 (Remote Grid) Updates to grid topology to minimize risk of ignition in HFTDs Remote GridWLDFRContact from objectAggregated | WLDFR | HFTD - Distribution - Tier 2 - 2QU CoRE ¦ 2QU LoRE | Non-Red Flag Warning - Large Fires | Contact from object | Aggregated | 2056 | 1.0578e-05 | 543.1039 | 0.0057449 | 2056 | Mitigation | 0.95 | 45 | 0 | esc | 0.00097009 | 1.0261e-08 | 0.00097009 | 1.0261e-08
[79 empty] | WLDFR | HFTD - Distribution - Tier 2 - 5QU CoRE ¦ 5QU LoRE | Red Flag Warning - Catastrophic Fires | 2057 | 5.7789e-10 | 5.7789e-10 | 19462.1283 | 340.5356 | 11757.1413 | 7364.4514 | 0 | 0 | 5.9571e-07 | 1.1247e-05 | 0 | 1.1247e-05 | 1.1247e-05 | 0 | 1.1247e-05 | 0 | 1.3203e-06 | 2.8942e-06 | 0 | 2.8942e-06 | 0 | 5.8229e-07 | 1.1646e-06 | 0 | 1.1646e-06 | [12 empty] | 7.3.3.17.5 (Remote Grid) Updates to grid topology to minimize risk of ignition in HFTDs Remote GridWLDFRContact from objectAggregated | WLDFR | HFTD - Distribution - Tier 2 - 2QU CoRE ¦ 2QU LoRE | Non-Red Flag Warning - Large Fires | Contact from object | Aggregated | 2057 | 1.0578e-05 | 543.1039 | 0.0057449 | 2057 | Mitigation | 0.95 | 45 | 0 | esc | 0.00097009 | 1.0261e-08 | 0.00097009 | 1.0261e-08
[79 empty] | WLDFR | HFTD - Distribution - Tier 2 - 5QU CoRE ¦ 5QU LoRE | Red Flag Warning - Catastrophic Fires | 2058 | 5.7789e-10 | 5.7789e-10 | 20390.4035 | 362.3049 | 12307.8747 | 7720.2238 | 0 | 0 | 5.9571e-07 | 1.1783e-05 | 0 | 1.1783e-05 | 1.1783e-05 | 0 | 1.1783e-05 | 0 | 1.3203e-06 | 2.8942e-06 | 0 | 2.8942e-06 | 0 | 5.8229e-07 | 1.1646e-06 | 0 | 1.1646e-06 | [12 empty] | 7.3.3.17.5 (Remote Grid) Updates to grid topology to minimize risk of ignition in HFTDs Remote GridWLDFRContact from objectAggregated | WLDFR | HFTD - Distribution - Tier 2 - 2QU CoRE ¦ 2QU LoRE | Non-Red Flag Warning - Large Fires | Contact from object | Aggregated | 2058 | 1.0578e-05 | 543.1039 | 0.0057449 | 2058 | Mitigation | 0.95 | 45 | 0 | esc | 0.00097009 | 1.0261e-08 | 0.00097009 | 1.0261e-08
[79 empty] | WLDFR | HFTD - Distribution - Tier 2 - 5QU CoRE ¦ 5QU LoRE | Red Flag Warning - Catastrophic Fires | 2059 | 5.7789e-10 | 5.7789e-10 | 20390.4035 | 362.3049 | 12307.8747 | 7720.2238 | 0 | 0 | 5.9571e-07 | 1.1783e-05 | 0 | 1.1783e-05 | 1.1783e-05 | 0 | 1.1783e-05 | 0 | 1.3203e-06 | 2.8942e-06 | 0 | 2.8942e-06 | 0 | 5.8229e-07 | 1.1646e-06 | 0 | 1.1646e-06 | [12 empty] | 7.3.3.17.5 (Remote Grid) Updates to grid topology to minimize risk of ignition in HFTDs Remote GridWLDFRContact from objectAggregated | WLDFR | HFTD - Distribution - Tier 2 - 2QU CoRE ¦ 2QU LoRE | Non-Red Flag Warning - Large Fires | Contact from object | Aggregated | 2059 | 1.0578e-05 | 543.1039 | 0.0057449 | 2059 | Mitigation | 0.95 | 45 | 0 | esc | 0.00097009 | 1.0261e-08 | 0.00097009 | 1.0261e-08
[79 empty] | WLDFR | HFTD - Distribution - Tier 2 - 5QU CoRE ¦ 5QU LoRE | Red Flag Warning - Catastrophic Fires | 2060 | 5.7789e-10 | 5.7789e-10 | 20390.4035 | 362.3049 | 12307.8747 | 7720.2238 | 0 | 0 | 5.9571e-07 | 1.1783e-05 | 0 | 1.1783e-05 | 1.1783e-05 | 0 | 1.1783e-05 | 0 | 1.3856e-06 | 3.0374e-06 | 0 | 3.0374e-06 | 0 | 5.8229e-07 | 1.1646e-06 | 0 | 1.1646e-06 | [12 empty] | 7.3.3.17.5 (Remote Grid) Updates to grid topology to minimize risk of ignition in HFTDs Remote GridWLDFRContact from objectAggregated | WLDFR | HFTD - Distribution - Tier 2 - 2QU CoRE ¦ 2QU LoRE | Non-Red Flag Warning - Large Fires | Contact from object | Aggregated | 2060 | 1.0578e-05 | 543.1039 | 0.0057449 | 2060 | Mitigation | 0.95 | 45 | 0 | esc | 0.00097009 | 1.0261e-08 | 0.00097009 | 1.0261e-08
[79 empty] | WLDFR | HFTD - Distribution - Tier 2 - 5QU CoRE ¦ 5QU LoRE | Red Flag Warning - Catastrophic Fires | 2061 | 5.7789e-10 | 5.7789e-10 | 20390.4035 | 362.3049 | 12307.8747 | 7720.2238 | 0 | 0 | 5.9571e-07 | 1.1783e-05 | 0 | 1.1783e-05 | 1.1783e-05 | 0 | 1.1783e-05 | 0 | 1.3856e-06 | 3.0374e-06 | 0 | 3.0374e-06 | 0 | 6.1691e-07 | 1.2338e-06 | 0 | 1.2338e-06 | [12 empty] | 7.3.3.17.5 (Remote Grid) Updates to grid topology to minimize risk of ignition in HFTDs Remote GridWLDFRContact from objectAggregated | WLDFR | HFTD - Distribution - Tier 2 - 2QU CoRE ¦ 2QU LoRE | Non-Red Flag Warning - Large Fires | Contact from object | Aggregated | 2061 | 1.0578e-05 | 543.1039 | 0.0057449 | 2061 | Mitigation | 0.95 | 45 | 0 | esc | 0.00097009 | 1.0261e-08 | 0.00097009 | 1.0261e-08
[79 empty] | WLDFR | HFTD - Distribution - Tier 2 - 5QU CoRE ¦ 5QU LoRE | Red Flag Warning - Catastrophic Fires | 2062 | 5.7789e-10 | 5.7789e-10 | 20390.4035 | 362.3049 | 12307.8747 | 7720.2238 | 0 | 0 | 5.9571e-07 | 1.1783e-05 | 0 | 1.1783e-05 | 1.1783e-05 | 0 | 1.1783e-05 | 0 | 1.3856e-06 | 3.0374e-06 | 0 | 3.0374e-06 | 0 | 6.1691e-07 | 1.2338e-06 | 0 | 1.2338e-06 | [12 empty] | 7.3.3.17.5 (Remote Grid) Updates to grid topology to minimize risk of ignition in HFTDs Remote GridWLDFRContact from objectAggregated | WLDFR | HFTD - Distribution - Tier 2 - 2QU CoRE ¦ 2QU LoRE | Non-Red Flag Warning - Large Fires | Contact from object | Aggregated | 2062 | 1.0578e-05 | 543.1039 | 0.0057449 | 2062 | Mitigation | 0.95 | 45 | 0 | esc | 0.00097009 | 1.0261e-08 | 0.00097009 | 1.0261e-08
[79 empty] | WLDFR | HFTD - Distribution - Tier 2 - 5QU CoRE ¦ 5QU LoRE | Red Flag Warning - Catastrophic Fires | 2063 | 5.7789e-10 | 5.7789e-10 | 21325.9188 | 384.5316 | 12862.0997 | 8079.2876 | 0 | 0 | 5.9571e-07 | 1.2324e-05 | 0 | 1.2324e-05 | 1.2324e-05 | 0 | 1.2324e-05 | 0 | 1.3856e-06 | 3.0374e-06 | 0 | 3.0374e-06 | 0 | 6.1691e-07 | 1.2338e-06 | 0 | 1.2338e-06 | [12 empty] | 7.3.3.17.5 (Remote Grid) Updates to grid topology to minimize risk of ignition in HFTDs Remote GridWLDFRContact from objectAggregated | WLDFR | HFTD - Distribution - Tier 2 - 2QU CoRE ¦ 2QU LoRE | Non-Red Flag Warning - Large Fires | Contact from object | Aggregated | 2063 | 1.0578e-05 | 543.1039 | 0.0057449 | 2063 | Mitigation | 0.95 | 45 | 0 | esc | 0.00097009 | 1.0261e-08 | 0.00097009 | 1.0261e-08
[79 empty] | WLDFR | HFTD - Distribution - Tier 2 - 5QU CoRE ¦ 5QU LoRE | Red Flag Warning - Catastrophic Fires | 2064 | 5.7789e-10 | 5.7789e-10 | 21325.9188 | 384.5316 | 12862.0997 | 8079.2876 | 0 | 0 | 5.9571e-07 | 1.2324e-05 | 0 | 1.2324e-05 | 1.2324e-05 | 0 | 1.2324e-05 | 0 | 1.3856e-06 | 3.0374e-06 | 0 | 3.0374e-06 | 0 | 6.1691e-07 | 1.2338e-06 | 0 | 1.2338e-06 | [12 empty] | 7.3.3.17.5 (Remote Grid) Updates to grid topology to minimize risk of ignition in HFTDs Remote GridWLDFRContact from objectAggregated | WLDFR | HFTD - Distribution - Tier 2 - 2QU CoRE ¦ 2QU LoRE | Non-Red Flag Warning - Large Fires | Contact from object | Aggregated | 2064 | 1.0578e-05 | 543.1039 | 0.0057449 | 2064 | Mitigation | 0.95 | 45 | 0 | esc | 0.00097009 | 1.0261e-08 | 0.00097009 | 1.0261e-08
[79 empty] | WLDFR | HFTD - Distribution - Tier 2 - 5QU CoRE ¦ 5QU LoRE | Red Flag Warning - Catastrophic Fires | 2065 | 5.7789e-10 | 5.7789e-10 | 21325.9188 | 384.5316 | 12862.0997 | 8079.2876 | 0 | 0 | 5.9571e-07 | 1.2324e-05 | 0 | 1.2324e-05 | 1.2324e-05 | 0 | 1.2324e-05 | 0 | 1.4531e-06 | 3.1852e-06 | 0 | 3.1852e-06 | 0 | 6.1691e-07 | 1.2338e-06 | 0 | 1.2338e-06 | [12 empty] | 7.3.3.17.5 (Remote Grid) Updates to grid topology to minimize risk of ignition in HFTDs Remote GridWLDFRContact from objectAggregated | WLDFR | HFTD - Distribution - Tier 2 - 2QU CoRE ¦ 2QU LoRE | Non-Red Flag Warning - Large Fires | Contact from object | Aggregated | 2065 | 1.0578e-05 | 543.1039 | 0.0057449 | 2065 | Mitigation | 0.95 | 45 | 0 | esc | 0.00097009 | 1.0261e-08 | 0.00097009 | 1.0261e-08
[79 empty] | WLDFR | HFTD - Distribution - Tier 2 - 5QU CoRE ¦ 5QU LoRE | Red Flag Warning - Catastrophic Fires | 2066 | 5.7789e-10 | 5.7789e-10 | 21325.9188 | 384.5316 | 12862.0997 | 8079.2876 | 0 | 0 | 5.9571e-07 | 1.2324e-05 | 0 | 1.2324e-05 | 1.2324e-05 | 0 | 1.2324e-05 | 0 | 1.4531e-06 | 3.1852e-06 | 0 | 3.1852e-06 | 0 | 6.5544e-07 | 1.3109e-06 | 0 | 1.3109e-06 | [12 empty] | 7.3.3.17.5 (Remote Grid) Updates to grid topology to minimize risk of ignition in HFTDs Remote GridWLDFRContact from objectAggregated | WLDFR | HFTD - Distribution - Tier 2 - 2QU CoRE ¦ 2QU LoRE | Non-Red Flag Warning - Large Fires | Contact from object | Aggregated | 2066 | 1.0578e-05 | 543.1039 | 0.0057449 | 2066 | Mitigation | 0.95 | 45 | 0 | esc | 0.00097009 | 1.0261e-08 | 0.00097009 | 1.0261e-08
[79 empty] | WLDFR | HFTD - Distribution - Tier 2 - 5QU CoRE ¦ 5QU LoRE | Red Flag Warning - Catastrophic Fires | 2067 | 0 | 5.7789e-10 | 21325.9188 | 384.5316 | 12862.0997 | 8079.2876 | 0 | 0 | 5.9571e-07 | 0 | 0 | 0 | 1.2324e-05 | 0 | 1.2324e-05 | 0 | 1.4531e-06 | 3.1852e-06 | 0 | 3.1852e-06 | 0 | 6.5544e-07 | 1.3109e-06 | 0 | 1.3109e-06 | [12 empty] | 7.3.3.17.5 (Remote Grid) Updates to grid topology to minimize risk of ignition in HFTDs Remote GridWLDFRContact from objectAggregated | WLDFR | HFTD - Distribution - Tier 2 - 2QU CoRE ¦ 2QU LoRE | Non-Red Flag Warning - Large Fires | Contact from object | Aggregated | 2067 | 1.0578e-05 | 543.1039 | 0.0057449 | 2067 | Mitigation | 0.95 | 45 | 0 | esc | 0 | 0 | 0.00097009 | 1.0261e-08
[79 empty] | WLDFR | HFTD - Distribution - Tier 2 - 5QU CoRE ¦ 5QU LoRE | Red Flag Warning - Destructive Fires | 2022 | 1.0541e-10 | 0 | 8807.9522 | 222.2294 | 8585.7228 | 0 | 0 | 0 | 1.0866e-07 | 9.2844e-07 | 0 | 9.2844e-07 | 0 | 0 | 0 | 0 | 1.4531e-06 | 3.1852e-06 | 0 | 3.1852e-06 | 0 | 6.5544e-07 | 1.3109e-06 | 0 | 1.3109e-06 | [12 empty] | 7.3.3.17.5 (Remote Grid) Updates to grid topology to minimize risk of ignition in HFTDs Remote GridWLDFRContaminationAggregated | WLDFR | HFTD - Distribution - Tier 2 - 2QU CoRE ¦ 2QU LoRE | Non-Red Flag Warning - Large Fires | Contamination | Aggregated | 2022 | 2.2046e-07 | 543.1039 | 0.00011973 | 2022 | Mitigation | 0.95 | 45 | 0 | esc | 0.00097009 | 2.1386e-10 | 0 | 0
[79 empty] | WLDFR | HFTD - Distribution - Tier 2 - 5QU CoRE ¦ 5QU LoRE | Red Flag Warning - Destructive Fires | 2023 | 1.0541e-10 | 1.0541e-10 | 9129.7461 | 233.2301 | 8896.516 | 0 | 0 | 0 | 1.0866e-07 | 9.6235e-07 | 0 | 9.6235e-07 | 9.6235e-07 | 0 | 9.6235e-07 | 0 | 1.4531e-06 | 3.1852e-06 | 0 | 3.1852e-06 | 0 | 6.5544e-07 | 1.3109e-06 | 0 | 1.3109e-06 | [12 empty] | 7.3.3.17.5 (Remote Grid) Updates to grid topology to minimize risk of ignition in HFTDs Remote GridWLDFRContaminationAggregated | WLDFR | HFTD - Distribution - Tier 2 - 2QU CoRE ¦ 2QU LoRE | Non-Red Flag Warning - Large Fires | Contamination | Aggregated | 2023 | 2.2046e-07 | 543.1039 | 0.00011973 | 2023 | Mitigation | 0.95 | 45 | 0 | esc | 0.00097009 | 2.1386e-10 | 0.00097009 | 2.1386e-10
[79 empty] | WLDFR | HFTD - Distribution - Tier 2 - 5QU CoRE ¦ 5QU LoRE | Red Flag Warning - Destructive Fires | 2024 | 1.0541e-10 | 1.0541e-10 | 9129.7461 | 233.2301 | 8896.516 | 0 | 0 | 0 | 1.0866e-07 | 9.6235e-07 | 0 | 9.6235e-07 | 9.6235e-07 | 0 | 9.6235e-07 | 0 | 1.5219e-06 | 3.336e-06 | 0 | 3.336e-06 | 0 | 6.5544e-07 | 1.3109e-06 | 0 | 1.3109e-06 | [12 empty] | 7.3.3.17.5 (Remote Grid) Updates to grid topology to minimize risk of ignition in HFTDs Remote GridWLDFRContaminationAggregated | WLDFR | HFTD - Distribution - Tier 2 - 2QU CoRE ¦ 2QU LoRE | Non-Red Flag Warning - Large Fires | Contamination | Aggregated | 2024 | 2.2046e-07 | 543.1039 | 0.00011973 | 2024 | Mitigation | 0.95 | 45 | 0 | esc | 0.00097009 | 2.1386e-10 | 0.00097009 | 2.1386e-10
[79 empty] | WLDFR | HFTD - Distribution - Tier 2 - 5QU CoRE ¦ 5QU LoRE | Red Flag Warning - Destructive Fires | 2025 | 1.0541e-10 | 1.0541e-10 | 9129.7461 | 233.2301 | 8896.516 | 0 | 0 | 0 | 1.0866e-07 | 9.6235e-07 | 0 | 9.6235e-07 | 9.6235e-07 | 0 | 9.6235e-07 | 0 | 1.5219e-06 | 3.336e-06 | 0 | 3.336e-06 | 0 | 6.9758e-07 | 1.3952e-06 | 0 | 1.3952e-06 | [12 empty] | 7.3.3.17.5 (Remote Grid) Updates to grid topology to minimize risk of ignition in HFTDs Remote GridWLDFRContaminationAggregated | WLDFR | HFTD - Distribution - Tier 2 - 2QU CoRE ¦ 2QU LoRE | Non-Red Flag Warning - Large Fires | Contamination | Aggregated | 2025 | 2.2046e-07 | 543.1039 | 0.00011973 | 2025 | Mitigation | 0.95 | 45 | 0 | esc | 0.00097009 | 2.1386e-10 | 0.00097009 | 2.1386e-10
[79 empty] | WLDFR | HFTD - Distribution - Tier 2 - 5QU CoRE ¦ 5QU LoRE | Red Flag Warning - Destructive Fires | 2026 | 1.0541e-10 | 1.0541e-10 | 9129.7461 | 233.2301 | 8896.516 | 0 | 0 | 0 | 1.0866e-07 | 9.6235e-07 | 0 | 9.6235e-07 | 9.6235e-07 | 0 | 9.6235e-07 | 0 | 1.5219e-06 | 3.336e-06 | 0 | 3.336e-06 | 0 | 6.9758e-07 | 1.3952e-06 | 0 | 1.3952e-06 | [12 empty] | 7.3.3.17.5 (Remote Grid) Updates to grid topology to minimize risk of ignition in HFTDs Remote GridWLDFRContaminationAggregated | WLDFR | HFTD - Distribution - Tier 2 - 2QU CoRE ¦ 2QU LoRE | Non-Red Flag Warning - Large Fires | Contamination | Aggregated | 2026 | 2.2046e-07 | 543.1039 | 0.00011973 | 2026 | Mitigation | 0.95 | 45 | 0 | esc | 0.00097009 | 2.1386e-10 | 0.00097009 | 2.1386e-10
[79 empty] | WLDFR | HFTD - Distribution - Tier 2 - 5QU CoRE ¦ 5QU LoRE | Red Flag Warning - Destructive Fires | 2027 | 1.0541e-10 | 1.0541e-10 | 9129.7461 | 233.2301 | 8896.516 | 0 | 0 | 0 | 1.0866e-07 | 9.6235e-07 | 0 | 9.6235e-07 | 9.6235e-07 | 0 | 9.6235e-07 | 0 | 1.5219e-06 | 3.336e-06 | 0 | 3.336e-06 | 0 | 6.9758e-07 | 1.3952e-06 | 0 | 1.3952e-06 | [12 empty] | 7.3.3.17.5 (Remote Grid) Updates to grid topology to minimize risk of ignition in HFTDs Remote GridWLDFRContaminationAggregated | WLDFR | HFTD - Distribution - Tier 2 - 2QU CoRE ¦ 2QU LoRE | Non-Red Flag Warning - Large Fires | Contamination | Aggregated | 2027 | 2.2046e-07 | 543.1039 | 0.00011973 | 2027 | Mitigation | 0.95 | 45 | 0 | esc | 0.00097009 | 2.1386e-10 | 0.00097009 | 2.1386e-10
[79 empty] | WLDFR | HFTD - Distribution - Tier 2 - 5QU CoRE ¦ 5QU LoRE | Red Flag Warning - Destructive Fires | 2028 | 1.0541e-10 | 1.0541e-10 | 9534.9221 | 247.273 | 9287.6491 | 0 | 0 | 0 | 1.0866e-07 | 1.0051e-06 | 0 | 1.0051e-06 | 1.0051e-06 | 0 | 1.0051e-06 | 0 | 1.5219e-06 | 3.336e-06 | 0 | 3.336e-06 | 0 | 6.9758e-07 | 1.3952e-06 | 0 | 1.3952e-06 | [12 empty] | 7.3.3.17.5 (Remote Grid) Updates to grid topology to minimize risk of ignition in HFTDs Remote GridWLDFRContaminationAggregated | WLDFR | HFTD - Distribution - Tier 2 - 2QU CoRE ¦ 2QU LoRE | Non-Red Flag Warning - Large Fires | Contamination | Aggregated | 2028 | 2.2046e-07 | 543.1039 | 0.00011973 | 2028 | Mitigation | 0.95 | 45 | 0 | esc | 0.00097009 | 2.1386e-10 | 0.00097009 | 2.1386e-10
[79 empty] | WLDFR | HFTD - Distribution - Tier 2 - 5QU CoRE ¦ 5QU LoRE | Red Flag Warning - Destructive Fires | 2029 | 1.0541e-10 | 1.0541e-10 | 9534.9221 | 247.273 | 9287.6491 | 0 | 0 | 0 | 1.0866e-07 | 1.0051e-06 | 0 | 1.0051e-06 | 1.0051e-06 | 0 | 1.0051e-06 | 0 | 1.5911e-06 | 3.4878e-06 | 0 | 3.4878e-06 | 0 | 6.9758e-07 | 1.3952e-06 | 0 | 1.3952e-06 | [12 empty] | 7.3.3.17.5 (Remote Grid) Updates to grid topology to minimize risk of ignition in HFTDs Remote GridWLDFRContaminationAggregated | WLDFR | HFTD - Distribution - Tier 2 - 2QU CoRE ¦ 2QU LoRE | Non-Red Flag Warning - Large Fires | Contamination | Aggregated | 2029 | 2.2046e-07 | 543.1039 | 0.00011973 | 2029 | Mitigation | 0.95 | 45 | 0 | esc | 0.00097009 | 2.1386e-10 | 0.00097009 | 2.1386e-10
[79 empty] | WLDFR | HFTD - Distribution - Tier 2 - 5QU CoRE ¦ 5QU LoRE | Red Flag Warning - Destructive Fires | 2030 | 1.0541e-10 | 1.0541e-10 | 9534.9221 | 247.273 | 9287.6491 | 0 | 0 | 0 | 1.0866e-07 | 1.0051e-06 | 0 | 1.0051e-06 | 1.0051e-06 | 0 | 1.0051e-06 | 0 | 1.5911e-06 | 3.4878e-06 | 0 | 3.4878e-06 | 0 | 7.4298e-07 | 1.486e-06 | 0 | 1.486e-06 | [12 empty] | 7.3.3.17.5 (Remote Grid) Updates to grid topology to minimize risk of ignition in HFTDs Remote GridWLDFRContaminationAggregated | WLDFR | HFTD - Distribution - Tier 2 - 2QU CoRE ¦ 2QU LoRE | Non-Red Flag Warning - Large Fires | Contamination | Aggregated | 2030 | 2.2046e-07 | 543.1039 | 0.00011973 | 2030 | Mitigation | 0.95 | 45 | 0 | esc | 0.00097009 | 2.1386e-10 | 0.00097009 | 2.1386e-10
[79 empty] | WLDFR | HFTD - Distribution - Tier 2 - 5QU CoRE ¦ 5QU LoRE | Red Flag Warning - Destructive Fires | 2031 | 1.0541e-10 | 1.0541e-10 | 9534.9221 | 247.273 | 9287.6491 | 0 | 0 | 0 | 1.0866e-07 | 1.0051e-06 | 0 | 1.0051e-06 | 1.0051e-06 | 0 | 1.0051e-06 | 0 | 1.5911e-06 | 3.4878e-06 | 0 | 3.4878e-06 | 0 | 7.4298e-07 | 1.486e-06 | 0 | 1.486e-06 | [12 empty] | 7.3.3.17.5 (Remote Grid) Updates to grid topology to minimize risk of ignition in HFTDs Remote GridWLDFRContaminationAggregated | WLDFR | HFTD - Distribution - Tier 2 - 2QU CoRE ¦ 2QU LoRE | Non-Red Flag Warning - Large Fires | Contamination | Aggregated | 2031 | 2.2046e-07 | 543.1039 | 0.00011973 | 2031 | Mitigation | 0.95 | 45 | 0 | esc | 0.00097009 | 2.1386e-10 | 0.00097009 | 2.1386e-10
[79 empty] | WLDFR | HFTD - Distribution - Tier 2 - 5QU CoRE ¦ 5QU LoRE | Red Flag Warning - Destructive Fires | 2032 | 1.0541e-10 | 1.0541e-10 | 9534.9221 | 247.273 | 9287.6491 | 0 | 0 | 0 | 1.0866e-07 | 1.0051e-06 | 0 | 1.0051e-06 | 1.0051e-06 | 0 | 1.0051e-06 | 0 | 1.5911e-06 | 3.4878e-06 | 0 | 3.4878e-06 | 0 | 7.4298e-07 | 1.486e-06 | 0 | 1.486e-06 | [12 empty] | 7.3.3.17.5 (Remote Grid) Updates to grid topology to minimize risk of ignition in HFTDs Remote GridWLDFRContaminationAggregated | WLDFR | HFTD - Distribution - Tier 2 - 2QU CoRE ¦ 2QU LoRE | Non-Red Flag Warning - Large Fires | Contamination | Aggregated | 2032 | 2.2046e-07 | 543.1039 | 0.00011973 | 2032 | Mitigation | 0.95 | 45 | 0 | esc | 0.00097009 | 2.1386e-10 | 0.00097009 | 2.1386e-10
[79 empty] | WLDFR | HFTD - Distribution - Tier 2 - 5QU CoRE ¦ 5QU LoRE | Red Flag Warning - Destructive Fires | 2033 | 1.0541e-10 | 1.0541e-10 | 9984.8474 | 263.1074 | 9721.74 | 0 | 0 | 0 | 1.0866e-07 | 1.0525e-06 | 0 | 1.0525e-06 | 1.0525e-06 | 0 | 1.0525e-06 | 0 | 1.5911e-06 | 3.4878e-06 | 0 | 3.4878e-06 | 0 | 7.4298e-07 | 1.486e-06 | 0 | 1.486e-06 | [12 empty] | 7.3.3.17.5 (Remote Grid) Updates to grid topology to minimize risk of ignition in HFTDs Remote GridWLDFRContaminationAggregated | WLDFR | HFTD - Distribution - Tier 2 - 2QU CoRE ¦ 2QU LoRE | Non-Red Flag Warning - Large Fires | Contamination | Aggregated | 2033 | 2.2046e-07 | 543.1039 | 0.00011973 | 2033 | Mitigation | 0.95 | 45 | 0 | esc | 0.00097009 | 2.1386e-10 | 0.00097009 | 2.1386e-10
[79 empty] | WLDFR | HFTD - Distribution - Tier 2 - 5QU CoRE ¦ 5QU LoRE | Red Flag Warning - Destructive Fires | 2034 | 1.0541e-10 | 1.0541e-10 | 9984.8474 | 263.1074 | 9721.74 | 0 | 0 | 0 | 1.0866e-07 | 1.0525e-06 | 0 | 1.0525e-06 | 1.0525e-06 | 0 | 1.0525e-06 | 0 | 1.66e-06 | 3.6388e-06 | 0 | 3.6388e-06 | 0 | 0 | 1.486e-06 | 0 | 1.486e-06 | [12 empty] | 7.3.3.17.5 (Remote Grid) Updates to grid topology to minimize risk of ignition in HFTDs Remote GridWLDFRContaminationAggregated | WLDFR | HFTD - Distribution - Tier 2 - 2QU CoRE ¦ 2QU LoRE | Non-Red Flag Warning - Large Fires | Contamination | Aggregated | 2034 | 2.2046e-07 | 543.1039 | 0.00011973 | 2034 | Mitigation | 0.95 | 45 | 0 | esc | 0.00097009 | 2.1386e-10 | 0.00097009 | 2.1386e-10
[79 empty] | WLDFR | HFTD - Distribution - Tier 2 - 5QU CoRE ¦ 5QU LoRE | Red Flag Warning - Destructive Fires | 2035 | 1.0541e-10 | 1.0541e-10 | 9984.8474 | 263.1074 | 9721.74 | 0 | 0 | 0 | 1.0866e-07 | 1.0525e-06 | 0 | 1.0525e-06 | 1.0525e-06 | 0 | 1.0525e-06 | 0 | 1.66e-06 | 3.6388e-06 | 0 | 3.6388e-06 | 0 | 0 | 0 | 0 | 0 | [12 empty] | 7.3.3.17.5 (Remote Grid) Updates to grid topology to minimize risk of ignition in HFTDs Remote GridWLDFRContaminationAggregated | WLDFR | HFTD - Distribution - Tier 2 - 2QU CoRE ¦ 2QU LoRE | Non-Red Flag Warning - Large Fires | Contamination | Aggregated | 2035 | 2.2046e-07 | 543.1039 | 0.00011973 | 2035 | Mitigation | 0.95 | 45 | 0 | esc | 0.00097009 | 2.1386e-10 | 0.00097009 | 2.1386e-10
[79 empty] | WLDFR | HFTD - Distribution - Tier 2 - 5QU CoRE ¦ 5QU LoRE | Red Flag Warning - Destructive Fires | 2036 | 1.0541e-10 | 1.0541e-10 | 9984.8474 | 263.1074 | 9721.74 | 0 | 0 | 0 | 1.0866e-07 | 1.0525e-06 | 0 | 1.0525e-06 | 1.0525e-06 | 0 | 1.0525e-06 | 0 | 1.66e-06 | 3.6388e-06 | 0 | 3.6388e-06 | 0 | 0 | 0 | 0 | 0 | [12 empty] | 7.3.3.17.5 (Remote Grid) Updates to grid topology to minimize risk of ignition in HFTDs Remote GridWLDFRContaminationAggregated | WLDFR | HFTD - Distribution - Tier 2 - 2QU CoRE ¦ 2QU LoRE | Non-Red Flag Warning - Large Fires | Contamination | Aggregated | 2036 | 2.2046e-07 | 543.1039 | 0.00011973 | 2036 | Mitigation | 0.95 | 45 | 0 | esc | 0.00097009 | 2.1386e-10 | 0.00097009 | 2.1386e-10
[79 empty] | WLDFR | HFTD - Distribution - Tier 2 - 5QU CoRE ¦ 5QU LoRE | Red Flag Warning - Destructive Fires | 2037 | 1.0541e-10 | 1.0541e-10 | 9984.8474 | 263.1074 | 9721.74 | 0 | 0 | 0 | 1.0866e-07 | 1.0525e-06 | 0 | 1.0525e-06 | 1.0525e-06 | 0 | 1.0525e-06 | 0 | 0 | 3.6388e-06 | 0 | 3.6388e-06 | 0 | 2.4057e-06 | 0 | 0 | 0 | [12 empty] | 7.3.3.17.5 (Remote Grid) Updates to grid topology to minimize risk of ignition in HFTDs Remote GridWLDFRContaminationAggregated | WLDFR | HFTD - Distribution - Tier 2 - 2QU CoRE ¦ 2QU LoRE | Non-Red Flag Warning - Large Fires | Contamination | Aggregated | 2037 | 2.2046e-07 | 543.1039 | 0.00011973 | 2037 | Mitigation | 0.95 | 45 | 0 | esc | 0.00097009 | 2.1386e-10 | 0.00097009 | 2.1386e-10
[79 empty] | WLDFR | HFTD - Distribution - Tier 2 - 5QU CoRE ¦ 5QU LoRE | Red Flag Warning - Destructive Fires | 2038 | 1.0541e-10 | 1.0541e-10 | 10472.8261 | 280.5544 | 10192.2718 | 0 | 0 | 0 | 1.0866e-07 | 1.1039e-06 | 0 | 1.1039e-06 | 1.1039e-06 | 0 | 1.1039e-06 | 0 | 0 | 0 | 0 | 0 | 0 | 2.4831e-06 | 4.9662e-06 | 0 | 4.9662e-06 | [12 empty] | 7.3.3.17.5 (Remote Grid) Updates to grid topology to minimize risk of ignition in HFTDs Remote GridWLDFRContaminationAggregated | WLDFR | HFTD - Distribution - Tier 2 - 2QU CoRE ¦ 2QU LoRE | Non-Red Flag Warning - Large Fires | Contamination | Aggregated | 2038 | 2.2046e-07 | 543.1039 | 0.00011973 | 2038 | Mitigation | 0.95 | 45 | 0 | esc | 0.00097009 | 2.1386e-10 | 0.00097009 | 2.1386e-10
[79 empty] | WLDFR | HFTD - Distribution - Tier 2 - 5QU CoRE ¦ 5QU LoRE | Red Flag Warning - Destructive Fires | 2039 | 1.0541e-10 | 1.0541e-10 | 10472.8261 | 280.5544 | 10192.2718 | 0 | 0 | 0 | 1.0866e-07 | 1.1039e-06 | 0 | 1.1039e-06 | 1.1039e-06 | 0 | 1.1039e-06 | 0 | 7.3998e-08 | 0 | 0 | 0 | 0 | 2.4831e-06 | 4.9662e-06 | 0 | 4.9662e-06 | [12 empty] | 7.3.3.17.5 (Remote Grid) Updates to grid topology to minimize risk of ignition in HFTDs Remote GridWLDFRContaminationAggregated | WLDFR | HFTD - Distribution - Tier 2 - 2QU CoRE ¦ 2QU LoRE | Non-Red Flag Warning - Large Fires | Contamination | Aggregated | 2039 | 2.2046e-07 | 543.1039 | 0.00011973 | 2039 | Mitigation | 0.95 | 45 | 0 | esc | 0.00097009 | 2.1386e-10 | 0.00097009 | 2.1386e-10
[79 empty] | WLDFR | HFTD - Distribution - Tier 2 - 5QU CoRE ¦ 5QU LoRE | Red Flag Warning - Destructive Fires | 2040 | 1.0541e-10 | 1.0541e-10 | 10472.8261 | 280.5544 | 10192.2718 | 0 | 0 | 0 | 1.0866e-07 | 1.1039e-06 | 0 | 1.1039e-06 | 1.1039e-06 | 0 | 1.1039e-06 | 0 | 7.7309e-08 | 1.6946e-07 | 0 | 1.6946e-07 | 0 | 2.4831e-06 | 4.9662e-06 | 0 | 4.9662e-06 | [12 empty] | 7.3.3.17.5 (Remote Grid) Updates to grid topology to minimize risk of ignition in HFTDs Remote GridWLDFRContaminationAggregated | WLDFR | HFTD - Distribution - Tier 2 - 2QU CoRE ¦ 2QU LoRE | Non-Red Flag Warning - Large Fires | Contamination | Aggregated | 2040 | 2.2046e-07 | 543.1039 | 0.00011973 | 2040 | Mitigation | 0.95 | 45 | 0 | esc | 0.00097009 | 2.1386e-10 | 0.00097009 | 2.1386e-10
[79 empty] | WLDFR | HFTD - Distribution - Tier 2 - 5QU CoRE ¦ 5QU LoRE | Red Flag Warning - Destructive Fires | 2041 | 1.0541e-10 | 1.0541e-10 | 10472.8261 | 280.5544 | 10192.2718 | 0 | 0 | 0 | 1.0866e-07 | 1.1039e-06 | 0 | 1.1039e-06 | 1.1039e-06 | 0 | 1.1039e-06 | 0 | 7.7309e-08 | 1.6946e-07 | 0 | 1.6946e-07 | 0 | 2.4831e-06 | 4.9662e-06 | 0 | 4.9662e-06 | [12 empty] | 7.3.3.17.5 (Remote Grid) Updates to grid topology to minimize risk of ignition in HFTDs Remote GridWLDFRContaminationAggregated | WLDFR | HFTD - Distribution - Tier 2 - 2QU CoRE ¦ 2QU LoRE | Non-Red Flag Warning - Large Fires | Contamination | Aggregated | 2041 | 2.2046e-07 | 543.1039 | 0.00011973 | 2041 | Mitigation | 0.95 | 45 | 0 | esc | 0.00097009 | 2.1386e-10 | 0.00097009 | 2.1386e-10
[79 empty] | WLDFR | HFTD - Distribution - Tier 2 - 5QU CoRE ¦ 5QU LoRE | Red Flag Warning - Destructive Fires | 2042 | 1.0541e-10 | 1.0541e-10 | 10472.8261 | 280.5544 | 10192.2718 | 0 | 0 | 0 | 1.0866e-07 | 1.1039e-06 | 0 | 1.1039e-06 | 1.1039e-06 | 0 | 1.1039e-06 | 0 | 7.7309e-08 | 1.6946e-07 | 0 | 1.6946e-07 | 0 | 2.4831e-06 | 4.9662e-06 | 0 | 4.9662e-06 | [12 empty] | 7.3.3.17.5 (Remote Grid) Updates to grid topology to minimize risk of ignition in HFTDs Remote GridWLDFRContaminationAggregated | WLDFR | HFTD - Distribution - Tier 2 - 2QU CoRE ¦ 2QU LoRE | Non-Red Flag Warning - Large Fires | Contamination | Aggregated | 2042 | 2.2046e-07 | 543.1039 | 0.00011973 | 2042 | Mitigation | 0.95 | 45 | 0 | esc | 0.00097009 | 2.1386e-10 | 0.00097009 | 2.1386e-10
[79 empty] | WLDFR | HFTD - Distribution - Tier 2 - 5QU CoRE ¦ 5QU LoRE | Red Flag Warning - Destructive Fires | 2043 | 1.0541e-10 | 1.0541e-10 | 10992.1562 | 299.42 | 10692.7362 | 0 | 0 | 0 | 1.0866e-07 | 1.1587e-06 | 0 | 1.1587e-06 | 1.1587e-06 | 0 | 1.1587e-06 | 0 | 7.7309e-08 | 1.6946e-07 | 0 | 1.6946e-07 | 0 | 2.5819e-06 | 5.1637e-06 | 0 | 5.1637e-06 | [12 empty] | 7.3.3.17.5 (Remote Grid) Updates to grid topology to minimize risk of ignition in HFTDs Remote GridWLDFRContaminationAggregated | WLDFR | HFTD - Distribution - Tier 2 - 2QU CoRE ¦ 2QU LoRE | Non-Red Flag Warning - Large Fires | Contamination | Aggregated | 2043 | 2.2046e-07 | 543.1039 | 0.00011973 | 2043 | Mitigation | 0.95 | 45 | 0 | esc | 0.00097009 | 2.1386e-10 | 0.00097009 | 2.1386e-10
[79 empty] | WLDFR | HFTD - Distribution - Tier 2 - 5QU CoRE ¦ 5QU LoRE | Red Flag Warning - Destructive Fires | 2044 | 1.0541e-10 | 1.0541e-10 | 10992.1562 | 299.42 | 10692.7362 | 0 | 0 | 0 | 1.0866e-07 | 1.1587e-06 | 0 | 1.1587e-06 | 1.1587e-06 | 0 | 1.1587e-06 | 0 | 7.7309e-08 | 1.6946e-07 | 0 | 1.6946e-07 | 0 | 2.5819e-06 | 5.1637e-06 | 0 | 5.1637e-06 | [12 empty] | 7.3.3.17.5 (Remote Grid) Updates to grid topology to minimize risk of ignition in HFTDs Remote GridWLDFRContaminationAggregated | WLDFR | HFTD - Distribution - Tier 2 - 2QU CoRE ¦ 2QU LoRE | Non-Red Flag Warning - Large Fires | Contamination | Aggregated | 2044 | 2.2046e-07 | 543.1039 | 0.00011973 | 2044 | Mitigation | 0.95 | 45 | 0 | esc | 0.00097009 | 2.1386e-10 | 0.00097009 | 2.1386e-10
[79 empty] | WLDFR | HFTD - Distribution - Tier 2 - 5QU CoRE ¦ 5QU LoRE | Red Flag Warning - Destructive Fires | 2045 | 1.0541e-10 | 1.0541e-10 | 10992.1562 | 299.42 | 10692.7362 | 0 | 0 | 0 | 1.0866e-07 | 1.1587e-06 | 0 | 1.1587e-06 | 1.1587e-06 | 0 | 1.1587e-06 | 0 | 8.1573e-08 | 1.7881e-07 | 0 | 1.7881e-07 | 0 | 2.5819e-06 | 5.1637e-06 | 0 | 5.1637e-06 | [12 empty] | 7.3.3.17.5 (Remote Grid) Updates to grid topology to minimize risk of ignition in HFTDs Remote GridWLDFRContaminationAggregated | WLDFR | HFTD - Distribution - Tier 2 - 2QU CoRE ¦ 2QU LoRE | Non-Red Flag Warning - Large Fires | Contamination | Aggregated | 2045 | 2.2046e-07 | 543.1039 | 0.00011973 | 2045 | Mitigation | 0.95 | 45 | 0 | esc | 0.00097009 | 2.1386e-10 | 0.00097009 | 2.1386e-10
[79 empty] | WLDFR | HFTD - Distribution - Tier 2 - 5QU CoRE ¦ 5QU LoRE | Red Flag Warning - Destructive Fires | 2046 | 1.0541e-10 | 1.0541e-10 | 10992.1562 | 299.42 | 10692.7362 | 0 | 0 | 0 | 1.0866e-07 | 1.1587e-06 | 0 | 1.1587e-06 | 1.1587e-06 | 0 | 1.1587e-06 | 0 | 8.1573e-08 | 1.7881e-07 | 0 | 1.7881e-07 | 0 | 2.5819e-06 | 5.1637e-06 | 0 | 5.1637e-06 | [12 empty] | 7.3.3.17.5 (Remote Grid) Updates to grid topology to minimize risk of ignition in HFTDs Remote GridWLDFRContaminationAggregated | WLDFR | HFTD - Distribution - Tier 2 - 2QU CoRE ¦ 2QU LoRE | Non-Red Flag Warning - Large Fires | Contamination | Aggregated | 2046 | 2.2046e-07 | 543.1039 | 0.00011973 | 2046 | Mitigation | 0.95 | 45 | 0 | esc | 0.00097009 | 2.1386e-10 | 0.00097009 | 2.1386e-10
[79 empty] | WLDFR | HFTD - Distribution - Tier 2 - 5QU CoRE ¦ 5QU LoRE | Red Flag Warning - Destructive Fires | 2047 | 1.0541e-10 | 1.0541e-10 | 10992.1562 | 299.42 | 10692.7362 | 0 | 0 | 0 | 1.0866e-07 | 1.1587e-06 | 0 | 1.1587e-06 | 1.1587e-06 | 0 | 1.1587e-06 | 0 | 8.1573e-08 | 1.7881e-07 | 0 | 1.7881e-07 | 0 | 2.5819e-06 | 5.1637e-06 | 0 | 5.1637e-06 | [12 empty] | 7.3.3.17.5 (Remote Grid) Updates to grid topology to minimize risk of ignition in HFTDs Remote GridWLDFRContaminationAggregated | WLDFR | HFTD - Distribution - Tier 2 - 2QU CoRE ¦ 2QU LoRE | Non-Red Flag Warning - Large Fires | Contamination | Aggregated | 2047 | 2.2046e-07 | 543.1039 | 0.00011973 | 2047 | Mitigation | 0.95 | 45 | 0 | esc | 0.00097009 | 2.1386e-10 | 0.00097009 | 2.1386e-10
[79 empty] | WLDFR | HFTD - Distribution - Tier 2 - 5QU CoRE ¦ 5QU LoRE | Red Flag Warning - Destructive Fires | 2048 | 1.0541e-10 | 1.0541e-10 | 11536.0538 | 319.4911 | 11216.5626 | 0 | 0 | 0 | 1.0866e-07 | 1.216e-06 | 0 | 1.216e-06 | 1.216e-06 | 0 | 1.216e-06 | 0 | 8.1573e-08 | 1.7881e-07 | 0 | 1.7881e-07 | 0 | 2.6932e-06 | 5.3863e-06 | 0 | 5.3863e-06 | [12 empty] | 7.3.3.17.5 (Remote Grid) Updates to grid topology to minimize risk of ignition in HFTDs Remote GridWLDFRContaminationAggregated | WLDFR | HFTD - Distribution - Tier 2 - 2QU CoRE ¦ 2QU LoRE | Non-Red Flag Warning - Large Fires | Contamination | Aggregated | 2048 | 2.2046e-07 | 543.1039 | 0.00011973 | 2048 | Mitigation | 0.95 | 45 | 0 | esc | 0.00097009 | 2.1386e-10 | 0.00097009 | 2.1386e-10
[79 empty] | WLDFR | HFTD - Distribution - Tier 2 - 5QU CoRE ¦ 5QU LoRE | Red Flag Warning - Destructive Fires | 2049 | 1.0541e-10 | 1.0541e-10 | 11536.0538 | 319.4911 | 11216.5626 | 0 | 0 | 0 | 1.0866e-07 | 1.216e-06 | 0 | 1.216e-06 | 1.216e-06 | 0 | 1.216e-06 | 0 | 8.1573e-08 | 1.7881e-07 | 0 | 1.7881e-07 | 0 | 2.6932e-06 | 5.3863e-06 | 0 | 5.3863e-06 | [12 empty] | 7.3.3.17.5 (Remote Grid) Updates to grid topology to minimize risk of ignition in HFTDs Remote GridWLDFRContaminationAggregated | WLDFR | HFTD - Distribution - Tier 2 - 2QU CoRE ¦ 2QU LoRE | Non-Red Flag Warning - Large Fires | Contamination | Aggregated | 2049 | 2.2046e-07 | 543.1039 | 0.00011973 | 2049 | Mitigation | 0.95 | 45 | 0 | esc | 0.00097009 | 2.1386e-10 | 0.00097009 | 2.1386e-10
[79 empty] | WLDFR | HFTD - Distribution - Tier 2 - 5QU CoRE ¦ 5QU LoRE | Red Flag Warning - Destructive Fires | 2050 | 1.0541e-10 | 1.0541e-10 | 11536.0538 | 319.4911 | 11216.5626 | 0 | 0 | 0 | 1.0866e-07 | 1.216e-06 | 0 | 1.216e-06 | 1.216e-06 | 0 | 1.216e-06 | 0 | 8.6423e-08 | 1.8944e-07 | 0 | 1.8944e-07 | 0 | 2.6932e-06 | 5.3863e-06 | 0 | 5.3863e-06 | [12 empty] | 7.3.3.17.5 (Remote Grid) Updates to grid topology to minimize risk of ignition in HFTDs Remote GridWLDFRContaminationAggregated | WLDFR | HFTD - Distribution - Tier 2 - 2QU CoRE ¦ 2QU LoRE | Non-Red Flag Warning - Large Fires | Contamination | Aggregated | 2050 | 2.2046e-07 | 543.1039 | 0.00011973 | 2050 | Mitigation | 0.95 | 45 | 0 | esc | 0.00097009 | 2.1386e-10 | 0.00097009 | 2.1386e-10
[79 empty] | WLDFR | HFTD - Distribution - Tier 2 - 5QU CoRE ¦ 5QU LoRE | Red Flag Warning - Destructive Fires | 2051 | 1.0541e-10 | 1.0541e-10 | 11536.0538 | 319.4911 | 11216.5626 | 0 | 0 | 0 | 1.0866e-07 | 1.216e-06 | 0 | 1.216e-06 | 1.216e-06 | 0 | 1.216e-06 | 0 | 8.6423e-08 | 1.8944e-07 | 0 | 1.8944e-07 | 0 | 2.6932e-06 | 5.3863e-06 | 0 | 5.3863e-06 | [12 empty] | 7.3.3.17.5 (Remote Grid) Updates to grid topology to minimize risk of ignition in HFTDs Remote GridWLDFRContaminationAggregated | WLDFR | HFTD - Distribution - Tier 2 - 2QU CoRE ¦ 2QU LoRE | Non-Red Flag Warning - Large Fires | Contamination | Aggregated | 2051 | 2.2046e-07 | 543.1039 | 0.00011973 | 2051 | Mitigation | 0.95 | 45 | 0 | esc | 0.00097009 | 2.1386e-10 | 0.00097009 | 2.1386e-10
[79 empty] | WLDFR | HFTD - Distribution - Tier 2 - 5QU CoRE ¦ 5QU LoRE | Red Flag Warning - Destructive Fires | 2052 | 1.0541e-10 | 1.0541e-10 | 11536.0538 | 319.4911 | 11216.5626 | 0 | 0 | 0 | 1.0866e-07 | 1.216e-06 | 0 | 1.216e-06 | 1.216e-06 | 0 | 1.216e-06 | 0 | 8.6423e-08 | 1.8944e-07 | 0 | 1.8944e-07 | 0 | 2.6932e-06 | 5.3863e-06 | 0 | 5.3863e-06 | [12 empty] | 7.3.3.17.5 (Remote Grid) Updates to grid topology to minimize risk of ignition in HFTDs Remote GridWLDFRContaminationAggregated | WLDFR | HFTD - Distribution - Tier 2 - 2QU CoRE ¦ 2QU LoRE | Non-Red Flag Warning - Large Fires | Contamination | Aggregated | 2052 | 2.2046e-07 | 543.1039 | 0.00011973 | 2052 | Mitigation | 0.95 | 45 | 0 | esc | 0.00097009 | 2.1386e-10 | 0.00097009 | 2.1386e-10
[79 empty] | WLDFR | HFTD - Distribution - Tier 2 - 5QU CoRE ¦ 5QU LoRE | Red Flag Warning - Destructive Fires | 2053 | 1.0541e-10 | 1.0541e-10 | 12097.6769 | 340.5356 | 11757.1413 | 0 | 0 | 0 | 1.0866e-07 | 1.2752e-06 | 0 | 1.2752e-06 | 1.2752e-06 | 0 | 1.2752e-06 | 0 | 8.6423e-08 | 1.8944e-07 | 0 | 1.8944e-07 | 0 | 2.8159e-06 | 5.6317e-06 | 0 | 5.6317e-06 | [12 empty] | 7.3.3.17.5 (Remote Grid) Updates to grid topology to minimize risk of ignition in HFTDs Remote GridWLDFRContaminationAggregated | WLDFR | HFTD - Distribution - Tier 2 - 2QU CoRE ¦ 2QU LoRE | Non-Red Flag Warning - Large Fires | Contamination | Aggregated | 2053 | 2.2046e-07 | 543.1039 | 0.00011973 | 2053 | Mitigation | 0.95 | 45 | 0 | esc | 0.00097009 | 2.1386e-10 | 0.00097009 | 2.1386e-10
[79 empty] | WLDFR | HFTD - Distribution - Tier 2 - 5QU CoRE ¦ 5QU LoRE | Red Flag Warning - Destructive Fires | 2054 | 1.0541e-10 | 1.0541e-10 | 12097.6769 | 340.5356 | 11757.1413 | 0 | 0 | 0 | 1.0866e-07 | 1.2752e-06 | 0 | 1.2752e-06 | 1.2752e-06 | 0 | 1.2752e-06 | 0 | 8.6423e-08 | 1.8944e-07 | 0 | 1.8944e-07 | 0 | 2.8159e-06 | 5.6317e-06 | 0 | 5.6317e-06 | [12 empty] | 7.3.3.17.5 (Remote Grid) Updates to grid topology to minimize risk of ignition in HFTDs Remote GridWLDFRContaminationAggregated | WLDFR | HFTD - Distribution - Tier 2 - 2QU CoRE ¦ 2QU LoRE | Non-Red Flag Warning - Large Fires | Contamination | Aggregated | 2054 | 2.2046e-07 | 543.1039 | 0.00011973 | 2054 | Mitigation | 0.95 | 45 | 0 | esc | 0.00097009 | 2.1386e-10 | 0.00097009 | 2.1386e-10
[79 empty] | WLDFR | HFTD - Distribution - Tier 2 - 5QU CoRE ¦ 5QU LoRE | Red Flag Warning - Destructive Fires | 2055 | 1.0541e-10 | 1.0541e-10 | 12097.6769 | 340.5356 | 11757.1413 | 0 | 0 | 0 | 1.0866e-07 | 1.2752e-06 | 0 | 1.2752e-06 | 1.2752e-06 | 0 | 1.2752e-06 | 0 | 9.1822e-08 | 2.0128e-07 | 0 | 2.0128e-07 | 0 | 2.8159e-06 | 5.6317e-06 | 0 | 5.6317e-06 | [12 empty] | 7.3.3.17.5 (Remote Grid) Updates to grid topology to minimize risk of ignition in HFTDs Remote GridWLDFRContaminationAggregated | WLDFR | HFTD - Distribution - Tier 2 - 2QU CoRE ¦ 2QU LoRE | Non-Red Flag Warning - Large Fires | Contamination | Aggregated | 2055 | 2.2046e-07 | 543.1039 | 0.00011973 | 2055 | Mitigation | 0.95 | 45 | 0 | esc | 0.00097009 | 2.1386e-10 | 0.00097009 | 2.1386e-10
[79 empty] | WLDFR | HFTD - Distribution - Tier 2 - 5QU CoRE ¦ 5QU LoRE | Red Flag Warning - Destructive Fires | 2056 | 1.0541e-10 | 1.0541e-10 | 12097.6769 | 340.5356 | 11757.1413 | 0 | 0 | 0 | 1.0866e-07 | 1.2752e-06 | 0 | 1.2752e-06 | 1.2752e-06 | 0 | 1.2752e-06 | 0 | 9.1822e-08 | 2.0128e-07 | 0 | 2.0128e-07 | 0 | 2.8159e-06 | 5.6317e-06 | 0 | 5.6317e-06 | [12 empty] | 7.3.3.17.5 (Remote Grid) Updates to grid topology to minimize risk of ignition in HFTDs Remote GridWLDFRContaminationAggregated | WLDFR | HFTD - Distribution - Tier 2 - 2QU CoRE ¦ 2QU LoRE | Non-Red Flag Warning - Large Fires | Contamination | Aggregated | 2056 | 2.2046e-07 | 543.1039 | 0.00011973 | 2056 | Mitigation | 0.95 | 45 | 0 | esc | 0.00097009 | 2.1386e-10 | 0.00097009 | 2.1386e-10
[79 empty] | WLDFR | HFTD - Distribution - Tier 2 - 5QU CoRE ¦ 5QU LoRE | Red Flag Warning - Destructive Fires | 2057 | 1.0541e-10 | 1.0541e-10 | 12097.6769 | 340.5356 | 11757.1413 | 0 | 0 | 0 | 1.0866e-07 | 1.2752e-06 | 0 | 1.2752e-06 | 1.2752e-06 | 0 | 1.2752e-06 | 0 | 9.1822e-08 | 2.0128e-07 | 0 | 2.0128e-07 | 0 | 2.8159e-06 | 5.6317e-06 | 0 | 5.6317e-06 | [12 empty] | 7.3.3.17.5 (Remote Grid) Updates to grid topology to minimize risk of ignition in HFTDs Remote GridWLDFRContaminationAggregated | WLDFR | HFTD - Distribution - Tier 2 - 2QU CoRE ¦ 2QU LoRE | Non-Red Flag Warning - Large Fires | Contamination | Aggregated | 2057 | 2.2046e-07 | 543.1039 | 0.00011973 | 2057 | Mitigation | 0.95 | 45 | 0 | esc | 0.00097009 | 2.1386e-10 | 0.00097009 | 2.1386e-10
[79 empty] | WLDFR | HFTD - Distribution - Tier 2 - 5QU CoRE ¦ 5QU LoRE | Red Flag Warning - Destructive Fires | 2058 | 1.0541e-10 | 1.0541e-10 | 12670.1796 | 362.3049 | 12307.8747 | 0 | 0 | 0 | 1.0866e-07 | 1.3355e-06 | 0 | 1.3355e-06 | 1.3355e-06 | 0 | 1.3355e-06 | 0 | 9.1822e-08 | 2.0128e-07 | 0 | 2.0128e-07 | 0 | 2.9487e-06 | 5.8974e-06 | 0 | 5.8974e-06 | [12 empty] | 7.3.3.17.5 (Remote Grid) Updates to grid topology to minimize risk of ignition in HFTDs Remote GridWLDFRContaminationAggregated | WLDFR | HFTD - Distribution - Tier 2 - 2QU CoRE ¦ 2QU LoRE | Non-Red Flag Warning - Large Fires | Contamination | Aggregated | 2058 | 2.2046e-07 | 543.1039 | 0.00011973 | 2058 | Mitigation | 0.95 | 45 | 0 | esc | 0.00097009 | 2.1386e-10 | 0.00097009 | 2.1386e-10
[79 empty] | WLDFR | HFTD - Distribution - Tier 2 - 5QU CoRE ¦ 5QU LoRE | Red Flag Warning - Destructive Fires | 2059 | 1.0541e-10 | 1.0541e-10 | 12670.1796 | 362.3049 | 12307.8747 | 0 | 0 | 0 | 1.0866e-07 | 1.3355e-06 | 0 | 1.3355e-06 | 1.3355e-06 | 0 | 1.3355e-06 | 0 | 9.1822e-08 | 2.0128e-07 | 0 | 2.0128e-07 | 0 | 2.9487e-06 | 5.8974e-06 | 0 | 5.8974e-06 | [12 empty] | 7.3.3.17.5 (Remote Grid) Updates to grid topology to minimize risk of ignition in HFTDs Remote GridWLDFRContaminationAggregated | WLDFR | HFTD - Distribution - Tier 2 - 2QU CoRE ¦ 2QU LoRE | Non-Red Flag Warning - Large Fires | Contamination | Aggregated | 2059 | 2.2046e-07 | 543.1039 | 0.00011973 | 2059 | Mitigation | 0.95 | 45 | 0 | esc | 0.00097009 | 2.1386e-10 | 0.00097009 | 2.1386e-10
[79 empty] | WLDFR | HFTD - Distribution - Tier 2 - 5QU CoRE ¦ 5QU LoRE | Red Flag Warning - Destructive Fires | 2060 | 1.0541e-10 | 1.0541e-10 | 12670.1796 | 362.3049 | 12307.8747 | 0 | 0 | 0 | 1.0866e-07 | 1.3355e-06 | 0 | 1.3355e-06 | 1.3355e-06 | 0 | 1.3355e-06 | 0 | 9.7726e-08 | 2.1422e-07 | 0 | 2.1422e-07 | 0 | 2.9487e-06 | 5.8974e-06 | 0 | 5.8974e-06 | [12 empty] | 7.3.3.17.5 (Remote Grid) Updates to grid topology to minimize risk of ignition in HFTDs Remote GridWLDFRContaminationAggregated | WLDFR | HFTD - Distribution - Tier 2 - 2QU CoRE ¦ 2QU LoRE | Non-Red Flag Warning - Large Fires | Contamination | Aggregated | 2060 | 2.2046e-07 | 543.1039 | 0.00011973 | 2060 | Mitigation | 0.95 | 45 | 0 | esc | 0.00097009 | 2.1386e-10 | 0.00097009 | 2.1386e-10
[79 empty] | WLDFR | HFTD - Distribution - Tier 2 - 5QU CoRE ¦ 5QU LoRE | Red Flag Warning - Destructive Fires | 2061 | 1.0541e-10 | 1.0541e-10 | 12670.1796 | 362.3049 | 12307.8747 | 0 | 0 | 0 | 1.0866e-07 | 1.3355e-06 | 0 | 1.3355e-06 | 1.3355e-06 | 0 | 1.3355e-06 | 0 | 9.7726e-08 | 2.1422e-07 | 0 | 2.1422e-07 | 0 | 2.9487e-06 | 5.8974e-06 | 0 | 5.8974e-06 | [12 empty] | 7.3.3.17.5 (Remote Grid) Updates to grid topology to minimize risk of ignition in HFTDs Remote GridWLDFRContaminationAggregated | WLDFR | HFTD - Distribution - Tier 2 - 2QU CoRE ¦ 2QU LoRE | Non-Red Flag Warning - Large Fires | Contamination | Aggregated | 2061 | 2.2046e-07 | 543.1039 | 0.00011973 | 2061 | Mitigation | 0.95 | 45 | 0 | esc | 0.00097009 | 2.1386e-10 | 0.00097009 | 2.1386e-10
[79 empty] | WLDFR | HFTD - Distribution - Tier 2 - 5QU CoRE ¦ 5QU LoRE | Red Flag Warning - Destructive Fires | 2062 | 1.0541e-10 | 1.0541e-10 | 12670.1796 | 362.3049 | 12307.8747 | 0 | 0 | 0 | 1.0866e-07 | 1.3355e-06 | 0 | 1.3355e-06 | 1.3355e-06 | 0 | 1.3355e-06 | 0 | 9.7726e-08 | 2.1422e-07 | 0 | 2.1422e-07 | 0 | 2.9487e-06 | 5.8974e-06 | 0 | 5.8974e-06 | [12 empty] | 7.3.3.17.5 (Remote Grid) Updates to grid topology to minimize risk of ignition in HFTDs Remote GridWLDFRContaminationAggregated | WLDFR | HFTD - Distribution - Tier 2 - 2QU CoRE ¦ 2QU LoRE | Non-Red Flag Warning - Large Fires | Contamination | Aggregated | 2062 | 2.2046e-07 | 543.1039 | 0.00011973 | 2062 | Mitigation | 0.95 | 45 | 0 | esc | 0.00097009 | 2.1386e-10 | 0.00097009 | 2.1386e-10
[79 empty] | WLDFR | HFTD - Distribution - Tier 2 - 5QU CoRE ¦ 5QU LoRE | Red Flag Warning - Destructive Fires | 2063 | 1.0541e-10 | 1.0541e-10 | 13246.6313 | 384.5316 | 12862.0997 | 0 | 0 | 0 | 1.0866e-07 | 1.3963e-06 | 0 | 1.3963e-06 | 1.3963e-06 | 0 | 1.3963e-06 | 0 | 9.7726e-08 | 2.1422e-07 | 0 | 2.1422e-07 | 0 | 3.0903e-06 | 6.1806e-06 | 0 | 6.1806e-06 | [12 empty] | 7.3.3.17.5 (Remote Grid) Updates to grid topology to minimize risk of ignition in HFTDs Remote GridWLDFRContaminationAggregated | WLDFR | HFTD - Distribution - Tier 2 - 2QU CoRE ¦ 2QU LoRE | Non-Red Flag Warning - Large Fires | Contamination | Aggregated | 2063 | 2.2046e-07 | 543.1039 | 0.00011973 | 2063 | Mitigation | 0.95 | 45 | 0 | esc | 0.00097009 | 2.1386e-10 | 0.00097009 | 2.1386e-10
[79 empty] | WLDFR | HFTD - Distribution - Tier 2 - 5QU CoRE ¦ 5QU LoRE | Red Flag Warning - Destructive Fires | 2064 | 1.0541e-10 | 1.0541e-10 | 13246.6313 | 384.5316 | 12862.0997 | 0 | 0 | 0 | 1.0866e-07 | 1.3963e-06 | 0 | 1.3963e-06 | 1.3963e-06 | 0 | 1.3963e-06 | 0 | 9.7726e-08 | 2.1422e-07 | 0 | 2.1422e-07 | 0 | 3.0903e-06 | 6.1806e-06 | 0 | 6.1806e-06 | [12 empty] | 7.3.3.17.5 (Remote Grid) Updates to grid topology to minimize risk of ignition in HFTDs Remote GridWLDFRContaminationAggregated | WLDFR | HFTD - Distribution - Tier 2 - 2QU CoRE ¦ 2QU LoRE | Non-Red Flag Warning - Large Fires | Contamination | Aggregated | 2064 | 2.2046e-07 | 543.1039 | 0.00011973 | 2064 | Mitigation | 0.95 | 45 | 0 | esc | 0.00097009 | 2.1386e-10 | 0.00097009 | 2.1386e-10
[79 empty] | WLDFR | HFTD - Distribution - Tier 2 - 5QU CoRE ¦ 5QU LoRE | Red Flag Warning - Destructive Fires | 2065 | 1.0541e-10 | 1.0541e-10 | 13246.6313 | 384.5316 | 12862.0997 | 0 | 0 | 0 | 1.0866e-07 | 1.3963e-06 | 0 | 1.3963e-06 | 1.3963e-06 | 0 | 1.3963e-06 | 0 | 1.0409e-07 | 2.2816e-07 | 0 | 2.2816e-07 | 0 | 3.0903e-06 | 6.1806e-06 | 0 | 6.1806e-06 | [12 empty] | 7.3.3.17.5 (Remote Grid) Updates to grid topology to minimize risk of ignition in HFTDs Remote GridWLDFRContaminationAggregated | WLDFR | HFTD - Distribution - Tier 2 - 2QU CoRE ¦ 2QU LoRE | Non-Red Flag Warning - Large Fires | Contamination | Aggregated | 2065 | 2.2046e-07 | 543.1039 | 0.00011973 | 2065 | Mitigation | 0.95 | 45 | 0 | esc | 0.00097009 | 2.1386e-10 | 0.00097009 | 2.1386e-10
[79 empty] | WLDFR | HFTD - Distribution - Tier 2 - 5QU CoRE ¦ 5QU LoRE | Red Flag Warning - Destructive Fires | 2066 | 1.0541e-10 | 1.0541e-10 | 13246.6313 | 384.5316 | 12862.0997 | 0 | 0 | 0 | 1.0866e-07 | 1.3963e-06 | 0 | 1.3963e-06 | 1.3963e-06 | 0 | 1.3963e-06 | 0 | 1.0409e-07 | 2.2816e-07 | 0 | 2.2816e-07 | 0 | 3.0903e-06 | 6.1806e-06 | 0 | 6.1806e-06 | [12 empty] | 7.3.3.17.5 (Remote Grid) Updates to grid topology to minimize risk of ignition in HFTDs Remote GridWLDFRContaminationAggregated | WLDFR | HFTD - Distribution - Tier 2 - 2QU CoRE ¦ 2QU LoRE | Non-Red Flag Warning - Large Fires | Contamination | Aggregated | 2066 | 2.2046e-07 | 543.1039 | 0.00011973 | 2066 | Mitigation | 0.95 | 45 | 0 | esc | 0.00097009 | 2.1386e-10 | 0.00097009 | 2.1386e-10
[79 empty] | WLDFR | HFTD - Distribution - Tier 2 - 5QU CoRE ¦ 5QU LoRE | Red Flag Warning - Destructive Fires | 2067 | 0 | 1.0541e-10 | 13246.6313 | 384.5316 | 12862.0997 | 0 | 0 | 0 | 1.0866e-07 | 0 | 0 | 0 | 1.3963e-06 | 0 | 1.3963e-06 | 0 | 1.0409e-07 | 2.2816e-07 | 0 | 2.2816e-07 | 0 | 0 | 6.1806e-06 | 0 | 6.1806e-06 | [12 empty] | 7.3.3.17.5 (Remote Grid) Updates to grid topology to minimize risk of ignition in HFTDs Remote GridWLDFRContaminationAggregated | WLDFR | HFTD - Distribution - Tier 2 - 2QU CoRE ¦ 2QU LoRE | Non-Red Flag Warning - Large Fires | Contamination | Aggregated | 2067 | 2.2046e-07 | 543.1039 | 0.00011973 | 2067 | Mitigation | 0.95 | 45 | 0 | esc | 0 | 0 | 0.00097009 | 2.1386e-10
[79 empty] | WLDFR | HFTD - Distribution - Tier 2 - 5QU CoRE ¦ 5QU LoRE | Red Flag Warning - Large Fires | 2022 | 9.2464e-09 | 0 | 5.2406 | 0.69642 | 2.942 | 1.6022 | 0 | 0 | 9.5316e-06 | 4.8457e-08 | 0 | 4.8457e-08 | 0 | 0 | 0 | 0 | 1.0409e-07 | 2.2816e-07 | 0 | 2.2816e-07 | 0 | 0 | 0 | 0 | 0 | [12 empty] | 7.3.3.17.5 (Remote Grid) Updates to grid topology to minimize risk of ignition in HFTDs Remote GridWLDFREquipment / facility failureAggregated | WLDFR | HFTD - Distribution - Tier 2 - 2QU CoRE ¦ 2QU LoRE | Non-Red Flag Warning - Large Fires | Equipment / facility failure | Aggregated | 2022 | 2.9007e-06 | 543.1039 | 0.0015754 | 2022 | Mitigation | 0.95 | 45 | 0 | esc | 0.00097009 | 2.8139e-09 | 0 | 0
[79 empty] | WLDFR | HFTD - Distribution - Tier 2 - 5QU CoRE ¦ 5QU LoRE | Red Flag Warning - Large Fires | 2023 | 9.2464e-09 | 9.2464e-09 | 5.475 | 0.71896 | 3.0715 | 1.6846 | 0 | 0 | 9.5316e-06 | 5.0625e-08 | 0 | 5.0625e-08 | 5.0625e-08 | 0 | 5.0625e-08 | 0 | 1.0409e-07 | 2.2816e-07 | 0 | 2.2816e-07 | 0 | 0 | 0 | 0 | 0 | [12 empty] | 7.3.3.17.5 (Remote Grid) Updates to grid topology to minimize risk of ignition in HFTDs Remote GridWLDFREquipment / facility failureAggregated | WLDFR | HFTD - Distribution - Tier 2 - 2QU CoRE ¦ 2QU LoRE | Non-Red Flag Warning - Large Fires | Equipment / facility failure | Aggregated | 2023 | 2.9007e-06 | 543.1039 | 0.0015754 | 2023 | Mitigation | 0.95 | 45 | 0 | esc | 0.00097009 | 2.8139e-09 | 0.00097009 | 2.8139e-09
[79 empty] | WLDFR | HFTD - Distribution - Tier 2 - 5QU CoRE ¦ 5QU LoRE | Red Flag Warning - Large Fires | 2024 | 9.2464e-09 | 9.2464e-09 | 5.475 | 0.71896 | 3.0715 | 1.6846 | 0 | 0 | 9.5316e-06 | 5.0625e-08 | 0 | 5.0625e-08 | 5.0625e-08 | 0 | 5.0625e-08 | 0 | 1.1085e-07 | 2.4298e-07 | 0 | 2.4298e-07 | 0 | 0.0049756 | 0 | 0 | 0 | [12 empty] | 7.3.3.17.5 (Remote Grid) Updates to grid topology to minimize risk of ignition in HFTDs Remote GridWLDFREquipment / facility failureAggregated | WLDFR | HFTD - Distribution - Tier 2 - 2QU CoRE ¦ 2QU LoRE | Non-Red Flag Warning - Large Fires | Equipment / facility failure | Aggregated | 2024 | 2.9007e-06 | 543.1039 | 0.0015754 | 2024 | Mitigation | 0.95 | 45 | 0 | esc | 0.00097009 | 2.8139e-09 | 0.00097009 | 2.8139e-09
[79 empty] | WLDFR | HFTD - Distribution - Tier 2 - 5QU CoRE ¦ 5QU LoRE | Red Flag Warning - Large Fires | 2025 | 9.2464e-09 | 9.2464e-09 | 5.475 | 0.71896 | 3.0715 | 1.6846 | 0 | 0 | 9.5316e-06 | 5.0625e-08 | 0 | 5.0625e-08 | 5.0625e-08 | 0 | 5.0625e-08 | 0 | 1.1085e-07 | 2.4298e-07 | 0 | 2.4298e-07 | 0 | 0.005158 | 0.010316 | 0 | 0.010316 | [12 empty] | 7.3.3.17.5 (Remote Grid) Updates to grid topology to minimize risk of ignition in HFTDs Remote GridWLDFREquipment / facility failureAggregated | WLDFR | HFTD - Distribution - Tier 2 - 2QU CoRE ¦ 2QU LoRE | Non-Red Flag Warning - Large Fires | Equipment / facility failure | Aggregated | 2025 | 2.9007e-06 | 543.1039 | 0.0015754 | 2025 | Mitigation | 0.95 | 45 | 0 | esc | 0.00097009 | 2.8139e-09 | 0.00097009 | 2.8139e-09
[79 empty] | WLDFR | HFTD - Distribution - Tier 2 - 5QU CoRE ¦ 5QU LoRE | Red Flag Warning - Large Fires | 2026 | 9.2464e-09 | 9.2464e-09 | 5.475 | 0.71896 | 3.0715 | 1.6846 | 0 | 0 | 9.5316e-06 | 5.0625e-08 | 0 | 5.0625e-08 | 5.0625e-08 | 0 | 5.0625e-08 | 0 | 1.1085e-07 | 2.4298e-07 | 0 | 2.4298e-07 | 0 | 0.005158 | 0.010316 | 0 | 0.010316 | [12 empty] | 7.3.3.17.5 (Remote Grid) Updates to grid topology to minimize risk of ignition in HFTDs Remote GridWLDFREquipment / facility failureAggregated | WLDFR | HFTD - Distribution - Tier 2 - 2QU CoRE ¦ 2QU LoRE | Non-Red Flag Warning - Large Fires | Equipment / facility failure | Aggregated | 2026 | 2.9007e-06 | 543.1039 | 0.0015754 | 2026 | Mitigation | 0.95 | 45 | 0 | esc | 0.00097009 | 2.8139e-09 | 0.00097009 | 2.8139e-09
[79 empty] | WLDFR | HFTD - Distribution - Tier 2 - 5QU CoRE ¦ 5QU LoRE | Red Flag Warning - Large Fires | 2027 | 9.2464e-09 | 9.2464e-09 | 5.475 | 0.71896 | 3.0715 | 1.6846 | 0 | 0 | 9.5316e-06 | 5.0625e-08 | 0 | 5.0625e-08 | 5.0625e-08 | 0 | 5.0625e-08 | 0 | 1.1085e-07 | 2.4298e-07 | 0 | 2.4298e-07 | 0 | 0.005158 | 0.010316 | 0 | 0.010316 | [12 empty] | 7.3.3.17.5 (Remote Grid) Updates to grid topology to minimize risk of ignition in HFTDs Remote GridWLDFREquipment / facility failureAggregated | WLDFR | HFTD - Distribution - Tier 2 - 2QU CoRE ¦ 2QU LoRE | Non-Red Flag Warning - Large Fires | Equipment / facility failure | Aggregated | 2027 | 2.9007e-06 | 543.1039 | 0.0015754 | 2027 | Mitigation | 0.95 | 45 | 0 | esc | 0.00097009 | 2.8139e-09 | 0.00097009 | 2.8139e-09
[79 empty] | WLDFR | HFTD - Distribution - Tier 2 - 5QU CoRE ¦ 5QU LoRE | Red Flag Warning - Large Fires | 2028 | 9.2464e-09 | 9.2464e-09 | 5.777 | 0.74734 | 3.238 | 1.7917 | 0 | 0 | 9.5316e-06 | 5.3417e-08 | 0 | 5.3417e-08 | 5.3417e-08 | 0 | 5.3417e-08 | 0 | 1.1085e-07 | 2.4298e-07 | 0 | 2.4298e-07 | 0 | 0.005158 | 0.010316 | 0 | 0.010316 | [12 empty] | 7.3.3.17.5 (Remote Grid) Updates to grid topology to minimize risk of ignition in HFTDs Remote GridWLDFREquipment / facility failureAggregated | WLDFR | HFTD - Distribution - Tier 2 - 2QU CoRE ¦ 2QU LoRE | Non-Red Flag Warning - Large Fires | Equipment / facility failure | Aggregated | 2028 | 2.9007e-06 | 543.1039 | 0.0015754 | 2028 | Mitigation | 0.95 | 45 | 0 | esc | 0.00097009 | 2.8139e-09 | 0.00097009 | 2.8139e-09
[79 empty] | WLDFR | HFTD - Distribution - Tier 2 - 5QU CoRE ¦ 5QU LoRE | Red Flag Warning - Large Fires | 2029 | 9.2464e-09 | 9.2464e-09 | 5.777 | 0.74734 | 3.238 | 1.7917 | 0 | 0 | 9.5316e-06 | 5.3417e-08 | 0 | 5.3417e-08 | 5.3417e-08 | 0 | 5.3417e-08 | 0 | 1.1794e-07 | 2.5852e-07 | 0 | 2.5852e-07 | 0 | 0.005158 | 0.010316 | 0 | 0.010316 | [12 empty] | 7.3.3.17.5 (Remote Grid) Updates to grid topology to minimize risk of ignition in HFTDs Remote GridWLDFREquipment / facility failureAggregated | WLDFR | HFTD - Distribution - Tier 2 - 2QU CoRE ¦ 2QU LoRE | Non-Red Flag Warning - Large Fires | Equipment / facility failure | Aggregated | 2029 | 2.9007e-06 | 543.1039 | 0.0015754 | 2029 | Mitigation | 0.95 | 45 | 0 | esc | 0.00097009 | 2.8139e-09 | 0.00097009 | 2.8139e-09
[79 empty] | WLDFR | HFTD - Distribution - Tier 2 - 5QU CoRE ¦ 5QU LoRE | Red Flag Warning - Large Fires | 2030 | 9.2464e-09 | 9.2464e-09 | 5.777 | 0.74734 | 3.238 | 1.7917 | 0 | 0 | 9.5316e-06 | 5.3417e-08 | 0 | 5.3417e-08 | 5.3417e-08 | 0 | 5.3417e-08 | 0 | 1.1794e-07 | 2.5852e-07 | 0 | 2.5852e-07 | 0 | 0.0053878 | 0.010776 | 0 | 0.010776 | [12 empty] | 7.3.3.17.5 (Remote Grid) Updates to grid topology to minimize risk of ignition in HFTDs Remote GridWLDFREquipment / facility failureAggregated | WLDFR | HFTD - Distribution - Tier 2 - 2QU CoRE ¦ 2QU LoRE | Non-Red Flag Warning - Large Fires | Equipment / facility failure | Aggregated | 2030 | 2.9007e-06 | 543.1039 | 0.0015754 | 2030 | Mitigation | 0.95 | 45 | 0 | esc | 0.00097009 | 2.8139e-09 | 0.00097009 | 2.8139e-09
[79 empty] | WLDFR | HFTD - Distribution - Tier 2 - 5QU CoRE ¦ 5QU LoRE | Red Flag Warning - Large Fires | 2031 | 9.2464e-09 | 9.2464e-09 | 5.777 | 0.74734 | 3.238 | 1.7917 | 0 | 0 | 9.5316e-06 | 5.3417e-08 | 0 | 5.3417e-08 | 5.3417e-08 | 0 | 5.3417e-08 | 0 | 1.1794e-07 | 2.5852e-07 | 0 | 2.5852e-07 | 0 | 0.0053878 | 0.010776 | 0 | 0.010776 | [12 empty] | 7.3.3.17.5 (Remote Grid) Updates to grid topology to minimize risk of ignition in HFTDs Remote GridWLDFREquipment / facility failureAggregated | WLDFR | HFTD - Distribution - Tier 2 - 2QU CoRE ¦ 2QU LoRE | Non-Red Flag Warning - Large Fires | Equipment / facility failure | Aggregated | 2031 | 2.9007e-06 | 543.1039 | 0.0015754 | 2031 | Mitigation | 0.95 | 45 | 0 | esc | 0.00097009 | 2.8139e-09 | 0.00097009 | 2.8139e-09
[79 empty] | WLDFR | HFTD - Distribution - Tier 2 - 5QU CoRE ¦ 5QU LoRE | Red Flag Warning - Large Fires | 2032 | 9.2464e-09 | 9.2464e-09 | 5.777 | 0.74734 | 3.238 | 1.7917 | 0 | 0 | 9.5316e-06 | 5.3417e-08 | 0 | 5.3417e-08 | 5.3417e-08 | 0 | 5.3417e-08 | 0 | 1.1794e-07 | 2.5852e-07 | 0 | 2.5852e-07 | 0 | 0.0053878 | 0.010776 | 0 | 0.010776 | [12 empty] | 7.3.3.17.5 (Remote Grid) Updates to grid topology to minimize risk of ignition in HFTDs Remote GridWLDFREquipment / facility failureAggregated | WLDFR | HFTD - Distribution - Tier 2 - 2QU CoRE ¦ 2QU LoRE | Non-Red Flag Warning - Large Fires | Equipment / facility failure | Aggregated | 2032 | 2.9007e-06 | 543.1039 | 0.0015754 | 2032 | Mitigation | 0.95 | 45 | 0 | esc | 0.00097009 | 2.8139e-09 | 0.00097009 | 2.8139e-09
[79 empty] | WLDFR | HFTD - Distribution - Tier 2 - 5QU CoRE ¦ 5QU LoRE | Red Flag Warning - Large Fires | 2033 | 9.2464e-09 | 9.2464e-09 | 6.1205 | 0.77885 | 3.4265 | 1.9151 | 0 | 0 | 9.5316e-06 | 5.6593e-08 | 0 | 5.6593e-08 | 5.6593e-08 | 0 | 5.6593e-08 | 0 | 1.1794e-07 | 2.5852e-07 | 0 | 2.5852e-07 | 0 | 0.0053878 | 0.010776 | 0 | 0.010776 | [12 empty] | 7.3.3.17.5 (Remote Grid) Updates to grid topology to minimize risk of ignition in HFTDs Remote GridWLDFREquipment / facility failureAggregated | WLDFR | HFTD - Distribution - Tier 2 - 2QU CoRE ¦ 2QU LoRE | Non-Red Flag Warning - Large Fires | Equipment / facility failure | Aggregated | 2033 | 2.9007e-06 | 543.1039 | 0.0015754 | 2033 | Mitigation | 0.95 | 45 | 0 | esc | 0.00097009 | 2.8139e-09 | 0.00097009 | 2.8139e-09
[79 empty] | WLDFR | HFTD - Distribution - Tier 2 - 5QU CoRE ¦ 5QU LoRE | Red Flag Warning - Large Fires | 2034 | 9.2464e-09 | 9.2464e-09 | 6.1205 | 0.77885 | 3.4265 | 1.9151 | 0 | 0 | 9.5316e-06 | 5.6593e-08 | 0 | 5.6593e-08 | 5.6593e-08 | 0 | 5.6593e-08 | 0 | 1.2528e-07 | 2.7461e-07 | 0 | 2.7461e-07 | 0 | 0.0053878 | 0.010776 | 0 | 0.010776 | [12 empty] | 7.3.3.17.5 (Remote Grid) Updates to grid topology to minimize risk of ignition in HFTDs Remote GridWLDFREquipment / facility failureAggregated | WLDFR | HFTD - Distribution - Tier 2 - 2QU CoRE ¦ 2QU LoRE | Non-Red Flag Warning - Large Fires | Equipment / facility failure | Aggregated | 2034 | 2.9007e-06 | 543.1039 | 0.0015754 | 2034 | Mitigation | 0.95 | 45 | 0 | esc | 0.00097009 | 2.8139e-09 | 0.00097009 | 2.8139e-09
[79 empty] | WLDFR | HFTD - Distribution - Tier 2 - 5QU CoRE ¦ 5QU LoRE | Red Flag Warning - Large Fires | 2035 | 9.2464e-09 | 9.2464e-09 | 6.1205 | 0.77885 | 3.4265 | 1.9151 | 0 | 0 | 9.5316e-06 | 5.6593e-08 | 0 | 5.6593e-08 | 5.6593e-08 | 0 | 5.6593e-08 | 0 | 1.2528e-07 | 2.7461e-07 | 0 | 2.7461e-07 | 0 | 0.0056432 | 0.011286 | 0 | 0.011286 | [12 empty] | 7.3.3.17.5 (Remote Grid) Updates to grid topology to minimize risk of ignition in HFTDs Remote GridWLDFREquipment / facility failureAggregated | WLDFR | HFTD - Distribution - Tier 2 - 2QU CoRE ¦ 2QU LoRE | Non-Red Flag Warning - Large Fires | Equipment / facility failure | Aggregated | 2035 | 2.9007e-06 | 543.1039 | 0.0015754 | 2035 | Mitigation | 0.95 | 45 | 0 | esc | 0.00097009 | 2.8139e-09 | 0.00097009 | 2.8139e-09
[79 empty] | WLDFR | HFTD - Distribution - Tier 2 - 5QU CoRE ¦ 5QU LoRE | Red Flag Warning - Large Fires | 2036 | 9.2464e-09 | 9.2464e-09 | 6.1205 | 0.77885 | 3.4265 | 1.9151 | 0 | 0 | 9.5316e-06 | 5.6593e-08 | 0 | 5.6593e-08 | 5.6593e-08 | 0 | 5.6593e-08 | 0 | 1.2528e-07 | 2.7461e-07 | 0 | 2.7461e-07 | 0 | 0.0056432 | 0.011286 | 0 | 0.011286 | [12 empty] | 7.3.3.17.5 (Remote Grid) Updates to grid topology to minimize risk of ignition in HFTDs Remote GridWLDFREquipment / facility failureAggregated | WLDFR | HFTD - Distribution - Tier 2 - 2QU CoRE ¦ 2QU LoRE | Non-Red Flag Warning - Large Fires | Equipment / facility failure | Aggregated | 2036 | 2.9007e-06 | 543.1039 | 0.0015754 | 2036 | Mitigation | 0.95 | 45 | 0 | esc | 0.00097009 | 2.8139e-09 | 0.00097009 | 2.8139e-09
[79 empty] | WLDFR | HFTD - Distribution - Tier 2 - 5QU CoRE ¦ 5QU LoRE | Red Flag Warning - Large Fires | 2037 | 9.2464e-09 | 9.2464e-09 | 6.1205 | 0.77885 | 3.4265 | 1.9151 | 0 | 0 | 9.5316e-06 | 5.6593e-08 | 0 | 5.6593e-08 | 5.6593e-08 | 0 | 5.6593e-08 | 0 | 1.2528e-07 | 2.7461e-07 | 0 | 2.7461e-07 | 0 | 0.0056432 | 0.011286 | 0 | 0.011286 | [12 empty] | 7.3.3.17.5 (Remote Grid) Updates to grid topology to minimize risk of ignition in HFTDs Remote GridWLDFREquipment / facility failureAggregated | WLDFR | HFTD - Distribution - Tier 2 - 2QU CoRE ¦ 2QU LoRE | Non-Red Flag Warning - Large Fires | Equipment / facility failure | Aggregated | 2037 | 2.9007e-06 | 543.1039 | 0.0015754 | 2037 | Mitigation | 0.95 | 45 | 0 | esc | 0.00097009 | 2.8139e-09 | 0.00097009 | 2.8139e-09
[79 empty] | WLDFR | HFTD - Distribution - Tier 2 - 5QU CoRE ¦ 5QU LoRE | Red Flag Warning - Large Fires | 2038 | 9.2464e-09 | 9.2464e-09 | 6.5028 | 0.81304 | 3.6355 | 2.0543 | 0 | 0 | 9.5316e-06 | 6.0128e-08 | 0 | 6.0128e-08 | 6.0128e-08 | 0 | 6.0128e-08 | 0 | 1.2528e-07 | 2.7461e-07 | 0 | 2.7461e-07 | 0 | 0.0056432 | 0.011286 | 0 | 0.011286 | [12 empty] | 7.3.3.17.5 (Remote Grid) Updates to grid topology to minimize risk of ignition in HFTDs Remote GridWLDFREquipment / facility failureAggregated | WLDFR | HFTD - Distribution - Tier 2 - 2QU CoRE ¦ 2QU LoRE | Non-Red Flag Warning - Large Fires | Equipment / facility failure | Aggregated | 2038 | 2.9007e-06 | 543.1039 | 0.0015754 | 2038 | Mitigation | 0.95 | 45 | 0 | esc | 0.00097009 | 2.8139e-09 | 0.00097009 | 2.8139e-09
[79 empty] | WLDFR | HFTD - Distribution - Tier 2 - 5QU CoRE ¦ 5QU LoRE | Red Flag Warning - Large Fires | 2039 | 9.2464e-09 | 9.2464e-09 | 6.5028 | 0.81304 | 3.6355 | 2.0543 | 0 | 0 | 9.5316e-06 | 6.0128e-08 | 0 | 6.0128e-08 | 6.0128e-08 | 0 | 6.0128e-08 | 0 | 1.3278e-07 | 2.9105e-07 | 0 | 2.9105e-07 | 0 | 0.0056432 | 0.011286 | 0 | 0.011286 | [12 empty] | 7.3.3.17.5 (Remote Grid) Updates to grid topology to minimize risk of ignition in HFTDs Remote GridWLDFREquipment / facility failureAggregated | WLDFR | HFTD - Distribution - Tier 2 - 2QU CoRE ¦ 2QU LoRE | Non-Red Flag Warning - Large Fires | Equipment / facility failure | Aggregated | 2039 | 2.9007e-06 | 543.1039 | 0.0015754 | 2039 | Mitigation | 0.95 | 45 | 0 | esc | 0.00097009 | 2.8139e-09 | 0.00097009 | 2.8139e-09
[79 empty] | WLDFR | HFTD - Distribution - Tier 2 - 5QU CoRE ¦ 5QU LoRE | Red Flag Warning - Large Fires | 2040 | 9.2464e-09 | 9.2464e-09 | 6.5028 | 0.81304 | 3.6355 | 2.0543 | 0 | 0 | 9.5316e-06 | 6.0128e-08 | 0 | 6.0128e-08 | 6.0128e-08 | 0 | 6.0128e-08 | 0 | 1.3278e-07 | 2.9105e-07 | 0 | 2.9105e-07 | 0 | 0.0059205 | 0.011841 | 0 | 0.011841 | [12 empty] | 7.3.3.17.5 (Remote Grid) Updates to grid topology to minimize risk of ignition in HFTDs Remote GridWLDFREquipment / facility failureAggregated | WLDFR | HFTD - Distribution - Tier 2 - 2QU CoRE ¦ 2QU LoRE | Non-Red Flag Warning - Large Fires | Equipment / facility failure | Aggregated | 2040 | 2.9007e-06 | 543.1039 | 0.0015754 | 2040 | Mitigation | 0.95 | 45 | 0 | esc | 0.00097009 | 2.8139e-09 | 0.00097009 | 2.8139e-09
[79 empty] | WLDFR | HFTD - Distribution - Tier 2 - 5QU CoRE ¦ 5QU LoRE | Red Flag Warning - Large Fires | 2041 | 9.2464e-09 | 9.2464e-09 | 6.5028 | 0.81304 | 3.6355 | 2.0543 | 0 | 0 | 9.5316e-06 | 6.0128e-08 | 0 | 6.0128e-08 | 6.0128e-08 | 0 | 6.0128e-08 | 0 | 1.3278e-07 | 2.9105e-07 | 0 | 2.9105e-07 | 0 | 0.0059205 | 0.011841 | 0 | 0.011841 | [12 empty] | 7.3.3.17.5 (Remote Grid) Updates to grid topology to minimize risk of ignition in HFTDs Remote GridWLDFREquipment / facility failureAggregated | WLDFR | HFTD - Distribution - Tier 2 - 2QU CoRE ¦ 2QU LoRE | Non-Red Flag Warning - Large Fires | Equipment / facility failure | Aggregated | 2041 | 2.9007e-06 | 543.1039 | 0.0015754 | 2041 | Mitigation | 0.95 | 45 | 0 | esc | 0.00097009 | 2.8139e-09 | 0.00097009 | 2.8139e-09
[79 empty] | WLDFR | HFTD - Distribution - Tier 2 - 5QU CoRE ¦ 5QU LoRE | Red Flag Warning - Large Fires | 2042 | 9.2464e-09 | 9.2464e-09 | 6.5028 | 0.81304 | 3.6355 | 2.0543 | 0 | 0 | 9.5316e-06 | 6.0128e-08 | 0 | 6.0128e-08 | 6.0128e-08 | 0 | 6.0128e-08 | 0 | 0 | 2.9105e-07 | 0 | 2.9105e-07 | 0 | 0.0059205 | 0.011841 | 0 | 0.011841 | [12 empty] | 7.3.3.17.5 (Remote Grid) Updates to grid topology to minimize risk of ignition in HFTDs Remote GridWLDFREquipment / facility failureAggregated | WLDFR | HFTD - Distribution - Tier 2 - 2QU CoRE ¦ 2QU LoRE | Non-Red Flag Warning - Large Fires | Equipment / facility failure | Aggregated | 2042 | 2.9007e-06 | 543.1039 | 0.0015754 | 2042 | Mitigation | 0.95 | 45 | 0 | esc | 0.00097009 | 2.8139e-09 | 0.00097009 | 2.8139e-09
[79 empty] | WLDFR | HFTD - Distribution - Tier 2 - 5QU CoRE ¦ 5QU LoRE | Red Flag Warning - Large Fires | 2043 | 9.2464e-09 | 9.2464e-09 | 6.9209 | 0.84944 | 3.8632 | 2.2083 | 0 | 0 | 9.5316e-06 | 6.3994e-08 | 0 | 6.3994e-08 | 6.3994e-08 | 0 | 6.3994e-08 | 0 | 0 | 0 | 0 | 0 | 0 | 0.0059205 | 0.011841 | 0 | 0.011841 | [12 empty] | 7.3.3.17.5 (Remote Grid) Updates to grid topology to minimize risk of ignition in HFTDs Remote GridWLDFREquipment / facility failureAggregated | WLDFR | HFTD - Distribution - Tier 2 - 2QU CoRE ¦ 2QU LoRE | Non-Red Flag Warning - Large Fires | Equipment / facility failure | Aggregated | 2043 | 2.9007e-06 | 543.1039 | 0.0015754 | 2043 | Mitigation | 0.95 | 45 | 0 | esc | 0.00097009 | 2.8139e-09 | 0.00097009 | 2.8139e-09
[79 empty] | WLDFR | HFTD - Distribution - Tier 2 - 5QU CoRE ¦ 5QU LoRE | Red Flag Warning - Large Fires | 2044 | 9.2464e-09 | 9.2464e-09 | 6.9209 | 0.84944 | 3.8632 | 2.2083 | 0 | 0 | 9.5316e-06 | 6.3994e-08 | 0 | 6.3994e-08 | 6.3994e-08 | 0 | 6.3994e-08 | 0 | 4.3029e-07 | 0 | 0 | 0 | 0 | 0.0059205 | 0.011841 | 0 | 0.011841 | [12 empty] | 7.3.3.17.5 (Remote Grid) Updates to grid topology to minimize risk of ignition in HFTDs Remote GridWLDFREquipment / facility failureAggregated | WLDFR | HFTD - Distribution - Tier 2 - 2QU CoRE ¦ 2QU LoRE | Non-Red Flag Warning - Large Fires | Equipment / facility failure | Aggregated | 2044 | 2.9007e-06 | 543.1039 | 0.0015754 | 2044 | Mitigation | 0.95 | 45 | 0 | esc | 0.00097009 | 2.8139e-09 | 0.00097009 | 2.8139e-09
[79 empty] | WLDFR | HFTD - Distribution - Tier 2 - 5QU CoRE ¦ 5QU LoRE | Red Flag Warning - Large Fires | 2045 | 9.2464e-09 | 9.2464e-09 | 6.9209 | 0.84944 | 3.8632 | 2.2083 | 0 | 0 | 9.5316e-06 | 6.3994e-08 | 0 | 6.3994e-08 | 6.3994e-08 | 0 | 6.3994e-08 | 0 | 4.4415e-07 | 9.7358e-07 | 0 | 9.7358e-07 | 0 | 0.0062158 | 0.012432 | 0 | 0.012432 | [12 empty] | 7.3.3.17.5 (Remote Grid) Updates to grid topology to minimize risk of ignition in HFTDs Remote GridWLDFREquipment / facility failureAggregated | WLDFR | HFTD - Distribution - Tier 2 - 2QU CoRE ¦ 2QU LoRE | Non-Red Flag Warning - Large Fires | Equipment / facility failure | Aggregated | 2045 | 2.9007e-06 | 543.1039 | 0.0015754 | 2045 | Mitigation | 0.95 | 45 | 0 | esc | 0.00097009 | 2.8139e-09 | 0.00097009 | 2.8139e-09
[79 empty] | WLDFR | HFTD - Distribution - Tier 2 - 5QU CoRE ¦ 5QU LoRE | Red Flag Warning - Large Fires | 2046 | 9.2464e-09 | 9.2464e-09 | 6.9209 | 0.84944 | 3.8632 | 2.2083 | 0 | 0 | 9.5316e-06 | 6.3994e-08 | 0 | 6.3994e-08 | 6.3994e-08 | 0 | 6.3994e-08 | 0 | 4.4415e-07 | 9.7358e-07 | 0 | 9.7358e-07 | 0 | 0.0062158 | 0.012432 | 0 | 0.012432 | [12 empty] | 7.3.3.17.5 (Remote Grid) Updates to grid topology to minimize risk of ignition in HFTDs Remote GridWLDFREquipment / facility failureAggregated | WLDFR | HFTD - Distribution - Tier 2 - 2QU CoRE ¦ 2QU LoRE | Non-Red Flag Warning - Large Fires | Equipment / facility failure | Aggregated | 2046 | 2.9007e-06 | 543.1039 | 0.0015754 | 2046 | Mitigation | 0.95 | 45 | 0 | esc | 0.00097009 | 2.8139e-09 | 0.00097009 | 2.8139e-09
[79 empty] | WLDFR | HFTD - Distribution - Tier 2 - 5QU CoRE ¦ 5QU LoRE | Red Flag Warning - Large Fires | 2047 | 9.2464e-09 | 9.2464e-09 | 6.9209 | 0.84944 | 3.8632 | 2.2083 | 0 | 0 | 9.5316e-06 | 6.3994e-08 | 0 | 6.3994e-08 | 6.3994e-08 | 0 | 6.3994e-08 | 0 | 4.4415e-07 | 9.7358e-07 | 0 | 9.7358e-07 | 0 | 0.0062158 | 0.012432 | 0 | 0.012432 | [12 empty] | 7.3.3.17.5 (Remote Grid) Updates to grid topology to minimize risk of ignition in HFTDs Remote GridWLDFREquipment / facility failureAggregated | WLDFR | HFTD - Distribution - Tier 2 - 2QU CoRE ¦ 2QU LoRE | Non-Red Flag Warning - Large Fires | Equipment / facility failure | Aggregated | 2047 | 2.9007e-06 | 543.1039 | 0.0015754 | 2047 | Mitigation | 0.95 | 45 | 0 | esc | 0.00097009 | 2.8139e-09 | 0.00097009 | 2.8139e-09
[79 empty] | WLDFR | HFTD - Distribution - Tier 2 - 5QU CoRE ¦ 5QU LoRE | Red Flag Warning - Large Fires | 2048 | 9.2464e-09 | 9.2464e-09 | 7.3713 | 0.88759 | 4.1075 | 2.3763 | 0 | 0 | 9.5316e-06 | 6.8159e-08 | 0 | 6.8159e-08 | 6.8159e-08 | 0 | 6.8159e-08 | 0 | 4.4415e-07 | 9.7358e-07 | 0 | 9.7358e-07 | 0 | 0.0062158 | 0.012432 | 0 | 0.012432 | [12 empty] | 7.3.3.17.5 (Remote Grid) Updates to grid topology to minimize risk of ignition in HFTDs Remote GridWLDFREquipment / facility failureAggregated | WLDFR | HFTD - Distribution - Tier 2 - 2QU CoRE ¦ 2QU LoRE | Non-Red Flag Warning - Large Fires | Equipment / facility failure | Aggregated | 2048 | 2.9007e-06 | 543.1039 | 0.0015754 | 2048 | Mitigation | 0.95 | 45 | 0 | esc | 0.00097009 | 2.8139e-09 | 0.00097009 | 2.8139e-09
[79 empty] | WLDFR | HFTD - Distribution - Tier 2 - 5QU CoRE ¦ 5QU LoRE | Red Flag Warning - Large Fires | 2049 | 9.2464e-09 | 9.2464e-09 | 7.3713 | 0.88759 | 4.1075 | 2.3763 | 0 | 0 | 9.5316e-06 | 6.8159e-08 | 0 | 6.8159e-08 | 6.8159e-08 | 0 | 6.8159e-08 | 0 | 4.4415e-07 | 9.7358e-07 | 0 | 9.7358e-07 | 0 | 0.0062158 | 0.012432 | 0 | 0.012432 | [12 empty] | 7.3.3.17.5 (Remote Grid) Updates to grid topology to minimize risk of ignition in HFTDs Remote GridWLDFREquipment / facility failureAggregated | WLDFR | HFTD - Distribution - Tier 2 - 2QU CoRE ¦ 2QU LoRE | Non-Red Flag Warning - Large Fires | Equipment / facility failure | Aggregated | 2049 | 2.9007e-06 | 543.1039 | 0.0015754 | 2049 | Mitigation | 0.95 | 45 | 0 | esc | 0.00097009 | 2.8139e-09 | 0.00097009 | 2.8139e-09
[79 empty] | WLDFR | HFTD - Distribution - Tier 2 - 5QU CoRE ¦ 5QU LoRE | Red Flag Warning - Large Fires | 2050 | 9.2464e-09 | 9.2464e-09 | 7.3713 | 0.88759 | 4.1075 | 2.3763 | 0 | 0 | 9.5316e-06 | 6.8159e-08 | 0 | 6.8159e-08 | 6.8159e-08 | 0 | 6.8159e-08 | 0 | 4.6181e-07 | 1.0123e-06 | 0 | 1.0123e-06 | 0 | 0.0065255 | 0.013051 | 0 | 0.013051 | [12 empty] | 7.3.3.17.5 (Remote Grid) Updates to grid topology to minimize risk of ignition in HFTDs Remote GridWLDFREquipment / facility failureAggregated | WLDFR | HFTD - Distribution - Tier 2 - 2QU CoRE ¦ 2QU LoRE | Non-Red Flag Warning - Large Fires | Equipment / facility failure | Aggregated | 2050 | 2.9007e-06 | 543.1039 | 0.0015754 | 2050 | Mitigation | 0.95 | 45 | 0 | esc | 0.00097009 | 2.8139e-09 | 0.00097009 | 2.8139e-09
[79 empty] | WLDFR | HFTD - Distribution - Tier 2 - 5QU CoRE ¦ 5QU LoRE | Red Flag Warning - Large Fires | 2051 | 9.2464e-09 | 9.2464e-09 | 7.3713 | 0.88759 | 4.1075 | 2.3763 | 0 | 0 | 9.5316e-06 | 6.8159e-08 | 0 | 6.8159e-08 | 6.8159e-08 | 0 | 6.8159e-08 | 0 | 4.6181e-07 | 1.0123e-06 | 0 | 1.0123e-06 | 0 | 0.0065255 | 0.013051 | 0 | 0.013051 | [12 empty] | 7.3.3.17.5 (Remote Grid) Updates to grid topology to minimize risk of ignition in HFTDs Remote GridWLDFREquipment / facility failureAggregated | WLDFR | HFTD - Distribution - Tier 2 - 2QU CoRE ¦ 2QU LoRE | Non-Red Flag Warning - Large Fires | Equipment / facility failure | Aggregated | 2051 | 2.9007e-06 | 543.1039 | 0.0015754 | 2051 | Mitigation | 0.95 | 45 | 0 | esc | 0.00097009 | 2.8139e-09 | 0.00097009 | 2.8139e-09
[79 empty] | WLDFR | HFTD - Distribution - Tier 2 - 5QU CoRE ¦ 5QU LoRE | Red Flag Warning - Large Fires | 2052 | 9.2464e-09 | 9.2464e-09 | 7.3713 | 0.88759 | 4.1075 | 2.3763 | 0 | 0 | 9.5316e-06 | 6.8159e-08 | 0 | 6.8159e-08 | 6.8159e-08 | 0 | 6.8159e-08 | 0 | 4.6181e-07 | 1.0123e-06 | 0 | 1.0123e-06 | 0 | 0.0065255 | 0.013051 | 0 | 0.013051 | [12 empty] | 7.3.3.17.5 (Remote Grid) Updates to grid topology to minimize risk of ignition in HFTDs Remote GridWLDFREquipment / facility failureAggregated | WLDFR | HFTD - Distribution - Tier 2 - 2QU CoRE ¦ 2QU LoRE | Non-Red Flag Warning - Large Fires | Equipment / facility failure | Aggregated | 2052 | 2.9007e-06 | 543.1039 | 0.0015754 | 2052 | Mitigation | 0.95 | 45 | 0 | esc | 0.00097009 | 2.8139e-09 | 0.00097009 | 2.8139e-09
[79 empty] | WLDFR | HFTD - Distribution - Tier 2 - 5QU CoRE ¦ 5QU LoRE | Red Flag Warning - Large Fires | 2053 | 9.2464e-09 | 9.2464e-09 | 7.8503 | 0.92702 | 4.3664 | 2.5569 | 0 | 0 | 9.5316e-06 | 7.2588e-08 | 0 | 7.2588e-08 | 7.2588e-08 | 0 | 7.2588e-08 | 0 | 4.6181e-07 | 1.0123e-06 | 0 | 1.0123e-06 | 0 | 0.0065255 | 0.013051 | 0 | 0.013051 | [12 empty] | 7.3.3.17.5 (Remote Grid) Updates to grid topology to minimize risk of ignition in HFTDs Remote GridWLDFREquipment / facility failureAggregated | WLDFR | HFTD - Distribution - Tier 2 - 2QU CoRE ¦ 2QU LoRE | Non-Red Flag Warning - Large Fires | Equipment / facility failure | Aggregated | 2053 | 2.9007e-06 | 543.1039 | 0.0015754 | 2053 | Mitigation | 0.95 | 45 | 0 | esc | 0.00097009 | 2.8139e-09 | 0.00097009 | 2.8139e-09
[79 empty] | WLDFR | HFTD - Distribution - Tier 2 - 5QU CoRE ¦ 5QU LoRE | Red Flag Warning - Large Fires | 2054 | 9.2464e-09 | 9.2464e-09 | 7.8503 | 0.92702 | 4.3664 | 2.5569 | 0 | 0 | 9.5316e-06 | 7.2588e-08 | 0 | 7.2588e-08 | 7.2588e-08 | 0 | 7.2588e-08 | 0 | 4.6181e-07 | 1.0123e-06 | 0 | 1.0123e-06 | 0 | 0 | 0.013051 | 0 | 0.013051 | [12 empty] | 7.3.3.17.5 (Remote Grid) Updates to grid topology to minimize risk of ignition in HFTDs Remote GridWLDFREquipment / facility failureAggregated | WLDFR | HFTD - Distribution - Tier 2 - 2QU CoRE ¦ 2QU LoRE | Non-Red Flag Warning - Large Fires | Equipment / facility failure | Aggregated | 2054 | 2.9007e-06 | 543.1039 | 0.0015754 | 2054 | Mitigation | 0.95 | 45 | 0 | esc | 0.00097009 | 2.8139e-09 | 0.00097009 | 2.8139e-09
[79 empty] | WLDFR | HFTD - Distribution - Tier 2 - 5QU CoRE ¦ 5QU LoRE | Red Flag Warning - Large Fires | 2055 | 9.2464e-09 | 9.2464e-09 | 7.8503 | 0.92702 | 4.3664 | 2.5569 | 0 | 0 | 9.5316e-06 | 7.2588e-08 | 0 | 7.2588e-08 | 7.2588e-08 | 0 | 7.2588e-08 | 0 | 4.8172e-07 | 1.0559e-06 | 0 | 1.0559e-06 | 0 | 0 | 0 | 0 | 0 | [12 empty] | 7.3.3.17.5 (Remote Grid) Updates to grid topology to minimize risk of ignition in HFTDs Remote GridWLDFREquipment / facility failureAggregated | WLDFR | HFTD - Distribution - Tier 2 - 2QU CoRE ¦ 2QU LoRE | Non-Red Flag Warning - Large Fires | Equipment / facility failure | Aggregated | 2055 | 2.9007e-06 | 543.1039 | 0.0015754 | 2055 | Mitigation | 0.95 | 45 | 0 | esc | 0.00097009 | 2.8139e-09 | 0.00097009 | 2.8139e-09
[79 empty] | WLDFR | HFTD - Distribution - Tier 2 - 5QU CoRE ¦ 5QU LoRE | Red Flag Warning - Large Fires | 2056 | 9.2464e-09 | 9.2464e-09 | 7.8503 | 0.92702 | 4.3664 | 2.5569 | 0 | 0 | 9.5316e-06 | 7.2588e-08 | 0 | 7.2588e-08 | 7.2588e-08 | 0 | 7.2588e-08 | 0 | 4.8172e-07 | 1.0559e-06 | 0 | 1.0559e-06 | 0 | 0 | 0 | 0 | 0 | [12 empty] | 7.3.3.17.5 (Remote Grid) Updates to grid topology to minimize risk of ignition in HFTDs Remote GridWLDFREquipment / facility failureAggregated | WLDFR | HFTD - Distribution - Tier 2 - 2QU CoRE ¦ 2QU LoRE | Non-Red Flag Warning - Large Fires | Equipment / facility failure | Aggregated | 2056 | 2.9007e-06 | 543.1039 | 0.0015754 | 2056 | Mitigation | 0.95 | 45 | 0 | esc | 0.00097009 | 2.8139e-09 | 0.00097009 | 2.8139e-09
[79 empty] | WLDFR | HFTD - Distribution - Tier 2 - 5QU CoRE ¦ 5QU LoRE | Red Flag Warning - Large Fires | 2057 | 9.2464e-09 | 9.2464e-09 | 7.8503 | 0.92702 | 4.3664 | 2.5569 | 0 | 0 | 9.5316e-06 | 7.2588e-08 | 0 | 7.2588e-08 | 7.2588e-08 | 0 | 7.2588e-08 | 0 | 4.8172e-07 | 1.0559e-06 | 0 | 1.0559e-06 | 0 | 0.00051617 | 0 | 0 | 0 | [12 empty] | 7.3.3.17.5 (Remote Grid) Updates to grid topology to minimize risk of ignition in HFTDs Remote GridWLDFREquipment / facility failureAggregated | WLDFR | HFTD - Distribution - Tier 2 - 2QU CoRE ¦ 2QU LoRE | Non-Red Flag Warning - Large Fires | Equipment / facility failure | Aggregated | 2057 | 2.9007e-06 | 543.1039 | 0.0015754 | 2057 | Mitigation | 0.95 | 45 | 0 | esc | 0.00097009 | 2.8139e-09 | 0.00097009 | 2.8139e-09
[79 empty] | WLDFR | HFTD - Distribution - Tier 2 - 5QU CoRE ¦ 5QU LoRE | Red Flag Warning - Large Fires | 2058 | 9.2464e-09 | 9.2464e-09 | 8.3524 | 0.96727 | 4.6367 | 2.7484 | 0 | 0 | 9.5316e-06 | 7.723e-08 | 0 | 7.723e-08 | 7.723e-08 | 0 | 7.723e-08 | 0 | 4.8172e-07 | 1.0559e-06 | 0 | 1.0559e-06 | 0 | 0.00053503 | 0.0010701 | 0 | 0.0010701 | [12 empty] | 7.3.3.17.5 (Remote Grid) Updates to grid topology to minimize risk of ignition in HFTDs Remote GridWLDFREquipment / facility failureAggregated | WLDFR | HFTD - Distribution - Tier 2 - 2QU CoRE ¦ 2QU LoRE | Non-Red Flag Warning - Large Fires | Equipment / facility failure | Aggregated | 2058 | 2.9007e-06 | 543.1039 | 0.0015754 | 2058 | Mitigation | 0.95 | 45 | 0 | esc | 0.00097009 | 2.8139e-09 | 0.00097009 | 2.8139e-09
[79 empty] | WLDFR | HFTD - Distribution - Tier 2 - 5QU CoRE ¦ 5QU LoRE | Red Flag Warning - Large Fires | 2059 | 9.2464e-09 | 9.2464e-09 | 8.3524 | 0.96727 | 4.6367 | 2.7484 | 0 | 0 | 9.5316e-06 | 7.723e-08 | 0 | 7.723e-08 | 7.723e-08 | 0 | 7.723e-08 | 0 | 4.8172e-07 | 1.0559e-06 | 0 | 1.0559e-06 | 0 | 0.00053503 | 0.0010701 | 0 | 0.0010701 | [12 empty] | 7.3.3.17.5 (Remote Grid) Updates to grid topology to minimize risk of ignition in HFTDs Remote GridWLDFREquipment / facility failureAggregated | WLDFR | HFTD - Distribution - Tier 2 - 2QU CoRE ¦ 2QU LoRE | Non-Red Flag Warning - Large Fires | Equipment / facility failure | Aggregated | 2059 | 2.9007e-06 | 543.1039 | 0.0015754 | 2059 | Mitigation | 0.95 | 45 | 0 | esc | 0.00097009 | 2.8139e-09 | 0.00097009 | 2.8139e-09
[79 empty] | WLDFR | HFTD - Distribution - Tier 2 - 5QU CoRE ¦ 5QU LoRE | Red Flag Warning - Large Fires | 2060 | 9.2464e-09 | 9.2464e-09 | 8.3524 | 0.96727 | 4.6367 | 2.7484 | 0 | 0 | 9.5316e-06 | 7.723e-08 | 0 | 7.723e-08 | 7.723e-08 | 0 | 7.723e-08 | 0 | 5.0367e-07 | 1.1041e-06 | 0 | 1.1041e-06 | 0 | 0.00053503 | 0.0010701 | 0 | 0.0010701 | [12 empty] | 7.3.3.17.5 (Remote Grid) Updates to grid topology to minimize risk of ignition in HFTDs Remote GridWLDFREquipment / facility failureAggregated | WLDFR | HFTD - Distribution - Tier 2 - 2QU CoRE ¦ 2QU LoRE | Non-Red Flag Warning - Large Fires | Equipment / facility failure | Aggregated | 2060 | 2.9007e-06 | 543.1039 | 0.0015754 | 2060 | Mitigation | 0.95 | 45 | 0 | esc | 0.00097009 | 2.8139e-09 | 0.00097009 | 2.8139e-09
[79 empty] | WLDFR | HFTD - Distribution - Tier 2 - 5QU CoRE ¦ 5QU LoRE | Red Flag Warning - Large Fires | 2061 | 9.2464e-09 | 9.2464e-09 | 8.3524 | 0.96727 | 4.6367 | 2.7484 | 0 | 0 | 9.5316e-06 | 7.723e-08 | 0 | 7.723e-08 | 7.723e-08 | 0 | 7.723e-08 | 0 | 5.0367e-07 | 1.1041e-06 | 0 | 1.1041e-06 | 0 | 0.00053503 | 0.0010701 | 0 | 0.0010701 | [12 empty] | 7.3.3.17.5 (Remote Grid) Updates to grid topology to minimize risk of ignition in HFTDs Remote GridWLDFREquipment / facility failureAggregated | WLDFR | HFTD - Distribution - Tier 2 - 2QU CoRE ¦ 2QU LoRE | Non-Red Flag Warning - Large Fires | Equipment / facility failure | Aggregated | 2061 | 2.9007e-06 | 543.1039 | 0.0015754 | 2061 | Mitigation | 0.95 | 45 | 0 | esc | 0.00097009 | 2.8139e-09 | 0.00097009 | 2.8139e-09
[79 empty] | WLDFR | HFTD - Distribution - Tier 2 - 5QU CoRE ¦ 5QU LoRE | Red Flag Warning - Large Fires | 2062 | 9.2464e-09 | 9.2464e-09 | 8.3524 | 0.96727 | 4.6367 | 2.7484 | 0 | 0 | 9.5316e-06 | 7.723e-08 | 0 | 7.723e-08 | 7.723e-08 | 0 | 7.723e-08 | 0 | 5.0367e-07 | 1.1041e-06 | 0 | 1.1041e-06 | 0 | 0.00053503 | 0.0010701 | 0 | 0.0010701 | [12 empty] | 7.3.3.17.5 (Remote Grid) Updates to grid topology to minimize risk of ignition in HFTDs Remote GridWLDFREquipment / facility failureAggregated | WLDFR | HFTD - Distribution - Tier 2 - 2QU CoRE ¦ 2QU LoRE | Non-Red Flag Warning - Large Fires | Equipment / facility failure | Aggregated | 2062 | 2.9007e-06 | 543.1039 | 0.0015754 | 2062 | Mitigation | 0.95 | 45 | 0 | esc | 0.00097009 | 2.8139e-09 | 0.00097009 | 2.8139e-09
[79 empty] | WLDFR | HFTD - Distribution - Tier 2 - 5QU CoRE ¦ 5QU LoRE | Red Flag Warning - Large Fires | 2063 | 9.2464e-09 | 9.2464e-09 | 8.872 | 1.0079 | 4.9153 | 2.9488 | 0 | 0 | 9.5316e-06 | 8.2034e-08 | 0 | 8.2034e-08 | 8.2034e-08 | 0 | 8.2034e-08 | 0 | 5.0367e-07 | 1.1041e-06 | 0 | 1.1041e-06 | 0 | 0.00055877 | 0.0011175 | 0 | 0.0011175 | [12 empty] | 7.3.3.17.5 (Remote Grid) Updates to grid topology to minimize risk of ignition in HFTDs Remote GridWLDFREquipment / facility failureAggregated | WLDFR | HFTD - Distribution - Tier 2 - 2QU CoRE ¦ 2QU LoRE | Non-Red Flag Warning - Large Fires | Equipment / facility failure | Aggregated | 2063 | 2.9007e-06 | 543.1039 | 0.0015754 | 2063 | Mitigation | 0.95 | 45 | 0 | esc | 0.00097009 | 2.8139e-09 | 0.00097009 | 2.8139e-09
[79 empty] | WLDFR | HFTD - Distribution - Tier 2 - 5QU CoRE ¦ 5QU LoRE | Red Flag Warning - Large Fires | 2064 | 9.2464e-09 | 9.2464e-09 | 8.872 | 1.0079 | 4.9153 | 2.9488 | 0 | 0 | 9.5316e-06 | 8.2034e-08 | 0 | 8.2034e-08 | 8.2034e-08 | 0 | 8.2034e-08 | 0 | 5.0367e-07 | 1.1041e-06 | 0 | 1.1041e-06 | 0 | 0.00055877 | 0.0011175 | 0 | 0.0011175 | [12 empty] | 7.3.3.17.5 (Remote Grid) Updates to grid topology to minimize risk of ignition in HFTDs Remote GridWLDFREquipment / facility failureAggregated | WLDFR | HFTD - Distribution - Tier 2 - 2QU CoRE ¦ 2QU LoRE | Non-Red Flag Warning - Large Fires | Equipment / facility failure | Aggregated | 2064 | 2.9007e-06 | 543.1039 | 0.0015754 | 2064 | Mitigation | 0.95 | 45 | 0 | esc | 0.00097009 | 2.8139e-09 | 0.00097009 | 2.8139e-09
[79 empty] | WLDFR | HFTD - Distribution - Tier 2 - 5QU CoRE ¦ 5QU LoRE | Red Flag Warning - Large Fires | 2065 | 9.2464e-09 | 9.2464e-09 | 8.872 | 1.0079 | 4.9153 | 2.9488 | 0 | 0 | 9.5316e-06 | 8.2034e-08 | 0 | 8.2034e-08 | 8.2034e-08 | 0 | 8.2034e-08 | 0 | 5.2743e-07 | 1.1561e-06 | 0 | 1.1561e-06 | 0 | 0.00055877 | 0.0011175 | 0 | 0.0011175 | [12 empty] | 7.3.3.17.5 (Remote Grid) Updates to grid topology to minimize risk of ignition in HFTDs Remote GridWLDFREquipment / facility failureAggregated | WLDFR | HFTD - Distribution - Tier 2 - 2QU CoRE ¦ 2QU LoRE | Non-Red Flag Warning - Large Fires | Equipment / facility failure | Aggregated | 2065 | 2.9007e-06 | 543.1039 | 0.0015754 | 2065 | Mitigation | 0.95 | 45 | 0 | esc | 0.00097009 | 2.8139e-09 | 0.00097009 | 2.8139e-09
[79 empty] | WLDFR | HFTD - Distribution - Tier 2 - 5QU CoRE ¦ 5QU LoRE | Red Flag Warning - Large Fires | 2066 | 9.2464e-09 | 9.2464e-09 | 8.872 | 1.0079 | 4.9153 | 2.9488 | 0 | 0 | 9.5316e-06 | 8.2034e-08 | 0 | 8.2034e-08 | 8.2034e-08 | 0 | 8.2034e-08 | 0 | 5.2743e-07 | 1.1561e-06 | 0 | 1.1561e-06 | 0 | 0.00055877 | 0.0011175 | 0 | 0.0011175 | [12 empty] | 7.3.3.17.5 (Remote Grid) Updates to grid topology to minimize risk of ignition in HFTDs Remote GridWLDFREquipment / facility failureAggregated | WLDFR | HFTD - Distribution - Tier 2 - 2QU CoRE ¦ 2QU LoRE | Non-Red Flag Warning - Large Fires | Equipment / facility failure | Aggregated | 2066 | 2.9007e-06 | 543.1039 | 0.0015754 | 2066 | Mitigation | 0.95 | 45 | 0 | esc | 0.00097009 | 2.8139e-09 | 0.00097009 | 2.8139e-09
[79 empty] | WLDFR | HFTD - Distribution - Tier 2 - 5QU CoRE ¦ 5QU LoRE | Red Flag Warning - Large Fires | 2067 | 0 | 9.2464e-09 | 8.872 | 1.0079 | 4.9153 | 2.9488 | 0 | 0 | 9.5316e-06 | 0 | 0 | 0 | 8.2034e-08 | 0 | 8.2034e-08 | 0 | 5.2743e-07 | 1.1561e-06 | 0 | 1.1561e-06 | 0 | 0.00055877 | 0.0011175 | 0 | 0.0011175 | [12 empty] | 7.3.3.17.5 (Remote Grid) Updates to grid topology to minimize risk of ignition in HFTDs Remote GridWLDFREquipment / facility failureAggregated | WLDFR | HFTD - Distribution - Tier 2 - 2QU CoRE ¦ 2QU LoRE | Non-Red Flag Warning - Large Fires | Equipment / facility failure | Aggregated | 2067 | 2.9007e-06 | 543.1039 | 0.0015754 | 2067 | Mitigation | 0.95 | 45 | 0 | esc | 0 | 0 | 0.00097009 | 2.8139e-09
[79 empty] | WLDFR | HFTD - Distribution - Tier 2 - 5QU CoRE ¦ 5QU LoRE | Red Flag Warning - Small Fires | 2022 | 2.1824e-07 | 0 | 0.077901 | 0.036425 | 0.0015809 | 0.039895 | 0 | 0 | 0.00023219 | 1.7001e-08 | 0 | 1.7001e-08 | 0 | 0 | 0 | 0 | 5.2743e-07 | 1.1561e-06 | 0 | 1.1561e-06 | 0 | 0.00058514 | 0.0011703 | 0 | 0.0011703 | [12 empty] | 7.3.3.17.5 (Remote Grid) Updates to grid topology to minimize risk of ignition in HFTDs Remote GridWLDFRVegetation ContactAggregated | WLDFR | HFTD - Distribution - Tier 2 - 2QU CoRE ¦ 2QU LoRE | Non-Red Flag Warning - Large Fires | Vegetation Contact | Aggregated | 2022 | 1.5085e-05 | 543.1039 | 0.0081929 | 2022 | Mitigation | 0.95 | 45 | 0 | esc | 0.00097009 | 1.4634e-08 | 0 | 0
[79 empty] | WLDFR | HFTD - Distribution - Tier 2 - 5QU CoRE ¦ 5QU LoRE | Red Flag Warning - Small Fires | 2023 | 2.1824e-07 | 2.1824e-07 | 0.080408 | 0.03759 | 0.0016314 | 0.041187 | 0 | 0 | 0.00023219 | 1.7548e-08 | 0 | 1.7548e-08 | 1.7548e-08 | 0 | 1.7548e-08 | 0 | 5.2743e-07 | 1.1561e-06 | 0 | 1.1561e-06 | 0 | 0.00058514 | 0.0011703 | 0 | 0.0011703 | [12 empty] | 7.3.3.17.5 (Remote Grid) Updates to grid topology to minimize risk of ignition in HFTDs Remote GridWLDFRVegetation ContactAggregated | WLDFR | HFTD - Distribution - Tier 2 - 2QU CoRE ¦ 2QU LoRE | Non-Red Flag Warning - Large Fires | Vegetation Contact | Aggregated | 2023 | 1.5085e-05 | 543.1039 | 0.0081929 | 2023 | Mitigation | 0.95 | 45 | 0 | esc | 0.00097009 | 1.4634e-08 | 0.00097009 | 1.4634e-08
[79 empty] | WLDFR | HFTD - Distribution - Tier 2 - 5QU CoRE ¦ 5QU LoRE | Red Flag Warning - Small Fires | 2024 | 2.1824e-07 | 2.1824e-07 | 0.080408 | 0.03759 | 0.0016314 | 0.041187 | 0 | 0 | 0.00023219 | 1.7548e-08 | 0 | 1.7548e-08 | 1.7548e-08 | 0 | 1.7548e-08 | 0 | 5.5276e-07 | 1.2117e-06 | 0 | 1.2117e-06 | 0 | 0.00058514 | 0.0011703 | 0 | 0.0011703 | [12 empty] | 7.3.3.17.5 (Remote Grid) Updates to grid topology to minimize risk of ignition in HFTDs Remote GridWLDFRVegetation ContactAggregated | WLDFR | HFTD - Distribution - Tier 2 - 2QU CoRE ¦ 2QU LoRE | Non-Red Flag Warning - Large Fires | Vegetation Contact | Aggregated | 2024 | 1.5085e-05 | 543.1039 | 0.0081929 | 2024 | Mitigation | 0.95 | 45 | 0 | esc | 0.00097009 | 1.4634e-08 | 0.00097009 | 1.4634e-08
[79 empty] | WLDFR | HFTD - Distribution - Tier 2 - 5QU CoRE ¦ 5QU LoRE | Red Flag Warning - Small Fires | 2025 | 2.1824e-07 | 2.1824e-07 | 0.080408 | 0.03759 | 0.0016314 | 0.041187 | 0 | 0 | 0.00023219 | 1.7548e-08 | 0 | 1.7548e-08 | 1.7548e-08 | 0 | 1.7548e-08 | 0 | 5.5276e-07 | 1.2117e-06 | 0 | 1.2117e-06 | 0 | 0.00058514 | 0.0011703 | 0 | 0.0011703 | [12 empty] | 7.3.3.17.5 (Remote Grid) Updates to grid topology to minimize risk of ignition in HFTDs Remote GridWLDFRVegetation ContactAggregated | WLDFR | HFTD - Distribution - Tier 2 - 2QU CoRE ¦ 2QU LoRE | Non-Red Flag Warning - Large Fires | Vegetation Contact | Aggregated | 2025 | 1.5085e-05 | 543.1039 | 0.0081929 | 2025 | Mitigation | 0.95 | 45 | 0 | esc | 0.00097009 | 1.4634e-08 | 0.00097009 | 1.4634e-08
[79 empty] | WLDFR | HFTD - Distribution - Tier 2 - 5QU CoRE ¦ 5QU LoRE | Red Flag Warning - Small Fires | 2026 | 2.1824e-07 | 2.1824e-07 | 0.080408 | 0.03759 | 0.0016314 | 0.041187 | 0 | 0 | 0.00023219 | 1.7548e-08 | 0 | 1.7548e-08 | 1.7548e-08 | 0 | 1.7548e-08 | 0 | 5.5276e-07 | 1.2117e-06 | 0 | 1.2117e-06 | 0 | 0.00058514 | 0.0011703 | 0 | 0.0011703 | [12 empty] | 7.3.3.17.5 (Remote Grid) Updates to grid topology to minimize risk of ignition in HFTDs Remote GridWLDFRVegetation ContactAggregated | WLDFR | HFTD - Distribution - Tier 2 - 2QU CoRE ¦ 2QU LoRE | Non-Red Flag Warning - Large Fires | Vegetation Contact | Aggregated | 2026 | 1.5085e-05 | 543.1039 | 0.0081929 | 2026 | Mitigation | 0.95 | 45 | 0 | esc | 0.00097009 | 1.4634e-08 | 0.00097009 | 1.4634e-08
[79 empty] | WLDFR | HFTD - Distribution - Tier 2 - 5QU CoRE ¦ 5QU LoRE | Red Flag Warning - Small Fires | 2027 | 2.1824e-07 | 2.1824e-07 | 0.080408 | 0.03759 | 0.0016314 | 0.041187 | 0 | 0 | 0.00023219 | 1.7548e-08 | 0 | 1.7548e-08 | 1.7548e-08 | 0 | 1.7548e-08 | 0 | 5.5276e-07 | 1.2117e-06 | 0 | 1.2117e-06 | 0 | 0.00061373 | 0.0012275 | 0 | 0.0012275 | [12 empty] | 7.3.3.17.5 (Remote Grid) Updates to grid topology to minimize risk of ignition in HFTDs Remote GridWLDFRVegetation ContactAggregated | WLDFR | HFTD - Distribution - Tier 2 - 2QU CoRE ¦ 2QU LoRE | Non-Red Flag Warning - Large Fires | Vegetation Contact | Aggregated | 2027 | 1.5085e-05 | 543.1039 | 0.0081929 | 2027 | Mitigation | 0.95 | 45 | 0 | esc | 0.00097009 | 1.4634e-08 | 0.00097009 | 1.4634e-08
[79 empty] | WLDFR | HFTD - Distribution - Tier 2 - 5QU CoRE ¦ 5QU LoRE | Red Flag Warning - Small Fires | 2028 | 2.1824e-07 | 2.1824e-07 | 0.083606 | 0.039055 | 0.001695 | 0.042856 | 0 | 0 | 0.00023219 | 1.8246e-08 | 0 | 1.8246e-08 | 1.8246e-08 | 0 | 1.8246e-08 | 0 | 5.5276e-07 | 1.2117e-06 | 0 | 1.2117e-06 | 0 | 0.00061373 | 0.0012275 | 0 | 0.0012275 | [12 empty] | 7.3.3.17.5 (Remote Grid) Updates to grid topology to minimize risk of ignition in HFTDs Remote GridWLDFRVegetation ContactAggregated | WLDFR | HFTD - Distribution - Tier 2 - 2QU CoRE ¦ 2QU LoRE | Non-Red Flag Warning - Large Fires | Vegetation Contact | Aggregated | 2028 | 1.5085e-05 | 543.1039 | 0.0081929 | 2028 | Mitigation | 0.95 | 45 | 0 | esc | 0.00097009 | 1.4634e-08 | 0.00097009 | 1.4634e-08
[79 empty] | WLDFR | HFTD - Distribution - Tier 2 - 5QU CoRE ¦ 5QU LoRE | Red Flag Warning - Small Fires | 2029 | 2.1824e-07 | 2.1824e-07 | 0.083606 | 0.039055 | 0.001695 | 0.042856 | 0 | 0 | 0.00023219 | 1.8246e-08 | 0 | 1.8246e-08 | 1.8246e-08 | 0 | 1.8246e-08 | 0 | 5.794e-07 | 1.2701e-06 | 0 | 1.2701e-06 | 0 | 0.00061373 | 0.0012275 | 0 | 0.0012275 | [12 empty] | 7.3.3.17.5 (Remote Grid) Updates to grid topology to minimize risk of ignition in HFTDs Remote GridWLDFRVegetation ContactAggregated | WLDFR | HFTD - Distribution - Tier 2 - 2QU CoRE ¦ 2QU LoRE | Non-Red Flag Warning - Large Fires | Vegetation Contact | Aggregated | 2029 | 1.5085e-05 | 543.1039 | 0.0081929 | 2029 | Mitigation | 0.95 | 45 | 0 | esc | 0.00097009 | 1.4634e-08 | 0.00097009 | 1.4634e-08
[79 empty] | WLDFR | HFTD - Distribution - Tier 2 - 5QU CoRE ¦ 5QU LoRE | Red Flag Warning - Small Fires | 2030 | 2.1824e-07 | 2.1824e-07 | 0.083606 | 0.039055 | 0.001695 | 0.042856 | 0 | 0 | 0.00023219 | 1.8246e-08 | 0 | 1.8246e-08 | 1.8246e-08 | 0 | 1.8246e-08 | 0 | 5.794e-07 | 1.2701e-06 | 0 | 1.2701e-06 | 0 | 0.00061373 | 0.0012275 | 0 | 0.0012275 | [12 empty] | 7.3.3.17.5 (Remote Grid) Updates to grid topology to minimize risk of ignition in HFTDs Remote GridWLDFRVegetation ContactAggregated | WLDFR | HFTD - Distribution - Tier 2 - 2QU CoRE ¦ 2QU LoRE | Non-Red Flag Warning - Large Fires | Vegetation Contact | Aggregated | 2030 | 1.5085e-05 | 543.1039 | 0.0081929 | 2030 | Mitigation | 0.95 | 45 | 0 | esc | 0.00097009 | 1.4634e-08 | 0.00097009 | 1.4634e-08
[79 empty] | WLDFR | HFTD - Distribution - Tier 2 - 5QU CoRE ¦ 5QU LoRE | Red Flag Warning - Small Fires | 2031 | 2.1824e-07 | 2.1824e-07 | 0.083606 | 0.039055 | 0.001695 | 0.042856 | 0 | 0 | 0.00023219 | 1.8246e-08 | 0 | 1.8246e-08 | 1.8246e-08 | 0 | 1.8246e-08 | 0 | 5.794e-07 | 1.2701e-06 | 0 | 1.2701e-06 | 0 | 0.00061373 | 0.0012275 | 0 | 0.0012275 | [12 empty] | 7.3.3.17.5 (Remote Grid) Updates to grid topology to minimize risk of ignition in HFTDs Remote GridWLDFRVegetation ContactAggregated | WLDFR | HFTD - Distribution - Tier 2 - 2QU CoRE ¦ 2QU LoRE | Non-Red Flag Warning - Large Fires | Vegetation Contact | Aggregated | 2031 | 1.5085e-05 | 543.1039 | 0.0081929 | 2031 | Mitigation | 0.95 | 45 | 0 | esc | 0.00097009 | 1.4634e-08 | 0.00097009 | 1.4634e-08
[79 empty] | WLDFR | HFTD - Distribution - Tier 2 - 5QU CoRE ¦ 5QU LoRE | Red Flag Warning - Small Fires | 2032 | 2.1824e-07 | 2.1824e-07 | 0.083606 | 0.039055 | 0.001695 | 0.042856 | 0 | 0 | 0.00023219 | 1.8246e-08 | 0 | 1.8246e-08 | 1.8246e-08 | 0 | 1.8246e-08 | 0 | 5.794e-07 | 1.2701e-06 | 0 | 1.2701e-06 | 0 | 0.00064417 | 0.0012883 | 0 | 0.0012883 | [12 empty] | 7.3.3.17.5 (Remote Grid) Updates to grid topology to minimize risk of ignition in HFTDs Remote GridWLDFRVegetation ContactAggregated | WLDFR | HFTD - Distribution - Tier 2 - 2QU CoRE ¦ 2QU LoRE | Non-Red Flag Warning - Large Fires | Vegetation Contact | Aggregated | 2032 | 1.5085e-05 | 543.1039 | 0.0081929 | 2032 | Mitigation | 0.95 | 45 | 0 | esc | 0.00097009 | 1.4634e-08 | 0.00097009 | 1.4634e-08
[79 empty] | WLDFR | HFTD - Distribution - Tier 2 - 5QU CoRE ¦ 5QU LoRE | Red Flag Warning - Small Fires | 2033 | 2.1824e-07 | 2.1824e-07 | 0.087211 | 0.040679 | 0.0017655 | 0.044766 | 0 | 0 | 0.00023219 | 1.9033e-08 | 0 | 1.9033e-08 | 1.9033e-08 | 0 | 1.9033e-08 | 0 | 5.794e-07 | 1.2701e-06 | 0 | 1.2701e-06 | 0 | 0.00064417 | 0.0012883 | 0 | 0.0012883 | [12 empty] | 7.3.3.17.5 (Remote Grid) Updates to grid topology to minimize risk of ignition in HFTDs Remote GridWLDFRVegetation ContactAggregated | WLDFR | HFTD - Distribution - Tier 2 - 2QU CoRE ¦ 2QU LoRE | Non-Red Flag Warning - Large Fires | Vegetation Contact | Aggregated | 2033 | 1.5085e-05 | 543.1039 | 0.0081929 | 2033 | Mitigation | 0.95 | 45 | 0 | esc | 0.00097009 | 1.4634e-08 | 0.00097009 | 1.4634e-08
[79 empty] | WLDFR | HFTD - Distribution - Tier 2 - 5QU CoRE ¦ 5QU LoRE | Red Flag Warning - Small Fires | 2034 | 2.1824e-07 | 2.1824e-07 | 0.087211 | 0.040679 | 0.0017655 | 0.044766 | 0 | 0 | 0.00023219 | 1.9033e-08 | 0 | 1.9033e-08 | 1.9033e-08 | 0 | 1.9033e-08 | 0 | 6.0706e-07 | 1.3307e-06 | 0 | 1.3307e-06 | 0 | 0.00064417 | 0.0012883 | 0 | 0.0012883 | [12 empty] | 7.3.3.17.5 (Remote Grid) Updates to grid topology to minimize risk of ignition in HFTDs Remote GridWLDFRVegetation ContactAggregated | WLDFR | HFTD - Distribution - Tier 2 - 2QU CoRE ¦ 2QU LoRE | Non-Red Flag Warning - Large Fires | Vegetation Contact | Aggregated | 2034 | 1.5085e-05 | 543.1039 | 0.0081929 | 2034 | Mitigation | 0.95 | 45 | 0 | esc | 0.00097009 | 1.4634e-08 | 0.00097009 | 1.4634e-08
[79 empty] | WLDFR | HFTD - Distribution - Tier 2 - 5QU CoRE ¦ 5QU LoRE | Red Flag Warning - Small Fires | 2035 | 2.1824e-07 | 2.1824e-07 | 0.087211 | 0.040679 | 0.0017655 | 0.044766 | 0 | 0 | 0.00023219 | 1.9033e-08 | 0 | 1.9033e-08 | 1.9033e-08 | 0 | 1.9033e-08 | 0 | 6.0706e-07 | 1.3307e-06 | 0 | 1.3307e-06 | 0 | 0.00064417 | 0.0012883 | 0 | 0.0012883 | [12 empty] | 7.3.3.17.5 (Remote Grid) Updates to grid topology to minimize risk of ignition in HFTDs Remote GridWLDFRVegetation ContactAggregated | WLDFR | HFTD - Distribution - Tier 2 - 2QU CoRE ¦ 2QU LoRE | Non-Red Flag Warning - Large Fires | Vegetation Contact | Aggregated | 2035 | 1.5085e-05 | 543.1039 | 0.0081929 | 2035 | Mitigation | 0.95 | 45 | 0 | esc | 0.00097009 | 1.4634e-08 | 0.00097009 | 1.4634e-08
[79 empty] | WLDFR | HFTD - Distribution - Tier 2 - 5QU CoRE ¦ 5QU LoRE | Red Flag Warning - Small Fires | 2036 | 2.1824e-07 | 2.1824e-07 | 0.087211 | 0.040679 | 0.0017655 | 0.044766 | 0 | 0 | 0.00023219 | 1.9033e-08 | 0 | 1.9033e-08 | 1.9033e-08 | 0 | 1.9033e-08 | 0 | 6.0706e-07 | 1.3307e-06 | 0 | 1.3307e-06 | 0 | 0.00064417 | 0.0012883 | 0 | 0.0012883 | [12 empty] | 7.3.3.17.5 (Remote Grid) Updates to grid topology to minimize risk of ignition in HFTDs Remote GridWLDFRVegetation ContactAggregated | WLDFR | HFTD - Distribution - Tier 2 - 2QU CoRE ¦ 2QU LoRE | Non-Red Flag Warning - Large Fires | Vegetation Contact | Aggregated | 2036 | 1.5085e-05 | 543.1039 | 0.0081929 | 2036 | Mitigation | 0.95 | 45 | 0 | esc | 0.00097009 | 1.4634e-08 | 0.00097009 | 1.4634e-08
[79 empty] | WLDFR | HFTD - Distribution - Tier 2 - 5QU CoRE ¦ 5QU LoRE | Red Flag Warning - Small Fires | 2037 | 2.1824e-07 | 2.1824e-07 | 0.087211 | 0.040679 | 0.0017655 | 0.044766 | 0 | 0 | 0.00023219 | 1.9033e-08 | 0 | 1.9033e-08 | 1.9033e-08 | 0 | 1.9033e-08 | 0 | 6.0706e-07 | 1.3307e-06 | 0 | 1.3307e-06 | 0 | 0.00067604 | 0.0013521 | 0 | 0.0013521 | [12 empty] | 7.3.3.17.5 (Remote Grid) Updates to grid topology to minimize risk of ignition in HFTDs Remote GridWLDFRVegetation ContactAggregated | WLDFR | HFTD - Distribution - Tier 2 - 2QU CoRE ¦ 2QU LoRE | Non-Red Flag Warning - Large Fires | Vegetation Contact | Aggregated | 2037 | 1.5085e-05 | 543.1039 | 0.0081929 | 2037 | Mitigation | 0.95 | 45 | 0 | esc | 0.00097009 | 1.4634e-08 | 0.00097009 | 1.4634e-08
[79 empty] | WLDFR | HFTD - Distribution - Tier 2 - 5QU CoRE ¦ 5QU LoRE | Red Flag Warning - Small Fires | 2038 | 2.1824e-07 | 2.1824e-07 | 0.091184 | 0.042438 | 0.0018418 | 0.046905 | 0 | 0 | 0.00023219 | 1.99e-08 | 0 | 1.99e-08 | 1.99e-08 | 0 | 1.99e-08 | 0 | 6.0706e-07 | 1.3307e-06 | 0 | 1.3307e-06 | 0 | 0.00067604 | 0.0013521 | 0 | 0.0013521 | [12 empty] | 7.3.3.17.5 (Remote Grid) Updates to grid topology to minimize risk of ignition in HFTDs Remote GridWLDFRVegetation ContactAggregated | WLDFR | HFTD - Distribution - Tier 2 - 2QU CoRE ¦ 2QU LoRE | Non-Red Flag Warning - Large Fires | Vegetation Contact | Aggregated | 2038 | 1.5085e-05 | 543.1039 | 0.0081929 | 2038 | Mitigation | 0.95 | 45 | 0 | esc | 0.00097009 | 1.4634e-08 | 0.00097009 | 1.4634e-08
[79 empty] | WLDFR | HFTD - Distribution - Tier 2 - 5QU CoRE ¦ 5QU LoRE | Red Flag Warning - Small Fires | 2039 | 2.1824e-07 | 2.1824e-07 | 0.091184 | 0.042438 | 0.0018418 | 0.046905 | 0 | 0 | 0.00023219 | 1.99e-08 | 0 | 1.99e-08 | 1.99e-08 | 0 | 1.99e-08 | 0 | 6.3543e-07 | 1.3929e-06 | 0 | 1.3929e-06 | 0 | 0.00067604 | 0.0013521 | 0 | 0.0013521 | [12 empty] | 7.3.3.17.5 (Remote Grid) Updates to grid topology to minimize risk of ignition in HFTDs Remote GridWLDFRVegetation ContactAggregated | WLDFR | HFTD - Distribution - Tier 2 - 2QU CoRE ¦ 2QU LoRE | Non-Red Flag Warning - Large Fires | Vegetation Contact | Aggregated | 2039 | 1.5085e-05 | 543.1039 | 0.0081929 | 2039 | Mitigation | 0.95 | 45 | 0 | esc | 0.00097009 | 1.4634e-08 | 0.00097009 | 1.4634e-08
[79 empty] | WLDFR | HFTD - Distribution - Tier 2 - 5QU CoRE ¦ 5QU LoRE | Red Flag Warning - Small Fires | 2040 | 2.1824e-07 | 2.1824e-07 | 0.091184 | 0.042438 | 0.0018418 | 0.046905 | 0 | 0 | 0.00023219 | 1.99e-08 | 0 | 1.99e-08 | 1.99e-08 | 0 | 1.99e-08 | 0 | 6.3543e-07 | 1.3929e-06 | 0 | 1.3929e-06 | 0 | 0.00067604 | 0.0013521 | 0 | 0.0013521 | [12 empty] | 7.3.3.17.5 (Remote Grid) Updates to grid topology to minimize risk of ignition in HFTDs Remote GridWLDFRVegetation ContactAggregated | WLDFR | HFTD - Distribution - Tier 2 - 2QU CoRE ¦ 2QU LoRE | Non-Red Flag Warning - Large Fires | Vegetation Contact | Aggregated | 2040 | 1.5085e-05 | 543.1039 | 0.0081929 | 2040 | Mitigation | 0.95 | 45 | 0 | esc | 0.00097009 | 1.4634e-08 | 0.00097009 | 1.4634e-08
[79 empty] | WLDFR | HFTD - Distribution - Tier 2 - 5QU CoRE ¦ 5QU LoRE | Red Flag Warning - Small Fires | 2041 | 2.1824e-07 | 2.1824e-07 | 0.091184 | 0.042438 | 0.0018418 | 0.046905 | 0 | 0 | 0.00023219 | 1.99e-08 | 0 | 1.99e-08 | 1.99e-08 | 0 | 1.99e-08 | 0 | 6.3543e-07 | 1.3929e-06 | 0 | 1.3929e-06 | 0 | 0 | 0.0013521 | 0 | 0.0013521 | [12 empty] | 7.3.3.17.5 (Remote Grid) Updates to grid topology to minimize risk of ignition in HFTDs Remote GridWLDFRVegetation ContactAggregated | WLDFR | HFTD - Distribution - Tier 2 - 2QU CoRE ¦ 2QU LoRE | Non-Red Flag Warning - Large Fires | Vegetation Contact | Aggregated | 2041 | 1.5085e-05 | 543.1039 | 0.0081929 | 2041 | Mitigation | 0.95 | 45 | 0 | esc | 0.00097009 | 1.4634e-08 | 0.00097009 | 1.4634e-08
[79 empty] | WLDFR | HFTD - Distribution - Tier 2 - 5QU CoRE ¦ 5QU LoRE | Red Flag Warning - Small Fires | 2042 | 2.1824e-07 | 2.1824e-07 | 0.091184 | 0.042438 | 0.0018418 | 0.046905 | 0 | 0 | 0.00023219 | 1.99e-08 | 0 | 1.99e-08 | 1.99e-08 | 0 | 1.99e-08 | 0 | 6.3543e-07 | 1.3929e-06 | 0 | 1.3929e-06 | 0 | 0 | 0 | 0 | 0 | [12 empty] | 7.3.3.17.5 (Remote Grid) Updates to grid topology to minimize risk of ignition in HFTDs Remote GridWLDFRVegetation ContactAggregated | WLDFR | HFTD - Distribution - Tier 2 - 2QU CoRE ¦ 2QU LoRE | Non-Red Flag Warning - Large Fires | Vegetation Contact | Aggregated | 2042 | 1.5085e-05 | 543.1039 | 0.0081929 | 2042 | Mitigation | 0.95 | 45 | 0 | esc | 0.00097009 | 1.4634e-08 | 0.00097009 | 1.4634e-08
[79 empty] | WLDFR | HFTD - Distribution - Tier 2 - 5QU CoRE ¦ 5QU LoRE | Red Flag Warning - Small Fires | 2043 | 2.1824e-07 | 2.1824e-07 | 0.095486 | 0.044306 | 0.0019228 | 0.049257 | 0 | 0 | 0.00023219 | 2.0839e-08 | 0 | 2.0839e-08 | 2.0839e-08 | 0 | 2.0839e-08 | 0 | 6.3543e-07 | 1.3929e-06 | 0 | 1.3929e-06 | 0 | 0 | 0 | 0 | 0 | [12 empty] | 7.3.3.17.5 (Remote Grid) Updates to grid topology to minimize risk of ignition in HFTDs Remote GridWLDFRVegetation ContactAggregated | WLDFR | HFTD - Distribution - Tier 2 - 2QU CoRE ¦ 2QU LoRE | Non-Red Flag Warning - Large Fires | Vegetation Contact | Aggregated | 2043 | 1.5085e-05 | 543.1039 | 0.0081929 | 2043 | Mitigation | 0.95 | 45 | 0 | esc | 0.00097009 | 1.4634e-08 | 0.00097009 | 1.4634e-08
[79 empty] | WLDFR | HFTD - Distribution - Tier 2 - 5QU CoRE ¦ 5QU LoRE | Red Flag Warning - Small Fires | 2044 | 2.1824e-07 | 2.1824e-07 | 0.095486 | 0.044306 | 0.0019228 | 0.049257 | 0 | 0 | 0.00023219 | 2.0839e-08 | 0 | 2.0839e-08 | 2.0839e-08 | 0 | 2.0839e-08 | 0 | 6.6417e-07 | 1.4559e-06 | 0 | 1.4559e-06 | 0 | 1.3165e-06 | 0 | 0 | 0 | [12 empty] | 7.3.3.17.5 (Remote Grid) Updates to grid topology to minimize risk of ignition in HFTDs Remote GridWLDFRVegetation ContactAggregated | WLDFR | HFTD - Distribution - Tier 2 - 2QU CoRE ¦ 2QU LoRE | Non-Red Flag Warning - Large Fires | Vegetation Contact | Aggregated | 2044 | 1.5085e-05 | 543.1039 | 0.0081929 | 2044 | Mitigation | 0.95 | 45 | 0 | esc | 0.00097009 | 1.4634e-08 | 0.00097009 | 1.4634e-08
[79 empty] | WLDFR | HFTD - Distribution - Tier 2 - 5QU CoRE ¦ 5QU LoRE | Red Flag Warning - Small Fires | 2045 | 2.1824e-07 | 2.1824e-07 | 0.095486 | 0.044306 | 0.0019228 | 0.049257 | 0 | 0 | 0.00023219 | 2.0839e-08 | 0 | 2.0839e-08 | 2.0839e-08 | 0 | 2.0839e-08 | 0 | 6.6417e-07 | 1.4559e-06 | 0 | 1.4559e-06 | 0 | 1.3754e-06 | 2.7509e-06 | 0 | 2.7509e-06 | [12 empty] | 7.3.3.17.5 (Remote Grid) Updates to grid topology to minimize risk of ignition in HFTDs Remote GridWLDFRVegetation ContactAggregated | WLDFR | HFTD - Distribution - Tier 2 - 2QU CoRE ¦ 2QU LoRE | Non-Red Flag Warning - Large Fires | Vegetation Contact | Aggregated | 2045 | 1.5085e-05 | 543.1039 | 0.0081929 | 2045 | Mitigation | 0.95 | 45 | 0 | esc | 0.00097009 | 1.4634e-08 | 0.00097009 | 1.4634e-08
[79 empty] | WLDFR | HFTD - Distribution - Tier 2 - 5QU CoRE ¦ 5QU LoRE | Red Flag Warning - Small Fires | 2046 | 2.1824e-07 | 2.1824e-07 | 0.095486 | 0.044306 | 0.0019228 | 0.049257 | 0 | 0 | 0.00023219 | 2.0839e-08 | 0 | 2.0839e-08 | 2.0839e-08 | 0 | 2.0839e-08 | 0 | 6.6417e-07 | 1.4559e-06 | 0 | 1.4559e-06 | 0 | 1.3754e-06 | 2.7509e-06 | 0 | 2.7509e-06 | [12 empty] | 7.3.3.17.5 (Remote Grid) Updates to grid topology to minimize risk of ignition in HFTDs Remote GridWLDFRVegetation ContactAggregated | WLDFR | HFTD - Distribution - Tier 2 - 2QU CoRE ¦ 2QU LoRE | Non-Red Flag Warning - Large Fires | Vegetation Contact | Aggregated | 2046 | 1.5085e-05 | 543.1039 | 0.0081929 | 2046 | Mitigation | 0.95 | 45 | 0 | esc | 0.00097009 | 1.4634e-08 | 0.00097009 | 1.4634e-08
[79 empty] | WLDFR | HFTD - Distribution - Tier 2 - 5QU CoRE ¦ 5QU LoRE | Red Flag Warning - Small Fires | 2047 | 2.1824e-07 | 2.1824e-07 | 0.095486 | 0.044306 | 0.0019228 | 0.049257 | 0 | 0 | 0.00023219 | 2.0839e-08 | 0 | 2.0839e-08 | 2.0839e-08 | 0 | 2.0839e-08 | 0 | 0 | 1.4559e-06 | 0 | 1.4559e-06 | 0 | 1.3754e-06 | 2.7509e-06 | 0 | 2.7509e-06 | [12 empty] | 7.3.3.17.5 (Remote Grid) Updates to grid topology to minimize risk of ignition in HFTDs Remote GridWLDFRVegetation ContactAggregated | WLDFR | HFTD - Distribution - Tier 2 - 2QU CoRE ¦ 2QU LoRE | Non-Red Flag Warning - Large Fires | Vegetation Contact | Aggregated | 2047 | 1.5085e-05 | 543.1039 | 0.0081929 | 2047 | Mitigation | 0.95 | 45 | 0 | esc | 0.00097009 | 1.4634e-08 | 0.00097009 | 1.4634e-08
[79 empty] | WLDFR | HFTD - Distribution - Tier 2 - 5QU CoRE ¦ 5QU LoRE | Red Flag Warning - Small Fires | 2048 | 2.1824e-07 | 2.1824e-07 | 0.10007 | 0.04626 | 0.0020076 | 0.051804 | 0 | 0 | 0.00023219 | 2.184e-08 | 0 | 2.184e-08 | 2.184e-08 | 0 | 2.184e-08 | 0 | 0 | 0 | 0 | 0 | 0 | 1.3754e-06 | 2.7509e-06 | 0 | 2.7509e-06 | [12 empty] | 7.3.3.17.5 (Remote Grid) Updates to grid topology to minimize risk of ignition in HFTDs Remote GridWLDFRVegetation ContactAggregated | WLDFR | HFTD - Distribution - Tier 2 - 2QU CoRE ¦ 2QU LoRE | Non-Red Flag Warning - Large Fires | Vegetation Contact | Aggregated | 2048 | 1.5085e-05 | 543.1039 | 0.0081929 | 2048 | Mitigation | 0.95 | 45 | 0 | esc | 0.00097009 | 1.4634e-08 | 0.00097009 | 1.4634e-08
[79 empty] | WLDFR | HFTD - Distribution - Tier 2 - 5QU CoRE ¦ 5QU LoRE | Red Flag Warning - Small Fires | 2049 | 2.1824e-07 | 2.1824e-07 | 0.10007 | 0.04626 | 0.0020076 | 0.051804 | 0 | 0 | 0.00023219 | 2.184e-08 | 0 | 2.184e-08 | 2.184e-08 | 0 | 2.184e-08 | 0 | 2.3935e-05 | 0 | 0 | 0 | 0 | 1.3754e-06 | 2.7509e-06 | 0 | 2.7509e-06 | [12 empty] | 7.3.3.17.5 (Remote Grid) Updates to grid topology to minimize risk of ignition in HFTDs Remote GridWLDFRVegetation ContactAggregated | WLDFR | HFTD - Distribution - Tier 2 - 2QU CoRE ¦ 2QU LoRE | Non-Red Flag Warning - Large Fires | Vegetation Contact | Aggregated | 2049 | 1.5085e-05 | 543.1039 | 0.0081929 | 2049 | Mitigation | 0.95 | 45 | 0 | esc | 0.00097009 | 1.4634e-08 | 0.00097009 | 1.4634e-08
[79 empty] | WLDFR | HFTD - Distribution - Tier 2 - 5QU CoRE ¦ 5QU LoRE | Red Flag Warning - Small Fires | 2050 | 2.1824e-07 | 2.1824e-07 | 0.10007 | 0.04626 | 0.0020076 | 0.051804 | 0 | 0 | 0.00023219 | 2.184e-08 | 0 | 2.184e-08 | 2.184e-08 | 0 | 2.184e-08 | 0 | 2.4813e-05 | 5.439e-05 | 0 | 5.439e-05 | 0 | 1.4513e-06 | 2.9026e-06 | 0 | 2.9026e-06 | [12 empty] | 7.3.3.17.5 (Remote Grid) Updates to grid topology to minimize risk of ignition in HFTDs Remote GridWLDFRVegetation ContactAggregated | WLDFR | HFTD - Distribution - Tier 2 - 2QU CoRE ¦ 2QU LoRE | Non-Red Flag Warning - Large Fires | Vegetation Contact | Aggregated | 2050 | 1.5085e-05 | 543.1039 | 0.0081929 | 2050 | Mitigation | 0.95 | 45 | 0 | esc | 0.00097009 | 1.4634e-08 | 0.00097009 | 1.4634e-08
[79 empty] | WLDFR | HFTD - Distribution - Tier 2 - 5QU CoRE ¦ 5QU LoRE | Red Flag Warning - Small Fires | 2051 | 2.1824e-07 | 2.1824e-07 | 0.10007 | 0.04626 | 0.0020076 | 0.051804 | 0 | 0 | 0.00023219 | 2.184e-08 | 0 | 2.184e-08 | 2.184e-08 | 0 | 2.184e-08 | 0 | 2.4813e-05 | 5.439e-05 | 0 | 5.439e-05 | 0 | 1.4513e-06 | 2.9026e-06 | 0 | 2.9026e-06 | [12 empty] | 7.3.3.17.5 (Remote Grid) Updates to grid topology to minimize risk of ignition in HFTDs Remote GridWLDFRVegetation ContactAggregated | WLDFR | HFTD - Distribution - Tier 2 - 2QU CoRE ¦ 2QU LoRE | Non-Red Flag Warning - Large Fires | Vegetation Contact | Aggregated | 2051 | 1.5085e-05 | 543.1039 | 0.0081929 | 2051 | Mitigation | 0.95 | 45 | 0 | esc | 0.00097009 | 1.4634e-08 | 0.00097009 | 1.4634e-08
[79 empty] | WLDFR | HFTD - Distribution - Tier 2 - 5QU CoRE ¦ 5QU LoRE | Red Flag Warning - Small Fires | 2052 | 2.1824e-07 | 2.1824e-07 | 0.10007 | 0.04626 | 0.0020076 | 0.051804 | 0 | 0 | 0.00023219 | 2.184e-08 | 0 | 2.184e-08 | 2.184e-08 | 0 | 2.184e-08 | 0 | 2.4813e-05 | 5.439e-05 | 0 | 5.439e-05 | 0 | 1.4513e-06 | 2.9026e-06 | 0 | 2.9026e-06 | [12 empty] | 7.3.3.17.5 (Remote Grid) Updates to grid topology to minimize risk of ignition in HFTDs Remote GridWLDFRVegetation ContactAggregated | WLDFR | HFTD - Distribution - Tier 2 - 2QU CoRE ¦ 2QU LoRE | Non-Red Flag Warning - Large Fires | Vegetation Contact | Aggregated | 2052 | 1.5085e-05 | 543.1039 | 0.0081929 | 2052 | Mitigation | 0.95 | 45 | 0 | esc | 0.00097009 | 1.4634e-08 | 0.00097009 | 1.4634e-08
[79 empty] | WLDFR | HFTD - Distribution - Tier 2 - 5QU CoRE ¦ 5QU LoRE | Red Flag Warning - Small Fires | 2053 | 2.1824e-07 | 2.1824e-07 | 0.10489 | 0.048274 | 0.002095 | 0.054525 | 0 | 0 | 0.00023219 | 2.2892e-08 | 0 | 2.2892e-08 | 2.2892e-08 | 0 | 2.2892e-08 | 0 | 2.4813e-05 | 5.439e-05 | 0 | 5.439e-05 | 0 | 1.4513e-06 | 2.9026e-06 | 0 | 2.9026e-06 | [12 empty] | 7.3.3.17.5 (Remote Grid) Updates to grid topology to minimize risk of ignition in HFTDs Remote GridWLDFRVegetation ContactAggregated | WLDFR | HFTD - Distribution - Tier 2 - 2QU CoRE ¦ 2QU LoRE | Non-Red Flag Warning - Large Fires | Vegetation Contact | Aggregated | 2053 | 1.5085e-05 | 543.1039 | 0.0081929 | 2053 | Mitigation | 0.95 | 45 | 0 | esc | 0.00097009 | 1.4634e-08 | 0.00097009 | 1.4634e-08
[79 empty] | WLDFR | HFTD - Distribution - Tier 2 - 5QU CoRE ¦ 5QU LoRE | Red Flag Warning - Small Fires | 2054 | 2.1824e-07 | 2.1824e-07 | 0.10489 | 0.048274 | 0.002095 | 0.054525 | 0 | 0 | 0.00023219 | 2.2892e-08 | 0 | 2.2892e-08 | 2.2892e-08 | 0 | 2.2892e-08 | 0 | 2.4813e-05 | 5.439e-05 | 0 | 5.439e-05 | 0 | 1.4513e-06 | 2.9026e-06 | 0 | 2.9026e-06 | [12 empty] | 7.3.3.17.5 (Remote Grid) Updates to grid topology to minimize risk of ignition in HFTDs Remote GridWLDFRVegetation ContactAggregated | WLDFR | HFTD - Distribution - Tier 2 - 2QU CoRE ¦ 2QU LoRE | Non-Red Flag Warning - Large Fires | Vegetation Contact | Aggregated | 2054 | 1.5085e-05 | 543.1039 | 0.0081929 | 2054 | Mitigation | 0.95 | 45 | 0 | esc | 0.00097009 | 1.4634e-08 | 0.00097009 | 1.4634e-08
[79 empty] | WLDFR | HFTD - Distribution - Tier 2 - 5QU CoRE ¦ 5QU LoRE | Red Flag Warning - Small Fires | 2055 | 2.1824e-07 | 2.1824e-07 | 0.10489 | 0.048274 | 0.002095 | 0.054525 | 0 | 0 | 0.00023219 | 2.2892e-08 | 0 | 2.2892e-08 | 2.2892e-08 | 0 | 2.2892e-08 | 0 | 2.5918e-05 | 5.6813e-05 | 0 | 5.6813e-05 | 0 | 1.5376e-06 | 3.0752e-06 | 0 | 3.0752e-06 | [12 empty] | 7.3.3.17.5 (Remote Grid) Updates to grid topology to minimize risk of ignition in HFTDs Remote GridWLDFRVegetation ContactAggregated | WLDFR | HFTD - Distribution - Tier 2 - 2QU CoRE ¦ 2QU LoRE | Non-Red Flag Warning - Large Fires | Vegetation Contact | Aggregated | 2055 | 1.5085e-05 | 543.1039 | 0.0081929 | 2055 | Mitigation | 0.95 | 45 | 0 | esc | 0.00097009 | 1.4634e-08 | 0.00097009 | 1.4634e-08
[79 empty] | WLDFR | HFTD - Distribution - Tier 2 - 5QU CoRE ¦ 5QU LoRE | Red Flag Warning - Small Fires | 2056 | 2.1824e-07 | 2.1824e-07 | 0.10489 | 0.048274 | 0.002095 | 0.054525 | 0 | 0 | 0.00023219 | 2.2892e-08 | 0 | 2.2892e-08 | 2.2892e-08 | 0 | 2.2892e-08 | 0 | 2.5918e-05 | 5.6813e-05 | 0 | 5.6813e-05 | 0 | 1.5376e-06 | 3.0752e-06 | 0 | 3.0752e-06 | [12 empty] | 7.3.3.17.5 (Remote Grid) Updates to grid topology to minimize risk of ignition in HFTDs Remote GridWLDFRVegetation ContactAggregated | WLDFR | HFTD - Distribution - Tier 2 - 2QU CoRE ¦ 2QU LoRE | Non-Red Flag Warning - Large Fires | Vegetation Contact | Aggregated | 2056 | 1.5085e-05 | 543.1039 | 0.0081929 | 2056 | Mitigation | 0.95 | 45 | 0 | esc | 0.00097009 | 1.4634e-08 | 0.00097009 | 1.4634e-08
[79 empty] | WLDFR | HFTD - Distribution - Tier 2 - 5QU CoRE ¦ 5QU LoRE | Red Flag Warning - Small Fires | 2057 | 2.1824e-07 | 2.1824e-07 | 0.10489 | 0.048274 | 0.002095 | 0.054525 | 0 | 0 | 0.00023219 | 2.2892e-08 | 0 | 2.2892e-08 | 2.2892e-08 | 0 | 2.2892e-08 | 0 | 2.5918e-05 | 5.6813e-05 | 0 | 5.6813e-05 | 0 | 1.5376e-06 | 3.0752e-06 | 0 | 3.0752e-06 | [12 empty] | 7.3.3.17.5 (Remote Grid) Updates to grid topology to minimize risk of ignition in HFTDs Remote GridWLDFRVegetation ContactAggregated | WLDFR | HFTD - Distribution - Tier 2 - 2QU CoRE ¦ 2QU LoRE | Non-Red Flag Warning - Large Fires | Vegetation Contact | Aggregated | 2057 | 1.5085e-05 | 543.1039 | 0.0081929 | 2057 | Mitigation | 0.95 | 45 | 0 | esc | 0.00097009 | 1.4634e-08 | 0.00097009 | 1.4634e-08
[79 empty] | WLDFR | HFTD - Distribution - Tier 2 - 5QU CoRE ¦ 5QU LoRE | Red Flag Warning - Small Fires | 2058 | 2.1824e-07 | 2.1824e-07 | 0.1099 | 0.050325 | 0.0021839 | 0.057393 | 0 | 0 | 0.00023219 | 2.3985e-08 | 0 | 2.3985e-08 | 2.3985e-08 | 0 | 2.3985e-08 | 0 | 2.5918e-05 | 5.6813e-05 | 0 | 5.6813e-05 | 0 | 1.5376e-06 | 3.0752e-06 | 0 | 3.0752e-06 | [12 empty] | 7.3.3.17.5 (Remote Grid) Updates to grid topology to minimize risk of ignition in HFTDs Remote GridWLDFRVegetation ContactAggregated | WLDFR | HFTD - Distribution - Tier 2 - 2QU CoRE ¦ 2QU LoRE | Non-Red Flag Warning - Large Fires | Vegetation Contact | Aggregated | 2058 | 1.5085e-05 | 543.1039 | 0.0081929 | 2058 | Mitigation | 0.95 | 45 | 0 | esc | 0.00097009 | 1.4634e-08 | 0.00097009 | 1.4634e-08
[79 empty] | WLDFR | HFTD - Distribution - Tier 2 - 5QU CoRE ¦ 5QU LoRE | Red Flag Warning - Small Fires | 2059 | 2.1824e-07 | 2.1824e-07 | 0.1099 | 0.050325 | 0.0021839 | 0.057393 | 0 | 0 | 0.00023219 | 2.3985e-08 | 0 | 2.3985e-08 | 2.3985e-08 | 0 | 2.3985e-08 | 0 | 2.5918e-05 | 5.6813e-05 | 0 | 5.6813e-05 | 0 | 1.5376e-06 | 3.0752e-06 | 0 | 3.0752e-06 | [12 empty] | 7.3.3.17.5 (Remote Grid) Updates to grid topology to minimize risk of ignition in HFTDs Remote GridWLDFRVegetation ContactAggregated | WLDFR | HFTD - Distribution - Tier 2 - 2QU CoRE ¦ 2QU LoRE | Non-Red Flag Warning - Large Fires | Vegetation Contact | Aggregated | 2059 | 1.5085e-05 | 543.1039 | 0.0081929 | 2059 | Mitigation | 0.95 | 45 | 0 | esc | 0.00097009 | 1.4634e-08 | 0.00097009 | 1.4634e-08
[79 empty] | WLDFR | HFTD - Distribution - Tier 2 - 5QU CoRE ¦ 5QU LoRE | Red Flag Warning - Small Fires | 2060 | 2.1824e-07 | 2.1824e-07 | 0.1099 | 0.050325 | 0.0021839 | 0.057393 | 0 | 0 | 0.00023219 | 2.3985e-08 | 0 | 2.3985e-08 | 2.3985e-08 | 0 | 2.3985e-08 | 0 | 2.7147e-05 | 5.9506e-05 | 0 | 5.9506e-05 | 0 | 1.6336e-06 | 3.2673e-06 | 0 | 3.2673e-06 | [12 empty] | 7.3.3.17.5 (Remote Grid) Updates to grid topology to minimize risk of ignition in HFTDs Remote GridWLDFRVegetation ContactAggregated | WLDFR | HFTD - Distribution - Tier 2 - 2QU CoRE ¦ 2QU LoRE | Non-Red Flag Warning - Large Fires | Vegetation Contact | Aggregated | 2060 | 1.5085e-05 | 543.1039 | 0.0081929 | 2060 | Mitigation | 0.95 | 45 | 0 | esc | 0.00097009 | 1.4634e-08 | 0.00097009 | 1.4634e-08
[79 empty] | WLDFR | HFTD - Distribution - Tier 2 - 5QU CoRE ¦ 5QU LoRE | Red Flag Warning - Small Fires | 2061 | 2.1824e-07 | 2.1824e-07 | 0.1099 | 0.050325 | 0.0021839 | 0.057393 | 0 | 0 | 0.00023219 | 2.3985e-08 | 0 | 2.3985e-08 | 2.3985e-08 | 0 | 2.3985e-08 | 0 | 2.7147e-05 | 5.9506e-05 | 0 | 5.9506e-05 | 0 | 1.6336e-06 | 3.2673e-06 | 0 | 3.2673e-06 | [12 empty] | 7.3.3.17.5 (Remote Grid) Updates to grid topology to minimize risk of ignition in HFTDs Remote GridWLDFRVegetation ContactAggregated | WLDFR | HFTD - Distribution - Tier 2 - 2QU CoRE ¦ 2QU LoRE | Non-Red Flag Warning - Large Fires | Vegetation Contact | Aggregated | 2061 | 1.5085e-05 | 543.1039 | 0.0081929 | 2061 | Mitigation | 0.95 | 45 | 0 | esc | 0.00097009 | 1.4634e-08 | 0.00097009 | 1.4634e-08
[79 empty] | WLDFR | HFTD - Distribution - Tier 2 - 5QU CoRE ¦ 5QU LoRE | Red Flag Warning - Small Fires | 2062 | 2.1824e-07 | 2.1824e-07 | 0.1099 | 0.050325 | 0.0021839 | 0.057393 | 0 | 0 | 0.00023219 | 2.3985e-08 | 0 | 2.3985e-08 | 2.3985e-08 | 0 | 2.3985e-08 | 0 | 2.7147e-05 | 5.9506e-05 | 0 | 5.9506e-05 | 0 | 1.6336e-06 | 3.2673e-06 | 0 | 3.2673e-06 | [12 empty] | 7.3.3.17.5 (Remote Grid) Updates to grid topology to minimize risk of ignition in HFTDs Remote GridWLDFRVegetation ContactAggregated | WLDFR | HFTD - Distribution - Tier 2 - 2QU CoRE ¦ 2QU LoRE | Non-Red Flag Warning - Large Fires | Vegetation Contact | Aggregated | 2062 | 1.5085e-05 | 543.1039 | 0.0081929 | 2062 | Mitigation | 0.95 | 45 | 0 | esc | 0.00097009 | 1.4634e-08 | 0.00097009 | 1.4634e-08
[79 empty] | WLDFR | HFTD - Distribution - Tier 2 - 5QU CoRE ¦ 5QU LoRE | Red Flag Warning - Small Fires | 2063 | 2.1824e-07 | 2.1824e-07 | 0.11504 | 0.052388 | 0.0022734 | 0.060377 | 0 | 0 | 0.00023219 | 2.5106e-08 | 0 | 2.5106e-08 | 2.5106e-08 | 0 | 2.5106e-08 | 0 | 2.7147e-05 | 5.9506e-05 | 0 | 5.9506e-05 | 0 | 1.6336e-06 | 3.2673e-06 | 0 | 3.2673e-06 | [12 empty] | 7.3.3.17.5 (Remote Grid) Updates to grid topology to minimize risk of ignition in HFTDs Remote GridWLDFRVegetation ContactAggregated | WLDFR | HFTD - Distribution - Tier 2 - 2QU CoRE ¦ 2QU LoRE | Non-Red Flag Warning - Large Fires | Vegetation Contact | Aggregated | 2063 | 1.5085e-05 | 543.1039 | 0.0081929 | 2063 | Mitigation | 0.95 | 45 | 0 | esc | 0.00097009 | 1.4634e-08 | 0.00097009 | 1.4634e-08
[79 empty] | WLDFR | HFTD - Distribution - Tier 2 - 5QU CoRE ¦ 5QU LoRE | Red Flag Warning - Small Fires | 2064 | 2.1824e-07 | 2.1824e-07 | 0.11504 | 0.052388 | 0.0022734 | 0.060377 | 0 | 0 | 0.00023219 | 2.5106e-08 | 0 | 2.5106e-08 | 2.5106e-08 | 0 | 2.5106e-08 | 0 | 2.7147e-05 | 5.9506e-05 | 0 | 5.9506e-05 | 0 | 1.6336e-06 | 3.2673e-06 | 0 | 3.2673e-06 | [12 empty] | 7.3.3.17.5 (Remote Grid) Updates to grid topology to minimize risk of ignition in HFTDs Remote GridWLDFRVegetation ContactAggregated | WLDFR | HFTD - Distribution - Tier 2 - 2QU CoRE ¦ 2QU LoRE | Non-Red Flag Warning - Large Fires | Vegetation Contact | Aggregated | 2064 | 1.5085e-05 | 543.1039 | 0.0081929 | 2064 | Mitigation | 0.95 | 45 | 0 | esc | 0.00097009 | 1.4634e-08 | 0.00097009 | 1.4634e-08
[79 empty] | WLDFR | HFTD - Distribution - Tier 2 - 5QU CoRE ¦ 5QU LoRE | Red Flag Warning - Small Fires | 2065 | 2.1824e-07 | 2.1824e-07 | 0.11504 | 0.052388 | 0.0022734 | 0.060377 | 0 | 0 | 0.00023219 | 2.5106e-08 | 0 | 2.5106e-08 | 2.5106e-08 | 0 | 2.5106e-08 | 0 | 2.8481e-05 | 6.243e-05 | 0 | 6.243e-05 | 0 | 1.7387e-06 | 3.4774e-06 | 0 | 3.4774e-06 | [12 empty] | 7.3.3.17.5 (Remote Grid) Updates to grid topology to minimize risk of ignition in HFTDs Remote GridWLDFRVegetation ContactAggregated | WLDFR | HFTD - Distribution - Tier 2 - 2QU CoRE ¦ 2QU LoRE | Non-Red Flag Warning - Large Fires | Vegetation Contact | Aggregated | 2065 | 1.5085e-05 | 543.1039 | 0.0081929 | 2065 | Mitigation | 0.95 | 45 | 0 | esc | 0.00097009 | 1.4634e-08 | 0.00097009 | 1.4634e-08
[79 empty] | WLDFR | HFTD - Distribution - Tier 2 - 5QU CoRE ¦ 5QU LoRE | Red Flag Warning - Small Fires | 2066 | 2.1824e-07 | 2.1824e-07 | 0.11504 | 0.052388 | 0.0022734 | 0.060377 | 0 | 0 | 0.00023219 | 2.5106e-08 | 0 | 2.5106e-08 | 2.5106e-08 | 0 | 2.5106e-08 | 0 | 2.8481e-05 | 6.243e-05 | 0 | 6.243e-05 | 0 | 1.7387e-06 | 3.4774e-06 | 0 | 3.4774e-06 | [12 empty] | 7.3.3.17.5 (Remote Grid) Updates to grid topology to minimize risk of ignition in HFTDs Remote GridWLDFRVegetation ContactAggregated | WLDFR | HFTD - Distribution - Tier 2 - 2QU CoRE ¦ 2QU LoRE | Non-Red Flag Warning - Large Fires | Vegetation Contact | Aggregated | 2066 | 1.5085e-05 | 543.1039 | 0.0081929 | 2066 | Mitigation | 0.95 | 45 | 0 | esc | 0.00097009 | 1.4634e-08 | 0.00097009 | 1.4634e-08
[79 empty] | WLDFR | HFTD - Distribution - Tier 2 - 5QU CoRE ¦ 5QU LoRE | Red Flag Warning - Small Fires | 2067 | 0 | 2.1824e-07 | 0.11504 | 0.052388 | 0.0022734 | 0.060377 | 0 | 0 | 0.00023219 | 0 | 0 | 0 | 2.5106e-08 | 0 | 2.5106e-08 | 0 | 2.8481e-05 | 6.243e-05 | 0 | 6.243e-05 | 0 | 1.7387e-06 | 3.4774e-06 | 0 | 3.4774e-06 | [12 empty] | 7.3.3.17.5 (Remote Grid) Updates to grid topology to minimize risk of ignition in HFTDs Remote GridWLDFRVegetation ContactAggregated | WLDFR | HFTD - Distribution - Tier 2 - 2QU CoRE ¦ 2QU LoRE | Non-Red Flag Warning - Large Fires | Vegetation Contact | Aggregated | 2067 | 1.5085e-05 | 543.1039 | 0.0081929 | 2067 | Mitigation | 0.95 | 45 | 0 | esc | 0 | 0 | 0.00097009 | 1.4634e-08
[79 empty] | WLDFR | HFTD - Distribution - Tier 3 - 1QU CoRE ¦ 1QU LoRE | Non-Red Flag Warning - Catastrophic Fires | 2022 | 1.294e-08 | 0 | 14146.1306 | 222.2294 | 8585.7228 | 5338.1784 | 0 | 0 | 2.3313e-05 | 0.00018305 | 0 | 0.00018305 | 0 | 0 | 0 | 0 | 2.8481e-05 | 6.243e-05 | 0 | 6.243e-05 | 0 | 1.7387e-06 | 3.4774e-06 | 0 | 3.4774e-06 | [12 empty] | 7.3.3.17.5 (Remote Grid) Updates to grid topology to minimize risk of ignition in HFTDs Remote GridWLDFRWire-to-wire contactAggregated | WLDFR | HFTD - Distribution - Tier 2 - 2QU CoRE ¦ 2QU LoRE | Non-Red Flag Warning - Large Fires | Wire-to-wire contact | Aggregated | 2022 | 5.316e-06 | 543.1039 | 0.0028871 | 2022 | Mitigation | 0.95 | 45 | 0 | esc | 0.00097009 | 5.157e-09 | 0 | 0
[79 empty] | WLDFR | HFTD - Distribution - Tier 3 - 1QU CoRE ¦ 1QU LoRE | Non-Red Flag Warning - Catastrophic Fires | 2023 | 1.294e-08 | 1.294e-08 | 14664.6376 | 233.2301 | 8896.516 | 5534.8915 | 0 | 0 | 2.3313e-05 | 0.00018976 | 0 | 0.00018976 | 0.00018976 | 0 | 0.00018976 | 0 | 2.8481e-05 | 6.243e-05 | 0 | 6.243e-05 | 0 | 1.7387e-06 | 3.4774e-06 | 0 | 3.4774e-06 | [12 empty] | 7.3.3.17.5 (Remote Grid) Updates to grid topology to minimize risk of ignition in HFTDs Remote GridWLDFRWire-to-wire contactAggregated | WLDFR | HFTD - Distribution - Tier 2 - 2QU CoRE ¦ 2QU LoRE | Non-Red Flag Warning - Large Fires | Wire-to-wire contact | Aggregated | 2023 | 5.316e-06 | 543.1039 | 0.0028871 | 2023 | Mitigation | 0.95 | 45 | 0 | esc | 0.00097009 | 5.157e-09 | 0.00097009 | 5.157e-09
[79 empty] | WLDFR | HFTD - Distribution - Tier 3 - 1QU CoRE ¦ 1QU LoRE | Non-Red Flag Warning - Catastrophic Fires | 2024 | 1.294e-08 | 1.294e-08 | 14664.6376 | 233.2301 | 8896.516 | 5534.8915 | 0 | 0 | 2.3313e-05 | 0.00018976 | 0 | 0.00018976 | 0.00018976 | 0 | 0.00018976 | 0 | 2.9901e-05 | 6.5544e-05 | 0 | 6.5544e-05 | 0 | 1.8518e-06 | 3.7037e-06 | 0 | 3.7037e-06 | [12 empty] | 7.3.3.17.5 (Remote Grid) Updates to grid topology to minimize risk of ignition in HFTDs Remote GridWLDFRWire-to-wire contactAggregated | WLDFR | HFTD - Distribution - Tier 2 - 2QU CoRE ¦ 2QU LoRE | Non-Red Flag Warning - Large Fires | Wire-to-wire contact | Aggregated | 2024 | 5.316e-06 | 543.1039 | 0.0028871 | 2024 | Mitigation | 0.95 | 45 | 0 | esc | 0.00097009 | 5.157e-09 | 0.00097009 | 5.157e-09
[79 empty] | WLDFR | HFTD - Distribution - Tier 3 - 1QU CoRE ¦ 1QU LoRE | Non-Red Flag Warning - Catastrophic Fires | 2025 | 1.294e-08 | 1.294e-08 | 14664.6376 | 233.2301 | 8896.516 | 5534.8915 | 0 | 0 | 2.3313e-05 | 0.00018976 | 0 | 0.00018976 | 0.00018976 | 0 | 0.00018976 | 0 | 2.9901e-05 | 6.5544e-05 | 0 | 6.5544e-05 | 0 | 1.8518e-06 | 3.7037e-06 | 0 | 3.7037e-06 | [12 empty] | 7.3.3.17.5 (Remote Grid) Updates to grid topology to minimize risk of ignition in HFTDs Remote GridWLDFRWire-to-wire contactAggregated | WLDFR | HFTD - Distribution - Tier 2 - 2QU CoRE ¦ 2QU LoRE | Non-Red Flag Warning - Large Fires | Wire-to-wire contact | Aggregated | 2025 | 5.316e-06 | 543.1039 | 0.0028871 | 2025 | Mitigation | 0.95 | 45 | 0 | esc | 0.00097009 | 5.157e-09 | 0.00097009 | 5.157e-09
[79 empty] | WLDFR | HFTD - Distribution - Tier 3 - 1QU CoRE ¦ 1QU LoRE | Non-Red Flag Warning - Catastrophic Fires | 2026 | 1.294e-08 | 1.294e-08 | 14664.6376 | 233.2301 | 8896.516 | 5534.8915 | 0 | 0 | 2.3313e-05 | 0.00018976 | 0 | 0.00018976 | 0.00018976 | 0 | 0.00018976 | 0 | 2.9901e-05 | 6.5544e-05 | 0 | 6.5544e-05 | 0 | 1.8518e-06 | 3.7037e-06 | 0 | 3.7037e-06 | [12 empty] | 7.3.3.17.5 (Remote Grid) Updates to grid topology to minimize risk of ignition in HFTDs Remote GridWLDFRWire-to-wire contactAggregated | WLDFR | HFTD - Distribution - Tier 2 - 2QU CoRE ¦ 2QU LoRE | Non-Red Flag Warning - Large Fires | Wire-to-wire contact | Aggregated | 2026 | 5.316e-06 | 543.1039 | 0.0028871 | 2026 | Mitigation | 0.95 | 45 | 0 | esc | 0.00097009 | 5.157e-09 | 0.00097009 | 5.157e-09
[79 empty] | WLDFR | HFTD - Distribution - Tier 3 - 1QU CoRE ¦ 1QU LoRE | Non-Red Flag Warning - Catastrophic Fires | 2027 | 1.294e-08 | 1.294e-08 | 14664.6376 | 233.2301 | 8896.516 | 5534.8915 | 0 | 0 | 2.3313e-05 | 0.00018976 | 0 | 0.00018976 | 0.00018976 | 0 | 0.00018976 | 0 | 2.9901e-05 | 6.5544e-05 | 0 | 6.5544e-05 | 0 | 1.8518e-06 | 3.7037e-06 | 0 | 3.7037e-06 | [12 empty] | 7.3.3.17.5 (Remote Grid) Updates to grid topology to minimize risk of ignition in HFTDs Remote GridWLDFRWire-to-wire contactAggregated | WLDFR | HFTD - Distribution - Tier 2 - 2QU CoRE ¦ 2QU LoRE | Non-Red Flag Warning - Large Fires | Wire-to-wire contact | Aggregated | 2027 | 5.316e-06 | 543.1039 | 0.0028871 | 2027 | Mitigation | 0.95 | 45 | 0 | esc | 0.00097009 | 5.157e-09 | 0.00097009 | 5.157e-09
[79 empty] | WLDFR | HFTD - Distribution - Tier 3 - 1QU CoRE ¦ 1QU LoRE | Non-Red Flag Warning - Catastrophic Fires | 2028 | 1.294e-08 | 1.294e-08 | 15317.9909 | 247.273 | 9287.6491 | 5783.0689 | 0 | 0 | 2.3313e-05 | 0.00019822 | 0 | 0.00019822 | 0.00019822 | 0 | 0.00019822 | 0 | 2.9901e-05 | 6.5544e-05 | 0 | 6.5544e-05 | 0 | 0 | 3.7037e-06 | 0 | 3.7037e-06 | [12 empty] | 7.3.3.17.5 (Remote Grid) Updates to grid topology to minimize risk of ignition in HFTDs Remote GridWLDFRWire-to-wire contactAggregated | WLDFR | HFTD - Distribution - Tier 2 - 2QU CoRE ¦ 2QU LoRE | Non-Red Flag Warning - Large Fires | Wire-to-wire contact | Aggregated | 2028 | 5.316e-06 | 543.1039 | 0.0028871 | 2028 | Mitigation | 0.95 | 45 | 0 | esc | 0.00097009 | 5.157e-09 | 0.00097009 | 5.157e-09
[79 empty] | WLDFR | HFTD - Distribution - Tier 3 - 1QU CoRE ¦ 1QU LoRE | Non-Red Flag Warning - Catastrophic Fires | 2029 | 1.294e-08 | 1.294e-08 | 15317.9909 | 247.273 | 9287.6491 | 5783.0689 | 0 | 0 | 2.3313e-05 | 0.00019822 | 0 | 0.00019822 | 0.00019822 | 0 | 0.00019822 | 0 | 3.1391e-05 | 6.8809e-05 | 0 | 6.8809e-05 | 0 | 0 | 0 | 0 | 0 | [12 empty] | 7.3.3.17.5 (Remote Grid) Updates to grid topology to minimize risk of ignition in HFTDs Remote GridWLDFRWire-to-wire contactAggregated | WLDFR | HFTD - Distribution - Tier 2 - 2QU CoRE ¦ 2QU LoRE | Non-Red Flag Warning - Large Fires | Wire-to-wire contact | Aggregated | 2029 | 5.316e-06 | 543.1039 | 0.0028871 | 2029 | Mitigation | 0.95 | 45 | 0 | esc | 0.00097009 | 5.157e-09 | 0.00097009 | 5.157e-09
[79 empty] | WLDFR | HFTD - Distribution - Tier 3 - 1QU CoRE ¦ 1QU LoRE | Non-Red Flag Warning - Catastrophic Fires | 2030 | 1.294e-08 | 1.294e-08 | 15317.9909 | 247.273 | 9287.6491 | 5783.0689 | 0 | 0 | 2.3313e-05 | 0.00019822 | 0 | 0.00019822 | 0.00019822 | 0 | 0.00019822 | 0 | 3.1391e-05 | 6.8809e-05 | 0 | 6.8809e-05 | 0 | 0 | 0 | 0 | 0 | [12 empty] | 7.3.3.17.5 (Remote Grid) Updates to grid topology to minimize risk of ignition in HFTDs Remote GridWLDFRWire-to-wire contactAggregated | WLDFR | HFTD - Distribution - Tier 2 - 2QU CoRE ¦ 2QU LoRE | Non-Red Flag Warning - Large Fires | Wire-to-wire contact | Aggregated | 2030 | 5.316e-06 | 543.1039 | 0.0028871 | 2030 | Mitigation | 0.95 | 45 | 0 | esc | 0.00097009 | 5.157e-09 | 0.00097009 | 5.157e-09
[79 empty] | WLDFR | HFTD - Distribution - Tier 3 - 1QU CoRE ¦ 1QU LoRE | Non-Red Flag Warning - Catastrophic Fires | 2031 | 1.294e-08 | 1.294e-08 | 15317.9909 | 247.273 | 9287.6491 | 5783.0689 | 0 | 0 | 2.3313e-05 | 0.00019822 | 0 | 0.00019822 | 0.00019822 | 0 | 0.00019822 | 0 | 3.1391e-05 | 6.8809e-05 | 0 | 6.8809e-05 | 0 | 9.3819e-08 | 0 | 0 | 0 | [12 empty] | 7.3.3.17.5 (Remote Grid) Updates to grid topology to minimize risk of ignition in HFTDs Remote GridWLDFRWire-to-wire contactAggregated | WLDFR | HFTD - Distribution - Tier 2 - 2QU CoRE ¦ 2QU LoRE | Non-Red Flag Warning - Large Fires | Wire-to-wire contact | Aggregated | 2031 | 5.316e-06 | 543.1039 | 0.0028871 | 2031 | Mitigation | 0.95 | 45 | 0 | esc | 0.00097009 | 5.157e-09 | 0.00097009 | 5.157e-09
[79 empty] | WLDFR | HFTD - Distribution - Tier 3 - 1QU CoRE ¦ 1QU LoRE | Non-Red Flag Warning - Catastrophic Fires | 2032 | 1.294e-08 | 1.294e-08 | 15317.9909 | 247.273 | 9287.6491 | 5783.0689 | 0 | 0 | 2.3313e-05 | 0.00019822 | 0 | 0.00019822 | 0.00019822 | 0 | 0.00019822 | 0 | 3.1391e-05 | 6.8809e-05 | 0 | 6.8809e-05 | 0 | 9.6839e-08 | 1.9368e-07 | 0 | 1.9368e-07 | [12 empty] | 7.3.3.17.5 (Remote Grid) Updates to grid topology to minimize risk of ignition in HFTDs Remote GridWLDFRWire-to-wire contactAggregated | WLDFR | HFTD - Distribution - Tier 2 - 2QU CoRE ¦ 2QU LoRE | Non-Red Flag Warning - Large Fires | Wire-to-wire contact | Aggregated | 2032 | 5.316e-06 | 543.1039 | 0.0028871 | 2032 | Mitigation | 0.95 | 45 | 0 | esc | 0.00097009 | 5.157e-09 | 0.00097009 | 5.157e-09
[79 empty] | WLDFR | HFTD - Distribution - Tier 3 - 1QU CoRE ¦ 1QU LoRE | Non-Red Flag Warning - Catastrophic Fires | 2033 | 1.294e-08 | 1.294e-08 | 16044.1264 | 263.1074 | 9721.74 | 6059.2791 | 0 | 0 | 2.3313e-05 | 0.00020761 | 0 | 0.00020761 | 0.00020761 | 0 | 0.00020761 | 0 | 3.1391e-05 | 6.8809e-05 | 0 | 6.8809e-05 | 0 | 9.6839e-08 | 1.9368e-07 | 0 | 1.9368e-07 | [12 empty] | 7.3.3.17.5 (Remote Grid) Updates to grid topology to minimize risk of ignition in HFTDs Remote GridWLDFRWire-to-wire contactAggregated | WLDFR | HFTD - Distribution - Tier 2 - 2QU CoRE ¦ 2QU LoRE | Non-Red Flag Warning - Large Fires | Wire-to-wire contact | Aggregated | 2033 | 5.316e-06 | 543.1039 | 0.0028871 | 2033 | Mitigation | 0.95 | 45 | 0 | esc | 0.00097009 | 5.157e-09 | 0.00097009 | 5.157e-09
[79 empty] | WLDFR | HFTD - Distribution - Tier 3 - 1QU CoRE ¦ 1QU LoRE | Non-Red Flag Warning - Catastrophic Fires | 2034 | 1.294e-08 | 1.294e-08 | 16044.1264 | 263.1074 | 9721.74 | 6059.2791 | 0 | 0 | 2.3313e-05 | 0.00020761 | 0 | 0.00020761 | 0.00020761 | 0 | 0.00020761 | 0 | 3.293e-05 | 7.2184e-05 | 0 | 7.2184e-05 | 0 | 9.6839e-08 | 1.9368e-07 | 0 | 1.9368e-07 | [12 empty] | 7.3.3.17.5 (Remote Grid) Updates to grid topology to minimize risk of ignition in HFTDs Remote GridWLDFRWire-to-wire contactAggregated | WLDFR | HFTD - Distribution - Tier 2 - 2QU CoRE ¦ 2QU LoRE | Non-Red Flag Warning - Large Fires | Wire-to-wire contact | Aggregated | 2034 | 5.316e-06 | 543.1039 | 0.0028871 | 2034 | Mitigation | 0.95 | 45 | 0 | esc | 0.00097009 | 5.157e-09 | 0.00097009 | 5.157e-09
[79 empty] | WLDFR | HFTD - Distribution - Tier 3 - 1QU CoRE ¦ 1QU LoRE | Non-Red Flag Warning - Catastrophic Fires | 2035 | 1.294e-08 | 1.294e-08 | 16044.1264 | 263.1074 | 9721.74 | 6059.2791 | 0 | 0 | 2.3313e-05 | 0.00020761 | 0 | 0.00020761 | 0.00020761 | 0 | 0.00020761 | 0 | 3.293e-05 | 7.2184e-05 | 0 | 7.2184e-05 | 0 | 9.6839e-08 | 1.9368e-07 | 0 | 1.9368e-07 | [12 empty] | 7.3.3.17.5 (Remote Grid) Updates to grid topology to minimize risk of ignition in HFTDs Remote GridWLDFRWire-to-wire contactAggregated | WLDFR | HFTD - Distribution - Tier 2 - 2QU CoRE ¦ 2QU LoRE | Non-Red Flag Warning - Large Fires | Wire-to-wire contact | Aggregated | 2035 | 5.316e-06 | 543.1039 | 0.0028871 | 2035 | Mitigation | 0.95 | 45 | 0 | esc | 0.00097009 | 5.157e-09 | 0.00097009 | 5.157e-09
[79 empty] | WLDFR | HFTD - Distribution - Tier 3 - 1QU CoRE ¦ 1QU LoRE | Non-Red Flag Warning - Catastrophic Fires | 2036 | 1.294e-08 | 1.294e-08 | 16044.1264 | 263.1074 | 9721.74 | 6059.2791 | 0 | 0 | 2.3313e-05 | 0.00020761 | 0 | 0.00020761 | 0.00020761 | 0 | 0.00020761 | 0 | 3.293e-05 | 7.2184e-05 | 0 | 7.2184e-05 | 0 | 9.6839e-08 | 1.9368e-07 | 0 | 1.9368e-07 | [12 empty] | 7.3.3.17.5 (Remote Grid) Updates to grid topology to minimize risk of ignition in HFTDs Remote GridWLDFRWire-to-wire contactAggregated | WLDFR | HFTD - Distribution - Tier 2 - 2QU CoRE ¦ 2QU LoRE | Non-Red Flag Warning - Large Fires | Wire-to-wire contact | Aggregated | 2036 | 5.316e-06 | 543.1039 | 0.0028871 | 2036 | Mitigation | 0.95 | 45 | 0 | esc | 0.00097009 | 5.157e-09 | 0.00097009 | 5.157e-09
[79 empty] | WLDFR | HFTD - Distribution - Tier 3 - 1QU CoRE ¦ 1QU LoRE | Non-Red Flag Warning - Catastrophic Fires | 2037 | 1.294e-08 | 1.294e-08 | 16044.1264 | 263.1074 | 9721.74 | 6059.2791 | 0 | 0 | 2.3313e-05 | 0.00020761 | 0 | 0.00020761 | 0.00020761 | 0 | 0.00020761 | 0 | 3.293e-05 | 7.2184e-05 | 0 | 7.2184e-05 | 0 | 1.0069e-07 | 2.0138e-07 | 0 | 2.0138e-07 | [12 empty] | 7.3.3.17.5 (Remote Grid) Updates to grid topology to minimize risk of ignition in HFTDs Remote GridWLDFRWire-to-wire contactAggregated | WLDFR | HFTD - Distribution - Tier 2 - 2QU CoRE ¦ 2QU LoRE | Non-Red Flag Warning - Large Fires | Wire-to-wire contact | Aggregated | 2037 | 5.316e-06 | 543.1039 | 0.0028871 | 2037 | Mitigation | 0.95 | 45 | 0 | esc | 0.00097009 | 5.157e-09 | 0.00097009 | 5.157e-09
[79 empty] | WLDFR | HFTD - Distribution - Tier 3 - 1QU CoRE ¦ 1QU LoRE | Non-Red Flag Warning - Catastrophic Fires | 2038 | 1.294e-08 | 1.294e-08 | 16832.3912 | 280.5544 | 10192.2718 | 6359.5651 | 0 | 0 | 2.3313e-05 | 0.00021781 | 0 | 0.00021781 | 0.00021781 | 0 | 0.00021781 | 0 | 3.293e-05 | 7.2184e-05 | 0 | 7.2184e-05 | 0 | 1.0069e-07 | 2.0138e-07 | 0 | 2.0138e-07 | [12 empty] | 7.3.3.17.5 (Remote Grid) Updates to grid topology to minimize risk of ignition in HFTDs Remote GridWLDFRWire-to-wire contactAggregated | WLDFR | HFTD - Distribution - Tier 2 - 2QU CoRE ¦ 2QU LoRE | Non-Red Flag Warning - Large Fires | Wire-to-wire contact | Aggregated | 2038 | 5.316e-06 | 543.1039 | 0.0028871 | 2038 | Mitigation | 0.95 | 45 | 0 | esc | 0.00097009 | 5.157e-09 | 0.00097009 | 5.157e-09
[79 empty] | WLDFR | HFTD - Distribution - Tier 3 - 1QU CoRE ¦ 1QU LoRE | Non-Red Flag Warning - Catastrophic Fires | 2039 | 1.294e-08 | 1.294e-08 | 16832.3912 | 280.5544 | 10192.2718 | 6359.5651 | 0 | 0 | 2.3313e-05 | 0.00021781 | 0 | 0.00021781 | 0.00021781 | 0 | 0.00021781 | 0 | 3.4501e-05 | 7.5626e-05 | 0 | 7.5626e-05 | 0 | 1.0069e-07 | 2.0138e-07 | 0 | 2.0138e-07 | [12 empty] | 7.3.3.17.5 (Remote Grid) Updates to grid topology to minimize risk of ignition in HFTDs Remote GridWLDFRWire-to-wire contactAggregated | WLDFR | HFTD - Distribution - Tier 2 - 2QU CoRE ¦ 2QU LoRE | Non-Red Flag Warning - Large Fires | Wire-to-wire contact | Aggregated | 2039 | 5.316e-06 | 543.1039 | 0.0028871 | 2039 | Mitigation | 0.95 | 45 | 0 | esc | 0.00097009 | 5.157e-09 | 0.00097009 | 5.157e-09
[79 empty] | WLDFR | HFTD - Distribution - Tier 3 - 1QU CoRE ¦ 1QU LoRE | Non-Red Flag Warning - Catastrophic Fires | 2040 | 1.294e-08 | 1.294e-08 | 16832.3912 | 280.5544 | 10192.2718 | 6359.5651 | 0 | 0 | 2.3313e-05 | 0.00021781 | 0 | 0.00021781 | 0.00021781 | 0 | 0.00021781 | 0 | 3.4501e-05 | 7.5626e-05 | 0 | 7.5626e-05 | 0 | 1.0069e-07 | 2.0138e-07 | 0 | 2.0138e-07 | [12 empty] | 7.3.3.17.5 (Remote Grid) Updates to grid topology to minimize risk of ignition in HFTDs Remote GridWLDFRWire-to-wire contactAggregated | WLDFR | HFTD - Distribution - Tier 2 - 2QU CoRE ¦ 2QU LoRE | Non-Red Flag Warning - Large Fires | Wire-to-wire contact | Aggregated | 2040 | 5.316e-06 | 543.1039 | 0.0028871 | 2040 | Mitigation | 0.95 | 45 | 0 | esc | 0.00097009 | 5.157e-09 | 0.00097009 | 5.157e-09
[79 empty] | WLDFR | HFTD - Distribution - Tier 3 - 1QU CoRE ¦ 1QU LoRE | Non-Red Flag Warning - Catastrophic Fires | 2041 | 1.294e-08 | 1.294e-08 | 16832.3912 | 280.5544 | 10192.2718 | 6359.5651 | 0 | 0 | 2.3313e-05 | 0.00021781 | 0 | 0.00021781 | 0.00021781 | 0 | 0.00021781 | 0 | 3.4501e-05 | 7.5626e-05 | 0 | 7.5626e-05 | 0 | 1.0069e-07 | 2.0138e-07 | 0 | 2.0138e-07 | [12 empty] | 7.3.3.17.5 (Remote Grid) Updates to grid topology to minimize risk of ignition in HFTDs Remote GridWLDFRWire-to-wire contactAggregated | WLDFR | HFTD - Distribution - Tier 2 - 2QU CoRE ¦ 2QU LoRE | Non-Red Flag Warning - Large Fires | Wire-to-wire contact | Aggregated | 2041 | 5.316e-06 | 543.1039 | 0.0028871 | 2041 | Mitigation | 0.95 | 45 | 0 | esc | 0.00097009 | 5.157e-09 | 0.00097009 | 5.157e-09
[79 empty] | WLDFR | HFTD - Distribution - Tier 3 - 1QU CoRE ¦ 1QU LoRE | Non-Red Flag Warning - Catastrophic Fires | 2042 | 1.294e-08 | 1.294e-08 | 16832.3912 | 280.5544 | 10192.2718 | 6359.5651 | 0 | 0 | 2.3313e-05 | 0.00021781 | 0 | 0.00021781 | 0.00021781 | 0 | 0.00021781 | 0 | 3.4501e-05 | 7.5626e-05 | 0 | 7.5626e-05 | 0 | 1.0503e-07 | 2.1006e-07 | 0 | 2.1006e-07 | [12 empty] | 7.3.3.17.5 (Remote Grid) Updates to grid topology to minimize risk of ignition in HFTDs Remote GridWLDFRWire-to-wire contactAggregated | WLDFR | HFTD - Distribution - Tier 2 - 2QU CoRE ¦ 2QU LoRE | Non-Red Flag Warning - Large Fires | Wire-to-wire contact | Aggregated | 2042 | 5.316e-06 | 543.1039 | 0.0028871 | 2042 | Mitigation | 0.95 | 45 | 0 | esc | 0.00097009 | 5.157e-09 | 0.00097009 | 5.157e-09
[79 empty] | WLDFR | HFTD - Distribution - Tier 3 - 1QU CoRE ¦ 1QU LoRE | Non-Red Flag Warning - Catastrophic Fires | 2043 | 1.294e-08 | 1.294e-08 | 17672.0852 | 299.42 | 10692.7362 | 6679.929 | 0 | 0 | 2.3313e-05 | 0.00022868 | 0 | 0.00022868 | 0.00022868 | 0 | 0.00022868 | 0 | 3.4501e-05 | 7.5626e-05 | 0 | 7.5626e-05 | 0 | 1.0503e-07 | 2.1006e-07 | 0 | 2.1006e-07 | [12 empty] | 7.3.3.17.5 (Remote Grid) Updates to grid topology to minimize risk of ignition in HFTDs Remote GridWLDFRWire-to-wire contactAggregated | WLDFR | HFTD - Distribution - Tier 2 - 2QU CoRE ¦ 2QU LoRE | Non-Red Flag Warning - Large Fires | Wire-to-wire contact | Aggregated | 2043 | 5.316e-06 | 543.1039 | 0.0028871 | 2043 | Mitigation | 0.95 | 45 | 0 | esc | 0.00097009 | 5.157e-09 | 0.00097009 | 5.157e-09
[79 empty] | WLDFR | HFTD - Distribution - Tier 3 - 1QU CoRE ¦ 1QU LoRE | Non-Red Flag Warning - Catastrophic Fires | 2044 | 1.294e-08 | 1.294e-08 | 17672.0852 | 299.42 | 10692.7362 | 6679.929 | 0 | 0 | 2.3313e-05 | 0.00022868 | 0 | 0.00022868 | 0.00022868 | 0 | 0.00022868 | 0 | 3.6084e-05 | 7.9096e-05 | 0 | 7.9096e-05 | 0 | 1.0503e-07 | 2.1006e-07 | 0 | 2.1006e-07 | [12 empty] | 7.3.3.17.5 (Remote Grid) Updates to grid topology to minimize risk of ignition in HFTDs Remote GridWLDFRWire-to-wire contactAggregated | WLDFR | HFTD - Distribution - Tier 2 - 2QU CoRE ¦ 2QU LoRE | Non-Red Flag Warning - Large Fires | Wire-to-wire contact | Aggregated | 2044 | 5.316e-06 | 543.1039 | 0.0028871 | 2044 | Mitigation | 0.95 | 45 | 0 | esc | 0.00097009 | 5.157e-09 | 0.00097009 | 5.157e-09
[79 empty] | WLDFR | HFTD - Distribution - Tier 3 - 1QU CoRE ¦ 1QU LoRE | Non-Red Flag Warning - Catastrophic Fires | 2045 | 1.294e-08 | 1.294e-08 | 17672.0852 | 299.42 | 10692.7362 | 6679.929 | 0 | 0 | 2.3313e-05 | 0.00022868 | 0 | 0.00022868 | 0.00022868 | 0 | 0.00022868 | 0 | 3.6084e-05 | 7.9096e-05 | 0 | 7.9096e-05 | 0 | 1.0503e-07 | 2.1006e-07 | 0 | 2.1006e-07 | [12 empty] | 7.3.3.17.5 (Remote Grid) Updates to grid topology to minimize risk of ignition in HFTDs Remote GridWLDFRWire-to-wire contactAggregated | WLDFR | HFTD - Distribution - Tier 2 - 2QU CoRE ¦ 2QU LoRE | Non-Red Flag Warning - Large Fires | Wire-to-wire contact | Aggregated | 2045 | 5.316e-06 | 543.1039 | 0.0028871 | 2045 | Mitigation | 0.95 | 45 | 0 | esc | 0.00097009 | 5.157e-09 | 0.00097009 | 5.157e-09
[79 empty] | WLDFR | HFTD - Distribution - Tier 3 - 1QU CoRE ¦ 1QU LoRE | Non-Red Flag Warning - Catastrophic Fires | 2046 | 1.294e-08 | 1.294e-08 | 17672.0852 | 299.42 | 10692.7362 | 6679.929 | 0 | 0 | 2.3313e-05 | 0.00022868 | 0 | 0.00022868 | 0.00022868 | 0 | 0.00022868 | 0 | 3.6084e-05 | 7.9096e-05 | 0 | 7.9096e-05 | 0 | 1.0503e-07 | 2.1006e-07 | 0 | 2.1006e-07 | [12 empty] | 7.3.3.17.5 (Remote Grid) Updates to grid topology to minimize risk of ignition in HFTDs Remote GridWLDFRWire-to-wire contactAggregated | WLDFR | HFTD - Distribution - Tier 2 - 2QU CoRE ¦ 2QU LoRE | Non-Red Flag Warning - Large Fires | Wire-to-wire contact | Aggregated | 2046 | 5.316e-06 | 543.1039 | 0.0028871 | 2046 | Mitigation | 0.95 | 45 | 0 | esc | 0.00097009 | 5.157e-09 | 0.00097009 | 5.157e-09
[79 empty] | WLDFR | HFTD - Distribution - Tier 3 - 1QU CoRE ¦ 1QU LoRE | Non-Red Flag Warning - Catastrophic Fires | 2047 | 1.294e-08 | 1.294e-08 | 17672.0852 | 299.42 | 10692.7362 | 6679.929 | 0 | 0 | 2.3313e-05 | 0.00022868 | 0 | 0.00022868 | 0.00022868 | 0 | 0.00022868 | 0 | 3.6084e-05 | 7.9096e-05 | 0 | 7.9096e-05 | 0 | 1.0982e-07 | 2.1963e-07 | 0 | 2.1963e-07 | [12 empty] | 7.3.3.17.5 (Remote Grid) Updates to grid topology to minimize risk of ignition in HFTDs Remote GridWLDFRWire-to-wire contactAggregated | WLDFR | HFTD - Distribution - Tier 2 - 2QU CoRE ¦ 2QU LoRE | Non-Red Flag Warning - Large Fires | Wire-to-wire contact | Aggregated | 2047 | 5.316e-06 | 543.1039 | 0.0028871 | 2047 | Mitigation | 0.95 | 45 | 0 | esc | 0.00097009 | 5.157e-09 | 0.00097009 | 5.157e-09
[79 empty] | WLDFR | HFTD - Distribution - Tier 3 - 1QU CoRE ¦ 1QU LoRE | Non-Red Flag Warning - Catastrophic Fires | 2048 | 1.294e-08 | 1.294e-08 | 18552.3348 | 319.4911 | 11216.5626 | 7016.281 | 0 | 0 | 2.3313e-05 | 0.00024007 | 0 | 0.00024007 | 0.00024007 | 0 | 0.00024007 | 0 | 3.6084e-05 | 7.9096e-05 | 0 | 7.9096e-05 | 0 | 1.0982e-07 | 2.1963e-07 | 0 | 2.1963e-07 | [12 empty] | 7.3.3.17.5 (Remote Grid) Updates to grid topology to minimize risk of ignition in HFTDs Remote GridWLDFRWire-to-wire contactAggregated | WLDFR | HFTD - Distribution - Tier 2 - 2QU CoRE ¦ 2QU LoRE | Non-Red Flag Warning - Large Fires | Wire-to-wire contact | Aggregated | 2048 | 5.316e-06 | 543.1039 | 0.0028871 | 2048 | Mitigation | 0.95 | 45 | 0 | esc | 0.00097009 | 5.157e-09 | 0.00097009 | 5.157e-09
[79 empty] | WLDFR | HFTD - Distribution - Tier 3 - 1QU CoRE ¦ 1QU LoRE | Non-Red Flag Warning - Catastrophic Fires | 2049 | 1.294e-08 | 1.294e-08 | 18552.3348 | 319.4911 | 11216.5626 | 7016.281 | 0 | 0 | 2.3313e-05 | 0.00024007 | 0 | 0.00024007 | 0.00024007 | 0 | 0.00024007 | 0 | 3.766e-05 | 8.2551e-05 | 0 | 8.2551e-05 | 0 | 1.0982e-07 | 2.1963e-07 | 0 | 2.1963e-07 | [12 empty] | 7.3.3.17.5 (Remote Grid) Updates to grid topology to minimize risk of ignition in HFTDs Remote GridWLDFRWire-to-wire contactAggregated | WLDFR | HFTD - Distribution - Tier 2 - 2QU CoRE ¦ 2QU LoRE | Non-Red Flag Warning - Large Fires | Wire-to-wire contact | Aggregated | 2049 | 5.316e-06 | 543.1039 | 0.0028871 | 2049 | Mitigation | 0.95 | 45 | 0 | esc | 0.00097009 | 5.157e-09 | 0.00097009 | 5.157e-09
[79 empty] | WLDFR | HFTD - Distribution - Tier 3 - 1QU CoRE ¦ 1QU LoRE | Non-Red Flag Warning - Catastrophic Fires | 2050 | 1.294e-08 | 1.294e-08 | 18552.3348 | 319.4911 | 11216.5626 | 7016.281 | 0 | 0 | 2.3313e-05 | 0.00024007 | 0 | 0.00024007 | 0.00024007 | 0 | 0.00024007 | 0 | 3.766e-05 | 8.2551e-05 | 0 | 8.2551e-05 | 0 | 1.0982e-07 | 2.1963e-07 | 0 | 2.1963e-07 | [12 empty] | 7.3.3.17.5 (Remote Grid) Updates to grid topology to minimize risk of ignition in HFTDs Remote GridWLDFRWire-to-wire contactAggregated | WLDFR | HFTD - Distribution - Tier 2 - 2QU CoRE ¦ 2QU LoRE | Non-Red Flag Warning - Large Fires | Wire-to-wire contact | Aggregated | 2050 | 5.316e-06 | 543.1039 | 0.0028871 | 2050 | Mitigation | 0.95 | 45 | 0 | esc | 0.00097009 | 5.157e-09 | 0.00097009 | 5.157e-09
[79 empty] | WLDFR | HFTD - Distribution - Tier 3 - 1QU CoRE ¦ 1QU LoRE | Non-Red Flag Warning - Catastrophic Fires | 2051 | 1.294e-08 | 1.294e-08 | 18552.3348 | 319.4911 | 11216.5626 | 7016.281 | 0 | 0 | 2.3313e-05 | 0.00024007 | 0 | 0.00024007 | 0.00024007 | 0 | 0.00024007 | 0 | 3.766e-05 | 8.2551e-05 | 0 | 8.2551e-05 | 0 | 1.0982e-07 | 2.1963e-07 | 0 | 2.1963e-07 | [12 empty] | 7.3.3.17.5 (Remote Grid) Updates to grid topology to minimize risk of ignition in HFTDs Remote GridWLDFRWire-to-wire contactAggregated | WLDFR | HFTD - Distribution - Tier 2 - 2QU CoRE ¦ 2QU LoRE | Non-Red Flag Warning - Large Fires | Wire-to-wire contact | Aggregated | 2051 | 5.316e-06 | 543.1039 | 0.0028871 | 2051 | Mitigation | 0.95 | 45 | 0 | esc | 0.00097009 | 5.157e-09 | 0.00097009 | 5.157e-09
[79 empty] | WLDFR | HFTD - Distribution - Tier 3 - 1QU CoRE ¦ 1QU LoRE | Non-Red Flag Warning - Catastrophic Fires | 2052 | 1.294e-08 | 1.294e-08 | 18552.3348 | 319.4911 | 11216.5626 | 7016.281 | 0 | 0 | 2.3313e-05 | 0.00024007 | 0 | 0.00024007 | 0.00024007 | 0 | 0.00024007 | 0 | 0 | 8.2551e-05 | 0 | 8.2551e-05 | 0 | 1.15e-07 | 2.2999e-07 | 0 | 2.2999e-07 | [12 empty] | 7.3.3.17.5 (Remote Grid) Updates to grid topology to minimize risk of ignition in HFTDs Remote GridWLDFRWire-to-wire contactAggregated | WLDFR | HFTD - Distribution - Tier 2 - 2QU CoRE ¦ 2QU LoRE | Non-Red Flag Warning - Large Fires | Wire-to-wire contact | Aggregated | 2052 | 5.316e-06 | 543.1039 | 0.0028871 | 2052 | Mitigation | 0.95 | 45 | 0 | esc | 0.00097009 | 5.157e-09 | 0.00097009 | 5.157e-09
[79 empty] | WLDFR | HFTD - Distribution - Tier 3 - 1QU CoRE ¦ 1QU LoRE | Non-Red Flag Warning - Catastrophic Fires | 2053 | 1.294e-08 | 1.294e-08 | 19462.1283 | 340.5356 | 11757.1413 | 7364.4514 | 0 | 0 | 2.3313e-05 | 0.00025184 | 0 | 0.00025184 | 0.00025184 | 0 | 0.00025184 | 0 | 0 | 0 | 0 | 0 | 0 | 1.15e-07 | 2.2999e-07 | 0 | 2.2999e-07 | [12 empty] | 7.3.3.17.5 (Remote Grid) Updates to grid topology to minimize risk of ignition in HFTDs Remote GridWLDFRWire-to-wire contactAggregated | WLDFR | HFTD - Distribution - Tier 2 - 2QU CoRE ¦ 2QU LoRE | Non-Red Flag Warning - Large Fires | Wire-to-wire contact | Aggregated | 2053 | 5.316e-06 | 543.1039 | 0.0028871 | 2053 | Mitigation | 0.95 | 45 | 0 | esc | 0.00097009 | 5.157e-09 | 0.00097009 | 5.157e-09
[79 empty] | WLDFR | HFTD - Distribution - Tier 3 - 1QU CoRE ¦ 1QU LoRE | Non-Red Flag Warning - Catastrophic Fires | 2054 | 1.294e-08 | 1.294e-08 | 19462.1283 | 340.5356 | 11757.1413 | 7364.4514 | 0 | 0 | 2.3313e-05 | 0.00025184 | 0 | 0.00025184 | 0.00025184 | 0 | 0.00025184 | 0 | 2.6998e-06 | 0 | 0 | 0 | 0 | 1.15e-07 | 2.2999e-07 | 0 | 2.2999e-07 | [12 empty] | 7.3.3.17.5 (Remote Grid) Updates to grid topology to minimize risk of ignition in HFTDs Remote GridWLDFRWire-to-wire contactAggregated | WLDFR | HFTD - Distribution - Tier 2 - 2QU CoRE ¦ 2QU LoRE | Non-Red Flag Warning - Large Fires | Wire-to-wire contact | Aggregated | 2054 | 5.316e-06 | 543.1039 | 0.0028871 | 2054 | Mitigation | 0.95 | 45 | 0 | esc | 0.00097009 | 5.157e-09 | 0.00097009 | 5.157e-09
[79 empty] | WLDFR | HFTD - Distribution - Tier 3 - 1QU CoRE ¦ 1QU LoRE | Non-Red Flag Warning - Catastrophic Fires | 2055 | 1.294e-08 | 1.294e-08 | 19462.1283 | 340.5356 | 11757.1413 | 7364.4514 | 0 | 0 | 2.3313e-05 | 0.00025184 | 0 | 0.00025184 | 0.00025184 | 0 | 0.00025184 | 0 | 2.7984e-06 | 6.1342e-06 | 0 | 6.1342e-06 | 0 | 1.15e-07 | 2.2999e-07 | 0 | 2.2999e-07 | [12 empty] | 7.3.3.17.5 (Remote Grid) Updates to grid topology to minimize risk of ignition in HFTDs Remote GridWLDFRWire-to-wire contactAggregated | WLDFR | HFTD - Distribution - Tier 2 - 2QU CoRE ¦ 2QU LoRE | Non-Red Flag Warning - Large Fires | Wire-to-wire contact | Aggregated | 2055 | 5.316e-06 | 543.1039 | 0.0028871 | 2055 | Mitigation | 0.95 | 45 | 0 | esc | 0.00097009 | 5.157e-09 | 0.00097009 | 5.157e-09
[79 empty] | WLDFR | HFTD - Distribution - Tier 3 - 1QU CoRE ¦ 1QU LoRE | Non-Red Flag Warning - Catastrophic Fires | 2056 | 1.294e-08 | 1.294e-08 | 19462.1283 | 340.5356 | 11757.1413 | 7364.4514 | 0 | 0 | 2.3313e-05 | 0.00025184 | 0 | 0.00025184 | 0.00025184 | 0 | 0.00025184 | 0 | 2.7984e-06 | 6.1342e-06 | 0 | 6.1342e-06 | 0 | 1.15e-07 | 2.2999e-07 | 0 | 2.2999e-07 | [12 empty] | 7.3.3.17.5 (Remote Grid) Updates to grid topology to minimize risk of ignition in HFTDs Remote GridWLDFRWire-to-wire contactAggregated | WLDFR | HFTD - Distribution - Tier 2 - 2QU CoRE ¦ 2QU LoRE | Non-Red Flag Warning - Large Fires | Wire-to-wire contact | Aggregated | 2056 | 5.316e-06 | 543.1039 | 0.0028871 | 2056 | Mitigation | 0.95 | 45 | 0 | esc | 0.00097009 | 5.157e-09 | 0.00097009 | 5.157e-09
[79 empty] | WLDFR | HFTD - Distribution - Tier 3 - 1QU CoRE ¦ 1QU LoRE | Non-Red Flag Warning - Catastrophic Fires | 2057 | 1.294e-08 | 1.294e-08 | 19462.1283 | 340.5356 | 11757.1413 | 7364.4514 | 0 | 0 | 2.3313e-05 | 0.00025184 | 0 | 0.00025184 | 0.00025184 | 0 | 0.00025184 | 0 | 2.7984e-06 | 6.1342e-06 | 0 | 6.1342e-06 | 0 | 1.2052e-07 | 2.4104e-07 | 0 | 2.4104e-07 | [12 empty] | 7.3.3.17.5 (Remote Grid) Updates to grid topology to minimize risk of ignition in HFTDs Remote GridWLDFRWire-to-wire contactAggregated | WLDFR | HFTD - Distribution - Tier 2 - 2QU CoRE ¦ 2QU LoRE | Non-Red Flag Warning - Large Fires | Wire-to-wire contact | Aggregated | 2057 | 5.316e-06 | 543.1039 | 0.0028871 | 2057 | Mitigation | 0.95 | 45 | 0 | esc | 0.00097009 | 5.157e-09 | 0.00097009 | 5.157e-09
[79 empty] | WLDFR | HFTD - Distribution - Tier 3 - 1QU CoRE ¦ 1QU LoRE | Non-Red Flag Warning - Catastrophic Fires | 2058 | 1.294e-08 | 1.294e-08 | 20390.4035 | 362.3049 | 12307.8747 | 7720.2238 | 0 | 0 | 2.3313e-05 | 0.00026386 | 0 | 0.00026386 | 0.00026386 | 0 | 0.00026386 | 0 | 2.7984e-06 | 6.1342e-06 | 0 | 6.1342e-06 | 0 | 1.2052e-07 | 2.4104e-07 | 0 | 2.4104e-07 | [12 empty] | 7.3.3.17.5 (Remote Grid) Updates to grid topology to minimize risk of ignition in HFTDs Remote GridWLDFRWire-to-wire contactAggregated | WLDFR | HFTD - Distribution - Tier 2 - 2QU CoRE ¦ 2QU LoRE | Non-Red Flag Warning - Large Fires | Wire-to-wire contact | Aggregated | 2058 | 5.316e-06 | 543.1039 | 0.0028871 | 2058 | Mitigation | 0.95 | 45 | 0 | esc | 0.00097009 | 5.157e-09 | 0.00097009 | 5.157e-09
[79 empty] | WLDFR | HFTD - Distribution - Tier 3 - 1QU CoRE ¦ 1QU LoRE | Non-Red Flag Warning - Catastrophic Fires | 2059 | 1.294e-08 | 1.294e-08 | 20390.4035 | 362.3049 | 12307.8747 | 7720.2238 | 0 | 0 | 2.3313e-05 | 0.00026386 | 0 | 0.00026386 | 0.00026386 | 0 | 0.00026386 | 0 | 2.7984e-06 | 6.1342e-06 | 0 | 6.1342e-06 | 0 | 1.2052e-07 | 2.4104e-07 | 0 | 2.4104e-07 | [12 empty] | 7.3.3.17.5 (Remote Grid) Updates to grid topology to minimize risk of ignition in HFTDs Remote GridWLDFRWire-to-wire contactAggregated | WLDFR | HFTD - Distribution - Tier 2 - 2QU CoRE ¦ 2QU LoRE | Non-Red Flag Warning - Large Fires | Wire-to-wire contact | Aggregated | 2059 | 5.316e-06 | 543.1039 | 0.0028871 | 2059 | Mitigation | 0.95 | 45 | 0 | esc | 0.00097009 | 5.157e-09 | 0.00097009 | 5.157e-09
[79 empty] | WLDFR | HFTD - Distribution - Tier 3 - 1QU CoRE ¦ 1QU LoRE | Non-Red Flag Warning - Catastrophic Fires | 2060 | 1.294e-08 | 1.294e-08 | 20390.4035 | 362.3049 | 12307.8747 | 7720.2238 | 0 | 0 | 2.3313e-05 | 0.00026386 | 0 | 0.00026386 | 0.00026386 | 0 | 0.00026386 | 0 | 2.9226e-06 | 6.4064e-06 | 0 | 6.4064e-06 | 0 | 1.2052e-07 | 2.4104e-07 | 0 | 2.4104e-07 | [12 empty] | 7.3.3.17.5 (Remote Grid) Updates to grid topology to minimize risk of ignition in HFTDs Remote GridWLDFRWire-to-wire contactAggregated | WLDFR | HFTD - Distribution - Tier 2 - 2QU CoRE ¦ 2QU LoRE | Non-Red Flag Warning - Large Fires | Wire-to-wire contact | Aggregated | 2060 | 5.316e-06 | 543.1039 | 0.0028871 | 2060 | Mitigation | 0.95 | 45 | 0 | esc | 0.00097009 | 5.157e-09 | 0.00097009 | 5.157e-09
[79 empty] | WLDFR | HFTD - Distribution - Tier 3 - 1QU CoRE ¦ 1QU LoRE | Non-Red Flag Warning - Catastrophic Fires | 2061 | 1.294e-08 | 1.294e-08 | 20390.4035 | 362.3049 | 12307.8747 | 7720.2238 | 0 | 0 | 2.3313e-05 | 0.00026386 | 0 | 0.00026386 | 0.00026386 | 0 | 0.00026386 | 0 | 2.9226e-06 | 6.4064e-06 | 0 | 6.4064e-06 | 0 | 0 | 2.4104e-07 | 0 | 2.4104e-07 | [12 empty] | 7.3.3.17.5 (Remote Grid) Updates to grid topology to minimize risk of ignition in HFTDs Remote GridWLDFRWire-to-wire contactAggregated | WLDFR | HFTD - Distribution - Tier 2 - 2QU CoRE ¦ 2QU LoRE | Non-Red Flag Warning - Large Fires | Wire-to-wire contact | Aggregated | 2061 | 5.316e-06 | 543.1039 | 0.0028871 | 2061 | Mitigation | 0.95 | 45 | 0 | esc | 0.00097009 | 5.157e-09 | 0.00097009 | 5.157e-09
[79 empty] | WLDFR | HFTD - Distribution - Tier 3 - 1QU CoRE ¦ 1QU LoRE | Non-Red Flag Warning - Catastrophic Fires | 2062 | 1.294e-08 | 1.294e-08 | 20390.4035 | 362.3049 | 12307.8747 | 7720.2238 | 0 | 0 | 2.3313e-05 | 0.00026386 | 0 | 0.00026386 | 0.00026386 | 0 | 0.00026386 | 0 | 2.9226e-06 | 6.4064e-06 | 0 | 6.4064e-06 | 0 | 0 | 0 | 0 | 0 | [12 empty] | 7.3.3.17.5 (Remote Grid) Updates to grid topology to minimize risk of ignition in HFTDs Remote GridWLDFRWire-to-wire contactAggregated | WLDFR | HFTD - Distribution - Tier 2 - 2QU CoRE ¦ 2QU LoRE | Non-Red Flag Warning - Large Fires | Wire-to-wire contact | Aggregated | 2062 | 5.316e-06 | 543.1039 | 0.0028871 | 2062 | Mitigation | 0.95 | 45 | 0 | esc | 0.00097009 | 5.157e-09 | 0.00097009 | 5.157e-09
[79 empty] | WLDFR | HFTD - Distribution - Tier 3 - 1QU CoRE ¦ 1QU LoRE | Non-Red Flag Warning - Catastrophic Fires | 2063 | 1.294e-08 | 1.294e-08 | 21325.9188 | 384.5316 | 12862.0997 | 8079.2876 | 0 | 0 | 2.3313e-05 | 0.00027596 | 0 | 0.00027596 | 0.00027596 | 0 | 0.00027596 | 0 | 2.9226e-06 | 6.4064e-06 | 0 | 6.4064e-06 | 0 | 0 | 0 | 0 | 0 | [12 empty] | 7.3.3.17.5 (Remote Grid) Updates to grid topology to minimize risk of ignition in HFTDs Remote GridWLDFRWire-to-wire contactAggregated | WLDFR | HFTD - Distribution - Tier 2 - 2QU CoRE ¦ 2QU LoRE | Non-Red Flag Warning - Large Fires | Wire-to-wire contact | Aggregated | 2063 | 5.316e-06 | 543.1039 | 0.0028871 | 2063 | Mitigation | 0.95 | 45 | 0 | esc | 0.00097009 | 5.157e-09 | 0.00097009 | 5.157e-09
[79 empty] | WLDFR | HFTD - Distribution - Tier 3 - 1QU CoRE ¦ 1QU LoRE | Non-Red Flag Warning - Catastrophic Fires | 2064 | 1.294e-08 | 1.294e-08 | 21325.9188 | 384.5316 | 12862.0997 | 8079.2876 | 0 | 0 | 2.3313e-05 | 0.00027596 | 0 | 0.00027596 | 0.00027596 | 0 | 0.00027596 | 0 | 2.9226e-06 | 6.4064e-06 | 0 | 6.4064e-06 | 0 | 1.8291e-05 | 0 | 0 | 0 | [12 empty] | 7.3.3.17.5 (Remote Grid) Updates to grid topology to minimize risk of ignition in HFTDs Remote GridWLDFRWire-to-wire contactAggregated | WLDFR | HFTD - Distribution - Tier 2 - 2QU CoRE ¦ 2QU LoRE | Non-Red Flag Warning - Large Fires | Wire-to-wire contact | Aggregated | 2064 | 5.316e-06 | 543.1039 | 0.0028871 | 2064 | Mitigation | 0.95 | 45 | 0 | esc | 0.00097009 | 5.157e-09 | 0.00097009 | 5.157e-09
[79 empty] | WLDFR | HFTD - Distribution - Tier 3 - 1QU CoRE ¦ 1QU LoRE | Non-Red Flag Warning - Catastrophic Fires | 2065 | 1.294e-08 | 1.294e-08 | 21325.9188 | 384.5316 | 12862.0997 | 8079.2876 | 0 | 0 | 2.3313e-05 | 0.00027596 | 0 | 0.00027596 | 0.00027596 | 0 | 0.00027596 | 0 | 3.0605e-06 | 6.7087e-06 | 0 | 6.7087e-06 | 0 | 1.8961e-05 | 3.7922e-05 | 0 | 3.7922e-05 | [12 empty] | 7.3.3.17.5 (Remote Grid) Updates to grid topology to minimize risk of ignition in HFTDs Remote GridWLDFRWire-to-wire contactAggregated | WLDFR | HFTD - Distribution - Tier 2 - 2QU CoRE ¦ 2QU LoRE | Non-Red Flag Warning - Large Fires | Wire-to-wire contact | Aggregated | 2065 | 5.316e-06 | 543.1039 | 0.0028871 | 2065 | Mitigation | 0.95 | 45 | 0 | esc | 0.00097009 | 5.157e-09 | 0.00097009 | 5.157e-09
[79 empty] | WLDFR | HFTD - Distribution - Tier 3 - 1QU CoRE ¦ 1QU LoRE | Non-Red Flag Warning - Catastrophic Fires | 2066 | 1.294e-08 | 1.294e-08 | 21325.9188 | 384.5316 | 12862.0997 | 8079.2876 | 0 | 0 | 2.3313e-05 | 0.00027596 | 0 | 0.00027596 | 0.00027596 | 0 | 0.00027596 | 0 | 3.0605e-06 | 6.7087e-06 | 0 | 6.7087e-06 | 0 | 1.8961e-05 | 3.7922e-05 | 0 | 3.7922e-05 | [12 empty] | 7.3.3.17.5 (Remote Grid) Updates to grid topology to minimize risk of ignition in HFTDs Remote GridWLDFRWire-to-wire contactAggregated | WLDFR | HFTD - Distribution - Tier 2 - 2QU CoRE ¦ 2QU LoRE | Non-Red Flag Warning - Large Fires | Wire-to-wire contact | Aggregated | 2066 | 5.316e-06 | 543.1039 | 0.0028871 | 2066 | Mitigation | 0.95 | 45 | 0 | esc | 0.00097009 | 5.157e-09 | 0.00097009 | 5.157e-09
[79 empty] | WLDFR | HFTD - Distribution - Tier 3 - 1QU CoRE ¦ 1QU LoRE | Non-Red Flag Warning - Catastrophic Fires | 2067 | 0 | 1.294e-08 | 21325.9188 | 384.5316 | 12862.0997 | 8079.2876 | 0 | 0 | 2.3313e-05 | 0 | 0 | 0 | 0.00027596 | 0 | 0.00027596 | 0 | 3.0605e-06 | 6.7087e-06 | 0 | 6.7087e-06 | 0 | 1.8961e-05 | 3.7922e-05 | 0 | 3.7922e-05 | [12 empty] | 7.3.3.17.5 (Remote Grid) Updates to grid topology to minimize risk of ignition in HFTDs Remote GridWLDFRWire-to-wire contactAggregated | WLDFR | HFTD - Distribution - Tier 2 - 2QU CoRE ¦ 2QU LoRE | Non-Red Flag Warning - Large Fires | Wire-to-wire contact | Aggregated | 2067 | 5.316e-06 | 543.1039 | 0.0028871 | 2067 | Mitigation | 0.95 | 45 | 0 | esc | 0 | 0 | 0.00097009 | 5.157e-09
[79 empty] | WLDFR | HFTD - Distribution - Tier 3 - 1QU CoRE ¦ 1QU LoRE | Non-Red Flag Warning - Destructive Fires | 2022 | 1.4391e-08 | 0 | 8807.9522 | 222.2294 | 8585.7228 | 0 | 0 | 0 | 2.2079e-05 | 0.00012676 | 0 | 0.00012676 | 0 | 0 | 0 | 0 | 3.0605e-06 | 6.7087e-06 | 0 | 6.7087e-06 | 0 | 1.8961e-05 | 3.7922e-05 | 0 | 3.7922e-05 | [12 empty] | 7.3.3.17.5 (Remote Grid) Updates to grid topology to minimize risk of ignition in HFTDs Remote GridWLDFRContact from objectAggregated | WLDFR | HFTD - Distribution - Tier 2 - 2QU CoRE ¦ 2QU LoRE | Non-Red Flag Warning - Small Fires | Contact from object | Aggregated | 2022 | 0.00088619 | 543.1039 | 0.48129 | 2022 | Mitigation | 0.95 | 45 | 0 | esc | 0.00097009 | 8.5968e-07 | 0 | 0
[79 empty] | WLDFR | HFTD - Distribution - Tier 3 - 1QU CoRE ¦ 1QU LoRE | Non-Red Flag Warning - Destructive Fires | 2023 | 1.4391e-08 | 1.4391e-08 | 9129.7461 | 233.2301 | 8896.516 | 0 | 0 | 0 | 2.2079e-05 | 0.00013139 | 0 | 0.00013139 | 0.00013139 | 0 | 0.00013139 | 0 | 3.0605e-06 | 6.7087e-06 | 0 | 6.7087e-06 | 0 | 1.8961e-05 | 3.7922e-05 | 0 | 3.7922e-05 | [12 empty] | 7.3.3.17.5 (Remote Grid) Updates to grid topology to minimize risk of ignition in HFTDs Remote GridWLDFRContact from objectAggregated | WLDFR | HFTD - Distribution - Tier 2 - 2QU CoRE ¦ 2QU LoRE | Non-Red Flag Warning - Small Fires | Contact from object | Aggregated | 2023 | 0.00088619 | 543.1039 | 0.48129 | 2023 | Mitigation | 0.95 | 45 | 0 | esc | 0.00097009 | 8.5968e-07 | 0.00097009 | 8.5968e-07
[79 empty] | WLDFR | HFTD - Distribution - Tier 3 - 1QU CoRE ¦ 1QU LoRE | Non-Red Flag Warning - Destructive Fires | 2024 | 1.4391e-08 | 1.4391e-08 | 9129.7461 | 233.2301 | 8896.516 | 0 | 0 | 0 | 2.2079e-05 | 0.00013139 | 0 | 0.00013139 | 0.00013139 | 0 | 0.00013139 | 0 | 3.2101e-06 | 7.0366e-06 | 0 | 7.0366e-06 | 0 | 1.9806e-05 | 3.9612e-05 | 0 | 3.9612e-05 | [12 empty] | 7.3.3.17.5 (Remote Grid) Updates to grid topology to minimize risk of ignition in HFTDs Remote GridWLDFRContact from objectAggregated | WLDFR | HFTD - Distribution - Tier 2 - 2QU CoRE ¦ 2QU LoRE | Non-Red Flag Warning - Small Fires | Contact from object | Aggregated | 2024 | 0.00088619 | 543.1039 | 0.48129 | 2024 | Mitigation | 0.95 | 45 | 0 | esc | 0.00097009 | 8.5968e-07 | 0.00097009 | 8.5968e-07
[79 empty] | WLDFR | HFTD - Distribution - Tier 3 - 1QU CoRE ¦ 1QU LoRE | Non-Red Flag Warning - Destructive Fires | 2025 | 1.4391e-08 | 1.4391e-08 | 9129.7461 | 233.2301 | 8896.516 | 0 | 0 | 0 | 2.2079e-05 | 0.00013139 | 0 | 0.00013139 | 0.00013139 | 0 | 0.00013139 | 0 | 3.2101e-06 | 7.0366e-06 | 0 | 7.0366e-06 | 0 | 1.9806e-05 | 3.9612e-05 | 0 | 3.9612e-05 | [12 empty] | 7.3.3.17.5 (Remote Grid) Updates to grid topology to minimize risk of ignition in HFTDs Remote GridWLDFRContact from objectAggregated | WLDFR | HFTD - Distribution - Tier 2 - 2QU CoRE ¦ 2QU LoRE | Non-Red Flag Warning - Small Fires | Contact from object | Aggregated | 2025 | 0.00088619 | 543.1039 | 0.48129 | 2025 | Mitigation | 0.95 | 45 | 0 | esc | 0.00097009 | 8.5968e-07 | 0.00097009 | 8.5968e-07
[79 empty] | WLDFR | HFTD - Distribution - Tier 3 - 1QU CoRE ¦ 1QU LoRE | Non-Red Flag Warning - Destructive Fires | 2026 | 1.4391e-08 | 1.4391e-08 | 9129.7461 | 233.2301 | 8896.516 | 0 | 0 | 0 | 2.2079e-05 | 0.00013139 | 0 | 0.00013139 | 0.00013139 | 0 | 0.00013139 | 0 | 3.2101e-06 | 7.0366e-06 | 0 | 7.0366e-06 | 0 | 1.9806e-05 | 3.9612e-05 | 0 | 3.9612e-05 | [12 empty] | 7.3.3.17.5 (Remote Grid) Updates to grid topology to minimize risk of ignition in HFTDs Remote GridWLDFRContact from objectAggregated | WLDFR | HFTD - Distribution - Tier 2 - 2QU CoRE ¦ 2QU LoRE | Non-Red Flag Warning - Small Fires | Contact from object | Aggregated | 2026 | 0.00088619 | 543.1039 | 0.48129 | 2026 | Mitigation | 0.95 | 45 | 0 | esc | 0.00097009 | 8.5968e-07 | 0.00097009 | 8.5968e-07
[79 empty] | WLDFR | HFTD - Distribution - Tier 3 - 1QU CoRE ¦ 1QU LoRE | Non-Red Flag Warning - Destructive Fires | 2027 | 1.4391e-08 | 1.4391e-08 | 9129.7461 | 233.2301 | 8896.516 | 0 | 0 | 0 | 2.2079e-05 | 0.00013139 | 0 | 0.00013139 | 0.00013139 | 0 | 0.00013139 | 0 | 3.2101e-06 | 7.0366e-06 | 0 | 7.0366e-06 | 0 | 1.9806e-05 | 3.9612e-05 | 0 | 3.9612e-05 | [12 empty] | 7.3.3.17.5 (Remote Grid) Updates to grid topology to minimize risk of ignition in HFTDs Remote GridWLDFRContact from objectAggregated | WLDFR | HFTD - Distribution - Tier 2 - 2QU CoRE ¦ 2QU LoRE | Non-Red Flag Warning - Small Fires | Contact from object | Aggregated | 2027 | 0.00088619 | 543.1039 | 0.48129 | 2027 | Mitigation | 0.95 | 45 | 0 | esc | 0.00097009 | 8.5968e-07 | 0.00097009 | 8.5968e-07
[79 empty] | WLDFR | HFTD - Distribution - Tier 3 - 1QU CoRE ¦ 1QU LoRE | Non-Red Flag Warning - Destructive Fires | 2028 | 1.4391e-08 | 1.4391e-08 | 9534.9221 | 247.273 | 9287.6491 | 0 | 0 | 0 | 2.2079e-05 | 0.00013722 | 0 | 0.00013722 | 0.00013722 | 0 | 0.00013722 | 0 | 3.2101e-06 | 7.0366e-06 | 0 | 7.0366e-06 | 0 | 1.9806e-05 | 3.9612e-05 | 0 | 3.9612e-05 | [12 empty] | 7.3.3.17.5 (Remote Grid) Updates to grid topology to minimize risk of ignition in HFTDs Remote GridWLDFRContact from objectAggregated | WLDFR | HFTD - Distribution - Tier 2 - 2QU CoRE ¦ 2QU LoRE | Non-Red Flag Warning - Small Fires | Contact from object | Aggregated | 2028 | 0.00088619 | 543.1039 | 0.48129 | 2028 | Mitigation | 0.95 | 45 | 0 | esc | 0.00097009 | 8.5968e-07 | 0.00097009 | 8.5968e-07
[79 empty] | WLDFR | HFTD - Distribution - Tier 3 - 1QU CoRE ¦ 1QU LoRE | Non-Red Flag Warning - Destructive Fires | 2029 | 1.4391e-08 | 1.4391e-08 | 9534.9221 | 247.273 | 9287.6491 | 0 | 0 | 0 | 2.2079e-05 | 0.00013722 | 0 | 0.00013722 | 0.00013722 | 0 | 0.00013722 | 0 | 3.3693e-06 | 7.3855e-06 | 0 | 7.3855e-06 | 0 | 2.0745e-05 | 4.149e-05 | 0 | 4.149e-05 | [12 empty] | 7.3.3.17.5 (Remote Grid) Updates to grid topology to minimize risk of ignition in HFTDs Remote GridWLDFRContact from objectAggregated | WLDFR | HFTD - Distribution - Tier 2 - 2QU CoRE ¦ 2QU LoRE | Non-Red Flag Warning - Small Fires | Contact from object | Aggregated | 2029 | 0.00088619 | 543.1039 | 0.48129 | 2029 | Mitigation | 0.95 | 45 | 0 | esc | 0.00097009 | 8.5968e-07 | 0.00097009 | 8.5968e-07
[79 empty] | WLDFR | HFTD - Distribution - Tier 3 - 1QU CoRE ¦ 1QU LoRE | Non-Red Flag Warning - Destructive Fires | 2030 | 1.4391e-08 | 1.4391e-08 | 9534.9221 | 247.273 | 9287.6491 | 0 | 0 | 0 | 2.2079e-05 | 0.00013722 | 0 | 0.00013722 | 0.00013722 | 0 | 0.00013722 | 0 | 3.3693e-06 | 7.3855e-06 | 0 | 7.3855e-06 | 0 | 2.0745e-05 | 4.149e-05 | 0 | 4.149e-05 | [12 empty] | 7.3.3.17.5 (Remote Grid) Updates to grid topology to minimize risk of ignition in HFTDs Remote GridWLDFRContact from objectAggregated | WLDFR | HFTD - Distribution - Tier 2 - 2QU CoRE ¦ 2QU LoRE | Non-Red Flag Warning - Small Fires | Contact from object | Aggregated | 2030 | 0.00088619 | 543.1039 | 0.48129 | 2030 | Mitigation | 0.95 | 45 | 0 | esc | 0.00097009 | 8.5968e-07 | 0.00097009 | 8.5968e-07
[79 empty] | WLDFR | HFTD - Distribution - Tier 3 - 1QU CoRE ¦ 1QU LoRE | Non-Red Flag Warning - Destructive Fires | 2031 | 1.4391e-08 | 1.4391e-08 | 9534.9221 | 247.273 | 9287.6491 | 0 | 0 | 0 | 2.2079e-05 | 0.00013722 | 0 | 0.00013722 | 0.00013722 | 0 | 0.00013722 | 0 | 3.3693e-06 | 7.3855e-06 | 0 | 7.3855e-06 | 0 | 2.0745e-05 | 4.149e-05 | 0 | 4.149e-05 | [12 empty] | 7.3.3.17.5 (Remote Grid) Updates to grid topology to minimize risk of ignition in HFTDs Remote GridWLDFRContact from objectAggregated | WLDFR | HFTD - Distribution - Tier 2 - 2QU CoRE ¦ 2QU LoRE | Non-Red Flag Warning - Small Fires | Contact from object | Aggregated | 2031 | 0.00088619 | 543.1039 | 0.48129 | 2031 | Mitigation | 0.95 | 45 | 0 | esc | 0.00097009 | 8.5968e-07 | 0.00097009 | 8.5968e-07
[79 empty] | WLDFR | HFTD - Distribution - Tier 3 - 1QU CoRE ¦ 1QU LoRE | Non-Red Flag Warning - Destructive Fires | 2032 | 1.4391e-08 | 1.4391e-08 | 9534.9221 | 247.273 | 9287.6491 | 0 | 0 | 0 | 2.2079e-05 | 0.00013722 | 0 | 0.00013722 | 0.00013722 | 0 | 0.00013722 | 0 | 3.3693e-06 | 7.3855e-06 | 0 | 7.3855e-06 | 0 | 2.0745e-05 | 4.149e-05 | 0 | 4.149e-05 | [12 empty] | 7.3.3.17.5 (Remote Grid) Updates to grid topology to minimize risk of ignition in HFTDs Remote GridWLDFRContact from objectAggregated | WLDFR | HFTD - Distribution - Tier 2 - 2QU CoRE ¦ 2QU LoRE | Non-Red Flag Warning - Small Fires | Contact from object | Aggregated | 2032 | 0.00088619 | 543.1039 | 0.48129 | 2032 | Mitigation | 0.95 | 45 | 0 | esc | 0.00097009 | 8.5968e-07 | 0.00097009 | 8.5968e-07
[79 empty] | WLDFR | HFTD - Distribution - Tier 3 - 1QU CoRE ¦ 1QU LoRE | Non-Red Flag Warning - Destructive Fires | 2033 | 1.4391e-08 | 1.4391e-08 | 9984.8474 | 263.1074 | 9721.74 | 0 | 0 | 0 | 2.2079e-05 | 0.0001437 | 0 | 0.0001437 | 0.0001437 | 0 | 0.0001437 | 0 | 3.3693e-06 | 7.3855e-06 | 0 | 7.3855e-06 | 0 | 2.0745e-05 | 4.149e-05 | 0 | 4.149e-05 | [12 empty] | 7.3.3.17.5 (Remote Grid) Updates to grid topology to minimize risk of ignition in HFTDs Remote GridWLDFRContact from objectAggregated | WLDFR | HFTD - Distribution - Tier 2 - 2QU CoRE ¦ 2QU LoRE | Non-Red Flag Warning - Small Fires | Contact from object | Aggregated | 2033 | 0.00088619 | 543.1039 | 0.48129 | 2033 | Mitigation | 0.95 | 45 | 0 | esc | 0.00097009 | 8.5968e-07 | 0.00097009 | 8.5968e-07
[79 empty] | WLDFR | HFTD - Distribution - Tier 3 - 1QU CoRE ¦ 1QU LoRE | Non-Red Flag Warning - Destructive Fires | 2034 | 1.4391e-08 | 1.4391e-08 | 9984.8474 | 263.1074 | 9721.74 | 0 | 0 | 0 | 2.2079e-05 | 0.0001437 | 0 | 0.0001437 | 0.0001437 | 0 | 0.0001437 | 0 | 3.536e-06 | 7.751e-06 | 0 | 7.751e-06 | 0 | 2.1764e-05 | 4.3528e-05 | 0 | 4.3528e-05 | [12 empty] | 7.3.3.17.5 (Remote Grid) Updates to grid topology to minimize risk of ignition in HFTDs Remote GridWLDFRContact from objectAggregated | WLDFR | HFTD - Distribution - Tier 2 - 2QU CoRE ¦ 2QU LoRE | Non-Red Flag Warning - Small Fires | Contact from object | Aggregated | 2034 | 0.00088619 | 543.1039 | 0.48129 | 2034 | Mitigation | 0.95 | 45 | 0 | esc | 0.00097009 | 8.5968e-07 | 0.00097009 | 8.5968e-07
[79 empty] | WLDFR | HFTD - Distribution - Tier 3 - 1QU CoRE ¦ 1QU LoRE | Non-Red Flag Warning - Destructive Fires | 2035 | 1.4391e-08 | 1.4391e-08 | 9984.8474 | 263.1074 | 9721.74 | 0 | 0 | 0 | 2.2079e-05 | 0.0001437 | 0 | 0.0001437 | 0.0001437 | 0 | 0.0001437 | 0 | 3.536e-06 | 7.751e-06 | 0 | 7.751e-06 | 0 | 2.1764e-05 | 4.3528e-05 | 0 | 4.3528e-05 | [12 empty] | 7.3.3.17.5 (Remote Grid) Updates to grid topology to minimize risk of ignition in HFTDs Remote GridWLDFRContact from objectAggregated | WLDFR | HFTD - Distribution - Tier 2 - 2QU CoRE ¦ 2QU LoRE | Non-Red Flag Warning - Small Fires | Contact from object | Aggregated | 2035 | 0.00088619 | 543.1039 | 0.48129 | 2035 | Mitigation | 0.95 | 45 | 0 | esc | 0.00097009 | 8.5968e-07 | 0.00097009 | 8.5968e-07
[79 empty] | WLDFR | HFTD - Distribution - Tier 3 - 1QU CoRE ¦ 1QU LoRE | Non-Red Flag Warning - Destructive Fires | 2036 | 1.4391e-08 | 1.4391e-08 | 9984.8474 | 263.1074 | 9721.74 | 0 | 0 | 0 | 2.2079e-05 | 0.0001437 | 0 | 0.0001437 | 0.0001437 | 0 | 0.0001437 | 0 | 3.536e-06 | 7.751e-06 | 0 | 7.751e-06 | 0 | 2.1764e-05 | 4.3528e-05 | 0 | 4.3528e-05 | [12 empty] | 7.3.3.17.5 (Remote Grid) Updates to grid topology to minimize risk of ignition in HFTDs Remote GridWLDFRContact from objectAggregated | WLDFR | HFTD - Distribution - Tier 2 - 2QU CoRE ¦ 2QU LoRE | Non-Red Flag Warning - Small Fires | Contact from object | Aggregated | 2036 | 0.00088619 | 543.1039 | 0.48129 | 2036 | Mitigation | 0.95 | 45 | 0 | esc | 0.00097009 | 8.5968e-07 | 0.00097009 | 8.5968e-07
[79 empty] | WLDFR | HFTD - Distribution - Tier 3 - 1QU CoRE ¦ 1QU LoRE | Non-Red Flag Warning - Destructive Fires | 2037 | 1.4391e-08 | 1.4391e-08 | 9984.8474 | 263.1074 | 9721.74 | 0 | 0 | 0 | 2.2079e-05 | 0.0001437 | 0 | 0.0001437 | 0.0001437 | 0 | 0.0001437 | 0 | 3.536e-06 | 7.751e-06 | 0 | 7.751e-06 | 0 | 2.1764e-05 | 4.3528e-05 | 0 | 4.3528e-05 | [12 empty] | 7.3.3.17.5 (Remote Grid) Updates to grid topology to minimize risk of ignition in HFTDs Remote GridWLDFRContact from objectAggregated | WLDFR | HFTD - Distribution - Tier 2 - 2QU CoRE ¦ 2QU LoRE | Non-Red Flag Warning - Small Fires | Contact from object | Aggregated | 2037 | 0.00088619 | 543.1039 | 0.48129 | 2037 | Mitigation | 0.95 | 45 | 0 | esc | 0.00097009 | 8.5968e-07 | 0.00097009 | 8.5968e-07
[79 empty] | WLDFR | HFTD - Distribution - Tier 3 - 1QU CoRE ¦ 1QU LoRE | Non-Red Flag Warning - Destructive Fires | 2038 | 1.4391e-08 | 1.4391e-08 | 10472.8261 | 280.5544 | 10192.2718 | 0 | 0 | 0 | 2.2079e-05 | 0.00015072 | 0 | 0.00015072 | 0.00015072 | 0 | 0.00015072 | 0 | 3.536e-06 | 7.751e-06 | 0 | 7.751e-06 | 0 | 2.1764e-05 | 4.3528e-05 | 0 | 4.3528e-05 | [12 empty] | 7.3.3.17.5 (Remote Grid) Updates to grid topology to minimize risk of ignition in HFTDs Remote GridWLDFRContact from objectAggregated | WLDFR | HFTD - Distribution - Tier 2 - 2QU CoRE ¦ 2QU LoRE | Non-Red Flag Warning - Small Fires | Contact from object | Aggregated | 2038 | 0.00088619 | 543.1039 | 0.48129 | 2038 | Mitigation | 0.95 | 45 | 0 | esc | 0.00097009 | 8.5968e-07 | 0.00097009 | 8.5968e-07
[79 empty] | WLDFR | HFTD - Distribution - Tier 3 - 1QU CoRE ¦ 1QU LoRE | Non-Red Flag Warning - Destructive Fires | 2039 | 1.4391e-08 | 1.4391e-08 | 10472.8261 | 280.5544 | 10192.2718 | 0 | 0 | 0 | 2.2079e-05 | 0.00015072 | 0 | 0.00015072 | 0.00015072 | 0 | 0.00015072 | 0 | 3.7081e-06 | 8.1283e-06 | 0 | 8.1283e-06 | 0 | 2.285e-05 | 4.57e-05 | 0 | 4.57e-05 | [12 empty] | 7.3.3.17.5 (Remote Grid) Updates to grid topology to minimize risk of ignition in HFTDs Remote GridWLDFRContact from objectAggregated | WLDFR | HFTD - Distribution - Tier 2 - 2QU CoRE ¦ 2QU LoRE | Non-Red Flag Warning - Small Fires | Contact from object | Aggregated | 2039 | 0.00088619 | 543.1039 | 0.48129 | 2039 | Mitigation | 0.95 | 45 | 0 | esc | 0.00097009 | 8.5968e-07 | 0.00097009 | 8.5968e-07
[79 empty] | WLDFR | HFTD - Distribution - Tier 3 - 1QU CoRE ¦ 1QU LoRE | Non-Red Flag Warning - Destructive Fires | 2040 | 1.4391e-08 | 1.4391e-08 | 10472.8261 | 280.5544 | 10192.2718 | 0 | 0 | 0 | 2.2079e-05 | 0.00015072 | 0 | 0.00015072 | 0.00015072 | 0 | 0.00015072 | 0 | 3.7081e-06 | 8.1283e-06 | 0 | 8.1283e-06 | 0 | 2.285e-05 | 4.57e-05 | 0 | 4.57e-05 | [12 empty] | 7.3.3.17.5 (Remote Grid) Updates to grid topology to minimize risk of ignition in HFTDs Remote GridWLDFRContact from objectAggregated | WLDFR | HFTD - Distribution - Tier 2 - 2QU CoRE ¦ 2QU LoRE | Non-Red Flag Warning - Small Fires | Contact from object | Aggregated | 2040 | 0.00088619 | 543.1039 | 0.48129 | 2040 | Mitigation | 0.95 | 45 | 0 | esc | 0.00097009 | 8.5968e-07 | 0.00097009 | 8.5968e-07
[79 empty] | WLDFR | HFTD - Distribution - Tier 3 - 1QU CoRE ¦ 1QU LoRE | Non-Red Flag Warning - Destructive Fires | 2041 | 1.4391e-08 | 1.4391e-08 | 10472.8261 | 280.5544 | 10192.2718 | 0 | 0 | 0 | 2.2079e-05 | 0.00015072 | 0 | 0.00015072 | 0.00015072 | 0 | 0.00015072 | 0 | 3.7081e-06 | 8.1283e-06 | 0 | 8.1283e-06 | 0 | 2.285e-05 | 4.57e-05 | 0 | 4.57e-05 | [12 empty] | 7.3.3.17.5 (Remote Grid) Updates to grid topology to minimize risk of ignition in HFTDs Remote GridWLDFRContact from objectAggregated | WLDFR | HFTD - Distribution - Tier 2 - 2QU CoRE ¦ 2QU LoRE | Non-Red Flag Warning - Small Fires | Contact from object | Aggregated | 2041 | 0.00088619 | 543.1039 | 0.48129 | 2041 | Mitigation | 0.95 | 45 | 0 | esc | 0.00097009 | 8.5968e-07 | 0.00097009 | 8.5968e-07
[79 empty] | WLDFR | HFTD - Distribution - Tier 3 - 1QU CoRE ¦ 1QU LoRE | Non-Red Flag Warning - Destructive Fires | 2042 | 1.4391e-08 | 1.4391e-08 | 10472.8261 | 280.5544 | 10192.2718 | 0 | 0 | 0 | 2.2079e-05 | 0.00015072 | 0 | 0.00015072 | 0.00015072 | 0 | 0.00015072 | 0 | 3.7081e-06 | 8.1283e-06 | 0 | 8.1283e-06 | 0 | 2.285e-05 | 4.57e-05 | 0 | 4.57e-05 | [12 empty] | 7.3.3.17.5 (Remote Grid) Updates to grid topology to minimize risk of ignition in HFTDs Remote GridWLDFRContact from objectAggregated | WLDFR | HFTD - Distribution - Tier 2 - 2QU CoRE ¦ 2QU LoRE | Non-Red Flag Warning - Small Fires | Contact from object | Aggregated | 2042 | 0.00088619 | 543.1039 | 0.48129 | 2042 | Mitigation | 0.95 | 45 | 0 | esc | 0.00097009 | 8.5968e-07 | 0.00097009 | 8.5968e-07
[79 empty] | WLDFR | HFTD - Distribution - Tier 3 - 1QU CoRE ¦ 1QU LoRE | Non-Red Flag Warning - Destructive Fires | 2043 | 1.4391e-08 | 1.4391e-08 | 10992.1562 | 299.42 | 10692.7362 | 0 | 0 | 0 | 2.2079e-05 | 0.00015819 | 0 | 0.00015819 | 0.00015819 | 0 | 0.00015819 | 0 | 3.7081e-06 | 8.1283e-06 | 0 | 8.1283e-06 | 0 | 2.285e-05 | 4.57e-05 | 0 | 4.57e-05 | [12 empty] | 7.3.3.17.5 (Remote Grid) Updates to grid topology to minimize risk of ignition in HFTDs Remote GridWLDFRContact from objectAggregated | WLDFR | HFTD - Distribution - Tier 2 - 2QU CoRE ¦ 2QU LoRE | Non-Red Flag Warning - Small Fires | Contact from object | Aggregated | 2043 | 0.00088619 | 543.1039 | 0.48129 | 2043 | Mitigation | 0.95 | 45 | 0 | esc | 0.00097009 | 8.5968e-07 | 0.00097009 | 8.5968e-07
[79 empty] | WLDFR | HFTD - Distribution - Tier 3 - 1QU CoRE ¦ 1QU LoRE | Non-Red Flag Warning - Destructive Fires | 2044 | 1.4391e-08 | 1.4391e-08 | 10992.1562 | 299.42 | 10692.7362 | 0 | 0 | 0 | 2.2079e-05 | 0.00015819 | 0 | 0.00015819 | 0.00015819 | 0 | 0.00015819 | 0 | 3.8836e-06 | 8.513e-06 | 0 | 8.513e-06 | 0 | 2.3988e-05 | 4.7976e-05 | 0 | 4.7976e-05 | [12 empty] | 7.3.3.17.5 (Remote Grid) Updates to grid topology to minimize risk of ignition in HFTDs Remote GridWLDFRContact from objectAggregated | WLDFR | HFTD - Distribution - Tier 2 - 2QU CoRE ¦ 2QU LoRE | Non-Red Flag Warning - Small Fires | Contact from object | Aggregated | 2044 | 0.00088619 | 543.1039 | 0.48129 | 2044 | Mitigation | 0.95 | 45 | 0 | esc | 0.00097009 | 8.5968e-07 | 0.00097009 | 8.5968e-07
[79 empty] | WLDFR | HFTD - Distribution - Tier 3 - 1QU CoRE ¦ 1QU LoRE | Non-Red Flag Warning - Destructive Fires | 2045 | 1.4391e-08 | 1.4391e-08 | 10992.1562 | 299.42 | 10692.7362 | 0 | 0 | 0 | 2.2079e-05 | 0.00015819 | 0 | 0.00015819 | 0.00015819 | 0 | 0.00015819 | 0 | 3.8836e-06 | 8.513e-06 | 0 | 8.513e-06 | 0 | 2.3988e-05 | 4.7976e-05 | 0 | 4.7976e-05 | [12 empty] | 7.3.3.17.5 (Remote Grid) Updates to grid topology to minimize risk of ignition in HFTDs Remote GridWLDFRContact from objectAggregated | WLDFR | HFTD - Distribution - Tier 2 - 2QU CoRE ¦ 2QU LoRE | Non-Red Flag Warning - Small Fires | Contact from object | Aggregated | 2045 | 0.00088619 | 543.1039 | 0.48129 | 2045 | Mitigation | 0.95 | 45 | 0 | esc | 0.00097009 | 8.5968e-07 | 0.00097009 | 8.5968e-07
[79 empty] | WLDFR | HFTD - Distribution - Tier 3 - 1QU CoRE ¦ 1QU LoRE | Non-Red Flag Warning - Destructive Fires | 2046 | 1.4391e-08 | 1.4391e-08 | 10992.1562 | 299.42 | 10692.7362 | 0 | 0 | 0 | 2.2079e-05 | 0.00015819 | 0 | 0.00015819 | 0.00015819 | 0 | 0.00015819 | 0 | 3.8836e-06 | 8.513e-06 | 0 | 8.513e-06 | 0 | 2.3988e-05 | 4.7976e-05 | 0 | 4.7976e-05 | [12 empty] | 7.3.3.17.5 (Remote Grid) Updates to grid topology to minimize risk of ignition in HFTDs Remote GridWLDFRContact from objectAggregated | WLDFR | HFTD - Distribution - Tier 2 - 2QU CoRE ¦ 2QU LoRE | Non-Red Flag Warning - Small Fires | Contact from object | Aggregated | 2046 | 0.00088619 | 543.1039 | 0.48129 | 2046 | Mitigation | 0.95 | 45 | 0 | esc | 0.00097009 | 8.5968e-07 | 0.00097009 | 8.5968e-07
[79 empty] | WLDFR | HFTD - Distribution - Tier 3 - 1QU CoRE ¦ 1QU LoRE | Non-Red Flag Warning - Destructive Fires | 2047 | 1.4391e-08 | 1.4391e-08 | 10992.1562 | 299.42 | 10692.7362 | 0 | 0 | 0 | 2.2079e-05 | 0.00015819 | 0 | 0.00015819 | 0.00015819 | 0 | 0.00015819 | 0 | 3.8836e-06 | 8.513e-06 | 0 | 8.513e-06 | 0 | 2.3988e-05 | 4.7976e-05 | 0 | 4.7976e-05 | [12 empty] | 7.3.3.17.5 (Remote Grid) Updates to grid topology to minimize risk of ignition in HFTDs Remote GridWLDFRContact from objectAggregated | WLDFR | HFTD - Distribution - Tier 2 - 2QU CoRE ¦ 2QU LoRE | Non-Red Flag Warning - Small Fires | Contact from object | Aggregated | 2047 | 0.00088619 | 543.1039 | 0.48129 | 2047 | Mitigation | 0.95 | 45 | 0 | esc | 0.00097009 | 8.5968e-07 | 0.00097009 | 8.5968e-07
[79 empty] | WLDFR | HFTD - Distribution - Tier 3 - 1QU CoRE ¦ 1QU LoRE | Non-Red Flag Warning - Destructive Fires | 2048 | 1.4391e-08 | 1.4391e-08 | 11536.0538 | 319.4911 | 11216.5626 | 0 | 0 | 0 | 2.2079e-05 | 0.00016602 | 0 | 0.00016602 | 0.00016602 | 0 | 0.00016602 | 0 | 3.8836e-06 | 8.513e-06 | 0 | 8.513e-06 | 0 | 0 | 4.7976e-05 | 0 | 4.7976e-05 | [12 empty] | 7.3.3.17.5 (Remote Grid) Updates to grid topology to minimize risk of ignition in HFTDs Remote GridWLDFRContact from objectAggregated | WLDFR | HFTD - Distribution - Tier 2 - 2QU CoRE ¦ 2QU LoRE | Non-Red Flag Warning - Small Fires | Contact from object | Aggregated | 2048 | 0.00088619 | 543.1039 | 0.48129 | 2048 | Mitigation | 0.95 | 45 | 0 | esc | 0.00097009 | 8.5968e-07 | 0.00097009 | 8.5968e-07
[79 empty] | WLDFR | HFTD - Distribution - Tier 3 - 1QU CoRE ¦ 1QU LoRE | Non-Red Flag Warning - Destructive Fires | 2049 | 1.4391e-08 | 1.4391e-08 | 11536.0538 | 319.4911 | 11216.5626 | 0 | 0 | 0 | 2.2079e-05 | 0.00016602 | 0 | 0.00016602 | 0.00016602 | 0 | 0.00016602 | 0 | 4.0603e-06 | 8.9003e-06 | 0 | 8.9003e-06 | 0 | 0 | 0 | 0 | 0 | [12 empty] | 7.3.3.17.5 (Remote Grid) Updates to grid topology to minimize risk of ignition in HFTDs Remote GridWLDFRContact from objectAggregated | WLDFR | HFTD - Distribution - Tier 2 - 2QU CoRE ¦ 2QU LoRE | Non-Red Flag Warning - Small Fires | Contact from object | Aggregated | 2049 | 0.00088619 | 543.1039 | 0.48129 | 2049 | Mitigation | 0.95 | 45 | 0 | esc | 0.00097009 | 8.5968e-07 | 0.00097009 | 8.5968e-07
[79 empty] | WLDFR | HFTD - Distribution - Tier 3 - 1QU CoRE ¦ 1QU LoRE | Non-Red Flag Warning - Destructive Fires | 2050 | 1.4391e-08 | 1.4391e-08 | 11536.0538 | 319.4911 | 11216.5626 | 0 | 0 | 0 | 2.2079e-05 | 0.00016602 | 0 | 0.00016602 | 0.00016602 | 0 | 0.00016602 | 0 | 4.0603e-06 | 8.9003e-06 | 0 | 8.9003e-06 | 0 | 0 | 0 | 0 | 0 | [12 empty] | 7.3.3.17.5 (Remote Grid) Updates to grid topology to minimize risk of ignition in HFTDs Remote GridWLDFRContact from objectAggregated | WLDFR | HFTD - Distribution - Tier 2 - 2QU CoRE ¦ 2QU LoRE | Non-Red Flag Warning - Small Fires | Contact from object | Aggregated | 2050 | 0.00088619 | 543.1039 | 0.48129 | 2050 | Mitigation | 0.95 | 45 | 0 | esc | 0.00097009 | 8.5968e-07 | 0.00097009 | 8.5968e-07
[79 empty] | WLDFR | HFTD - Distribution - Tier 3 - 1QU CoRE ¦ 1QU LoRE | Non-Red Flag Warning - Destructive Fires | 2051 | 1.4391e-08 | 1.4391e-08 | 11536.0538 | 319.4911 | 11216.5626 | 0 | 0 | 0 | 2.2079e-05 | 0.00016602 | 0 | 0.00016602 | 0.00016602 | 0 | 0.00016602 | 0 | 4.0603e-06 | 8.9003e-06 | 0 | 8.9003e-06 | 0 | 4.0116e-05 | 0 | 0 | 0 | [12 empty] | 7.3.3.17.5 (Remote Grid) Updates to grid topology to minimize risk of ignition in HFTDs Remote GridWLDFRContact from objectAggregated | WLDFR | HFTD - Distribution - Tier 2 - 2QU CoRE ¦ 2QU LoRE | Non-Red Flag Warning - Small Fires | Contact from object | Aggregated | 2051 | 0.00088619 | 543.1039 | 0.48129 | 2051 | Mitigation | 0.95 | 45 | 0 | esc | 0.00097009 | 8.5968e-07 | 0.00097009 | 8.5968e-07
[79 empty] | WLDFR | HFTD - Distribution - Tier 3 - 1QU CoRE ¦ 1QU LoRE | Non-Red Flag Warning - Destructive Fires | 2052 | 1.4391e-08 | 1.4391e-08 | 11536.0538 | 319.4911 | 11216.5626 | 0 | 0 | 0 | 2.2079e-05 | 0.00016602 | 0 | 0.00016602 | 0.00016602 | 0 | 0.00016602 | 0 | 4.0603e-06 | 8.9003e-06 | 0 | 8.9003e-06 | 0 | 4.1582e-05 | 8.3164e-05 | 0 | 8.3164e-05 | [12 empty] | 7.3.3.17.5 (Remote Grid) Updates to grid topology to minimize risk of ignition in HFTDs Remote GridWLDFRContact from objectAggregated | WLDFR | HFTD - Distribution - Tier 2 - 2QU CoRE ¦ 2QU LoRE | Non-Red Flag Warning - Small Fires | Contact from object | Aggregated | 2052 | 0.00088619 | 543.1039 | 0.48129 | 2052 | Mitigation | 0.95 | 45 | 0 | esc | 0.00097009 | 8.5968e-07 | 0.00097009 | 8.5968e-07
[79 empty] | WLDFR | HFTD - Distribution - Tier 3 - 1QU CoRE ¦ 1QU LoRE | Non-Red Flag Warning - Destructive Fires | 2053 | 1.4391e-08 | 1.4391e-08 | 12097.6769 | 340.5356 | 11757.1413 | 0 | 0 | 0 | 2.2079e-05 | 0.0001741 | 0 | 0.0001741 | 0.0001741 | 0 | 0.0001741 | 0 | 4.0603e-06 | 8.9003e-06 | 0 | 8.9003e-06 | 0 | 4.1582e-05 | 8.3164e-05 | 0 | 8.3164e-05 | [12 empty] | 7.3.3.17.5 (Remote Grid) Updates to grid topology to minimize risk of ignition in HFTDs Remote GridWLDFRContact from objectAggregated | WLDFR | HFTD - Distribution - Tier 2 - 2QU CoRE ¦ 2QU LoRE | Non-Red Flag Warning - Small Fires | Contact from object | Aggregated | 2053 | 0.00088619 | 543.1039 | 0.48129 | 2053 | Mitigation | 0.95 | 45 | 0 | esc | 0.00097009 | 8.5968e-07 | 0.00097009 | 8.5968e-07
[79 empty] | WLDFR | HFTD - Distribution - Tier 3 - 1QU CoRE ¦ 1QU LoRE | Non-Red Flag Warning - Destructive Fires | 2054 | 1.4391e-08 | 1.4391e-08 | 12097.6769 | 340.5356 | 11757.1413 | 0 | 0 | 0 | 2.2079e-05 | 0.0001741 | 0 | 0.0001741 | 0.0001741 | 0 | 0.0001741 | 0 | 4.2361e-06 | 9.2856e-06 | 0 | 9.2856e-06 | 0 | 4.1582e-05 | 8.3164e-05 | 0 | 8.3164e-05 | [12 empty] | 7.3.3.17.5 (Remote Grid) Updates to grid topology to minimize risk of ignition in HFTDs Remote GridWLDFRContact from objectAggregated | WLDFR | HFTD - Distribution - Tier 2 - 2QU CoRE ¦ 2QU LoRE | Non-Red Flag Warning - Small Fires | Contact from object | Aggregated | 2054 | 0.00088619 | 543.1039 | 0.48129 | 2054 | Mitigation | 0.95 | 45 | 0 | esc | 0.00097009 | 8.5968e-07 | 0.00097009 | 8.5968e-07
[79 empty] | WLDFR | HFTD - Distribution - Tier 3 - 1QU CoRE ¦ 1QU LoRE | Non-Red Flag Warning - Destructive Fires | 2055 | 1.4391e-08 | 1.4391e-08 | 12097.6769 | 340.5356 | 11757.1413 | 0 | 0 | 0 | 2.2079e-05 | 0.0001741 | 0 | 0.0001741 | 0.0001741 | 0 | 0.0001741 | 0 | 4.2361e-06 | 9.2856e-06 | 0 | 9.2856e-06 | 0 | 4.1582e-05 | 8.3164e-05 | 0 | 8.3164e-05 | [12 empty] | 7.3.3.17.5 (Remote Grid) Updates to grid topology to minimize risk of ignition in HFTDs Remote GridWLDFRContact from objectAggregated | WLDFR | HFTD - Distribution - Tier 2 - 2QU CoRE ¦ 2QU LoRE | Non-Red Flag Warning - Small Fires | Contact from object | Aggregated | 2055 | 0.00088619 | 543.1039 | 0.48129 | 2055 | Mitigation | 0.95 | 45 | 0 | esc | 0.00097009 | 8.5968e-07 | 0.00097009 | 8.5968e-07
[79 empty] | WLDFR | HFTD - Distribution - Tier 3 - 1QU CoRE ¦ 1QU LoRE | Non-Red Flag Warning - Destructive Fires | 2056 | 1.4391e-08 | 1.4391e-08 | 12097.6769 | 340.5356 | 11757.1413 | 0 | 0 | 0 | 2.2079e-05 | 0.0001741 | 0 | 0.0001741 | 0.0001741 | 0 | 0.0001741 | 0 | 4.2361e-06 | 9.2856e-06 | 0 | 9.2856e-06 | 0 | 4.1582e-05 | 8.3164e-05 | 0 | 8.3164e-05 | [12 empty] | 7.3.3.17.5 (Remote Grid) Updates to grid topology to minimize risk of ignition in HFTDs Remote GridWLDFRContact from objectAggregated | WLDFR | HFTD - Distribution - Tier 2 - 2QU CoRE ¦ 2QU LoRE | Non-Red Flag Warning - Small Fires | Contact from object | Aggregated | 2056 | 0.00088619 | 543.1039 | 0.48129 | 2056 | Mitigation | 0.95 | 45 | 0 | esc | 0.00097009 | 8.5968e-07 | 0.00097009 | 8.5968e-07
[79 empty] | WLDFR | HFTD - Distribution - Tier 3 - 1QU CoRE ¦ 1QU LoRE | Non-Red Flag Warning - Destructive Fires | 2057 | 1.4391e-08 | 1.4391e-08 | 12097.6769 | 340.5356 | 11757.1413 | 0 | 0 | 0 | 2.2079e-05 | 0.0001741 | 0 | 0.0001741 | 0.0001741 | 0 | 0.0001741 | 0 | 0 | 9.2856e-06 | 0 | 9.2856e-06 | 0 | 4.3427e-05 | 8.6855e-05 | 0 | 8.6855e-05 | [12 empty] | 7.3.3.17.5 (Remote Grid) Updates to grid topology to minimize risk of ignition in HFTDs Remote GridWLDFRContact from objectAggregated | WLDFR | HFTD - Distribution - Tier 2 - 2QU CoRE ¦ 2QU LoRE | Non-Red Flag Warning - Small Fires | Contact from object | Aggregated | 2057 | 0.00088619 | 543.1039 | 0.48129 | 2057 | Mitigation | 0.95 | 45 | 0 | esc | 0.00097009 | 8.5968e-07 | 0.00097009 | 8.5968e-07
[79 empty] | WLDFR | HFTD - Distribution - Tier 3 - 1QU CoRE ¦ 1QU LoRE | Non-Red Flag Warning - Destructive Fires | 2058 | 1.4391e-08 | 1.4391e-08 | 12670.1796 | 362.3049 | 12307.8747 | 0 | 0 | 0 | 2.2079e-05 | 0.00018234 | 0 | 0.00018234 | 0.00018234 | 0 | 0.00018234 | 0 | 0 | 0 | 0 | 0 | 0 | 4.3427e-05 | 8.6855e-05 | 0 | 8.6855e-05 | [12 empty] | 7.3.3.17.5 (Remote Grid) Updates to grid topology to minimize risk of ignition in HFTDs Remote GridWLDFRContact from objectAggregated | WLDFR | HFTD - Distribution - Tier 2 - 2QU CoRE ¦ 2QU LoRE | Non-Red Flag Warning - Small Fires | Contact from object | Aggregated | 2058 | 0.00088619 | 543.1039 | 0.48129 | 2058 | Mitigation | 0.95 | 45 | 0 | esc | 0.00097009 | 8.5968e-07 | 0.00097009 | 8.5968e-07
[79 empty] | WLDFR | HFTD - Distribution - Tier 3 - 1QU CoRE ¦ 1QU LoRE | Non-Red Flag Warning - Destructive Fires | 2059 | 1.4391e-08 | 1.4391e-08 | 12670.1796 | 362.3049 | 12307.8747 | 0 | 0 | 0 | 2.2079e-05 | 0.00018234 | 0 | 0.00018234 | 0.00018234 | 0 | 0.00018234 | 0 | 1.3314e-07 | 0 | 0 | 0 | 0 | 4.3427e-05 | 8.6855e-05 | 0 | 8.6855e-05 | [12 empty] | 7.3.3.17.5 (Remote Grid) Updates to grid topology to minimize risk of ignition in HFTDs Remote GridWLDFRContact from objectAggregated | WLDFR | HFTD - Distribution - Tier 2 - 2QU CoRE ¦ 2QU LoRE | Non-Red Flag Warning - Small Fires | Contact from object | Aggregated | 2059 | 0.00088619 | 543.1039 | 0.48129 | 2059 | Mitigation | 0.95 | 45 | 0 | esc | 0.00097009 | 8.5968e-07 | 0.00097009 | 8.5968e-07
[79 empty] | WLDFR | HFTD - Distribution - Tier 3 - 1QU CoRE ¦ 1QU LoRE | Non-Red Flag Warning - Destructive Fires | 2060 | 1.4391e-08 | 1.4391e-08 | 12670.1796 | 362.3049 | 12307.8747 | 0 | 0 | 0 | 2.2079e-05 | 0.00018234 | 0 | 0.00018234 | 0.00018234 | 0 | 0.00018234 | 0 | 1.3909e-07 | 3.049e-07 | 0 | 3.049e-07 | 0 | 4.3427e-05 | 8.6855e-05 | 0 | 8.6855e-05 | [12 empty] | 7.3.3.17.5 (Remote Grid) Updates to grid topology to minimize risk of ignition in HFTDs Remote GridWLDFRContact from objectAggregated | WLDFR | HFTD - Distribution - Tier 2 - 2QU CoRE ¦ 2QU LoRE | Non-Red Flag Warning - Small Fires | Contact from object | Aggregated | 2060 | 0.00088619 | 543.1039 | 0.48129 | 2060 | Mitigation | 0.95 | 45 | 0 | esc | 0.00097009 | 8.5968e-07 | 0.00097009 | 8.5968e-07
[79 empty] | WLDFR | HFTD - Distribution - Tier 3 - 1QU CoRE ¦ 1QU LoRE | Non-Red Flag Warning - Destructive Fires | 2061 | 1.4391e-08 | 1.4391e-08 | 12670.1796 | 362.3049 | 12307.8747 | 0 | 0 | 0 | 2.2079e-05 | 0.00018234 | 0 | 0.00018234 | 0.00018234 | 0 | 0.00018234 | 0 | 1.3909e-07 | 3.049e-07 | 0 | 3.049e-07 | 0 | 4.3427e-05 | 8.6855e-05 | 0 | 8.6855e-05 | [12 empty] | 7.3.3.17.5 (Remote Grid) Updates to grid topology to minimize risk of ignition in HFTDs Remote GridWLDFRContact from objectAggregated | WLDFR | HFTD - Distribution - Tier 2 - 2QU CoRE ¦ 2QU LoRE | Non-Red Flag Warning - Small Fires | Contact from object | Aggregated | 2061 | 0.00088619 | 543.1039 | 0.48129 | 2061 | Mitigation | 0.95 | 45 | 0 | esc | 0.00097009 | 8.5968e-07 | 0.00097009 | 8.5968e-07
[79 empty] | WLDFR | HFTD - Distribution - Tier 3 - 1QU CoRE ¦ 1QU LoRE | Non-Red Flag Warning - Destructive Fires | 2062 | 1.4391e-08 | 1.4391e-08 | 12670.1796 | 362.3049 | 12307.8747 | 0 | 0 | 0 | 2.2079e-05 | 0.00018234 | 0 | 0.00018234 | 0.00018234 | 0 | 0.00018234 | 0 | 1.3909e-07 | 3.049e-07 | 0 | 3.049e-07 | 0 | 4.5477e-05 | 9.0953e-05 | 0 | 9.0953e-05 | [12 empty] | 7.3.3.17.5 (Remote Grid) Updates to grid topology to minimize risk of ignition in HFTDs Remote GridWLDFRContact from objectAggregated | WLDFR | HFTD - Distribution - Tier 2 - 2QU CoRE ¦ 2QU LoRE | Non-Red Flag Warning - Small Fires | Contact from object | Aggregated | 2062 | 0.00088619 | 543.1039 | 0.48129 | 2062 | Mitigation | 0.95 | 45 | 0 | esc | 0.00097009 | 8.5968e-07 | 0.00097009 | 8.5968e-07
[79 empty] | WLDFR | HFTD - Distribution - Tier 3 - 1QU CoRE ¦ 1QU LoRE | Non-Red Flag Warning - Destructive Fires | 2063 | 1.4391e-08 | 1.4391e-08 | 13246.6313 | 384.5316 | 12862.0997 | 0 | 0 | 0 | 2.2079e-05 | 0.00019064 | 0 | 0.00019064 | 0.00019064 | 0 | 0.00019064 | 0 | 1.3909e-07 | 3.049e-07 | 0 | 3.049e-07 | 0 | 4.5477e-05 | 9.0953e-05 | 0 | 9.0953e-05 | [12 empty] | 7.3.3.17.5 (Remote Grid) Updates to grid topology to minimize risk of ignition in HFTDs Remote GridWLDFRContact from objectAggregated | WLDFR | HFTD - Distribution - Tier 2 - 2QU CoRE ¦ 2QU LoRE | Non-Red Flag Warning - Small Fires | Contact from object | Aggregated | 2063 | 0.00088619 | 543.1039 | 0.48129 | 2063 | Mitigation | 0.95 | 45 | 0 | esc | 0.00097009 | 8.5968e-07 | 0.00097009 | 8.5968e-07
[79 empty] | WLDFR | HFTD - Distribution - Tier 3 - 1QU CoRE ¦ 1QU LoRE | Non-Red Flag Warning - Destructive Fires | 2064 | 1.4391e-08 | 1.4391e-08 | 13246.6313 | 384.5316 | 12862.0997 | 0 | 0 | 0 | 2.2079e-05 | 0.00019064 | 0 | 0.00019064 | 0.00019064 | 0 | 0.00019064 | 0 | 1.3909e-07 | 3.049e-07 | 0 | 3.049e-07 | 0 | 4.5477e-05 | 9.0953e-05 | 0 | 9.0953e-05 | [12 empty] | 7.3.3.17.5 (Remote Grid) Updates to grid topology to minimize risk of ignition in HFTDs Remote GridWLDFRContact from objectAggregated | WLDFR | HFTD - Distribution - Tier 2 - 2QU CoRE ¦ 2QU LoRE | Non-Red Flag Warning - Small Fires | Contact from object | Aggregated | 2064 | 0.00088619 | 543.1039 | 0.48129 | 2064 | Mitigation | 0.95 | 45 | 0 | esc | 0.00097009 | 8.5968e-07 | 0.00097009 | 8.5968e-07
[79 empty] | WLDFR | HFTD - Distribution - Tier 3 - 1QU CoRE ¦ 1QU LoRE | Non-Red Flag Warning - Destructive Fires | 2065 | 1.4391e-08 | 1.4391e-08 | 13246.6313 | 384.5316 | 12862.0997 | 0 | 0 | 0 | 2.2079e-05 | 0.00019064 | 0 | 0.00019064 | 0.00019064 | 0 | 0.00019064 | 0 | 1.4677e-07 | 3.2171e-07 | 0 | 3.2171e-07 | 0 | 4.5477e-05 | 9.0953e-05 | 0 | 9.0953e-05 | [12 empty] | 7.3.3.17.5 (Remote Grid) Updates to grid topology to minimize risk of ignition in HFTDs Remote GridWLDFRContact from objectAggregated | WLDFR | HFTD - Distribution - Tier 2 - 2QU CoRE ¦ 2QU LoRE | Non-Red Flag Warning - Small Fires | Contact from object | Aggregated | 2065 | 0.00088619 | 543.1039 | 0.48129 | 2065 | Mitigation | 0.95 | 45 | 0 | esc | 0.00097009 | 8.5968e-07 | 0.00097009 | 8.5968e-07
[79 empty] | WLDFR | HFTD - Distribution - Tier 3 - 1QU CoRE ¦ 1QU LoRE | Non-Red Flag Warning - Destructive Fires | 2066 | 1.4391e-08 | 1.4391e-08 | 13246.6313 | 384.5316 | 12862.0997 | 0 | 0 | 0 | 2.2079e-05 | 0.00019064 | 0 | 0.00019064 | 0.00019064 | 0 | 0.00019064 | 0 | 1.4677e-07 | 3.2171e-07 | 0 | 3.2171e-07 | 0 | 4.5477e-05 | 9.0953e-05 | 0 | 9.0953e-05 | [12 empty] | 7.3.3.17.5 (Remote Grid) Updates to grid topology to minimize risk of ignition in HFTDs Remote GridWLDFRContact from objectAggregated | WLDFR | HFTD - Distribution - Tier 2 - 2QU CoRE ¦ 2QU LoRE | Non-Red Flag Warning - Small Fires | Contact from object | Aggregated | 2066 | 0.00088619 | 543.1039 | 0.48129 | 2066 | Mitigation | 0.95 | 45 | 0 | esc | 0.00097009 | 8.5968e-07 | 0.00097009 | 8.5968e-07
[79 empty] | WLDFR | HFTD - Distribution - Tier 3 - 1QU CoRE ¦ 1QU LoRE | Non-Red Flag Warning - Destructive Fires | 2067 | 0 | 1.4391e-08 | 13246.6313 | 384.5316 | 12862.0997 | 0 | 0 | 0 | 2.2079e-05 | 0 | 0 | 0 | 0.00019064 | 0 | 0.00019064 | 0 | 1.4677e-07 | 3.2171e-07 | 0 | 3.2171e-07 | 0 | 4.7699e-05 | 9.5398e-05 | 0 | 9.5398e-05 | [12 empty] | 7.3.3.17.5 (Remote Grid) Updates to grid topology to minimize risk of ignition in HFTDs Remote GridWLDFRContact from objectAggregated | WLDFR | HFTD - Distribution - Tier 2 - 2QU CoRE ¦ 2QU LoRE | Non-Red Flag Warning - Small Fires | Contact from object | Aggregated | 2067 | 0.00088619 | 543.1039 | 0.48129 | 2067 | Mitigation | 0.95 | 45 | 0 | esc | 0 | 0 | 0.00097009 | 8.5968e-07
[79 empty] | WLDFR | HFTD - Distribution - Tier 3 - 1QU CoRE ¦ 1QU LoRE | Non-Red Flag Warning - Large Fires | 2022 | 6.9897e-08 | 0 | 5.2406 | 0.69642 | 2.942 | 1.6022 | 0 | 0 | 9.5743e-05 | 3.663e-07 | 0 | 3.663e-07 | 0 | 0 | 0 | 0 | 1.4677e-07 | 3.2171e-07 | 0 | 3.2171e-07 | 0 | 4.7699e-05 | 9.5398e-05 | 0 | 9.5398e-05 | [12 empty] | 7.3.3.17.5 (Remote Grid) Updates to grid topology to minimize risk of ignition in HFTDs Remote GridWLDFRContaminationAggregated | WLDFR | HFTD - Distribution - Tier 2 - 2QU CoRE ¦ 2QU LoRE | Non-Red Flag Warning - Small Fires | Contamination | Aggregated | 2022 | 2.4711e-05 | 543.1039 | 0.013421 | 2022 | Mitigation | 0.95 | 45 | 0 | esc | 0.00097009 | 2.3972e-08 | 0 | 0
[79 empty] | WLDFR | HFTD - Distribution - Tier 3 - 1QU CoRE ¦ 1QU LoRE | Non-Red Flag Warning - Large Fires | 2023 | 6.9897e-08 | 6.9897e-08 | 5.475 | 0.71896 | 3.0715 | 1.6846 | 0 | 0 | 9.5743e-05 | 3.8269e-07 | 0 | 3.8269e-07 | 3.8269e-07 | 0 | 3.8269e-07 | 0 | 1.4677e-07 | 3.2171e-07 | 0 | 3.2171e-07 | 0 | 4.7699e-05 | 9.5398e-05 | 0 | 9.5398e-05 | [12 empty] | 7.3.3.17.5 (Remote Grid) Updates to grid topology to minimize risk of ignition in HFTDs Remote GridWLDFRContaminationAggregated | WLDFR | HFTD - Distribution - Tier 2 - 2QU CoRE ¦ 2QU LoRE | Non-Red Flag Warning - Small Fires | Contamination | Aggregated | 2023 | 2.4711e-05 | 543.1039 | 0.013421 | 2023 | Mitigation | 0.95 | 45 | 0 | esc | 0.00097009 | 2.3972e-08 | 0.00097009 | 2.3972e-08
[79 empty] | WLDFR | HFTD - Distribution - Tier 3 - 1QU CoRE ¦ 1QU LoRE | Non-Red Flag Warning - Large Fires | 2024 | 6.9897e-08 | 6.9897e-08 | 5.475 | 0.71896 | 3.0715 | 1.6846 | 0 | 0 | 9.5743e-05 | 3.8269e-07 | 0 | 3.8269e-07 | 3.8269e-07 | 0 | 3.8269e-07 | 0 | 1.5549e-07 | 3.4084e-07 | 0 | 3.4084e-07 | 0 | 4.7699e-05 | 9.5398e-05 | 0 | 9.5398e-05 | [12 empty] | 7.3.3.17.5 (Remote Grid) Updates to grid topology to minimize risk of ignition in HFTDs Remote GridWLDFRContaminationAggregated | WLDFR | HFTD - Distribution - Tier 2 - 2QU CoRE ¦ 2QU LoRE | Non-Red Flag Warning - Small Fires | Contamination | Aggregated | 2024 | 2.4711e-05 | 543.1039 | 0.013421 | 2024 | Mitigation | 0.95 | 45 | 0 | esc | 0.00097009 | 2.3972e-08 | 0.00097009 | 2.3972e-08
[79 empty] | WLDFR | HFTD - Distribution - Tier 3 - 1QU CoRE ¦ 1QU LoRE | Non-Red Flag Warning - Large Fires | 2025 | 6.9897e-08 | 6.9897e-08 | 5.475 | 0.71896 | 3.0715 | 1.6846 | 0 | 0 | 9.5743e-05 | 3.8269e-07 | 0 | 3.8269e-07 | 3.8269e-07 | 0 | 3.8269e-07 | 0 | 1.5549e-07 | 3.4084e-07 | 0 | 3.4084e-07 | 0 | 4.7699e-05 | 9.5398e-05 | 0 | 9.5398e-05 | [12 empty] | 7.3.3.17.5 (Remote Grid) Updates to grid topology to minimize risk of ignition in HFTDs Remote GridWLDFRContaminationAggregated | WLDFR | HFTD - Distribution - Tier 2 - 2QU CoRE ¦ 2QU LoRE | Non-Red Flag Warning - Small Fires | Contamination | Aggregated | 2025 | 2.4711e-05 | 543.1039 | 0.013421 | 2025 | Mitigation | 0.95 | 45 | 0 | esc | 0.00097009 | 2.3972e-08 | 0.00097009 | 2.3972e-08
[79 empty] | WLDFR | HFTD - Distribution - Tier 3 - 1QU CoRE ¦ 1QU LoRE | Non-Red Flag Warning - Large Fires | 2026 | 6.9897e-08 | 6.9897e-08 | 5.475 | 0.71896 | 3.0715 | 1.6846 | 0 | 0 | 9.5743e-05 | 3.8269e-07 | 0 | 3.8269e-07 | 3.8269e-07 | 0 | 3.8269e-07 | 0 | 1.5549e-07 | 3.4084e-07 | 0 | 3.4084e-07 | 0 | 5.0064e-05 | 0.00010013 | 0 | 0.00010013 | [12 empty] | 7.3.3.17.5 (Remote Grid) Updates to grid topology to minimize risk of ignition in HFTDs Remote GridWLDFRContaminationAggregated | WLDFR | HFTD - Distribution - Tier 2 - 2QU CoRE ¦ 2QU LoRE | Non-Red Flag Warning - Small Fires | Contamination | Aggregated | 2026 | 2.4711e-05 | 543.1039 | 0.013421 | 2026 | Mitigation | 0.95 | 45 | 0 | esc | 0.00097009 | 2.3972e-08 | 0.00097009 | 2.3972e-08
[79 empty] | WLDFR | HFTD - Distribution - Tier 3 - 1QU CoRE ¦ 1QU LoRE | Non-Red Flag Warning - Large Fires | 2027 | 6.9897e-08 | 6.9897e-08 | 5.475 | 0.71896 | 3.0715 | 1.6846 | 0 | 0 | 9.5743e-05 | 3.8269e-07 | 0 | 3.8269e-07 | 3.8269e-07 | 0 | 3.8269e-07 | 0 | 1.5549e-07 | 3.4084e-07 | 0 | 3.4084e-07 | 0 | 5.0064e-05 | 0.00010013 | 0 | 0.00010013 | [12 empty] | 7.3.3.17.5 (Remote Grid) Updates to grid topology to minimize risk of ignition in HFTDs Remote GridWLDFRContaminationAggregated | WLDFR | HFTD - Distribution - Tier 2 - 2QU CoRE ¦ 2QU LoRE | Non-Red Flag Warning - Small Fires | Contamination | Aggregated | 2027 | 2.4711e-05 | 543.1039 | 0.013421 | 2027 | Mitigation | 0.95 | 45 | 0 | esc | 0.00097009 | 2.3972e-08 | 0.00097009 | 2.3972e-08
[79 empty] | WLDFR | HFTD - Distribution - Tier 3 - 1QU CoRE ¦ 1QU LoRE | Non-Red Flag Warning - Large Fires | 2028 | 6.9897e-08 | 6.9897e-08 | 5.777 | 0.74734 | 3.238 | 1.7917 | 0 | 0 | 9.5743e-05 | 4.038e-07 | 0 | 4.038e-07 | 4.038e-07 | 0 | 4.038e-07 | 0 | 1.5549e-07 | 3.4084e-07 | 0 | 3.4084e-07 | 0 | 5.0064e-05 | 0.00010013 | 0 | 0.00010013 | [12 empty] | 7.3.3.17.5 (Remote Grid) Updates to grid topology to minimize risk of ignition in HFTDs Remote GridWLDFRContaminationAggregated | WLDFR | HFTD - Distribution - Tier 2 - 2QU CoRE ¦ 2QU LoRE | Non-Red Flag Warning - Small Fires | Contamination | Aggregated | 2028 | 2.4711e-05 | 543.1039 | 0.013421 | 2028 | Mitigation | 0.95 | 45 | 0 | esc | 0.00097009 | 2.3972e-08 | 0.00097009 | 2.3972e-08
[79 empty] | WLDFR | HFTD - Distribution - Tier 3 - 1QU CoRE ¦ 1QU LoRE | Non-Red Flag Warning - Large Fires | 2029 | 6.9897e-08 | 6.9897e-08 | 5.777 | 0.74734 | 3.238 | 1.7917 | 0 | 0 | 9.5743e-05 | 4.038e-07 | 0 | 4.038e-07 | 4.038e-07 | 0 | 4.038e-07 | 0 | 1.652e-07 | 3.6213e-07 | 0 | 3.6213e-07 | 0 | 5.0064e-05 | 0.00010013 | 0 | 0.00010013 | [12 empty] | 7.3.3.17.5 (Remote Grid) Updates to grid topology to minimize risk of ignition in HFTDs Remote GridWLDFRContaminationAggregated | WLDFR | HFTD - Distribution - Tier 2 - 2QU CoRE ¦ 2QU LoRE | Non-Red Flag Warning - Small Fires | Contamination | Aggregated | 2029 | 2.4711e-05 | 543.1039 | 0.013421 | 2029 | Mitigation | 0.95 | 45 | 0 | esc | 0.00097009 | 2.3972e-08 | 0.00097009 | 2.3972e-08
[79 empty] | WLDFR | HFTD - Distribution - Tier 3 - 1QU CoRE ¦ 1QU LoRE | Non-Red Flag Warning - Large Fires | 2030 | 6.9897e-08 | 6.9897e-08 | 5.777 | 0.74734 | 3.238 | 1.7917 | 0 | 0 | 9.5743e-05 | 4.038e-07 | 0 | 4.038e-07 | 4.038e-07 | 0 | 4.038e-07 | 0 | 1.652e-07 | 3.6213e-07 | 0 | 3.6213e-07 | 0 | 5.0064e-05 | 0.00010013 | 0 | 0.00010013 | [12 empty] | 7.3.3.17.5 (Remote Grid) Updates to grid topology to minimize risk of ignition in HFTDs Remote GridWLDFRContaminationAggregated | WLDFR | HFTD - Distribution - Tier 2 - 2QU CoRE ¦ 2QU LoRE | Non-Red Flag Warning - Small Fires | Contamination | Aggregated | 2030 | 2.4711e-05 | 543.1039 | 0.013421 | 2030 | Mitigation | 0.95 | 45 | 0 | esc | 0.00097009 | 2.3972e-08 | 0.00097009 | 2.3972e-08
[79 empty] | WLDFR | HFTD - Distribution - Tier 3 - 1QU CoRE ¦ 1QU LoRE | Non-Red Flag Warning - Large Fires | 2031 | 6.9897e-08 | 6.9897e-08 | 5.777 | 0.74734 | 3.238 | 1.7917 | 0 | 0 | 9.5743e-05 | 4.038e-07 | 0 | 4.038e-07 | 4.038e-07 | 0 | 4.038e-07 | 0 | 1.652e-07 | 3.6213e-07 | 0 | 3.6213e-07 | 0 | 5.2542e-05 | 0.00010508 | 0 | 0.00010508 | [12 empty] | 7.3.3.17.5 (Remote Grid) Updates to grid topology to minimize risk of ignition in HFTDs Remote GridWLDFRContaminationAggregated | WLDFR | HFTD - Distribution - Tier 2 - 2QU CoRE ¦ 2QU LoRE | Non-Red Flag Warning - Small Fires | Contamination | Aggregated | 2031 | 2.4711e-05 | 543.1039 | 0.013421 | 2031 | Mitigation | 0.95 | 45 | 0 | esc | 0.00097009 | 2.3972e-08 | 0.00097009 | 2.3972e-08
[79 empty] | WLDFR | HFTD - Distribution - Tier 3 - 1QU CoRE ¦ 1QU LoRE | Non-Red Flag Warning - Large Fires | 2032 | 6.9897e-08 | 6.9897e-08 | 5.777 | 0.74734 | 3.238 | 1.7917 | 0 | 0 | 9.5743e-05 | 4.038e-07 | 0 | 4.038e-07 | 4.038e-07 | 0 | 4.038e-07 | 0 | 1.652e-07 | 3.6213e-07 | 0 | 3.6213e-07 | 0 | 5.2542e-05 | 0.00010508 | 0 | 0.00010508 | [12 empty] | 7.3.3.17.5 (Remote Grid) Updates to grid topology to minimize risk of ignition in HFTDs Remote GridWLDFRContaminationAggregated | WLDFR | HFTD - Distribution - Tier 2 - 2QU CoRE ¦ 2QU LoRE | Non-Red Flag Warning - Small Fires | Contamination | Aggregated | 2032 | 2.4711e-05 | 543.1039 | 0.013421 | 2032 | Mitigation | 0.95 | 45 | 0 | esc | 0.00097009 | 2.3972e-08 | 0.00097009 | 2.3972e-08
[79 empty] | WLDFR | HFTD - Distribution - Tier 3 - 1QU CoRE ¦ 1QU LoRE | Non-Red Flag Warning - Large Fires | 2033 | 6.9897e-08 | 6.9897e-08 | 6.1205 | 0.77885 | 3.4265 | 1.9151 | 0 | 0 | 9.5743e-05 | 4.278e-07 | 0 | 4.278e-07 | 4.278e-07 | 0 | 4.278e-07 | 0 | 1.652e-07 | 3.6213e-07 | 0 | 3.6213e-07 | 0 | 5.2542e-05 | 0.00010508 | 0 | 0.00010508 | [12 empty] | 7.3.3.17.5 (Remote Grid) Updates to grid topology to minimize risk of ignition in HFTDs Remote GridWLDFRContaminationAggregated | WLDFR | HFTD - Distribution - Tier 2 - 2QU CoRE ¦ 2QU LoRE | Non-Red Flag Warning - Small Fires | Contamination | Aggregated | 2033 | 2.4711e-05 | 543.1039 | 0.013421 | 2033 | Mitigation | 0.95 | 45 | 0 | esc | 0.00097009 | 2.3972e-08 | 0.00097009 | 2.3972e-08
[79 empty] | WLDFR | HFTD - Distribution - Tier 3 - 1QU CoRE ¦ 1QU LoRE | Non-Red Flag Warning - Large Fires | 2034 | 6.9897e-08 | 6.9897e-08 | 6.1205 | 0.77885 | 3.4265 | 1.9151 | 0 | 0 | 9.5743e-05 | 4.278e-07 | 0 | 4.278e-07 | 4.278e-07 | 0 | 4.278e-07 | 0 | 1.7583e-07 | 3.8542e-07 | 0 | 3.8542e-07 | 0 | 5.2542e-05 | 0.00010508 | 0 | 0.00010508 | [12 empty] | 7.3.3.17.5 (Remote Grid) Updates to grid topology to minimize risk of ignition in HFTDs Remote GridWLDFRContaminationAggregated | WLDFR | HFTD - Distribution - Tier 2 - 2QU CoRE ¦ 2QU LoRE | Non-Red Flag Warning - Small Fires | Contamination | Aggregated | 2034 | 2.4711e-05 | 543.1039 | 0.013421 | 2034 | Mitigation | 0.95 | 45 | 0 | esc | 0.00097009 | 2.3972e-08 | 0.00097009 | 2.3972e-08
[79 empty] | WLDFR | HFTD - Distribution - Tier 3 - 1QU CoRE ¦ 1QU LoRE | Non-Red Flag Warning - Large Fires | 2035 | 6.9897e-08 | 6.9897e-08 | 6.1205 | 0.77885 | 3.4265 | 1.9151 | 0 | 0 | 9.5743e-05 | 4.278e-07 | 0 | 4.278e-07 | 4.278e-07 | 0 | 4.278e-07 | 0 | 1.7583e-07 | 3.8542e-07 | 0 | 3.8542e-07 | 0 | 0 | 0.00010508 | 0 | 0.00010508 | [12 empty] | 7.3.3.17.5 (Remote Grid) Updates to grid topology to minimize risk of ignition in HFTDs Remote GridWLDFRContaminationAggregated | WLDFR | HFTD - Distribution - Tier 2 - 2QU CoRE ¦ 2QU LoRE | Non-Red Flag Warning - Small Fires | Contamination | Aggregated | 2035 | 2.4711e-05 | 543.1039 | 0.013421 | 2035 | Mitigation | 0.95 | 45 | 0 | esc | 0.00097009 | 2.3972e-08 | 0.00097009 | 2.3972e-08
[79 empty] | WLDFR | HFTD - Distribution - Tier 3 - 1QU CoRE ¦ 1QU LoRE | Non-Red Flag Warning - Large Fires | 2036 | 6.9897e-08 | 6.9897e-08 | 6.1205 | 0.77885 | 3.4265 | 1.9151 | 0 | 0 | 9.5743e-05 | 4.278e-07 | 0 | 4.278e-07 | 4.278e-07 | 0 | 4.278e-07 | 0 | 1.7583e-07 | 3.8542e-07 | 0 | 3.8542e-07 | 0 | 0 | 0 | 0 | 0 | [12 empty] | 7.3.3.17.5 (Remote Grid) Updates to grid topology to minimize risk of ignition in HFTDs Remote GridWLDFRContaminationAggregated | WLDFR | HFTD - Distribution - Tier 2 - 2QU CoRE ¦ 2QU LoRE | Non-Red Flag Warning - Small Fires | Contamination | Aggregated | 2036 | 2.4711e-05 | 543.1039 | 0.013421 | 2036 | Mitigation | 0.95 | 45 | 0 | esc | 0.00097009 | 2.3972e-08 | 0.00097009 | 2.3972e-08
[79 empty] | WLDFR | HFTD - Distribution - Tier 3 - 1QU CoRE ¦ 1QU LoRE | Non-Red Flag Warning - Large Fires | 2037 | 6.9897e-08 | 6.9897e-08 | 6.1205 | 0.77885 | 3.4265 | 1.9151 | 0 | 0 | 9.5743e-05 | 4.278e-07 | 0 | 4.278e-07 | 4.278e-07 | 0 | 4.278e-07 | 0 | 1.7583e-07 | 3.8542e-07 | 0 | 3.8542e-07 | 0 | 0 | 0 | 0 | 0 | [12 empty] | 7.3.3.17.5 (Remote Grid) Updates to grid topology to minimize risk of ignition in HFTDs Remote GridWLDFRContaminationAggregated | WLDFR | HFTD - Distribution - Tier 2 - 2QU CoRE ¦ 2QU LoRE | Non-Red Flag Warning - Small Fires | Contamination | Aggregated | 2037 | 2.4711e-05 | 543.1039 | 0.013421 | 2037 | Mitigation | 0.95 | 45 | 0 | esc | 0.00097009 | 2.3972e-08 | 0.00097009 | 2.3972e-08
[79 empty] | WLDFR | HFTD - Distribution - Tier 3 - 1QU CoRE ¦ 1QU LoRE | Non-Red Flag Warning - Large Fires | 2038 | 6.9897e-08 | 6.9897e-08 | 6.5028 | 0.81304 | 3.6355 | 2.0543 | 0 | 0 | 9.5743e-05 | 4.5453e-07 | 0 | 4.5453e-07 | 4.5453e-07 | 0 | 4.5453e-07 | 0 | 1.7583e-07 | 3.8542e-07 | 0 | 3.8542e-07 | 0 | 3.2222e-07 | 0 | 0 | 0 | [12 empty] | 7.3.3.17.5 (Remote Grid) Updates to grid topology to minimize risk of ignition in HFTDs Remote GridWLDFRContaminationAggregated | WLDFR | HFTD - Distribution - Tier 2 - 2QU CoRE ¦ 2QU LoRE | Non-Red Flag Warning - Small Fires | Contamination | Aggregated | 2038 | 2.4711e-05 | 543.1039 | 0.013421 | 2038 | Mitigation | 0.95 | 45 | 0 | esc | 0.00097009 | 2.3972e-08 | 0.00097009 | 2.3972e-08
[79 empty] | WLDFR | HFTD - Distribution - Tier 3 - 1QU CoRE ¦ 1QU LoRE | Non-Red Flag Warning - Large Fires | 2039 | 6.9897e-08 | 6.9897e-08 | 6.5028 | 0.81304 | 3.6355 | 2.0543 | 0 | 0 | 9.5743e-05 | 4.5453e-07 | 0 | 4.5453e-07 | 4.5453e-07 | 0 | 4.5453e-07 | 0 | 1.8727e-07 | 4.105e-07 | 0 | 4.105e-07 | 0 | 3.3664e-07 | 6.7328e-07 | 0 | 6.7328e-07 | [12 empty] | 7.3.3.17.5 (Remote Grid) Updates to grid topology to minimize risk of ignition in HFTDs Remote GridWLDFRContaminationAggregated | WLDFR | HFTD - Distribution - Tier 2 - 2QU CoRE ¦ 2QU LoRE | Non-Red Flag Warning - Small Fires | Contamination | Aggregated | 2039 | 2.4711e-05 | 543.1039 | 0.013421 | 2039 | Mitigation | 0.95 | 45 | 0 | esc | 0.00097009 | 2.3972e-08 | 0.00097009 | 2.3972e-08
[79 empty] | WLDFR | HFTD - Distribution - Tier 3 - 1QU CoRE ¦ 1QU LoRE | Non-Red Flag Warning - Large Fires | 2040 | 6.9897e-08 | 6.9897e-08 | 6.5028 | 0.81304 | 3.6355 | 2.0543 | 0 | 0 | 9.5743e-05 | 4.5453e-07 | 0 | 4.5453e-07 | 4.5453e-07 | 0 | 4.5453e-07 | 0 | 1.8727e-07 | 4.105e-07 | 0 | 4.105e-07 | 0 | 3.3664e-07 | 6.7328e-07 | 0 | 6.7328e-07 | [12 empty] | 7.3.3.17.5 (Remote Grid) Updates to grid topology to minimize risk of ignition in HFTDs Remote GridWLDFRContaminationAggregated | WLDFR | HFTD - Distribution - Tier 2 - 2QU CoRE ¦ 2QU LoRE | Non-Red Flag Warning - Small Fires | Contamination | Aggregated | 2040 | 2.4711e-05 | 543.1039 | 0.013421 | 2040 | Mitigation | 0.95 | 45 | 0 | esc | 0.00097009 | 2.3972e-08 | 0.00097009 | 2.3972e-08
[79 empty] | WLDFR | HFTD - Distribution - Tier 3 - 1QU CoRE ¦ 1QU LoRE | Non-Red Flag Warning - Large Fires | 2041 | 6.9897e-08 | 6.9897e-08 | 6.5028 | 0.81304 | 3.6355 | 2.0543 | 0 | 0 | 9.5743e-05 | 4.5453e-07 | 0 | 4.5453e-07 | 4.5453e-07 | 0 | 4.5453e-07 | 0 | 1.8727e-07 | 4.105e-07 | 0 | 4.105e-07 | 0 | 3.3664e-07 | 6.7328e-07 | 0 | 6.7328e-07 | [12 empty] | 7.3.3.17.5 (Remote Grid) Updates to grid topology to minimize risk of ignition in HFTDs Remote GridWLDFRContaminationAggregated | WLDFR | HFTD - Distribution - Tier 2 - 2QU CoRE ¦ 2QU LoRE | Non-Red Flag Warning - Small Fires | Contamination | Aggregated | 2041 | 2.4711e-05 | 543.1039 | 0.013421 | 2041 | Mitigation | 0.95 | 45 | 0 | esc | 0.00097009 | 2.3972e-08 | 0.00097009 | 2.3972e-08
[79 empty] | WLDFR | HFTD - Distribution - Tier 3 - 1QU CoRE ¦ 1QU LoRE | Non-Red Flag Warning - Large Fires | 2042 | 6.9897e-08 | 6.9897e-08 | 6.5028 | 0.81304 | 3.6355 | 2.0543 | 0 | 0 | 9.5743e-05 | 4.5453e-07 | 0 | 4.5453e-07 | 4.5453e-07 | 0 | 4.5453e-07 | 0 | 1.8727e-07 | 4.105e-07 | 0 | 4.105e-07 | 0 | 3.3664e-07 | 6.7328e-07 | 0 | 6.7328e-07 | [12 empty] | 7.3.3.17.5 (Remote Grid) Updates to grid topology to minimize risk of ignition in HFTDs Remote GridWLDFRContaminationAggregated | WLDFR | HFTD - Distribution - Tier 2 - 2QU CoRE ¦ 2QU LoRE | Non-Red Flag Warning - Small Fires | Contamination | Aggregated | 2042 | 2.4711e-05 | 543.1039 | 0.013421 | 2042 | Mitigation | 0.95 | 45 | 0 | esc | 0.00097009 | 2.3972e-08 | 0.00097009 | 2.3972e-08
[79 empty] | WLDFR | HFTD - Distribution - Tier 3 - 1QU CoRE ¦ 1QU LoRE | Non-Red Flag Warning - Large Fires | 2043 | 6.9897e-08 | 6.9897e-08 | 6.9209 | 0.84944 | 3.8632 | 2.2083 | 0 | 0 | 9.5743e-05 | 4.8375e-07 | 0 | 4.8375e-07 | 4.8375e-07 | 0 | 4.8375e-07 | 0 | 1.8727e-07 | 4.105e-07 | 0 | 4.105e-07 | 0 | 3.3664e-07 | 6.7328e-07 | 0 | 6.7328e-07 | [12 empty] | 7.3.3.17.5 (Remote Grid) Updates to grid topology to minimize risk of ignition in HFTDs Remote GridWLDFRContaminationAggregated | WLDFR | HFTD - Distribution - Tier 2 - 2QU CoRE ¦ 2QU LoRE | Non-Red Flag Warning - Small Fires | Contamination | Aggregated | 2043 | 2.4711e-05 | 543.1039 | 0.013421 | 2043 | Mitigation | 0.95 | 45 | 0 | esc | 0.00097009 | 2.3972e-08 | 0.00097009 | 2.3972e-08
[79 empty] | WLDFR | HFTD - Distribution - Tier 3 - 1QU CoRE ¦ 1QU LoRE | Non-Red Flag Warning - Large Fires | 2044 | 6.9897e-08 | 6.9897e-08 | 6.9209 | 0.84944 | 3.8632 | 2.2083 | 0 | 0 | 9.5743e-05 | 4.8375e-07 | 0 | 4.8375e-07 | 4.8375e-07 | 0 | 4.8375e-07 | 0 | 1.9944e-07 | 4.3717e-07 | 0 | 4.3717e-07 | 0 | 3.5521e-07 | 7.1041e-07 | 0 | 7.1041e-07 | [12 empty] | 7.3.3.17.5 (Remote Grid) Updates to grid topology to minimize risk of ignition in HFTDs Remote GridWLDFRContaminationAggregated | WLDFR | HFTD - Distribution - Tier 2 - 2QU CoRE ¦ 2QU LoRE | Non-Red Flag Warning - Small Fires | Contamination | Aggregated | 2044 | 2.4711e-05 | 543.1039 | 0.013421 | 2044 | Mitigation | 0.95 | 45 | 0 | esc | 0.00097009 | 2.3972e-08 | 0.00097009 | 2.3972e-08
[79 empty] | WLDFR | HFTD - Distribution - Tier 3 - 1QU CoRE ¦ 1QU LoRE | Non-Red Flag Warning - Large Fires | 2045 | 6.9897e-08 | 6.9897e-08 | 6.9209 | 0.84944 | 3.8632 | 2.2083 | 0 | 0 | 9.5743e-05 | 4.8375e-07 | 0 | 4.8375e-07 | 4.8375e-07 | 0 | 4.8375e-07 | 0 | 1.9944e-07 | 4.3717e-07 | 0 | 4.3717e-07 | 0 | 3.5521e-07 | 7.1041e-07 | 0 | 7.1041e-07 | [12 empty] | 7.3.3.17.5 (Remote Grid) Updates to grid topology to minimize risk of ignition in HFTDs Remote GridWLDFRContaminationAggregated | WLDFR | HFTD - Distribution - Tier 2 - 2QU CoRE ¦ 2QU LoRE | Non-Red Flag Warning - Small Fires | Contamination | Aggregated | 2045 | 2.4711e-05 | 543.1039 | 0.013421 | 2045 | Mitigation | 0.95 | 45 | 0 | esc | 0.00097009 | 2.3972e-08 | 0.00097009 | 2.3972e-08
[79 empty] | WLDFR | HFTD - Distribution - Tier 3 - 1QU CoRE ¦ 1QU LoRE | Non-Red Flag Warning - Large Fires | 2046 | 6.9897e-08 | 6.9897e-08 | 6.9209 | 0.84944 | 3.8632 | 2.2083 | 0 | 0 | 9.5743e-05 | 4.8375e-07 | 0 | 4.8375e-07 | 4.8375e-07 | 0 | 4.8375e-07 | 0 | 1.9944e-07 | 4.3717e-07 | 0 | 4.3717e-07 | 0 | 3.5521e-07 | 7.1041e-07 | 0 | 7.1041e-07 | [12 empty] | 7.3.3.17.5 (Remote Grid) Updates to grid topology to minimize risk of ignition in HFTDs Remote GridWLDFRContaminationAggregated | WLDFR | HFTD - Distribution - Tier 2 - 2QU CoRE ¦ 2QU LoRE | Non-Red Flag Warning - Small Fires | Contamination | Aggregated | 2046 | 2.4711e-05 | 543.1039 | 0.013421 | 2046 | Mitigation | 0.95 | 45 | 0 | esc | 0.00097009 | 2.3972e-08 | 0.00097009 | 2.3972e-08
[79 empty] | WLDFR | HFTD - Distribution - Tier 3 - 1QU CoRE ¦ 1QU LoRE | Non-Red Flag Warning - Large Fires | 2047 | 6.9897e-08 | 6.9897e-08 | 6.9209 | 0.84944 | 3.8632 | 2.2083 | 0 | 0 | 9.5743e-05 | 4.8375e-07 | 0 | 4.8375e-07 | 4.8375e-07 | 0 | 4.8375e-07 | 0 | 1.9944e-07 | 4.3717e-07 | 0 | 4.3717e-07 | 0 | 3.5521e-07 | 7.1041e-07 | 0 | 7.1041e-07 | [12 empty] | 7.3.3.17.5 (Remote Grid) Updates to grid topology to minimize risk of ignition in HFTDs Remote GridWLDFRContaminationAggregated | WLDFR | HFTD - Distribution - Tier 2 - 2QU CoRE ¦ 2QU LoRE | Non-Red Flag Warning - Small Fires | Contamination | Aggregated | 2047 | 2.4711e-05 | 543.1039 | 0.013421 | 2047 | Mitigation | 0.95 | 45 | 0 | esc | 0.00097009 | 2.3972e-08 | 0.00097009 | 2.3972e-08
[79 empty] | WLDFR | HFTD - Distribution - Tier 3 - 1QU CoRE ¦ 1QU LoRE | Non-Red Flag Warning - Large Fires | 2048 | 6.9897e-08 | 6.9897e-08 | 7.3713 | 0.88759 | 4.1075 | 2.3763 | 0 | 0 | 9.5743e-05 | 5.1523e-07 | 0 | 5.1523e-07 | 5.1523e-07 | 0 | 5.1523e-07 | 0 | 1.9944e-07 | 4.3717e-07 | 0 | 4.3717e-07 | 0 | 3.5521e-07 | 7.1041e-07 | 0 | 7.1041e-07 | [12 empty] | 7.3.3.17.5 (Remote Grid) Updates to grid topology to minimize risk of ignition in HFTDs Remote GridWLDFRContaminationAggregated | WLDFR | HFTD - Distribution - Tier 2 - 2QU CoRE ¦ 2QU LoRE | Non-Red Flag Warning - Small Fires | Contamination | Aggregated | 2048 | 2.4711e-05 | 543.1039 | 0.013421 | 2048 | Mitigation | 0.95 | 45 | 0 | esc | 0.00097009 | 2.3972e-08 | 0.00097009 | 2.3972e-08
[79 empty] | WLDFR | HFTD - Distribution - Tier 3 - 1QU CoRE ¦ 1QU LoRE | Non-Red Flag Warning - Large Fires | 2049 | 6.9897e-08 | 6.9897e-08 | 7.3713 | 0.88759 | 4.1075 | 2.3763 | 0 | 0 | 9.5743e-05 | 5.1523e-07 | 0 | 5.1523e-07 | 5.1523e-07 | 0 | 5.1523e-07 | 0 | 2.1219e-07 | 4.6513e-07 | 0 | 4.6513e-07 | 0 | 3.7633e-07 | 7.5265e-07 | 0 | 7.5265e-07 | [12 empty] | 7.3.3.17.5 (Remote Grid) Updates to grid topology to minimize risk of ignition in HFTDs Remote GridWLDFRContaminationAggregated | WLDFR | HFTD - Distribution - Tier 2 - 2QU CoRE ¦ 2QU LoRE | Non-Red Flag Warning - Small Fires | Contamination | Aggregated | 2049 | 2.4711e-05 | 543.1039 | 0.013421 | 2049 | Mitigation | 0.95 | 45 | 0 | esc | 0.00097009 | 2.3972e-08 | 0.00097009 | 2.3972e-08
[79 empty] | WLDFR | HFTD - Distribution - Tier 3 - 1QU CoRE ¦ 1QU LoRE | Non-Red Flag Warning - Large Fires | 2050 | 6.9897e-08 | 6.9897e-08 | 7.3713 | 0.88759 | 4.1075 | 2.3763 | 0 | 0 | 9.5743e-05 | 5.1523e-07 | 0 | 5.1523e-07 | 5.1523e-07 | 0 | 5.1523e-07 | 0 | 2.1219e-07 | 4.6513e-07 | 0 | 4.6513e-07 | 0 | 3.7633e-07 | 7.5265e-07 | 0 | 7.5265e-07 | [12 empty] | 7.3.3.17.5 (Remote Grid) Updates to grid topology to minimize risk of ignition in HFTDs Remote GridWLDFRContaminationAggregated | WLDFR | HFTD - Distribution - Tier 2 - 2QU CoRE ¦ 2QU LoRE | Non-Red Flag Warning - Small Fires | Contamination | Aggregated | 2050 | 2.4711e-05 | 543.1039 | 0.013421 | 2050 | Mitigation | 0.95 | 45 | 0 | esc | 0.00097009 | 2.3972e-08 | 0.00097009 | 2.3972e-08
[79 empty] | WLDFR | HFTD - Distribution - Tier 3 - 1QU CoRE ¦ 1QU LoRE | Non-Red Flag Warning - Large Fires | 2051 | 6.9897e-08 | 6.9897e-08 | 7.3713 | 0.88759 | 4.1075 | 2.3763 | 0 | 0 | 9.5743e-05 | 5.1523e-07 | 0 | 5.1523e-07 | 5.1523e-07 | 0 | 5.1523e-07 | 0 | 2.1219e-07 | 4.6513e-07 | 0 | 4.6513e-07 | 0 | 3.7633e-07 | 7.5265e-07 | 0 | 7.5265e-07 | [12 empty] | 7.3.3.17.5 (Remote Grid) Updates to grid topology to minimize risk of ignition in HFTDs Remote GridWLDFRContaminationAggregated | WLDFR | HFTD - Distribution - Tier 2 - 2QU CoRE ¦ 2QU LoRE | Non-Red Flag Warning - Small Fires | Contamination | Aggregated | 2051 | 2.4711e-05 | 543.1039 | 0.013421 | 2051 | Mitigation | 0.95 | 45 | 0 | esc | 0.00097009 | 2.3972e-08 | 0.00097009 | 2.3972e-08
[79 empty] | WLDFR | HFTD - Distribution - Tier 3 - 1QU CoRE ¦ 1QU LoRE | Non-Red Flag Warning - Large Fires | 2052 | 6.9897e-08 | 6.9897e-08 | 7.3713 | 0.88759 | 4.1075 | 2.3763 | 0 | 0 | 9.5743e-05 | 5.1523e-07 | 0 | 5.1523e-07 | 5.1523e-07 | 0 | 5.1523e-07 | 0 | 2.1219e-07 | 4.6513e-07 | 0 | 4.6513e-07 | 0 | 3.7633e-07 | 7.5265e-07 | 0 | 7.5265e-07 | [12 empty] | 7.3.3.17.5 (Remote Grid) Updates to grid topology to minimize risk of ignition in HFTDs Remote GridWLDFRContaminationAggregated | WLDFR | HFTD - Distribution - Tier 2 - 2QU CoRE ¦ 2QU LoRE | Non-Red Flag Warning - Small Fires | Contamination | Aggregated | 2052 | 2.4711e-05 | 543.1039 | 0.013421 | 2052 | Mitigation | 0.95 | 45 | 0 | esc | 0.00097009 | 2.3972e-08 | 0.00097009 | 2.3972e-08
[79 empty] | WLDFR | HFTD - Distribution - Tier 3 - 1QU CoRE ¦ 1QU LoRE | Non-Red Flag Warning - Large Fires | 2053 | 6.9897e-08 | 6.9897e-08 | 7.8503 | 0.92702 | 4.3664 | 2.5569 | 0 | 0 | 9.5743e-05 | 5.4871e-07 | 0 | 5.4871e-07 | 5.4871e-07 | 0 | 5.4871e-07 | 0 | 2.1219e-07 | 4.6513e-07 | 0 | 4.6513e-07 | 0 | 3.7633e-07 | 7.5265e-07 | 0 | 7.5265e-07 | [12 empty] | 7.3.3.17.5 (Remote Grid) Updates to grid topology to minimize risk of ignition in HFTDs Remote GridWLDFRContaminationAggregated | WLDFR | HFTD - Distribution - Tier 2 - 2QU CoRE ¦ 2QU LoRE | Non-Red Flag Warning - Small Fires | Contamination | Aggregated | 2053 | 2.4711e-05 | 543.1039 | 0.013421 | 2053 | Mitigation | 0.95 | 45 | 0 | esc | 0.00097009 | 2.3972e-08 | 0.00097009 | 2.3972e-08
[79 empty] | WLDFR | HFTD - Distribution - Tier 3 - 1QU CoRE ¦ 1QU LoRE | Non-Red Flag Warning - Large Fires | 2054 | 6.9897e-08 | 6.9897e-08 | 7.8503 | 0.92702 | 4.3664 | 2.5569 | 0 | 0 | 9.5743e-05 | 5.4871e-07 | 0 | 5.4871e-07 | 5.4871e-07 | 0 | 5.4871e-07 | 0 | 2.2539e-07 | 4.9407e-07 | 0 | 4.9407e-07 | 0 | 3.9983e-07 | 7.9967e-07 | 0 | 7.9967e-07 | [12 empty] | 7.3.3.17.5 (Remote Grid) Updates to grid topology to minimize risk of ignition in HFTDs Remote GridWLDFRContaminationAggregated | WLDFR | HFTD - Distribution - Tier 2 - 2QU CoRE ¦ 2QU LoRE | Non-Red Flag Warning - Small Fires | Contamination | Aggregated | 2054 | 2.4711e-05 | 543.1039 | 0.013421 | 2054 | Mitigation | 0.95 | 45 | 0 | esc | 0.00097009 | 2.3972e-08 | 0.00097009 | 2.3972e-08
[79 empty] | WLDFR | HFTD - Distribution - Tier 3 - 1QU CoRE ¦ 1QU LoRE | Non-Red Flag Warning - Large Fires | 2055 | 6.9897e-08 | 6.9897e-08 | 7.8503 | 0.92702 | 4.3664 | 2.5569 | 0 | 0 | 9.5743e-05 | 5.4871e-07 | 0 | 5.4871e-07 | 5.4871e-07 | 0 | 5.4871e-07 | 0 | 2.2539e-07 | 4.9407e-07 | 0 | 4.9407e-07 | 0 | 3.9983e-07 | 7.9967e-07 | 0 | 7.9967e-07 | [12 empty] | 7.3.3.17.5 (Remote Grid) Updates to grid topology to minimize risk of ignition in HFTDs Remote GridWLDFRContaminationAggregated | WLDFR | HFTD - Distribution - Tier 2 - 2QU CoRE ¦ 2QU LoRE | Non-Red Flag Warning - Small Fires | Contamination | Aggregated | 2055 | 2.4711e-05 | 543.1039 | 0.013421 | 2055 | Mitigation | 0.95 | 45 | 0 | esc | 0.00097009 | 2.3972e-08 | 0.00097009 | 2.3972e-08
[79 empty] | WLDFR | HFTD - Distribution - Tier 3 - 1QU CoRE ¦ 1QU LoRE | Non-Red Flag Warning - Large Fires | 2056 | 6.9897e-08 | 6.9897e-08 | 7.8503 | 0.92702 | 4.3664 | 2.5569 | 0 | 0 | 9.5743e-05 | 5.4871e-07 | 0 | 5.4871e-07 | 5.4871e-07 | 0 | 5.4871e-07 | 0 | 2.2539e-07 | 4.9407e-07 | 0 | 4.9407e-07 | 0 | 3.9983e-07 | 7.9967e-07 | 0 | 7.9967e-07 | [12 empty] | 7.3.3.17.5 (Remote Grid) Updates to grid topology to minimize risk of ignition in HFTDs Remote GridWLDFRContaminationAggregated | WLDFR | HFTD - Distribution - Tier 2 - 2QU CoRE ¦ 2QU LoRE | Non-Red Flag Warning - Small Fires | Contamination | Aggregated | 2056 | 2.4711e-05 | 543.1039 | 0.013421 | 2056 | Mitigation | 0.95 | 45 | 0 | esc | 0.00097009 | 2.3972e-08 | 0.00097009 | 2.3972e-08
[79 empty] | WLDFR | HFTD - Distribution - Tier 3 - 1QU CoRE ¦ 1QU LoRE | Non-Red Flag Warning - Large Fires | 2057 | 6.9897e-08 | 6.9897e-08 | 7.8503 | 0.92702 | 4.3664 | 2.5569 | 0 | 0 | 9.5743e-05 | 5.4871e-07 | 0 | 5.4871e-07 | 5.4871e-07 | 0 | 5.4871e-07 | 0 | 2.2539e-07 | 4.9407e-07 | 0 | 4.9407e-07 | 0 | 3.9983e-07 | 7.9967e-07 | 0 | 7.9967e-07 | [12 empty] | 7.3.3.17.5 (Remote Grid) Updates to grid topology to minimize risk of ignition in HFTDs Remote GridWLDFRContaminationAggregated | WLDFR | HFTD - Distribution - Tier 2 - 2QU CoRE ¦ 2QU LoRE | Non-Red Flag Warning - Small Fires | Contamination | Aggregated | 2057 | 2.4711e-05 | 543.1039 | 0.013421 | 2057 | Mitigation | 0.95 | 45 | 0 | esc | 0.00097009 | 2.3972e-08 | 0.00097009 | 2.3972e-08
[79 empty] | WLDFR | HFTD - Distribution - Tier 3 - 1QU CoRE ¦ 1QU LoRE | Non-Red Flag Warning - Large Fires | 2058 | 6.9897e-08 | 6.9897e-08 | 8.3524 | 0.96727 | 4.6367 | 2.7484 | 0 | 0 | 9.5743e-05 | 5.838e-07 | 0 | 5.838e-07 | 5.838e-07 | 0 | 5.838e-07 | 0 | 2.2539e-07 | 4.9407e-07 | 0 | 4.9407e-07 | 0 | 3.9983e-07 | 7.9967e-07 | 0 | 7.9967e-07 | [12 empty] | 7.3.3.17.5 (Remote Grid) Updates to grid topology to minimize risk of ignition in HFTDs Remote GridWLDFRContaminationAggregated | WLDFR | HFTD - Distribution - Tier 2 - 2QU CoRE ¦ 2QU LoRE | Non-Red Flag Warning - Small Fires | Contamination | Aggregated | 2058 | 2.4711e-05 | 543.1039 | 0.013421 | 2058 | Mitigation | 0.95 | 45 | 0 | esc | 0.00097009 | 2.3972e-08 | 0.00097009 | 2.3972e-08
[79 empty] | WLDFR | HFTD - Distribution - Tier 3 - 1QU CoRE ¦ 1QU LoRE | Non-Red Flag Warning - Large Fires | 2059 | 6.9897e-08 | 6.9897e-08 | 8.3524 | 0.96727 | 4.6367 | 2.7484 | 0 | 0 | 9.5743e-05 | 5.838e-07 | 0 | 5.838e-07 | 5.838e-07 | 0 | 5.838e-07 | 0 | 2.3889e-07 | 5.2365e-07 | 0 | 5.2365e-07 | 0 | 4.2554e-07 | 8.5108e-07 | 0 | 8.5108e-07 | [12 empty] | 7.3.3.17.5 (Remote Grid) Updates to grid topology to minimize risk of ignition in HFTDs Remote GridWLDFRContaminationAggregated | WLDFR | HFTD - Distribution - Tier 2 - 2QU CoRE ¦ 2QU LoRE | Non-Red Flag Warning - Small Fires | Contamination | Aggregated | 2059 | 2.4711e-05 | 543.1039 | 0.013421 | 2059 | Mitigation | 0.95 | 45 | 0 | esc | 0.00097009 | 2.3972e-08 | 0.00097009 | 2.3972e-08
[79 empty] | WLDFR | HFTD - Distribution - Tier 3 - 1QU CoRE ¦ 1QU LoRE | Non-Red Flag Warning - Large Fires | 2060 | 6.9897e-08 | 6.9897e-08 | 8.3524 | 0.96727 | 4.6367 | 2.7484 | 0 | 0 | 9.5743e-05 | 5.838e-07 | 0 | 5.838e-07 | 5.838e-07 | 0 | 5.838e-07 | 0 | 2.3889e-07 | 5.2365e-07 | 0 | 5.2365e-07 | 0 | 4.2554e-07 | 8.5108e-07 | 0 | 8.5108e-07 | [12 empty] | 7.3.3.17.5 (Remote Grid) Updates to grid topology to minimize risk of ignition in HFTDs Remote GridWLDFRContaminationAggregated | WLDFR | HFTD - Distribution - Tier 2 - 2QU CoRE ¦ 2QU LoRE | Non-Red Flag Warning - Small Fires | Contamination | Aggregated | 2060 | 2.4711e-05 | 543.1039 | 0.013421 | 2060 | Mitigation | 0.95 | 45 | 0 | esc | 0.00097009 | 2.3972e-08 | 0.00097009 | 2.3972e-08
[79 empty] | WLDFR | HFTD - Distribution - Tier 3 - 1QU CoRE ¦ 1QU LoRE | Non-Red Flag Warning - Large Fires | 2061 | 6.9897e-08 | 6.9897e-08 | 8.3524 | 0.96727 | 4.6367 | 2.7484 | 0 | 0 | 9.5743e-05 | 5.838e-07 | 0 | 5.838e-07 | 5.838e-07 | 0 | 5.838e-07 | 0 | 2.3889e-07 | 5.2365e-07 | 0 | 5.2365e-07 | 0 | 4.2554e-07 | 8.5108e-07 | 0 | 8.5108e-07 | [12 empty] | 7.3.3.17.5 (Remote Grid) Updates to grid topology to minimize risk of ignition in HFTDs Remote GridWLDFRContaminationAggregated | WLDFR | HFTD - Distribution - Tier 2 - 2QU CoRE ¦ 2QU LoRE | Non-Red Flag Warning - Small Fires | Contamination | Aggregated | 2061 | 2.4711e-05 | 543.1039 | 0.013421 | 2061 | Mitigation | 0.95 | 45 | 0 | esc | 0.00097009 | 2.3972e-08 | 0.00097009 | 2.3972e-08
[79 empty] | WLDFR | HFTD - Distribution - Tier 3 - 1QU CoRE ¦ 1QU LoRE | Non-Red Flag Warning - Large Fires | 2062 | 6.9897e-08 | 6.9897e-08 | 8.3524 | 0.96727 | 4.6367 | 2.7484 | 0 | 0 | 9.5743e-05 | 5.838e-07 | 0 | 5.838e-07 | 5.838e-07 | 0 | 5.838e-07 | 0 | 0 | 5.2365e-07 | 0 | 5.2365e-07 | 0 | 4.2554e-07 | 8.5108e-07 | 0 | 8.5108e-07 | [12 empty] | 7.3.3.17.5 (Remote Grid) Updates to grid topology to minimize risk of ignition in HFTDs Remote GridWLDFRContaminationAggregated | WLDFR | HFTD - Distribution - Tier 2 - 2QU CoRE ¦ 2QU LoRE | Non-Red Flag Warning - Small Fires | Contamination | Aggregated | 2062 | 2.4711e-05 | 543.1039 | 0.013421 | 2062 | Mitigation | 0.95 | 45 | 0 | esc | 0.00097009 | 2.3972e-08 | 0.00097009 | 2.3972e-08
[79 empty] | WLDFR | HFTD - Distribution - Tier 3 - 1QU CoRE ¦ 1QU LoRE | Non-Red Flag Warning - Large Fires | 2063 | 6.9897e-08 | 6.9897e-08 | 8.872 | 1.0079 | 4.9153 | 2.9488 | 0 | 0 | 9.5743e-05 | 6.2012e-07 | 0 | 6.2012e-07 | 6.2012e-07 | 0 | 6.2012e-07 | 0 | 0 | 0 | 0 | 0 | 0 | 4.2554e-07 | 8.5108e-07 | 0 | 8.5108e-07 | [12 empty] | 7.3.3.17.5 (Remote Grid) Updates to grid topology to minimize risk of ignition in HFTDs Remote GridWLDFRContaminationAggregated | WLDFR | HFTD - Distribution - Tier 2 - 2QU CoRE ¦ 2QU LoRE | Non-Red Flag Warning - Small Fires | Contamination | Aggregated | 2063 | 2.4711e-05 | 543.1039 | 0.013421 | 2063 | Mitigation | 0.95 | 45 | 0 | esc | 0.00097009 | 2.3972e-08 | 0.00097009 | 2.3972e-08
[79 empty] | WLDFR | HFTD - Distribution - Tier 3 - 1QU CoRE ¦ 1QU LoRE | Non-Red Flag Warning - Large Fires | 2064 | 6.9897e-08 | 6.9897e-08 | 8.872 | 1.0079 | 4.9153 | 2.9488 | 0 | 0 | 9.5743e-05 | 6.2012e-07 | 0 | 6.2012e-07 | 6.2012e-07 | 0 | 6.2012e-07 | 0 | 5.4093e-08 | 0 | 0 | 0 | 0 | 4.5324e-07 | 9.0647e-07 | 0 | 9.0647e-07 | [12 empty] | 7.3.3.17.5 (Remote Grid) Updates to grid topology to minimize risk of ignition in HFTDs Remote GridWLDFRContaminationAggregated | WLDFR | HFTD - Distribution - Tier 2 - 2QU CoRE ¦ 2QU LoRE | Non-Red Flag Warning - Small Fires | Contamination | Aggregated | 2064 | 2.4711e-05 | 543.1039 | 0.013421 | 2064 | Mitigation | 0.95 | 45 | 0 | esc | 0.00097009 | 2.3972e-08 | 0.00097009 | 2.3972e-08
[79 empty] | WLDFR | HFTD - Distribution - Tier 3 - 1QU CoRE ¦ 1QU LoRE | Non-Red Flag Warning - Large Fires | 2065 | 6.9897e-08 | 6.9897e-08 | 8.872 | 1.0079 | 4.9153 | 2.9488 | 0 | 0 | 9.5743e-05 | 6.2012e-07 | 0 | 6.2012e-07 | 6.2012e-07 | 0 | 6.2012e-07 | 0 | 5.5835e-08 | 1.2239e-07 | 0 | 1.2239e-07 | 0 | 4.5324e-07 | 9.0647e-07 | 0 | 9.0647e-07 | [12 empty] | 7.3.3.17.5 (Remote Grid) Updates to grid topology to minimize risk of ignition in HFTDs Remote GridWLDFRContaminationAggregated | WLDFR | HFTD - Distribution - Tier 2 - 2QU CoRE ¦ 2QU LoRE | Non-Red Flag Warning - Small Fires | Contamination | Aggregated | 2065 | 2.4711e-05 | 543.1039 | 0.013421 | 2065 | Mitigation | 0.95 | 45 | 0 | esc | 0.00097009 | 2.3972e-08 | 0.00097009 | 2.3972e-08
[79 empty] | WLDFR | HFTD - Distribution - Tier 3 - 1QU CoRE ¦ 1QU LoRE | Non-Red Flag Warning - Large Fires | 2066 | 6.9897e-08 | 6.9897e-08 | 8.872 | 1.0079 | 4.9153 | 2.9488 | 0 | 0 | 9.5743e-05 | 6.2012e-07 | 0 | 6.2012e-07 | 6.2012e-07 | 0 | 6.2012e-07 | 0 | 5.5835e-08 | 1.2239e-07 | 0 | 1.2239e-07 | 0 | 4.5324e-07 | 9.0647e-07 | 0 | 9.0647e-07 | [12 empty] | 7.3.3.17.5 (Remote Grid) Updates to grid topology to minimize risk of ignition in HFTDs Remote GridWLDFRContaminationAggregated | WLDFR | HFTD - Distribution - Tier 2 - 2QU CoRE ¦ 2QU LoRE | Non-Red Flag Warning - Small Fires | Contamination | Aggregated | 2066 | 2.4711e-05 | 543.1039 | 0.013421 | 2066 | Mitigation | 0.95 | 45 | 0 | esc | 0.00097009 | 2.3972e-08 | 0.00097009 | 2.3972e-08
[79 empty] | WLDFR | HFTD - Distribution - Tier 3 - 1QU CoRE ¦ 1QU LoRE | Non-Red Flag Warning - Large Fires | 2067 | 0 | 6.9897e-08 | 8.872 | 1.0079 | 4.9153 | 2.9488 | 0 | 0 | 9.5743e-05 | 0 | 0 | 0 | 6.2012e-07 | 0 | 6.2012e-07 | 0 | 5.5835e-08 | 1.2239e-07 | 0 | 1.2239e-07 | 0 | 4.5324e-07 | 9.0647e-07 | 0 | 9.0647e-07 | [12 empty] | 7.3.3.17.5 (Remote Grid) Updates to grid topology to minimize risk of ignition in HFTDs Remote GridWLDFRContaminationAggregated | WLDFR | HFTD - Distribution - Tier 2 - 2QU CoRE ¦ 2QU LoRE | Non-Red Flag Warning - Small Fires | Contamination | Aggregated | 2067 | 2.4711e-05 | 543.1039 | 0.013421 | 2067 | Mitigation | 0.95 | 45 | 0 | esc | 0 | 0 | 0.00097009 | 2.3972e-08
[79 empty] | WLDFR | HFTD - Distribution - Tier 3 - 1QU CoRE ¦ 1QU LoRE | Non-Red Flag Warning - Small Fires | 2022 | 6.3784e-06 | 0 | 0.077901 | 0.036425 | 0.0015809 | 0.039895 | 0 | 0 | 0.0076681 | 4.9688e-07 | 0 | 4.9688e-07 | 0 | 0 | 0 | 0 | 5.5835e-08 | 1.2239e-07 | 0 | 1.2239e-07 | 0 | 0 | 9.0647e-07 | 0 | 9.0647e-07 | [12 empty] | 7.3.3.17.5 (Remote Grid) Updates to grid topology to minimize risk of ignition in HFTDs Remote GridWLDFREquipment / facility failureAggregated | WLDFR | HFTD - Distribution - Tier 2 - 2QU CoRE ¦ 2QU LoRE | Non-Red Flag Warning - Small Fires | Equipment / facility failure | Aggregated | 2022 | 0.00093205 | 543.1039 | 0.5062 | 2022 | Mitigation | 0.95 | 45 | 0 | esc | 0.00097009 | 9.0417e-07 | 0 | 0
[79 empty] | WLDFR | HFTD - Distribution - Tier 3 - 1QU CoRE ¦ 1QU LoRE | Non-Red Flag Warning - Small Fires | 2023 | 6.3784e-06 | 6.3784e-06 | 0.080408 | 0.03759 | 0.0016314 | 0.041187 | 0 | 0 | 0.0076681 | 5.1287e-07 | 0 | 5.1287e-07 | 5.1287e-07 | 0 | 5.1287e-07 | 0 | 5.5835e-08 | 1.2239e-07 | 0 | 1.2239e-07 | 0 | 0 | 0 | 0 | 0 | [12 empty] | 7.3.3.17.5 (Remote Grid) Updates to grid topology to minimize risk of ignition in HFTDs Remote GridWLDFREquipment / facility failureAggregated | WLDFR | HFTD - Distribution - Tier 2 - 2QU CoRE ¦ 2QU LoRE | Non-Red Flag Warning - Small Fires | Equipment / facility failure | Aggregated | 2023 | 0.00093205 | 543.1039 | 0.5062 | 2023 | Mitigation | 0.95 | 45 | 0 | esc | 0.00097009 | 9.0417e-07 | 0.00097009 | 9.0417e-07
[79 empty] | WLDFR | HFTD - Distribution - Tier 3 - 1QU CoRE ¦ 1QU LoRE | Non-Red Flag Warning - Small Fires | 2024 | 6.3784e-06 | 6.3784e-06 | 0.080408 | 0.03759 | 0.0016314 | 0.041187 | 0 | 0 | 0.0076681 | 5.1287e-07 | 0 | 5.1287e-07 | 5.1287e-07 | 0 | 5.1287e-07 | 0 | 5.8055e-08 | 1.2726e-07 | 0 | 1.2726e-07 | 0 | 0 | 0 | 0 | 0 | [12 empty] | 7.3.3.17.5 (Remote Grid) Updates to grid topology to minimize risk of ignition in HFTDs Remote GridWLDFREquipment / facility failureAggregated | WLDFR | HFTD - Distribution - Tier 2 - 2QU CoRE ¦ 2QU LoRE | Non-Red Flag Warning - Small Fires | Equipment / facility failure | Aggregated | 2024 | 0.00093205 | 543.1039 | 0.5062 | 2024 | Mitigation | 0.95 | 45 | 0 | esc | 0.00097009 | 9.0417e-07 | 0.00097009 | 9.0417e-07
[79 empty] | WLDFR | HFTD - Distribution - Tier 3 - 1QU CoRE ¦ 1QU LoRE | Non-Red Flag Warning - Small Fires | 2025 | 6.3784e-06 | 6.3784e-06 | 0.080408 | 0.03759 | 0.0016314 | 0.041187 | 0 | 0 | 0.0076681 | 5.1287e-07 | 0 | 5.1287e-07 | 5.1287e-07 | 0 | 5.1287e-07 | 0 | 5.8055e-08 | 1.2726e-07 | 0 | 1.2726e-07 | 0 | 2.9869e-06 | 0 | 0 | 0 | [12 empty] | 7.3.3.17.5 (Remote Grid) Updates to grid topology to minimize risk of ignition in HFTDs Remote GridWLDFREquipment / facility failureAggregated | WLDFR | HFTD - Distribution - Tier 2 - 2QU CoRE ¦ 2QU LoRE | Non-Red Flag Warning - Small Fires | Equipment / facility failure | Aggregated | 2025 | 0.00093205 | 543.1039 | 0.5062 | 2025 | Mitigation | 0.95 | 45 | 0 | esc | 0.00097009 | 9.0417e-07 | 0.00097009 | 9.0417e-07
[79 empty] | WLDFR | HFTD - Distribution - Tier 3 - 1QU CoRE ¦ 1QU LoRE | Non-Red Flag Warning - Small Fires | 2026 | 6.3784e-06 | 6.3784e-06 | 0.080408 | 0.03759 | 0.0016314 | 0.041187 | 0 | 0 | 0.0076681 | 5.1287e-07 | 0 | 5.1287e-07 | 5.1287e-07 | 0 | 5.1287e-07 | 0 | 5.8055e-08 | 1.2726e-07 | 0 | 1.2726e-07 | 0 | 3.0831e-06 | 6.1662e-06 | 0 | 6.1662e-06 | [12 empty] | 7.3.3.17.5 (Remote Grid) Updates to grid topology to minimize risk of ignition in HFTDs Remote GridWLDFREquipment / facility failureAggregated | WLDFR | HFTD - Distribution - Tier 2 - 2QU CoRE ¦ 2QU LoRE | Non-Red Flag Warning - Small Fires | Equipment / facility failure | Aggregated | 2026 | 0.00093205 | 543.1039 | 0.5062 | 2026 | Mitigation | 0.95 | 45 | 0 | esc | 0.00097009 | 9.0417e-07 | 0.00097009 | 9.0417e-07
[79 empty] | WLDFR | HFTD - Distribution - Tier 3 - 1QU CoRE ¦ 1QU LoRE | Non-Red Flag Warning - Small Fires | 2027 | 6.3784e-06 | 6.3784e-06 | 0.080408 | 0.03759 | 0.0016314 | 0.041187 | 0 | 0 | 0.0076681 | 5.1287e-07 | 0 | 5.1287e-07 | 5.1287e-07 | 0 | 5.1287e-07 | 0 | 5.8055e-08 | 1.2726e-07 | 0 | 1.2726e-07 | 0 | 3.0831e-06 | 6.1662e-06 | 0 | 6.1662e-06 | [12 empty] | 7.3.3.17.5 (Remote Grid) Updates to grid topology to minimize risk of ignition in HFTDs Remote GridWLDFREquipment / facility failureAggregated | WLDFR | HFTD - Distribution - Tier 2 - 2QU CoRE ¦ 2QU LoRE | Non-Red Flag Warning - Small Fires | Equipment / facility failure | Aggregated | 2027 | 0.00093205 | 543.1039 | 0.5062 | 2027 | Mitigation | 0.95 | 45 | 0 | esc | 0.00097009 | 9.0417e-07 | 0.00097009 | 9.0417e-07
[79 empty] | WLDFR | HFTD - Distribution - Tier 3 - 1QU CoRE ¦ 1QU LoRE | Non-Red Flag Warning - Small Fires | 2028 | 6.3784e-06 | 6.3784e-06 | 0.083606 | 0.039055 | 0.001695 | 0.042856 | 0 | 0 | 0.0076681 | 5.3327e-07 | 0 | 5.3327e-07 | 5.3327e-07 | 0 | 5.3327e-07 | 0 | 5.8055e-08 | 1.2726e-07 | 0 | 1.2726e-07 | 0 | 3.0831e-06 | 6.1662e-06 | 0 | 6.1662e-06 | [12 empty] | 7.3.3.17.5 (Remote Grid) Updates to grid topology to minimize risk of ignition in HFTDs Remote GridWLDFREquipment / facility failureAggregated | WLDFR | HFTD - Distribution - Tier 2 - 2QU CoRE ¦ 2QU LoRE | Non-Red Flag Warning - Small Fires | Equipment / facility failure | Aggregated | 2028 | 0.00093205 | 543.1039 | 0.5062 | 2028 | Mitigation | 0.95 | 45 | 0 | esc | 0.00097009 | 9.0417e-07 | 0.00097009 | 9.0417e-07
[79 empty] | WLDFR | HFTD - Distribution - Tier 3 - 1QU CoRE ¦ 1QU LoRE | Non-Red Flag Warning - Small Fires | 2029 | 6.3784e-06 | 6.3784e-06 | 0.083606 | 0.039055 | 0.001695 | 0.042856 | 0 | 0 | 0.0076681 | 5.3327e-07 | 0 | 5.3327e-07 | 5.3327e-07 | 0 | 5.3327e-07 | 0 | 6.0558e-08 | 1.3275e-07 | 0 | 1.3275e-07 | 0 | 3.0831e-06 | 6.1662e-06 | 0 | 6.1662e-06 | [12 empty] | 7.3.3.17.5 (Remote Grid) Updates to grid topology to minimize risk of ignition in HFTDs Remote GridWLDFREquipment / facility failureAggregated | WLDFR | HFTD - Distribution - Tier 2 - 2QU CoRE ¦ 2QU LoRE | Non-Red Flag Warning - Small Fires | Equipment / facility failure | Aggregated | 2029 | 0.00093205 | 543.1039 | 0.5062 | 2029 | Mitigation | 0.95 | 45 | 0 | esc | 0.00097009 | 9.0417e-07 | 0.00097009 | 9.0417e-07
[79 empty] | WLDFR | HFTD - Distribution - Tier 3 - 1QU CoRE ¦ 1QU LoRE | Non-Red Flag Warning - Small Fires | 2030 | 6.3784e-06 | 6.3784e-06 | 0.083606 | 0.039055 | 0.001695 | 0.042856 | 0 | 0 | 0.0076681 | 5.3327e-07 | 0 | 5.3327e-07 | 5.3327e-07 | 0 | 5.3327e-07 | 0 | 6.0558e-08 | 1.3275e-07 | 0 | 1.3275e-07 | 0 | 3.0831e-06 | 6.1662e-06 | 0 | 6.1662e-06 | [12 empty] | 7.3.3.17.5 (Remote Grid) Updates to grid topology to minimize risk of ignition in HFTDs Remote GridWLDFREquipment / facility failureAggregated | WLDFR | HFTD - Distribution - Tier 2 - 2QU CoRE ¦ 2QU LoRE | Non-Red Flag Warning - Small Fires | Equipment / facility failure | Aggregated | 2030 | 0.00093205 | 543.1039 | 0.5062 | 2030 | Mitigation | 0.95 | 45 | 0 | esc | 0.00097009 | 9.0417e-07 | 0.00097009 | 9.0417e-07
[79 empty] | WLDFR | HFTD - Distribution - Tier 3 - 1QU CoRE ¦ 1QU LoRE | Non-Red Flag Warning - Small Fires | 2031 | 6.3784e-06 | 6.3784e-06 | 0.083606 | 0.039055 | 0.001695 | 0.042856 | 0 | 0 | 0.0076681 | 5.3327e-07 | 0 | 5.3327e-07 | 5.3327e-07 | 0 | 5.3327e-07 | 0 | 6.0558e-08 | 1.3275e-07 | 0 | 1.3275e-07 | 0 | 3.2057e-06 | 6.4114e-06 | 0 | 6.4114e-06 | [12 empty] | 7.3.3.17.5 (Remote Grid) Updates to grid topology to minimize risk of ignition in HFTDs Remote GridWLDFREquipment / facility failureAggregated | WLDFR | HFTD - Distribution - Tier 2 - 2QU CoRE ¦ 2QU LoRE | Non-Red Flag Warning - Small Fires | Equipment / facility failure | Aggregated | 2031 | 0.00093205 | 543.1039 | 0.5062 | 2031 | Mitigation | 0.95 | 45 | 0 | esc | 0.00097009 | 9.0417e-07 | 0.00097009 | 9.0417e-07
[79 empty] | WLDFR | HFTD - Distribution - Tier 3 - 1QU CoRE ¦ 1QU LoRE | Non-Red Flag Warning - Small Fires | 2032 | 6.3784e-06 | 6.3784e-06 | 0.083606 | 0.039055 | 0.001695 | 0.042856 | 0 | 0 | 0.0076681 | 5.3327e-07 | 0 | 5.3327e-07 | 5.3327e-07 | 0 | 5.3327e-07 | 0 | 6.0558e-08 | 1.3275e-07 | 0 | 1.3275e-07 | 0 | 3.2057e-06 | 6.4114e-06 | 0 | 6.4114e-06 | [12 empty] | 7.3.3.17.5 (Remote Grid) Updates to grid topology to minimize risk of ignition in HFTDs Remote GridWLDFREquipment / facility failureAggregated | WLDFR | HFTD - Distribution - Tier 2 - 2QU CoRE ¦ 2QU LoRE | Non-Red Flag Warning - Small Fires | Equipment / facility failure | Aggregated | 2032 | 0.00093205 | 543.1039 | 0.5062 | 2032 | Mitigation | 0.95 | 45 | 0 | esc | 0.00097009 | 9.0417e-07 | 0.00097009 | 9.0417e-07
[79 empty] | WLDFR | HFTD - Distribution - Tier 3 - 1QU CoRE ¦ 1QU LoRE | Non-Red Flag Warning - Small Fires | 2033 | 6.3784e-06 | 6.3784e-06 | 0.087211 | 0.040679 | 0.0017655 | 0.044766 | 0 | 0 | 0.0076681 | 5.5626e-07 | 0 | 5.5626e-07 | 5.5626e-07 | 0 | 5.5626e-07 | 0 | 6.0558e-08 | 1.3275e-07 | 0 | 1.3275e-07 | 0 | 3.2057e-06 | 6.4114e-06 | 0 | 6.4114e-06 | [12 empty] | 7.3.3.17.5 (Remote Grid) Updates to grid topology to minimize risk of ignition in HFTDs Remote GridWLDFREquipment / facility failureAggregated | WLDFR | HFTD - Distribution - Tier 2 - 2QU CoRE ¦ 2QU LoRE | Non-Red Flag Warning - Small Fires | Equipment / facility failure | Aggregated | 2033 | 0.00093205 | 543.1039 | 0.5062 | 2033 | Mitigation | 0.95 | 45 | 0 | esc | 0.00097009 | 9.0417e-07 | 0.00097009 | 9.0417e-07
[79 empty] | WLDFR | HFTD - Distribution - Tier 3 - 1QU CoRE ¦ 1QU LoRE | Non-Red Flag Warning - Small Fires | 2034 | 6.3784e-06 | 6.3784e-06 | 0.087211 | 0.040679 | 0.0017655 | 0.044766 | 0 | 0 | 0.0076681 | 5.5626e-07 | 0 | 5.5626e-07 | 5.5626e-07 | 0 | 5.5626e-07 | 0 | 6.3317e-08 | 1.3879e-07 | 0 | 1.3879e-07 | 0 | 3.2057e-06 | 6.4114e-06 | 0 | 6.4114e-06 | [12 empty] | 7.3.3.17.5 (Remote Grid) Updates to grid topology to minimize risk of ignition in HFTDs Remote GridWLDFREquipment / facility failureAggregated | WLDFR | HFTD - Distribution - Tier 2 - 2QU CoRE ¦ 2QU LoRE | Non-Red Flag Warning - Small Fires | Equipment / facility failure | Aggregated | 2034 | 0.00093205 | 543.1039 | 0.5062 | 2034 | Mitigation | 0.95 | 45 | 0 | esc | 0.00097009 | 9.0417e-07 | 0.00097009 | 9.0417e-07
[79 empty] | WLDFR | HFTD - Distribution - Tier 3 - 1QU CoRE ¦ 1QU LoRE | Non-Red Flag Warning - Small Fires | 2035 | 6.3784e-06 | 6.3784e-06 | 0.087211 | 0.040679 | 0.0017655 | 0.044766 | 0 | 0 | 0.0076681 | 5.5626e-07 | 0 | 5.5626e-07 | 5.5626e-07 | 0 | 5.5626e-07 | 0 | 6.3317e-08 | 1.3879e-07 | 0 | 1.3879e-07 | 0 | 3.2057e-06 | 6.4114e-06 | 0 | 6.4114e-06 | [12 empty] | 7.3.3.17.5 (Remote Grid) Updates to grid topology to minimize risk of ignition in HFTDs Remote GridWLDFREquipment / facility failureAggregated | WLDFR | HFTD - Distribution - Tier 2 - 2QU CoRE ¦ 2QU LoRE | Non-Red Flag Warning - Small Fires | Equipment / facility failure | Aggregated | 2035 | 0.00093205 | 543.1039 | 0.5062 | 2035 | Mitigation | 0.95 | 45 | 0 | esc | 0.00097009 | 9.0417e-07 | 0.00097009 | 9.0417e-07
[79 empty] | WLDFR | HFTD - Distribution - Tier 3 - 1QU CoRE ¦ 1QU LoRE | Non-Red Flag Warning - Small Fires | 2036 | 6.3784e-06 | 6.3784e-06 | 0.087211 | 0.040679 | 0.0017655 | 0.044766 | 0 | 0 | 0.0076681 | 5.5626e-07 | 0 | 5.5626e-07 | 5.5626e-07 | 0 | 5.5626e-07 | 0 | 6.3317e-08 | 1.3879e-07 | 0 | 1.3879e-07 | 0 | 3.3439e-06 | 6.6879e-06 | 0 | 6.6879e-06 | [12 empty] | 7.3.3.17.5 (Remote Grid) Updates to grid topology to minimize risk of ignition in HFTDs Remote GridWLDFREquipment / facility failureAggregated | WLDFR | HFTD - Distribution - Tier 2 - 2QU CoRE ¦ 2QU LoRE | Non-Red Flag Warning - Small Fires | Equipment / facility failure | Aggregated | 2036 | 0.00093205 | 543.1039 | 0.5062 | 2036 | Mitigation | 0.95 | 45 | 0 | esc | 0.00097009 | 9.0417e-07 | 0.00097009 | 9.0417e-07
[79 empty] | WLDFR | HFTD - Distribution - Tier 3 - 1QU CoRE ¦ 1QU LoRE | Non-Red Flag Warning - Small Fires | 2037 | 6.3784e-06 | 6.3784e-06 | 0.087211 | 0.040679 | 0.0017655 | 0.044766 | 0 | 0 | 0.0076681 | 5.5626e-07 | 0 | 5.5626e-07 | 5.5626e-07 | 0 | 5.5626e-07 | 0 | 6.3317e-08 | 1.3879e-07 | 0 | 1.3879e-07 | 0 | 3.3439e-06 | 6.6879e-06 | 0 | 6.6879e-06 | [12 empty] | 7.3.3.17.5 (Remote Grid) Updates to grid topology to minimize risk of ignition in HFTDs Remote GridWLDFREquipment / facility failureAggregated | WLDFR | HFTD - Distribution - Tier 2 - 2QU CoRE ¦ 2QU LoRE | Non-Red Flag Warning - Small Fires | Equipment / facility failure | Aggregated | 2037 | 0.00093205 | 543.1039 | 0.5062 | 2037 | Mitigation | 0.95 | 45 | 0 | esc | 0.00097009 | 9.0417e-07 | 0.00097009 | 9.0417e-07
[79 empty] | WLDFR | HFTD - Distribution - Tier 3 - 1QU CoRE ¦ 1QU LoRE | Non-Red Flag Warning - Small Fires | 2038 | 6.3784e-06 | 6.3784e-06 | 0.091184 | 0.042438 | 0.0018418 | 0.046905 | 0 | 0 | 0.0076681 | 5.8161e-07 | 0 | 5.8161e-07 | 5.8161e-07 | 0 | 5.8161e-07 | 0 | 6.3317e-08 | 1.3879e-07 | 0 | 1.3879e-07 | 0 | 3.3439e-06 | 6.6879e-06 | 0 | 6.6879e-06 | [12 empty] | 7.3.3.17.5 (Remote Grid) Updates to grid topology to minimize risk of ignition in HFTDs Remote GridWLDFREquipment / facility failureAggregated | WLDFR | HFTD - Distribution - Tier 2 - 2QU CoRE ¦ 2QU LoRE | Non-Red Flag Warning - Small Fires | Equipment / facility failure | Aggregated | 2038 | 0.00093205 | 543.1039 | 0.5062 | 2038 | Mitigation | 0.95 | 45 | 0 | esc | 0.00097009 | 9.0417e-07 | 0.00097009 | 9.0417e-07
[79 empty] | WLDFR | HFTD - Distribution - Tier 3 - 1QU CoRE ¦ 1QU LoRE | Non-Red Flag Warning - Small Fires | 2039 | 6.3784e-06 | 6.3784e-06 | 0.091184 | 0.042438 | 0.0018418 | 0.046905 | 0 | 0 | 0.0076681 | 5.8161e-07 | 0 | 5.8161e-07 | 5.8161e-07 | 0 | 5.8161e-07 | 0 | 6.6304e-08 | 1.4534e-07 | 0 | 1.4534e-07 | 0 | 3.3439e-06 | 6.6879e-06 | 0 | 6.6879e-06 | [12 empty] | 7.3.3.17.5 (Remote Grid) Updates to grid topology to minimize risk of ignition in HFTDs Remote GridWLDFREquipment / facility failureAggregated | WLDFR | HFTD - Distribution - Tier 2 - 2QU CoRE ¦ 2QU LoRE | Non-Red Flag Warning - Small Fires | Equipment / facility failure | Aggregated | 2039 | 0.00093205 | 543.1039 | 0.5062 | 2039 | Mitigation | 0.95 | 45 | 0 | esc | 0.00097009 | 9.0417e-07 | 0.00097009 | 9.0417e-07
[79 empty] | WLDFR | HFTD - Distribution - Tier 3 - 1QU CoRE ¦ 1QU LoRE | Non-Red Flag Warning - Small Fires | 2040 | 6.3784e-06 | 6.3784e-06 | 0.091184 | 0.042438 | 0.0018418 | 0.046905 | 0 | 0 | 0.0076681 | 5.8161e-07 | 0 | 5.8161e-07 | 5.8161e-07 | 0 | 5.8161e-07 | 0 | 6.6304e-08 | 1.4534e-07 | 0 | 1.4534e-07 | 0 | 3.3439e-06 | 6.6879e-06 | 0 | 6.6879e-06 | [12 empty] | 7.3.3.17.5 (Remote Grid) Updates to grid topology to minimize risk of ignition in HFTDs Remote GridWLDFREquipment / facility failureAggregated | WLDFR | HFTD - Distribution - Tier 2 - 2QU CoRE ¦ 2QU LoRE | Non-Red Flag Warning - Small Fires | Equipment / facility failure | Aggregated | 2040 | 0.00093205 | 543.1039 | 0.5062 | 2040 | Mitigation | 0.95 | 45 | 0 | esc | 0.00097009 | 9.0417e-07 | 0.00097009 | 9.0417e-07
[79 empty] | WLDFR | HFTD - Distribution - Tier 3 - 1QU CoRE ¦ 1QU LoRE | Non-Red Flag Warning - Small Fires | 2041 | 6.3784e-06 | 6.3784e-06 | 0.091184 | 0.042438 | 0.0018418 | 0.046905 | 0 | 0 | 0.0076681 | 5.8161e-07 | 0 | 5.8161e-07 | 5.8161e-07 | 0 | 5.8161e-07 | 0 | 6.6304e-08 | 1.4534e-07 | 0 | 1.4534e-07 | 0 | 3.4963e-06 | 6.9926e-06 | 0 | 6.9926e-06 | [12 empty] | 7.3.3.17.5 (Remote Grid) Updates to grid topology to minimize risk of ignition in HFTDs Remote GridWLDFREquipment / facility failureAggregated | WLDFR | HFTD - Distribution - Tier 2 - 2QU CoRE ¦ 2QU LoRE | Non-Red Flag Warning - Small Fires | Equipment / facility failure | Aggregated | 2041 | 0.00093205 | 543.1039 | 0.5062 | 2041 | Mitigation | 0.95 | 45 | 0 | esc | 0.00097009 | 9.0417e-07 | 0.00097009 | 9.0417e-07
[79 empty] | WLDFR | HFTD - Distribution - Tier 3 - 1QU CoRE ¦ 1QU LoRE | Non-Red Flag Warning - Small Fires | 2042 | 6.3784e-06 | 6.3784e-06 | 0.091184 | 0.042438 | 0.0018418 | 0.046905 | 0 | 0 | 0.0076681 | 5.8161e-07 | 0 | 5.8161e-07 | 5.8161e-07 | 0 | 5.8161e-07 | 0 | 6.6304e-08 | 1.4534e-07 | 0 | 1.4534e-07 | 0 | 3.4963e-06 | 6.9926e-06 | 0 | 6.9926e-06 | [12 empty] | 7.3.3.17.5 (Remote Grid) Updates to grid topology to minimize risk of ignition in HFTDs Remote GridWLDFREquipment / facility failureAggregated | WLDFR | HFTD - Distribution - Tier 2 - 2QU CoRE ¦ 2QU LoRE | Non-Red Flag Warning - Small Fires | Equipment / facility failure | Aggregated | 2042 | 0.00093205 | 543.1039 | 0.5062 | 2042 | Mitigation | 0.95 | 45 | 0 | esc | 0.00097009 | 9.0417e-07 | 0.00097009 | 9.0417e-07
[79 empty] | WLDFR | HFTD - Distribution - Tier 3 - 1QU CoRE ¦ 1QU LoRE | Non-Red Flag Warning - Small Fires | 2043 | 6.3784e-06 | 6.3784e-06 | 0.095486 | 0.044306 | 0.0019228 | 0.049257 | 0 | 0 | 0.0076681 | 6.0904e-07 | 0 | 6.0904e-07 | 6.0904e-07 | 0 | 6.0904e-07 | 0 | 6.6304e-08 | 1.4534e-07 | 0 | 1.4534e-07 | 0 | 3.4963e-06 | 6.9926e-06 | 0 | 6.9926e-06 | [12 empty] | 7.3.3.17.5 (Remote Grid) Updates to grid topology to minimize risk of ignition in HFTDs Remote GridWLDFREquipment / facility failureAggregated | WLDFR | HFTD - Distribution - Tier 2 - 2QU CoRE ¦ 2QU LoRE | Non-Red Flag Warning - Small Fires | Equipment / facility failure | Aggregated | 2043 | 0.00093205 | 543.1039 | 0.5062 | 2043 | Mitigation | 0.95 | 45 | 0 | esc | 0.00097009 | 9.0417e-07 | 0.00097009 | 9.0417e-07
[79 empty] | WLDFR | HFTD - Distribution - Tier 3 - 1QU CoRE ¦ 1QU LoRE | Non-Red Flag Warning - Small Fires | 2044 | 6.3784e-06 | 6.3784e-06 | 0.095486 | 0.044306 | 0.0019228 | 0.049257 | 0 | 0 | 0.0076681 | 6.0904e-07 | 0 | 6.0904e-07 | 6.0904e-07 | 0 | 6.0904e-07 | 0 | 6.9489e-08 | 1.5232e-07 | 0 | 1.5232e-07 | 0 | 3.4963e-06 | 6.9926e-06 | 0 | 6.9926e-06 | [12 empty] | 7.3.3.17.5 (Remote Grid) Updates to grid topology to minimize risk of ignition in HFTDs Remote GridWLDFREquipment / facility failureAggregated | WLDFR | HFTD - Distribution - Tier 2 - 2QU CoRE ¦ 2QU LoRE | Non-Red Flag Warning - Small Fires | Equipment / facility failure | Aggregated | 2044 | 0.00093205 | 543.1039 | 0.5062 | 2044 | Mitigation | 0.95 | 45 | 0 | esc | 0.00097009 | 9.0417e-07 | 0.00097009 | 9.0417e-07
[79 empty] | WLDFR | HFTD - Distribution - Tier 3 - 1QU CoRE ¦ 1QU LoRE | Non-Red Flag Warning - Small Fires | 2045 | 6.3784e-06 | 6.3784e-06 | 0.095486 | 0.044306 | 0.0019228 | 0.049257 | 0 | 0 | 0.0076681 | 6.0904e-07 | 0 | 6.0904e-07 | 6.0904e-07 | 0 | 6.0904e-07 | 0 | 6.9489e-08 | 1.5232e-07 | 0 | 1.5232e-07 | 0 | 3.4963e-06 | 6.9926e-06 | 0 | 6.9926e-06 | [12 empty] | 7.3.3.17.5 (Remote Grid) Updates to grid topology to minimize risk of ignition in HFTDs Remote GridWLDFREquipment / facility failureAggregated | WLDFR | HFTD - Distribution - Tier 2 - 2QU CoRE ¦ 2QU LoRE | Non-Red Flag Warning - Small Fires | Equipment / facility failure | Aggregated | 2045 | 0.00093205 | 543.1039 | 0.5062 | 2045 | Mitigation | 0.95 | 45 | 0 | esc | 0.00097009 | 9.0417e-07 | 0.00097009 | 9.0417e-07
[79 empty] | WLDFR | HFTD - Distribution - Tier 3 - 1QU CoRE ¦ 1QU LoRE | Non-Red Flag Warning - Small Fires | 2046 | 6.3784e-06 | 6.3784e-06 | 0.095486 | 0.044306 | 0.0019228 | 0.049257 | 0 | 0 | 0.0076681 | 6.0904e-07 | 0 | 6.0904e-07 | 6.0904e-07 | 0 | 6.0904e-07 | 0 | 6.9489e-08 | 1.5232e-07 | 0 | 1.5232e-07 | 0 | 3.6612e-06 | 7.3224e-06 | 0 | 7.3224e-06 | [12 empty] | 7.3.3.17.5 (Remote Grid) Updates to grid topology to minimize risk of ignition in HFTDs Remote GridWLDFREquipment / facility failureAggregated | WLDFR | HFTD - Distribution - Tier 2 - 2QU CoRE ¦ 2QU LoRE | Non-Red Flag Warning - Small Fires | Equipment / facility failure | Aggregated | 2046 | 0.00093205 | 543.1039 | 0.5062 | 2046 | Mitigation | 0.95 | 45 | 0 | esc | 0.00097009 | 9.0417e-07 | 0.00097009 | 9.0417e-07
[79 empty] | WLDFR | HFTD - Distribution - Tier 3 - 1QU CoRE ¦ 1QU LoRE | Non-Red Flag Warning - Small Fires | 2047 | 6.3784e-06 | 6.3784e-06 | 0.095486 | 0.044306 | 0.0019228 | 0.049257 | 0 | 0 | 0.0076681 | 6.0904e-07 | 0 | 6.0904e-07 | 6.0904e-07 | 0 | 6.0904e-07 | 0 | 6.9489e-08 | 1.5232e-07 | 0 | 1.5232e-07 | 0 | 3.6612e-06 | 7.3224e-06 | 0 | 7.3224e-06 | [12 empty] | 7.3.3.17.5 (Remote Grid) Updates to grid topology to minimize risk of ignition in HFTDs Remote GridWLDFREquipment / facility failureAggregated | WLDFR | HFTD - Distribution - Tier 2 - 2QU CoRE ¦ 2QU LoRE | Non-Red Flag Warning - Small Fires | Equipment / facility failure | Aggregated | 2047 | 0.00093205 | 543.1039 | 0.5062 | 2047 | Mitigation | 0.95 | 45 | 0 | esc | 0.00097009 | 9.0417e-07 | 0.00097009 | 9.0417e-07
[79 empty] | WLDFR | HFTD - Distribution - Tier 3 - 1QU CoRE ¦ 1QU LoRE | Non-Red Flag Warning - Small Fires | 2048 | 6.3784e-06 | 6.3784e-06 | 0.10007 | 0.04626 | 0.0020076 | 0.051804 | 0 | 0 | 0.0076681 | 6.3829e-07 | 0 | 6.3829e-07 | 6.3829e-07 | 0 | 6.3829e-07 | 0 | 6.9489e-08 | 1.5232e-07 | 0 | 1.5232e-07 | 0 | 3.6612e-06 | 7.3224e-06 | 0 | 7.3224e-06 | [12 empty] | 7.3.3.17.5 (Remote Grid) Updates to grid topology to minimize risk of ignition in HFTDs Remote GridWLDFREquipment / facility failureAggregated | WLDFR | HFTD - Distribution - Tier 2 - 2QU CoRE ¦ 2QU LoRE | Non-Red Flag Warning - Small Fires | Equipment / facility failure | Aggregated | 2048 | 0.00093205 | 543.1039 | 0.5062 | 2048 | Mitigation | 0.95 | 45 | 0 | esc | 0.00097009 | 9.0417e-07 | 0.00097009 | 9.0417e-07
[79 empty] | WLDFR | HFTD - Distribution - Tier 3 - 1QU CoRE ¦ 1QU LoRE | Non-Red Flag Warning - Small Fires | 2049 | 6.3784e-06 | 6.3784e-06 | 0.10007 | 0.04626 | 0.0020076 | 0.051804 | 0 | 0 | 0.0076681 | 6.3829e-07 | 0 | 6.3829e-07 | 6.3829e-07 | 0 | 6.3829e-07 | 0 | 7.2838e-08 | 1.5966e-07 | 0 | 1.5966e-07 | 0 | 3.6612e-06 | 7.3224e-06 | 0 | 7.3224e-06 | [12 empty] | 7.3.3.17.5 (Remote Grid) Updates to grid topology to minimize risk of ignition in HFTDs Remote GridWLDFREquipment / facility failureAggregated | WLDFR | HFTD - Distribution - Tier 2 - 2QU CoRE ¦ 2QU LoRE | Non-Red Flag Warning - Small Fires | Equipment / facility failure | Aggregated | 2049 | 0.00093205 | 543.1039 | 0.5062 | 2049 | Mitigation | 0.95 | 45 | 0 | esc | 0.00097009 | 9.0417e-07 | 0.00097009 | 9.0417e-07
[79 empty] | WLDFR | HFTD - Distribution - Tier 3 - 1QU CoRE ¦ 1QU LoRE | Non-Red Flag Warning - Small Fires | 2050 | 6.3784e-06 | 6.3784e-06 | 0.10007 | 0.04626 | 0.0020076 | 0.051804 | 0 | 0 | 0.0076681 | 6.3829e-07 | 0 | 6.3829e-07 | 6.3829e-07 | 0 | 6.3829e-07 | 0 | 7.2838e-08 | 1.5966e-07 | 0 | 1.5966e-07 | 0 | 3.6612e-06 | 7.3224e-06 | 0 | 7.3224e-06 | [12 empty] | 7.3.3.17.5 (Remote Grid) Updates to grid topology to minimize risk of ignition in HFTDs Remote GridWLDFREquipment / facility failureAggregated | WLDFR | HFTD - Distribution - Tier 2 - 2QU CoRE ¦ 2QU LoRE | Non-Red Flag Warning - Small Fires | Equipment / facility failure | Aggregated | 2050 | 0.00093205 | 543.1039 | 0.5062 | 2050 | Mitigation | 0.95 | 45 | 0 | esc | 0.00097009 | 9.0417e-07 | 0.00097009 | 9.0417e-07
[79 empty] | WLDFR | HFTD - Distribution - Tier 3 - 1QU CoRE ¦ 1QU LoRE | Non-Red Flag Warning - Small Fires | 2051 | 6.3784e-06 | 6.3784e-06 | 0.10007 | 0.04626 | 0.0020076 | 0.051804 | 0 | 0 | 0.0076681 | 6.3829e-07 | 0 | 6.3829e-07 | 6.3829e-07 | 0 | 6.3829e-07 | 0 | 7.2838e-08 | 1.5966e-07 | 0 | 1.5966e-07 | 0 | 3.8371e-06 | 7.6741e-06 | 0 | 7.6741e-06 | [12 empty] | 7.3.3.17.5 (Remote Grid) Updates to grid topology to minimize risk of ignition in HFTDs Remote GridWLDFREquipment / facility failureAggregated | WLDFR | HFTD - Distribution - Tier 2 - 2QU CoRE ¦ 2QU LoRE | Non-Red Flag Warning - Small Fires | Equipment / facility failure | Aggregated | 2051 | 0.00093205 | 543.1039 | 0.5062 | 2051 | Mitigation | 0.95 | 45 | 0 | esc | 0.00097009 | 9.0417e-07 | 0.00097009 | 9.0417e-07
[79 empty] | WLDFR | HFTD - Distribution - Tier 3 - 1QU CoRE ¦ 1QU LoRE | Non-Red Flag Warning - Small Fires | 2052 | 6.3784e-06 | 6.3784e-06 | 0.10007 | 0.04626 | 0.0020076 | 0.051804 | 0 | 0 | 0.0076681 | 6.3829e-07 | 0 | 6.3829e-07 | 6.3829e-07 | 0 | 6.3829e-07 | 0 | 7.2838e-08 | 1.5966e-07 | 0 | 1.5966e-07 | 0 | 3.8371e-06 | 7.6741e-06 | 0 | 7.6741e-06 | [12 empty] | 7.3.3.17.5 (Remote Grid) Updates to grid topology to minimize risk of ignition in HFTDs Remote GridWLDFREquipment / facility failureAggregated | WLDFR | HFTD - Distribution - Tier 2 - 2QU CoRE ¦ 2QU LoRE | Non-Red Flag Warning - Small Fires | Equipment / facility failure | Aggregated | 2052 | 0.00093205 | 543.1039 | 0.5062 | 2052 | Mitigation | 0.95 | 45 | 0 | esc | 0.00097009 | 9.0417e-07 | 0.00097009 | 9.0417e-07
[79 empty] | WLDFR | HFTD - Distribution - Tier 3 - 1QU CoRE ¦ 1QU LoRE | Non-Red Flag Warning - Small Fires | 2053 | 6.3784e-06 | 6.3784e-06 | 0.10489 | 0.048274 | 0.002095 | 0.054525 | 0 | 0 | 0.0076681 | 6.6906e-07 | 0 | 6.6906e-07 | 6.6906e-07 | 0 | 6.6906e-07 | 0 | 7.2838e-08 | 1.5966e-07 | 0 | 1.5966e-07 | 0 | 3.8371e-06 | 7.6741e-06 | 0 | 7.6741e-06 | [12 empty] | 7.3.3.17.5 (Remote Grid) Updates to grid topology to minimize risk of ignition in HFTDs Remote GridWLDFREquipment / facility failureAggregated | WLDFR | HFTD - Distribution - Tier 2 - 2QU CoRE ¦ 2QU LoRE | Non-Red Flag Warning - Small Fires | Equipment / facility failure | Aggregated | 2053 | 0.00093205 | 543.1039 | 0.5062 | 2053 | Mitigation | 0.95 | 45 | 0 | esc | 0.00097009 | 9.0417e-07 | 0.00097009 | 9.0417e-07
[79 empty] | WLDFR | HFTD - Distribution - Tier 3 - 1QU CoRE ¦ 1QU LoRE | Non-Red Flag Warning - Small Fires | 2054 | 6.3784e-06 | 6.3784e-06 | 0.10489 | 0.048274 | 0.002095 | 0.054525 | 0 | 0 | 0.0076681 | 6.6906e-07 | 0 | 6.6906e-07 | 6.6906e-07 | 0 | 6.6906e-07 | 0 | 7.6315e-08 | 1.6728e-07 | 0 | 1.6728e-07 | 0 | 3.8371e-06 | 7.6741e-06 | 0 | 7.6741e-06 | [12 empty] | 7.3.3.17.5 (Remote Grid) Updates to grid topology to minimize risk of ignition in HFTDs Remote GridWLDFREquipment / facility failureAggregated | WLDFR | HFTD - Distribution - Tier 2 - 2QU CoRE ¦ 2QU LoRE | Non-Red Flag Warning - Small Fires | Equipment / facility failure | Aggregated | 2054 | 0.00093205 | 543.1039 | 0.5062 | 2054 | Mitigation | 0.95 | 45 | 0 | esc | 0.00097009 | 9.0417e-07 | 0.00097009 | 9.0417e-07
[79 empty] | WLDFR | HFTD - Distribution - Tier 3 - 1QU CoRE ¦ 1QU LoRE | Non-Red Flag Warning - Small Fires | 2055 | 6.3784e-06 | 6.3784e-06 | 0.10489 | 0.048274 | 0.002095 | 0.054525 | 0 | 0 | 0.0076681 | 6.6906e-07 | 0 | 6.6906e-07 | 6.6906e-07 | 0 | 6.6906e-07 | 0 | 7.6315e-08 | 1.6728e-07 | 0 | 1.6728e-07 | 0 | 0 | 7.6741e-06 | 0 | 7.6741e-06 | [12 empty] | 7.3.3.17.5 (Remote Grid) Updates to grid topology to minimize risk of ignition in HFTDs Remote GridWLDFREquipment / facility failureAggregated | WLDFR | HFTD - Distribution - Tier 2 - 2QU CoRE ¦ 2QU LoRE | Non-Red Flag Warning - Small Fires | Equipment / facility failure | Aggregated | 2055 | 0.00093205 | 543.1039 | 0.5062 | 2055 | Mitigation | 0.95 | 45 | 0 | esc | 0.00097009 | 9.0417e-07 | 0.00097009 | 9.0417e-07
[79 empty] | WLDFR | HFTD - Distribution - Tier 3 - 1QU CoRE ¦ 1QU LoRE | Non-Red Flag Warning - Small Fires | 2056 | 6.3784e-06 | 6.3784e-06 | 0.10489 | 0.048274 | 0.002095 | 0.054525 | 0 | 0 | 0.0076681 | 6.6906e-07 | 0 | 6.6906e-07 | 6.6906e-07 | 0 | 6.6906e-07 | 0 | 7.6315e-08 | 1.6728e-07 | 0 | 1.6728e-07 | 0 | 0 | 0 | 0 | 0 | [12 empty] | 7.3.3.17.5 (Remote Grid) Updates to grid topology to minimize risk of ignition in HFTDs Remote GridWLDFREquipment / facility failureAggregated | WLDFR | HFTD - Distribution - Tier 2 - 2QU CoRE ¦ 2QU LoRE | Non-Red Flag Warning - Small Fires | Equipment / facility failure | Aggregated | 2056 | 0.00093205 | 543.1039 | 0.5062 | 2056 | Mitigation | 0.95 | 45 | 0 | esc | 0.00097009 | 9.0417e-07 | 0.00097009 | 9.0417e-07
[79 empty] | WLDFR | HFTD - Distribution - Tier 3 - 1QU CoRE ¦ 1QU LoRE | Non-Red Flag Warning - Small Fires | 2057 | 6.3784e-06 | 6.3784e-06 | 0.10489 | 0.048274 | 0.002095 | 0.054525 | 0 | 0 | 0.0076681 | 6.6906e-07 | 0 | 6.6906e-07 | 6.6906e-07 | 0 | 6.6906e-07 | 0 | 7.6315e-08 | 1.6728e-07 | 0 | 1.6728e-07 | 0 | 0 | 0 | 0 | 0 | [12 empty] | 7.3.3.17.5 (Remote Grid) Updates to grid topology to minimize risk of ignition in HFTDs Remote GridWLDFREquipment / facility failureAggregated | WLDFR | HFTD - Distribution - Tier 2 - 2QU CoRE ¦ 2QU LoRE | Non-Red Flag Warning - Small Fires | Equipment / facility failure | Aggregated | 2057 | 0.00093205 | 543.1039 | 0.5062 | 2057 | Mitigation | 0.95 | 45 | 0 | esc | 0.00097009 | 9.0417e-07 | 0.00097009 | 9.0417e-07
[79 empty] | WLDFR | HFTD - Distribution - Tier 3 - 1QU CoRE ¦ 1QU LoRE | Non-Red Flag Warning - Small Fires | 2058 | 6.3784e-06 | 6.3784e-06 | 0.1099 | 0.050325 | 0.0021839 | 0.057393 | 0 | 0 | 0.0076681 | 7.01e-07 | 0 | 7.01e-07 | 7.01e-07 | 0 | 7.01e-07 | 0 | 7.6315e-08 | 1.6728e-07 | 0 | 1.6728e-07 | 0 | 0.0016544 | 0 | 0 | 0 | [12 empty] | 7.3.3.17.5 (Remote Grid) Updates to grid topology to minimize risk of ignition in HFTDs Remote GridWLDFREquipment / facility failureAggregated | WLDFR | HFTD - Distribution - Tier 2 - 2QU CoRE ¦ 2QU LoRE | Non-Red Flag Warning - Small Fires | Equipment / facility failure | Aggregated | 2058 | 0.00093205 | 543.1039 | 0.5062 | 2058 | Mitigation | 0.95 | 45 | 0 | esc | 0.00097009 | 9.0417e-07 | 0.00097009 | 9.0417e-07
[79 empty] | WLDFR | HFTD - Distribution - Tier 3 - 1QU CoRE ¦ 1QU LoRE | Non-Red Flag Warning - Small Fires | 2059 | 6.3784e-06 | 6.3784e-06 | 0.1099 | 0.050325 | 0.0021839 | 0.057393 | 0 | 0 | 0.0076681 | 7.01e-07 | 0 | 7.01e-07 | 7.01e-07 | 0 | 7.01e-07 | 0 | 7.9881e-08 | 1.751e-07 | 0 | 1.751e-07 | 0 | 0.0017151 | 0.0034301 | 0 | 0.0034301 | [12 empty] | 7.3.3.17.5 (Remote Grid) Updates to grid topology to minimize risk of ignition in HFTDs Remote GridWLDFREquipment / facility failureAggregated | WLDFR | HFTD - Distribution - Tier 2 - 2QU CoRE ¦ 2QU LoRE | Non-Red Flag Warning - Small Fires | Equipment / facility failure | Aggregated | 2059 | 0.00093205 | 543.1039 | 0.5062 | 2059 | Mitigation | 0.95 | 45 | 0 | esc | 0.00097009 | 9.0417e-07 | 0.00097009 | 9.0417e-07
[79 empty] | WLDFR | HFTD - Distribution - Tier 3 - 1QU CoRE ¦ 1QU LoRE | Non-Red Flag Warning - Small Fires | 2060 | 6.3784e-06 | 6.3784e-06 | 0.1099 | 0.050325 | 0.0021839 | 0.057393 | 0 | 0 | 0.0076681 | 7.01e-07 | 0 | 7.01e-07 | 7.01e-07 | 0 | 7.01e-07 | 0 | 7.9881e-08 | 1.751e-07 | 0 | 1.751e-07 | 0 | 0.0017151 | 0.0034301 | 0 | 0.0034301 | [12 empty] | 7.3.3.17.5 (Remote Grid) Updates to grid topology to minimize risk of ignition in HFTDs Remote GridWLDFREquipment / facility failureAggregated | WLDFR | HFTD - Distribution - Tier 2 - 2QU CoRE ¦ 2QU LoRE | Non-Red Flag Warning - Small Fires | Equipment / facility failure | Aggregated | 2060 | 0.00093205 | 543.1039 | 0.5062 | 2060 | Mitigation | 0.95 | 45 | 0 | esc | 0.00097009 | 9.0417e-07 | 0.00097009 | 9.0417e-07
[79 empty] | WLDFR | HFTD - Distribution - Tier 3 - 1QU CoRE ¦ 1QU LoRE | Non-Red Flag Warning - Small Fires | 2061 | 6.3784e-06 | 6.3784e-06 | 0.1099 | 0.050325 | 0.0021839 | 0.057393 | 0 | 0 | 0.0076681 | 7.01e-07 | 0 | 7.01e-07 | 7.01e-07 | 0 | 7.01e-07 | 0 | 7.9881e-08 | 1.751e-07 | 0 | 1.751e-07 | 0 | 0.0017151 | 0.0034301 | 0 | 0.0034301 | [12 empty] | 7.3.3.17.5 (Remote Grid) Updates to grid topology to minimize risk of ignition in HFTDs Remote GridWLDFREquipment / facility failureAggregated | WLDFR | HFTD - Distribution - Tier 2 - 2QU CoRE ¦ 2QU LoRE | Non-Red Flag Warning - Small Fires | Equipment / facility failure | Aggregated | 2061 | 0.00093205 | 543.1039 | 0.5062 | 2061 | Mitigation | 0.95 | 45 | 0 | esc | 0.00097009 | 9.0417e-07 | 0.00097009 | 9.0417e-07
[79 empty] | WLDFR | HFTD - Distribution - Tier 3 - 1QU CoRE ¦ 1QU LoRE | Non-Red Flag Warning - Small Fires | 2062 | 6.3784e-06 | 6.3784e-06 | 0.1099 | 0.050325 | 0.0021839 | 0.057393 | 0 | 0 | 0.0076681 | 7.01e-07 | 0 | 7.01e-07 | 7.01e-07 | 0 | 7.01e-07 | 0 | 7.9881e-08 | 1.751e-07 | 0 | 1.751e-07 | 0 | 0.0017151 | 0.0034301 | 0 | 0.0034301 | [12 empty] | 7.3.3.17.5 (Remote Grid) Updates to grid topology to minimize risk of ignition in HFTDs Remote GridWLDFREquipment / facility failureAggregated | WLDFR | HFTD - Distribution - Tier 2 - 2QU CoRE ¦ 2QU LoRE | Non-Red Flag Warning - Small Fires | Equipment / facility failure | Aggregated | 2062 | 0.00093205 | 543.1039 | 0.5062 | 2062 | Mitigation | 0.95 | 45 | 0 | esc | 0.00097009 | 9.0417e-07 | 0.00097009 | 9.0417e-07
[79 empty] | WLDFR | HFTD - Distribution - Tier 3 - 1QU CoRE ¦ 1QU LoRE | Non-Red Flag Warning - Small Fires | 2063 | 6.3784e-06 | 6.3784e-06 | 0.11504 | 0.052388 | 0.0022734 | 0.060377 | 0 | 0 | 0.0076681 | 7.3376e-07 | 0 | 7.3376e-07 | 7.3376e-07 | 0 | 7.3376e-07 | 0 | 7.9881e-08 | 1.751e-07 | 0 | 1.751e-07 | 0 | 0.0017151 | 0.0034301 | 0 | 0.0034301 | [12 empty] | 7.3.3.17.5 (Remote Grid) Updates to grid topology to minimize risk of ignition in HFTDs Remote GridWLDFREquipment / facility failureAggregated | WLDFR | HFTD - Distribution - Tier 2 - 2QU CoRE ¦ 2QU LoRE | Non-Red Flag Warning - Small Fires | Equipment / facility failure | Aggregated | 2063 | 0.00093205 | 543.1039 | 0.5062 | 2063 | Mitigation | 0.95 | 45 | 0 | esc | 0.00097009 | 9.0417e-07 | 0.00097009 | 9.0417e-07
[79 empty] | WLDFR | HFTD - Distribution - Tier 3 - 1QU CoRE ¦ 1QU LoRE | Non-Red Flag Warning - Small Fires | 2064 | 6.3784e-06 | 6.3784e-06 | 0.11504 | 0.052388 | 0.0022734 | 0.060377 | 0 | 0 | 0.0076681 | 7.3376e-07 | 0 | 7.3376e-07 | 7.3376e-07 | 0 | 7.3376e-07 | 0 | 8.3494e-08 | 1.8302e-07 | 0 | 1.8302e-07 | 0 | 0.0017915 | 0.0035829 | 0 | 0.0035829 | [12 empty] | 7.3.3.17.5 (Remote Grid) Updates to grid topology to minimize risk of ignition in HFTDs Remote GridWLDFREquipment / facility failureAggregated | WLDFR | HFTD - Distribution - Tier 2 - 2QU CoRE ¦ 2QU LoRE | Non-Red Flag Warning - Small Fires | Equipment / facility failure | Aggregated | 2064 | 0.00093205 | 543.1039 | 0.5062 | 2064 | Mitigation | 0.95 | 45 | 0 | esc | 0.00097009 | 9.0417e-07 | 0.00097009 | 9.0417e-07
[79 empty] | WLDFR | HFTD - Distribution - Tier 3 - 1QU CoRE ¦ 1QU LoRE | Non-Red Flag Warning - Small Fires | 2065 | 6.3784e-06 | 6.3784e-06 | 0.11504 | 0.052388 | 0.0022734 | 0.060377 | 0 | 0 | 0.0076681 | 7.3376e-07 | 0 | 7.3376e-07 | 7.3376e-07 | 0 | 7.3376e-07 | 0 | 8.3494e-08 | 1.8302e-07 | 0 | 1.8302e-07 | 0 | 0.0017915 | 0.0035829 | 0 | 0.0035829 | [12 empty] | 7.3.3.17.5 (Remote Grid) Updates to grid topology to minimize risk of ignition in HFTDs Remote GridWLDFREquipment / facility failureAggregated | WLDFR | HFTD - Distribution - Tier 2 - 2QU CoRE ¦ 2QU LoRE | Non-Red Flag Warning - Small Fires | Equipment / facility failure | Aggregated | 2065 | 0.00093205 | 543.1039 | 0.5062 | 2065 | Mitigation | 0.95 | 45 | 0 | esc | 0.00097009 | 9.0417e-07 | 0.00097009 | 9.0417e-07
[79 empty] | WLDFR | HFTD - Distribution - Tier 3 - 1QU CoRE ¦ 1QU LoRE | Non-Red Flag Warning - Small Fires | 2066 | 6.3784e-06 | 6.3784e-06 | 0.11504 | 0.052388 | 0.0022734 | 0.060377 | 0 | 0 | 0.0076681 | 7.3376e-07 | 0 | 7.3376e-07 | 7.3376e-07 | 0 | 7.3376e-07 | 0 | 8.3494e-08 | 1.8302e-07 | 0 | 1.8302e-07 | 0 | 0.0017915 | 0.0035829 | 0 | 0.0035829 | [12 empty] | 7.3.3.17.5 (Remote Grid) Updates to grid topology to minimize risk of ignition in HFTDs Remote GridWLDFREquipment / facility failureAggregated | WLDFR | HFTD - Distribution - Tier 2 - 2QU CoRE ¦ 2QU LoRE | Non-Red Flag Warning - Small Fires | Equipment / facility failure | Aggregated | 2066 | 0.00093205 | 543.1039 | 0.5062 | 2066 | Mitigation | 0.95 | 45 | 0 | esc | 0.00097009 | 9.0417e-07 | 0.00097009 | 9.0417e-07
[79 empty] | WLDFR | HFTD - Distribution - Tier 3 - 1QU CoRE ¦ 1QU LoRE | Non-Red Flag Warning - Small Fires | 2067 | 0 | 6.3784e-06 | 0.11504 | 0.052388 | 0.0022734 | 0.060377 | 0 | 0 | 0.0076681 | 0 | 0 | 0 | 7.3376e-07 | 0 | 7.3376e-07 | 0 | 0 | 1.8302e-07 | 0 | 1.8302e-07 | 0 | 0.0017915 | 0.0035829 | 0 | 0.0035829 | [12 empty] | 7.3.3.17.5 (Remote Grid) Updates to grid topology to minimize risk of ignition in HFTDs Remote GridWLDFREquipment / facility failureAggregated | WLDFR | HFTD - Distribution - Tier 2 - 2QU CoRE ¦ 2QU LoRE | Non-Red Flag Warning - Small Fires | Equipment / facility failure | Aggregated | 2067 | 0.00093205 | 543.1039 | 0.5062 | 2067 | Mitigation | 0.95 | 45 | 0 | esc | 0 | 0 | 0.00097009 | 9.0417e-07
[79 empty] | WLDFR | HFTD - Distribution - Tier 3 - 1QU CoRE ¦ 1QU LoRE | Red Flag Warning - Catastrophic Fires | 2022 | 2.9819e-07 | 0 | 14146.1306 | 222.2294 | 8585.7228 | 5338.1784 | 0 | 0 | 0.00030739 | 0.0042183 | 0 | 0.0042183 | 0 | 0 | 0 | 0 | 0 | 0 | 0 | 0 | 0 | 0.0017915 | 0.0035829 | 0 | 0.0035829 | [12 empty] | 7.3.3.17.5 (Remote Grid) Updates to grid topology to minimize risk of ignition in HFTDs Remote GridWLDFRVegetation ContactAggregated | WLDFR | HFTD - Distribution - Tier 2 - 2QU CoRE ¦ 2QU LoRE | Non-Red Flag Warning - Small Fires | Vegetation Contact | Aggregated | 2022 | 0.0025109 | 543.1039 | 1.3637 | 2022 | Mitigation | 0.95 | 45 | 0 | esc | 0.00097009 | 2.4358e-06 | 0 | 0
[79 empty] | WLDFR | HFTD - Distribution - Tier 3 - 1QU CoRE ¦ 1QU LoRE | Red Flag Warning - Catastrophic Fires | 2023 | 2.9819e-07 | 2.9819e-07 | 14664.6376 | 233.2301 | 8896.516 | 5534.8915 | 0 | 0 | 0.00030739 | 0.0043729 | 0 | 0.0043729 | 0.0043729 | 0 | 0.0043729 | 0 | 1.3952e-06 | 0 | 0 | 0 | 0 | 0.0018764 | 0.0037528 | 0 | 0.0037528 | [12 empty] | 7.3.3.17.5 (Remote Grid) Updates to grid topology to minimize risk of ignition in HFTDs Remote GridWLDFRVegetation ContactAggregated | WLDFR | HFTD - Distribution - Tier 2 - 2QU CoRE ¦ 2QU LoRE | Non-Red Flag Warning - Small Fires | Vegetation Contact | Aggregated | 2023 | 0.0025109 | 543.1039 | 1.3637 | 2023 | Mitigation | 0.95 | 45 | 0 | esc | 0.00097009 | 2.4358e-06 | 0.00097009 | 2.4358e-06
[79 empty] | WLDFR | HFTD - Distribution - Tier 3 - 1QU CoRE ¦ 1QU LoRE | Red Flag Warning - Catastrophic Fires | 2024 | 2.9819e-07 | 2.9819e-07 | 14664.6376 | 233.2301 | 8896.516 | 5534.8915 | 0 | 0 | 0.00030739 | 0.0043729 | 0 | 0.0043729 | 0.0043729 | 0 | 0.0043729 | 0 | 1.4463e-06 | 3.1703e-06 | 0 | 3.1703e-06 | 0 | 0.0018764 | 0.0037528 | 0 | 0.0037528 | [12 empty] | 7.3.3.17.5 (Remote Grid) Updates to grid topology to minimize risk of ignition in HFTDs Remote GridWLDFRVegetation ContactAggregated | WLDFR | HFTD - Distribution - Tier 2 - 2QU CoRE ¦ 2QU LoRE | Non-Red Flag Warning - Small Fires | Vegetation Contact | Aggregated | 2024 | 0.0025109 | 543.1039 | 1.3637 | 2024 | Mitigation | 0.95 | 45 | 0 | esc | 0.00097009 | 2.4358e-06 | 0.00097009 | 2.4358e-06
[79 empty] | WLDFR | HFTD - Distribution - Tier 3 - 1QU CoRE ¦ 1QU LoRE | Red Flag Warning - Catastrophic Fires | 2025 | 2.9819e-07 | 2.9819e-07 | 14664.6376 | 233.2301 | 8896.516 | 5534.8915 | 0 | 0 | 0.00030739 | 0.0043729 | 0 | 0.0043729 | 0.0043729 | 0 | 0.0043729 | 0 | 1.4463e-06 | 3.1703e-06 | 0 | 3.1703e-06 | 0 | 0.0018764 | 0.0037528 | 0 | 0.0037528 | [12 empty] | 7.3.3.17.5 (Remote Grid) Updates to grid topology to minimize risk of ignition in HFTDs Remote GridWLDFRVegetation ContactAggregated | WLDFR | HFTD - Distribution - Tier 2 - 2QU CoRE ¦ 2QU LoRE | Non-Red Flag Warning - Small Fires | Vegetation Contact | Aggregated | 2025 | 0.0025109 | 543.1039 | 1.3637 | 2025 | Mitigation | 0.95 | 45 | 0 | esc | 0.00097009 | 2.4358e-06 | 0.00097009 | 2.4358e-06
[79 empty] | WLDFR | HFTD - Distribution - Tier 3 - 1QU CoRE ¦ 1QU LoRE | Red Flag Warning - Catastrophic Fires | 2026 | 2.9819e-07 | 2.9819e-07 | 14664.6376 | 233.2301 | 8896.516 | 5534.8915 | 0 | 0 | 0.00030739 | 0.0043729 | 0 | 0.0043729 | 0.0043729 | 0 | 0.0043729 | 0 | 1.4463e-06 | 3.1703e-06 | 0 | 3.1703e-06 | 0 | 0.0018764 | 0.0037528 | 0 | 0.0037528 | [12 empty] | 7.3.3.17.5 (Remote Grid) Updates to grid topology to minimize risk of ignition in HFTDs Remote GridWLDFRVegetation ContactAggregated | WLDFR | HFTD - Distribution - Tier 2 - 2QU CoRE ¦ 2QU LoRE | Non-Red Flag Warning - Small Fires | Vegetation Contact | Aggregated | 2026 | 0.0025109 | 543.1039 | 1.3637 | 2026 | Mitigation | 0.95 | 45 | 0 | esc | 0.00097009 | 2.4358e-06 | 0.00097009 | 2.4358e-06
[79 empty] | WLDFR | HFTD - Distribution - Tier 3 - 1QU CoRE ¦ 1QU LoRE | Red Flag Warning - Catastrophic Fires | 2027 | 2.9819e-07 | 2.9819e-07 | 14664.6376 | 233.2301 | 8896.516 | 5534.8915 | 0 | 0 | 0.00030739 | 0.0043729 | 0 | 0.0043729 | 0.0043729 | 0 | 0.0043729 | 0 | 1.4463e-06 | 3.1703e-06 | 0 | 3.1703e-06 | 0 | 0.0018764 | 0.0037528 | 0 | 0.0037528 | [12 empty] | 7.3.3.17.5 (Remote Grid) Updates to grid topology to minimize risk of ignition in HFTDs Remote GridWLDFRVegetation ContactAggregated | WLDFR | HFTD - Distribution - Tier 2 - 2QU CoRE ¦ 2QU LoRE | Non-Red Flag Warning - Small Fires | Vegetation Contact | Aggregated | 2027 | 0.0025109 | 543.1039 | 1.3637 | 2027 | Mitigation | 0.95 | 45 | 0 | esc | 0.00097009 | 2.4358e-06 | 0.00097009 | 2.4358e-06
[79 empty] | WLDFR | HFTD - Distribution - Tier 3 - 1QU CoRE ¦ 1QU LoRE | Red Flag Warning - Catastrophic Fires | 2028 | 2.9819e-07 | 2.9819e-07 | 15317.9909 | 247.273 | 9287.6491 | 5783.0689 | 0 | 0 | 0.00030739 | 0.0045677 | 0 | 0.0045677 | 0.0045677 | 0 | 0.0045677 | 0 | 1.4463e-06 | 3.1703e-06 | 0 | 3.1703e-06 | 0 | 0.0019686 | 0.0039372 | 0 | 0.0039372 | [12 empty] | 7.3.3.17.5 (Remote Grid) Updates to grid topology to minimize risk of ignition in HFTDs Remote GridWLDFRVegetation ContactAggregated | WLDFR | HFTD - Distribution - Tier 2 - 2QU CoRE ¦ 2QU LoRE | Non-Red Flag Warning - Small Fires | Vegetation Contact | Aggregated | 2028 | 0.0025109 | 543.1039 | 1.3637 | 2028 | Mitigation | 0.95 | 45 | 0 | esc | 0.00097009 | 2.4358e-06 | 0.00097009 | 2.4358e-06
[79 empty] | WLDFR | HFTD - Distribution - Tier 3 - 1QU CoRE ¦ 1QU LoRE | Red Flag Warning - Catastrophic Fires | 2029 | 2.9819e-07 | 2.9819e-07 | 15317.9909 | 247.273 | 9287.6491 | 5783.0689 | 0 | 0 | 0.00030739 | 0.0045677 | 0 | 0.0045677 | 0.0045677 | 0 | 0.0045677 | 0 | 1.5107e-06 | 3.3116e-06 | 0 | 3.3116e-06 | 0 | 0.0019686 | 0.0039372 | 0 | 0.0039372 | [12 empty] | 7.3.3.17.5 (Remote Grid) Updates to grid topology to minimize risk of ignition in HFTDs Remote GridWLDFRVegetation ContactAggregated | WLDFR | HFTD - Distribution - Tier 2 - 2QU CoRE ¦ 2QU LoRE | Non-Red Flag Warning - Small Fires | Vegetation Contact | Aggregated | 2029 | 0.0025109 | 543.1039 | 1.3637 | 2029 | Mitigation | 0.95 | 45 | 0 | esc | 0.00097009 | 2.4358e-06 | 0.00097009 | 2.4358e-06
[79 empty] | WLDFR | HFTD - Distribution - Tier 3 - 1QU CoRE ¦ 1QU LoRE | Red Flag Warning - Catastrophic Fires | 2030 | 2.9819e-07 | 2.9819e-07 | 15317.9909 | 247.273 | 9287.6491 | 5783.0689 | 0 | 0 | 0.00030739 | 0.0045677 | 0 | 0.0045677 | 0.0045677 | 0 | 0.0045677 | 0 | 1.5107e-06 | 3.3116e-06 | 0 | 3.3116e-06 | 0 | 0.0019686 | 0.0039372 | 0 | 0.0039372 | [12 empty] | 7.3.3.17.5 (Remote Grid) Updates to grid topology to minimize risk of ignition in HFTDs Remote GridWLDFRVegetation ContactAggregated | WLDFR | HFTD - Distribution - Tier 2 - 2QU CoRE ¦ 2QU LoRE | Non-Red Flag Warning - Small Fires | Vegetation Contact | Aggregated | 2030 | 0.0025109 | 543.1039 | 1.3637 | 2030 | Mitigation | 0.95 | 45 | 0 | esc | 0.00097009 | 2.4358e-06 | 0.00097009 | 2.4358e-06
[79 empty] | WLDFR | HFTD - Distribution - Tier 3 - 1QU CoRE ¦ 1QU LoRE | Red Flag Warning - Catastrophic Fires | 2031 | 2.9819e-07 | 2.9819e-07 | 15317.9909 | 247.273 | 9287.6491 | 5783.0689 | 0 | 0 | 0.00030739 | 0.0045677 | 0 | 0.0045677 | 0.0045677 | 0 | 0.0045677 | 0 | 1.5107e-06 | 3.3116e-06 | 0 | 3.3116e-06 | 0 | 0.0019686 | 0.0039372 | 0 | 0.0039372 | [12 empty] | 7.3.3.17.5 (Remote Grid) Updates to grid topology to minimize risk of ignition in HFTDs Remote GridWLDFRVegetation ContactAggregated | WLDFR | HFTD - Distribution - Tier 2 - 2QU CoRE ¦ 2QU LoRE | Non-Red Flag Warning - Small Fires | Vegetation Contact | Aggregated | 2031 | 0.0025109 | 543.1039 | 1.3637 | 2031 | Mitigation | 0.95 | 45 | 0 | esc | 0.00097009 | 2.4358e-06 | 0.00097009 | 2.4358e-06
[79 empty] | WLDFR | HFTD - Distribution - Tier 3 - 1QU CoRE ¦ 1QU LoRE | Red Flag Warning - Catastrophic Fires | 2032 | 2.9819e-07 | 2.9819e-07 | 15317.9909 | 247.273 | 9287.6491 | 5783.0689 | 0 | 0 | 0.00030739 | 0.0045677 | 0 | 0.0045677 | 0.0045677 | 0 | 0.0045677 | 0 | 1.5107e-06 | 3.3116e-06 | 0 | 3.3116e-06 | 0 | 0.0019686 | 0.0039372 | 0 | 0.0039372 | [12 empty] | 7.3.3.17.5 (Remote Grid) Updates to grid topology to minimize risk of ignition in HFTDs Remote GridWLDFRVegetation ContactAggregated | WLDFR | HFTD - Distribution - Tier 2 - 2QU CoRE ¦ 2QU LoRE | Non-Red Flag Warning - Small Fires | Vegetation Contact | Aggregated | 2032 | 0.0025109 | 543.1039 | 1.3637 | 2032 | Mitigation | 0.95 | 45 | 0 | esc | 0.00097009 | 2.4358e-06 | 0.00097009 | 2.4358e-06
[79 empty] | WLDFR | HFTD - Distribution - Tier 3 - 1QU CoRE ¦ 1QU LoRE | Red Flag Warning - Catastrophic Fires | 2033 | 2.9819e-07 | 2.9819e-07 | 16044.1264 | 263.1074 | 9721.74 | 6059.2791 | 0 | 0 | 0.00030739 | 0.0047843 | 0 | 0.0047843 | 0.0047843 | 0 | 0.0047843 | 0 | 1.5107e-06 | 3.3116e-06 | 0 | 3.3116e-06 | 0 | 0.0020668 | 0.0041336 | 0 | 0.0041336 | [12 empty] | 7.3.3.17.5 (Remote Grid) Updates to grid topology to minimize risk of ignition in HFTDs Remote GridWLDFRVegetation ContactAggregated | WLDFR | HFTD - Distribution - Tier 2 - 2QU CoRE ¦ 2QU LoRE | Non-Red Flag Warning - Small Fires | Vegetation Contact | Aggregated | 2033 | 0.0025109 | 543.1039 | 1.3637 | 2033 | Mitigation | 0.95 | 45 | 0 | esc | 0.00097009 | 2.4358e-06 | 0.00097009 | 2.4358e-06
[79 empty] | WLDFR | HFTD - Distribution - Tier 3 - 1QU CoRE ¦ 1QU LoRE | Red Flag Warning - Catastrophic Fires | 2034 | 2.9819e-07 | 2.9819e-07 | 16044.1264 | 263.1074 | 9721.74 | 6059.2791 | 0 | 0 | 0.00030739 | 0.0047843 | 0 | 0.0047843 | 0.0047843 | 0 | 0.0047843 | 0 | 1.5823e-06 | 3.4685e-06 | 0 | 3.4685e-06 | 0 | 0.0020668 | 0.0041336 | 0 | 0.0041336 | [12 empty] | 7.3.3.17.5 (Remote Grid) Updates to grid topology to minimize risk of ignition in HFTDs Remote GridWLDFRVegetation ContactAggregated | WLDFR | HFTD - Distribution - Tier 2 - 2QU CoRE ¦ 2QU LoRE | Non-Red Flag Warning - Small Fires | Vegetation Contact | Aggregated | 2034 | 0.0025109 | 543.1039 | 1.3637 | 2034 | Mitigation | 0.95 | 45 | 0 | esc | 0.00097009 | 2.4358e-06 | 0.00097009 | 2.4358e-06
[79 empty] | WLDFR | HFTD - Distribution - Tier 3 - 1QU CoRE ¦ 1QU LoRE | Red Flag Warning - Catastrophic Fires | 2035 | 2.9819e-07 | 2.9819e-07 | 16044.1264 | 263.1074 | 9721.74 | 6059.2791 | 0 | 0 | 0.00030739 | 0.0047843 | 0 | 0.0047843 | 0.0047843 | 0 | 0.0047843 | 0 | 1.5823e-06 | 3.4685e-06 | 0 | 3.4685e-06 | 0 | 0.0020668 | 0.0041336 | 0 | 0.0041336 | [12 empty] | 7.3.3.17.5 (Remote Grid) Updates to grid topology to minimize risk of ignition in HFTDs Remote GridWLDFRVegetation ContactAggregated | WLDFR | HFTD - Distribution - Tier 2 - 2QU CoRE ¦ 2QU LoRE | Non-Red Flag Warning - Small Fires | Vegetation Contact | Aggregated | 2035 | 0.0025109 | 543.1039 | 1.3637 | 2035 | Mitigation | 0.95 | 45 | 0 | esc | 0.00097009 | 2.4358e-06 | 0.00097009 | 2.4358e-06
[79 empty] | WLDFR | HFTD - Distribution - Tier 3 - 1QU CoRE ¦ 1QU LoRE | Red Flag Warning - Catastrophic Fires | 2036 | 2.9819e-07 | 2.9819e-07 | 16044.1264 | 263.1074 | 9721.74 | 6059.2791 | 0 | 0 | 0.00030739 | 0.0047843 | 0 | 0.0047843 | 0.0047843 | 0 | 0.0047843 | 0 | 1.5823e-06 | 3.4685e-06 | 0 | 3.4685e-06 | 0 | 0.0020668 | 0.0041336 | 0 | 0.0041336 | [12 empty] | 7.3.3.17.5 (Remote Grid) Updates to grid topology to minimize risk of ignition in HFTDs Remote GridWLDFRVegetation ContactAggregated | WLDFR | HFTD - Distribution - Tier 2 - 2QU CoRE ¦ 2QU LoRE | Non-Red Flag Warning - Small Fires | Vegetation Contact | Aggregated | 2036 | 0.0025109 | 543.1039 | 1.3637 | 2036 | Mitigation | 0.95 | 45 | 0 | esc | 0.00097009 | 2.4358e-06 | 0.00097009 | 2.4358e-06
[79 empty] | WLDFR | HFTD - Distribution - Tier 3 - 1QU CoRE ¦ 1QU LoRE | Red Flag Warning - Catastrophic Fires | 2037 | 2.9819e-07 | 2.9819e-07 | 16044.1264 | 263.1074 | 9721.74 | 6059.2791 | 0 | 0 | 0.00030739 | 0.0047843 | 0 | 0.0047843 | 0.0047843 | 0 | 0.0047843 | 0 | 1.5823e-06 | 3.4685e-06 | 0 | 3.4685e-06 | 0 | 0.0020668 | 0.0041336 | 0 | 0.0041336 | [12 empty] | 7.3.3.17.5 (Remote Grid) Updates to grid topology to minimize risk of ignition in HFTDs Remote GridWLDFRVegetation ContactAggregated | WLDFR | HFTD - Distribution - Tier 2 - 2QU CoRE ¦ 2QU LoRE | Non-Red Flag Warning - Small Fires | Vegetation Contact | Aggregated | 2037 | 0.0025109 | 543.1039 | 1.3637 | 2037 | Mitigation | 0.95 | 45 | 0 | esc | 0.00097009 | 2.4358e-06 | 0.00097009 | 2.4358e-06
[79 empty] | WLDFR | HFTD - Distribution - Tier 3 - 1QU CoRE ¦ 1QU LoRE | Red Flag Warning - Catastrophic Fires | 2038 | 2.9819e-07 | 2.9819e-07 | 16832.3912 | 280.5544 | 10192.2718 | 6359.5651 | 0 | 0 | 0.00030739 | 0.0050193 | 0 | 0.0050193 | 0.0050193 | 0 | 0.0050193 | 0 | 1.5823e-06 | 3.4685e-06 | 0 | 3.4685e-06 | 0 | 0.0021697 | 0.0043395 | 0 | 0.0043395 | [12 empty] | 7.3.3.17.5 (Remote Grid) Updates to grid topology to minimize risk of ignition in HFTDs Remote GridWLDFRVegetation ContactAggregated | WLDFR | HFTD - Distribution - Tier 2 - 2QU CoRE ¦ 2QU LoRE | Non-Red Flag Warning - Small Fires | Vegetation Contact | Aggregated | 2038 | 0.0025109 | 543.1039 | 1.3637 | 2038 | Mitigation | 0.95 | 45 | 0 | esc | 0.00097009 | 2.4358e-06 | 0.00097009 | 2.4358e-06
[79 empty] | WLDFR | HFTD - Distribution - Tier 3 - 1QU CoRE ¦ 1QU LoRE | Red Flag Warning - Catastrophic Fires | 2039 | 2.9819e-07 | 2.9819e-07 | 16832.3912 | 280.5544 | 10192.2718 | 6359.5651 | 0 | 0 | 0.00030739 | 0.0050193 | 0 | 0.0050193 | 0.0050193 | 0 | 0.0050193 | 0 | 1.6601e-06 | 3.639e-06 | 0 | 3.639e-06 | 0 | 0.0021697 | 0.0043395 | 0 | 0.0043395 | [12 empty] | 7.3.3.17.5 (Remote Grid) Updates to grid topology to minimize risk of ignition in HFTDs Remote GridWLDFRVegetation ContactAggregated | WLDFR | HFTD - Distribution - Tier 2 - 2QU CoRE ¦ 2QU LoRE | Non-Red Flag Warning - Small Fires | Vegetation Contact | Aggregated | 2039 | 0.0025109 | 543.1039 | 1.3637 | 2039 | Mitigation | 0.95 | 45 | 0 | esc | 0.00097009 | 2.4358e-06 | 0.00097009 | 2.4358e-06
[79 empty] | WLDFR | HFTD - Distribution - Tier 3 - 1QU CoRE ¦ 1QU LoRE | Red Flag Warning - Catastrophic Fires | 2040 | 2.9819e-07 | 2.9819e-07 | 16832.3912 | 280.5544 | 10192.2718 | 6359.5651 | 0 | 0 | 0.00030739 | 0.0050193 | 0 | 0.0050193 | 0.0050193 | 0 | 0.0050193 | 0 | 1.6601e-06 | 3.639e-06 | 0 | 3.639e-06 | 0 | 0.0021697 | 0.0043395 | 0 | 0.0043395 | [12 empty] | 7.3.3.17.5 (Remote Grid) Updates to grid topology to minimize risk of ignition in HFTDs Remote GridWLDFRVegetation ContactAggregated | WLDFR | HFTD - Distribution - Tier 2 - 2QU CoRE ¦ 2QU LoRE | Non-Red Flag Warning - Small Fires | Vegetation Contact | Aggregated | 2040 | 0.0025109 | 543.1039 | 1.3637 | 2040 | Mitigation | 0.95 | 45 | 0 | esc | 0.00097009 | 2.4358e-06 | 0.00097009 | 2.4358e-06
[79 empty] | WLDFR | HFTD - Distribution - Tier 3 - 1QU CoRE ¦ 1QU LoRE | Red Flag Warning - Catastrophic Fires | 2041 | 2.9819e-07 | 2.9819e-07 | 16832.3912 | 280.5544 | 10192.2718 | 6359.5651 | 0 | 0 | 0.00030739 | 0.0050193 | 0 | 0.0050193 | 0.0050193 | 0 | 0.0050193 | 0 | 1.6601e-06 | 3.639e-06 | 0 | 3.639e-06 | 0 | 0.0021697 | 0.0043395 | 0 | 0.0043395 | [12 empty] | 7.3.3.17.5 (Remote Grid) Updates to grid topology to minimize risk of ignition in HFTDs Remote GridWLDFRVegetation ContactAggregated | WLDFR | HFTD - Distribution - Tier 2 - 2QU CoRE ¦ 2QU LoRE | Non-Red Flag Warning - Small Fires | Vegetation Contact | Aggregated | 2041 | 0.0025109 | 543.1039 | 1.3637 | 2041 | Mitigation | 0.95 | 45 | 0 | esc | 0.00097009 | 2.4358e-06 | 0.00097009 | 2.4358e-06
[79 empty] | WLDFR | HFTD - Distribution - Tier 3 - 1QU CoRE ¦ 1QU LoRE | Red Flag Warning - Catastrophic Fires | 2042 | 2.9819e-07 | 2.9819e-07 | 16832.3912 | 280.5544 | 10192.2718 | 6359.5651 | 0 | 0 | 0.00030739 | 0.0050193 | 0 | 0.0050193 | 0.0050193 | 0 | 0.0050193 | 0 | 1.6601e-06 | 3.639e-06 | 0 | 3.639e-06 | 0 | 0 | 0.0043395 | 0 | 0.0043395 | [12 empty] | 7.3.3.17.5 (Remote Grid) Updates to grid topology to minimize risk of ignition in HFTDs Remote GridWLDFRVegetation ContactAggregated | WLDFR | HFTD - Distribution - Tier 2 - 2QU CoRE ¦ 2QU LoRE | Non-Red Flag Warning - Small Fires | Vegetation Contact | Aggregated | 2042 | 0.0025109 | 543.1039 | 1.3637 | 2042 | Mitigation | 0.95 | 45 | 0 | esc | 0.00097009 | 2.4358e-06 | 0.00097009 | 2.4358e-06
[79 empty] | WLDFR | HFTD - Distribution - Tier 3 - 1QU CoRE ¦ 1QU LoRE | Red Flag Warning - Catastrophic Fires | 2043 | 2.9819e-07 | 2.9819e-07 | 17672.0852 | 299.42 | 10692.7362 | 6679.929 | 0 | 0 | 0.00030739 | 0.0052697 | 0 | 0.0052697 | 0.0052697 | 0 | 0.0052697 | 0 | 1.6601e-06 | 3.639e-06 | 0 | 3.639e-06 | 0 | 0 | 0 | 0 | 0 | [12 empty] | 7.3.3.17.5 (Remote Grid) Updates to grid topology to minimize risk of ignition in HFTDs Remote GridWLDFRVegetation ContactAggregated | WLDFR | HFTD - Distribution - Tier 2 - 2QU CoRE ¦ 2QU LoRE | Non-Red Flag Warning - Small Fires | Vegetation Contact | Aggregated | 2043 | 0.0025109 | 543.1039 | 1.3637 | 2043 | Mitigation | 0.95 | 45 | 0 | esc | 0.00097009 | 2.4358e-06 | 0.00097009 | 2.4358e-06
[79 empty] | WLDFR | HFTD - Distribution - Tier 3 - 1QU CoRE ¦ 1QU LoRE | Red Flag Warning - Catastrophic Fires | 2044 | 2.9819e-07 | 2.9819e-07 | 17672.0852 | 299.42 | 10692.7362 | 6679.929 | 0 | 0 | 0.00030739 | 0.0052697 | 0 | 0.0052697 | 0.0052697 | 0 | 0.0052697 | 0 | 1.7429e-06 | 3.8205e-06 | 0 | 3.8205e-06 | 0 | 0 | 0 | 0 | 0 | [12 empty] | 7.3.3.17.5 (Remote Grid) Updates to grid topology to minimize risk of ignition in HFTDs Remote GridWLDFRVegetation ContactAggregated | WLDFR | HFTD - Distribution - Tier 2 - 2QU CoRE ¦ 2QU LoRE | Non-Red Flag Warning - Small Fires | Vegetation Contact | Aggregated | 2044 | 0.0025109 | 543.1039 | 1.3637 | 2044 | Mitigation | 0.95 | 45 | 0 | esc | 0.00097009 | 2.4358e-06 | 0.00097009 | 2.4358e-06
[79 empty] | WLDFR | HFTD - Distribution - Tier 3 - 1QU CoRE ¦ 1QU LoRE | Red Flag Warning - Catastrophic Fires | 2045 | 2.9819e-07 | 2.9819e-07 | 17672.0852 | 299.42 | 10692.7362 | 6679.929 | 0 | 0 | 0.00030739 | 0.0052697 | 0 | 0.0052697 | 0.0052697 | 0 | 0.0052697 | 0 | 1.7429e-06 | 3.8205e-06 | 0 | 3.8205e-06 | 0 | 0.00018261 | 0 | 0 | 0 | [12 empty] | 7.3.3.17.5 (Remote Grid) Updates to grid topology to minimize risk of ignition in HFTDs Remote GridWLDFRVegetation ContactAggregated | WLDFR | HFTD - Distribution - Tier 2 - 2QU CoRE ¦ 2QU LoRE | Non-Red Flag Warning - Small Fires | Vegetation Contact | Aggregated | 2045 | 0.0025109 | 543.1039 | 1.3637 | 2045 | Mitigation | 0.95 | 45 | 0 | esc | 0.00097009 | 2.4358e-06 | 0.00097009 | 2.4358e-06
[79 empty] | WLDFR | HFTD - Distribution - Tier 3 - 1QU CoRE ¦ 1QU LoRE | Red Flag Warning - Catastrophic Fires | 2046 | 2.9819e-07 | 2.9819e-07 | 17672.0852 | 299.42 | 10692.7362 | 6679.929 | 0 | 0 | 0.00030739 | 0.0052697 | 0 | 0.0052697 | 0.0052697 | 0 | 0.0052697 | 0 | 1.7429e-06 | 3.8205e-06 | 0 | 3.8205e-06 | 0 | 0.00018929 | 0.00037857 | 0 | 0.00037857 | [12 empty] | 7.3.3.17.5 (Remote Grid) Updates to grid topology to minimize risk of ignition in HFTDs Remote GridWLDFRVegetation ContactAggregated | WLDFR | HFTD - Distribution - Tier 2 - 2QU CoRE ¦ 2QU LoRE | Non-Red Flag Warning - Small Fires | Vegetation Contact | Aggregated | 2046 | 0.0025109 | 543.1039 | 1.3637 | 2046 | Mitigation | 0.95 | 45 | 0 | esc | 0.00097009 | 2.4358e-06 | 0.00097009 | 2.4358e-06
[79 empty] | WLDFR | HFTD - Distribution - Tier 3 - 1QU CoRE ¦ 1QU LoRE | Red Flag Warning - Catastrophic Fires | 2047 | 2.9819e-07 | 2.9819e-07 | 17672.0852 | 299.42 | 10692.7362 | 6679.929 | 0 | 0 | 0.00030739 | 0.0052697 | 0 | 0.0052697 | 0.0052697 | 0 | 0.0052697 | 0 | 1.7429e-06 | 3.8205e-06 | 0 | 3.8205e-06 | 0 | 0.00018929 | 0.00037857 | 0 | 0.00037857 | [12 empty] | 7.3.3.17.5 (Remote Grid) Updates to grid topology to minimize risk of ignition in HFTDs Remote GridWLDFRVegetation ContactAggregated | WLDFR | HFTD - Distribution - Tier 2 - 2QU CoRE ¦ 2QU LoRE | Non-Red Flag Warning - Small Fires | Vegetation Contact | Aggregated | 2047 | 0.0025109 | 543.1039 | 1.3637 | 2047 | Mitigation | 0.95 | 45 | 0 | esc | 0.00097009 | 2.4358e-06 | 0.00097009 | 2.4358e-06
[79 empty] | WLDFR | HFTD - Distribution - Tier 3 - 1QU CoRE ¦ 1QU LoRE | Red Flag Warning - Catastrophic Fires | 2048 | 2.9819e-07 | 2.9819e-07 | 18552.3348 | 319.4911 | 11216.5626 | 7016.281 | 0 | 0 | 0.00030739 | 0.0055322 | 0 | 0.0055322 | 0.0055322 | 0 | 0.0055322 | 0 | 1.7429e-06 | 3.8205e-06 | 0 | 3.8205e-06 | 0 | 0.00018929 | 0.00037857 | 0 | 0.00037857 | [12 empty] | 7.3.3.17.5 (Remote Grid) Updates to grid topology to minimize risk of ignition in HFTDs Remote GridWLDFRVegetation ContactAggregated | WLDFR | HFTD - Distribution - Tier 2 - 2QU CoRE ¦ 2QU LoRE | Non-Red Flag Warning - Small Fires | Vegetation Contact | Aggregated | 2048 | 0.0025109 | 543.1039 | 1.3637 | 2048 | Mitigation | 0.95 | 45 | 0 | esc | 0.00097009 | 2.4358e-06 | 0.00097009 | 2.4358e-06
[79 empty] | WLDFR | HFTD - Distribution - Tier 3 - 1QU CoRE ¦ 1QU LoRE | Red Flag Warning - Catastrophic Fires | 2049 | 2.9819e-07 | 2.9819e-07 | 18552.3348 | 319.4911 | 11216.5626 | 7016.281 | 0 | 0 | 0.00030739 | 0.0055322 | 0 | 0.0055322 | 0.0055322 | 0 | 0.0055322 | 0 | 1.8297e-06 | 4.0108e-06 | 0 | 4.0108e-06 | 0 | 0.00018929 | 0.00037857 | 0 | 0.00037857 | [12 empty] | 7.3.3.17.5 (Remote Grid) Updates to grid topology to minimize risk of ignition in HFTDs Remote GridWLDFRVegetation ContactAggregated | WLDFR | HFTD - Distribution - Tier 2 - 2QU CoRE ¦ 2QU LoRE | Non-Red Flag Warning - Small Fires | Vegetation Contact | Aggregated | 2049 | 0.0025109 | 543.1039 | 1.3637 | 2049 | Mitigation | 0.95 | 45 | 0 | esc | 0.00097009 | 2.4358e-06 | 0.00097009 | 2.4358e-06
[79 empty] | WLDFR | HFTD - Distribution - Tier 3 - 1QU CoRE ¦ 1QU LoRE | Red Flag Warning - Catastrophic Fires | 2050 | 2.9819e-07 | 2.9819e-07 | 18552.3348 | 319.4911 | 11216.5626 | 7016.281 | 0 | 0 | 0.00030739 | 0.0055322 | 0 | 0.0055322 | 0.0055322 | 0 | 0.0055322 | 0 | 1.8297e-06 | 4.0108e-06 | 0 | 4.0108e-06 | 0 | 0.00018929 | 0.00037857 | 0 | 0.00037857 | [12 empty] | 7.3.3.17.5 (Remote Grid) Updates to grid topology to minimize risk of ignition in HFTDs Remote GridWLDFRVegetation ContactAggregated | WLDFR | HFTD - Distribution - Tier 2 - 2QU CoRE ¦ 2QU LoRE | Non-Red Flag Warning - Small Fires | Vegetation Contact | Aggregated | 2050 | 0.0025109 | 543.1039 | 1.3637 | 2050 | Mitigation | 0.95 | 45 | 0 | esc | 0.00097009 | 2.4358e-06 | 0.00097009 | 2.4358e-06
[79 empty] | WLDFR | HFTD - Distribution - Tier 3 - 1QU CoRE ¦ 1QU LoRE | Red Flag Warning - Catastrophic Fires | 2051 | 2.9819e-07 | 2.9819e-07 | 18552.3348 | 319.4911 | 11216.5626 | 7016.281 | 0 | 0 | 0.00030739 | 0.0055322 | 0 | 0.0055322 | 0.0055322 | 0 | 0.0055322 | 0 | 1.8297e-06 | 4.0108e-06 | 0 | 4.0108e-06 | 0 | 0.00019769 | 0.00039537 | 0 | 0.00039537 | [12 empty] | 7.3.3.17.5 (Remote Grid) Updates to grid topology to minimize risk of ignition in HFTDs Remote GridWLDFRVegetation ContactAggregated | WLDFR | HFTD - Distribution - Tier 2 - 2QU CoRE ¦ 2QU LoRE | Non-Red Flag Warning - Small Fires | Vegetation Contact | Aggregated | 2051 | 0.0025109 | 543.1039 | 1.3637 | 2051 | Mitigation | 0.95 | 45 | 0 | esc | 0.00097009 | 2.4358e-06 | 0.00097009 | 2.4358e-06
[79 empty] | WLDFR | HFTD - Distribution - Tier 3 - 1QU CoRE ¦ 1QU LoRE | Red Flag Warning - Catastrophic Fires | 2052 | 2.9819e-07 | 2.9819e-07 | 18552.3348 | 319.4911 | 11216.5626 | 7016.281 | 0 | 0 | 0.00030739 | 0.0055322 | 0 | 0.0055322 | 0.0055322 | 0 | 0.0055322 | 0 | 1.8297e-06 | 4.0108e-06 | 0 | 4.0108e-06 | 0 | 0.00019769 | 0.00039537 | 0 | 0.00039537 | [12 empty] | 7.3.3.17.5 (Remote Grid) Updates to grid topology to minimize risk of ignition in HFTDs Remote GridWLDFRVegetation ContactAggregated | WLDFR | HFTD - Distribution - Tier 2 - 2QU CoRE ¦ 2QU LoRE | Non-Red Flag Warning - Small Fires | Vegetation Contact | Aggregated | 2052 | 0.0025109 | 543.1039 | 1.3637 | 2052 | Mitigation | 0.95 | 45 | 0 | esc | 0.00097009 | 2.4358e-06 | 0.00097009 | 2.4358e-06
[79 empty] | WLDFR | HFTD - Distribution - Tier 3 - 1QU CoRE ¦ 1QU LoRE | Red Flag Warning - Catastrophic Fires | 2053 | 2.9819e-07 | 2.9819e-07 | 19462.1283 | 340.5356 | 11757.1413 | 7364.4514 | 0 | 0 | 0.00030739 | 0.0058035 | 0 | 0.0058035 | 0.0058035 | 0 | 0.0058035 | 0 | 1.8297e-06 | 4.0108e-06 | 0 | 4.0108e-06 | 0 | 0.00019769 | 0.00039537 | 0 | 0.00039537 | [12 empty] | 7.3.3.17.5 (Remote Grid) Updates to grid topology to minimize risk of ignition in HFTDs Remote GridWLDFRVegetation ContactAggregated | WLDFR | HFTD - Distribution - Tier 2 - 2QU CoRE ¦ 2QU LoRE | Non-Red Flag Warning - Small Fires | Vegetation Contact | Aggregated | 2053 | 0.0025109 | 543.1039 | 1.3637 | 2053 | Mitigation | 0.95 | 45 | 0 | esc | 0.00097009 | 2.4358e-06 | 0.00097009 | 2.4358e-06
[79 empty] | WLDFR | HFTD - Distribution - Tier 3 - 1QU CoRE ¦ 1QU LoRE | Red Flag Warning - Catastrophic Fires | 2054 | 2.9819e-07 | 2.9819e-07 | 19462.1283 | 340.5356 | 11757.1413 | 7364.4514 | 0 | 0 | 0.00030739 | 0.0058035 | 0 | 0.0058035 | 0.0058035 | 0 | 0.0058035 | 0 | 1.9194e-06 | 4.2075e-06 | 0 | 4.2075e-06 | 0 | 0.00019769 | 0.00039537 | 0 | 0.00039537 | [12 empty] | 7.3.3.17.5 (Remote Grid) Updates to grid topology to minimize risk of ignition in HFTDs Remote GridWLDFRVegetation ContactAggregated | WLDFR | HFTD - Distribution - Tier 2 - 2QU CoRE ¦ 2QU LoRE | Non-Red Flag Warning - Small Fires | Vegetation Contact | Aggregated | 2054 | 0.0025109 | 543.1039 | 1.3637 | 2054 | Mitigation | 0.95 | 45 | 0 | esc | 0.00097009 | 2.4358e-06 | 0.00097009 | 2.4358e-06
[79 empty] | WLDFR | HFTD - Distribution - Tier 3 - 1QU CoRE ¦ 1QU LoRE | Red Flag Warning - Catastrophic Fires | 2055 | 2.9819e-07 | 2.9819e-07 | 19462.1283 | 340.5356 | 11757.1413 | 7364.4514 | 0 | 0 | 0.00030739 | 0.0058035 | 0 | 0.0058035 | 0.0058035 | 0 | 0.0058035 | 0 | 1.9194e-06 | 4.2075e-06 | 0 | 4.2075e-06 | 0 | 0.00019769 | 0.00039537 | 0 | 0.00039537 | [12 empty] | 7.3.3.17.5 (Remote Grid) Updates to grid topology to minimize risk of ignition in HFTDs Remote GridWLDFRVegetation ContactAggregated | WLDFR | HFTD - Distribution - Tier 2 - 2QU CoRE ¦ 2QU LoRE | Non-Red Flag Warning - Small Fires | Vegetation Contact | Aggregated | 2055 | 0.0025109 | 543.1039 | 1.3637 | 2055 | Mitigation | 0.95 | 45 | 0 | esc | 0.00097009 | 2.4358e-06 | 0.00097009 | 2.4358e-06
[79 empty] | WLDFR | HFTD - Distribution - Tier 3 - 1QU CoRE ¦ 1QU LoRE | Red Flag Warning - Catastrophic Fires | 2056 | 2.9819e-07 | 2.9819e-07 | 19462.1283 | 340.5356 | 11757.1413 | 7364.4514 | 0 | 0 | 0.00030739 | 0.0058035 | 0 | 0.0058035 | 0.0058035 | 0 | 0.0058035 | 0 | 1.9194e-06 | 4.2075e-06 | 0 | 4.2075e-06 | 0 | 0.00020701 | 0.00041403 | 0 | 0.00041403 | [12 empty] | 7.3.3.17.5 (Remote Grid) Updates to grid topology to minimize risk of ignition in HFTDs Remote GridWLDFRVegetation ContactAggregated | WLDFR | HFTD - Distribution - Tier 2 - 2QU CoRE ¦ 2QU LoRE | Non-Red Flag Warning - Small Fires | Vegetation Contact | Aggregated | 2056 | 0.0025109 | 543.1039 | 1.3637 | 2056 | Mitigation | 0.95 | 45 | 0 | esc | 0.00097009 | 2.4358e-06 | 0.00097009 | 2.4358e-06
[79 empty] | WLDFR | HFTD - Distribution - Tier 3 - 1QU CoRE ¦ 1QU LoRE | Red Flag Warning - Catastrophic Fires | 2057 | 2.9819e-07 | 2.9819e-07 | 19462.1283 | 340.5356 | 11757.1413 | 7364.4514 | 0 | 0 | 0.00030739 | 0.0058035 | 0 | 0.0058035 | 0.0058035 | 0 | 0.0058035 | 0 | 1.9194e-06 | 4.2075e-06 | 0 | 4.2075e-06 | 0 | 0.00020701 | 0.00041403 | 0 | 0.00041403 | [12 empty] | 7.3.3.17.5 (Remote Grid) Updates to grid topology to minimize risk of ignition in HFTDs Remote GridWLDFRVegetation ContactAggregated | WLDFR | HFTD - Distribution - Tier 2 - 2QU CoRE ¦ 2QU LoRE | Non-Red Flag Warning - Small Fires | Vegetation Contact | Aggregated | 2057 | 0.0025109 | 543.1039 | 1.3637 | 2057 | Mitigation | 0.95 | 45 | 0 | esc | 0.00097009 | 2.4358e-06 | 0.00097009 | 2.4358e-06
[79 empty] | WLDFR | HFTD - Distribution - Tier 3 - 1QU CoRE ¦ 1QU LoRE | Red Flag Warning - Catastrophic Fires | 2058 | 2.9819e-07 | 2.9819e-07 | 20390.4035 | 362.3049 | 12307.8747 | 7720.2238 | 0 | 0 | 0.00030739 | 0.0060803 | 0 | 0.0060803 | 0.0060803 | 0 | 0.0060803 | 0 | 1.9194e-06 | 4.2075e-06 | 0 | 4.2075e-06 | 0 | 0.00020701 | 0.00041403 | 0 | 0.00041403 | [12 empty] | 7.3.3.17.5 (Remote Grid) Updates to grid topology to minimize risk of ignition in HFTDs Remote GridWLDFRVegetation ContactAggregated | WLDFR | HFTD - Distribution - Tier 2 - 2QU CoRE ¦ 2QU LoRE | Non-Red Flag Warning - Small Fires | Vegetation Contact | Aggregated | 2058 | 0.0025109 | 543.1039 | 1.3637 | 2058 | Mitigation | 0.95 | 45 | 0 | esc | 0.00097009 | 2.4358e-06 | 0.00097009 | 2.4358e-06
[79 empty] | WLDFR | HFTD - Distribution - Tier 3 - 1QU CoRE ¦ 1QU LoRE | Red Flag Warning - Catastrophic Fires | 2059 | 2.9819e-07 | 2.9819e-07 | 20390.4035 | 362.3049 | 12307.8747 | 7720.2238 | 0 | 0 | 0.00030739 | 0.0060803 | 0 | 0.0060803 | 0.0060803 | 0 | 0.0060803 | 0 | 2.011e-06 | 4.4082e-06 | 0 | 4.4082e-06 | 0 | 0.00020701 | 0.00041403 | 0 | 0.00041403 | [12 empty] | 7.3.3.17.5 (Remote Grid) Updates to grid topology to minimize risk of ignition in HFTDs Remote GridWLDFRVegetation ContactAggregated | WLDFR | HFTD - Distribution - Tier 2 - 2QU CoRE ¦ 2QU LoRE | Non-Red Flag Warning - Small Fires | Vegetation Contact | Aggregated | 2059 | 0.0025109 | 543.1039 | 1.3637 | 2059 | Mitigation | 0.95 | 45 | 0 | esc | 0.00097009 | 2.4358e-06 | 0.00097009 | 2.4358e-06
[79 empty] | WLDFR | HFTD - Distribution - Tier 3 - 1QU CoRE ¦ 1QU LoRE | Red Flag Warning - Catastrophic Fires | 2060 | 2.9819e-07 | 2.9819e-07 | 20390.4035 | 362.3049 | 12307.8747 | 7720.2238 | 0 | 0 | 0.00030739 | 0.0060803 | 0 | 0.0060803 | 0.0060803 | 0 | 0.0060803 | 0 | 2.011e-06 | 4.4082e-06 | 0 | 4.4082e-06 | 0 | 0.00020701 | 0.00041403 | 0 | 0.00041403 | [12 empty] | 7.3.3.17.5 (Remote Grid) Updates to grid topology to minimize risk of ignition in HFTDs Remote GridWLDFRVegetation ContactAggregated | WLDFR | HFTD - Distribution - Tier 2 - 2QU CoRE ¦ 2QU LoRE | Non-Red Flag Warning - Small Fires | Vegetation Contact | Aggregated | 2060 | 0.0025109 | 543.1039 | 1.3637 | 2060 | Mitigation | 0.95 | 45 | 0 | esc | 0.00097009 | 2.4358e-06 | 0.00097009 | 2.4358e-06
[79 empty] | WLDFR | HFTD - Distribution - Tier 3 - 1QU CoRE ¦ 1QU LoRE | Red Flag Warning - Catastrophic Fires | 2061 | 2.9819e-07 | 2.9819e-07 | 20390.4035 | 362.3049 | 12307.8747 | 7720.2238 | 0 | 0 | 0.00030739 | 0.0060803 | 0 | 0.0060803 | 0.0060803 | 0 | 0.0060803 | 0 | 2.011e-06 | 4.4082e-06 | 0 | 4.4082e-06 | 0 | 0.00021713 | 0.00043426 | 0 | 0.00043426 | [12 empty] | 7.3.3.17.5 (Remote Grid) Updates to grid topology to minimize risk of ignition in HFTDs Remote GridWLDFRVegetation ContactAggregated | WLDFR | HFTD - Distribution - Tier 2 - 2QU CoRE ¦ 2QU LoRE | Non-Red Flag Warning - Small Fires | Vegetation Contact | Aggregated | 2061 | 0.0025109 | 543.1039 | 1.3637 | 2061 | Mitigation | 0.95 | 45 | 0 | esc | 0.00097009 | 2.4358e-06 | 0.00097009 | 2.4358e-06
[79 empty] | WLDFR | HFTD - Distribution - Tier 3 - 1QU CoRE ¦ 1QU LoRE | Red Flag Warning - Catastrophic Fires | 2062 | 2.9819e-07 | 2.9819e-07 | 20390.4035 | 362.3049 | 12307.8747 | 7720.2238 | 0 | 0 | 0.00030739 | 0.0060803 | 0 | 0.0060803 | 0.0060803 | 0 | 0.0060803 | 0 | 2.011e-06 | 4.4082e-06 | 0 | 4.4082e-06 | 0 | 0.00021713 | 0.00043426 | 0 | 0.00043426 | [12 empty] | 7.3.3.17.5 (Remote Grid) Updates to grid topology to minimize risk of ignition in HFTDs Remote GridWLDFRVegetation ContactAggregated | WLDFR | HFTD - Distribution - Tier 2 - 2QU CoRE ¦ 2QU LoRE | Non-Red Flag Warning - Small Fires | Vegetation Contact | Aggregated | 2062 | 0.0025109 | 543.1039 | 1.3637 | 2062 | Mitigation | 0.95 | 45 | 0 | esc | 0.00097009 | 2.4358e-06 | 0.00097009 | 2.4358e-06
[79 empty] | WLDFR | HFTD - Distribution - Tier 3 - 1QU CoRE ¦ 1QU LoRE | Red Flag Warning - Catastrophic Fires | 2063 | 2.9819e-07 | 2.9819e-07 | 21325.9188 | 384.5316 | 12862.0997 | 8079.2876 | 0 | 0 | 0.00030739 | 0.0063593 | 0 | 0.0063593 | 0.0063593 | 0 | 0.0063593 | 0 | 2.011e-06 | 4.4082e-06 | 0 | 4.4082e-06 | 0 | 0.00021713 | 0.00043426 | 0 | 0.00043426 | [12 empty] | 7.3.3.17.5 (Remote Grid) Updates to grid topology to minimize risk of ignition in HFTDs Remote GridWLDFRVegetation ContactAggregated | WLDFR | HFTD - Distribution - Tier 2 - 2QU CoRE ¦ 2QU LoRE | Non-Red Flag Warning - Small Fires | Vegetation Contact | Aggregated | 2063 | 0.0025109 | 543.1039 | 1.3637 | 2063 | Mitigation | 0.95 | 45 | 0 | esc | 0.00097009 | 2.4358e-06 | 0.00097009 | 2.4358e-06
[79 empty] | WLDFR | HFTD - Distribution - Tier 3 - 1QU CoRE ¦ 1QU LoRE | Red Flag Warning - Catastrophic Fires | 2064 | 2.9819e-07 | 2.9819e-07 | 21325.9188 | 384.5316 | 12862.0997 | 8079.2876 | 0 | 0 | 0.00030739 | 0.0063593 | 0 | 0.0063593 | 0.0063593 | 0 | 0.0063593 | 0 | 2.1033e-06 | 4.6104e-06 | 0 | 4.6104e-06 | 0 | 0.00021713 | 0.00043426 | 0 | 0.00043426 | [12 empty] | 7.3.3.17.5 (Remote Grid) Updates to grid topology to minimize risk of ignition in HFTDs Remote GridWLDFRVegetation ContactAggregated | WLDFR | HFTD - Distribution - Tier 2 - 2QU CoRE ¦ 2QU LoRE | Non-Red Flag Warning - Small Fires | Vegetation Contact | Aggregated | 2064 | 0.0025109 | 543.1039 | 1.3637 | 2064 | Mitigation | 0.95 | 45 | 0 | esc | 0.00097009 | 2.4358e-06 | 0.00097009 | 2.4358e-06
[79 empty] | WLDFR | HFTD - Distribution - Tier 3 - 1QU CoRE ¦ 1QU LoRE | Red Flag Warning - Catastrophic Fires | 2065 | 2.9819e-07 | 2.9819e-07 | 21325.9188 | 384.5316 | 12862.0997 | 8079.2876 | 0 | 0 | 0.00030739 | 0.0063593 | 0 | 0.0063593 | 0.0063593 | 0 | 0.0063593 | 0 | 2.1033e-06 | 4.6104e-06 | 0 | 4.6104e-06 | 0 | 0.00021713 | 0.00043426 | 0 | 0.00043426 | [12 empty] | 7.3.3.17.5 (Remote Grid) Updates to grid topology to minimize risk of ignition in HFTDs Remote GridWLDFRVegetation ContactAggregated | WLDFR | HFTD - Distribution - Tier 2 - 2QU CoRE ¦ 2QU LoRE | Non-Red Flag Warning - Small Fires | Vegetation Contact | Aggregated | 2065 | 0.0025109 | 543.1039 | 1.3637 | 2065 | Mitigation | 0.95 | 45 | 0 | esc | 0.00097009 | 2.4358e-06 | 0.00097009 | 2.4358e-06
[79 empty] | WLDFR | HFTD - Distribution - Tier 3 - 1QU CoRE ¦ 1QU LoRE | Red Flag Warning - Catastrophic Fires | 2066 | 2.9819e-07 | 2.9819e-07 | 21325.9188 | 384.5316 | 12862.0997 | 8079.2876 | 0 | 0 | 0.00030739 | 0.0063593 | 0 | 0.0063593 | 0.0063593 | 0 | 0.0063593 | 0 | 2.1033e-06 | 4.6104e-06 | 0 | 4.6104e-06 | 0 | 0.0002279 | 0.0004558 | 0 | 0.0004558 | [12 empty] | 7.3.3.17.5 (Remote Grid) Updates to grid topology to minimize risk of ignition in HFTDs Remote GridWLDFRVegetation ContactAggregated | WLDFR | HFTD - Distribution - Tier 2 - 2QU CoRE ¦ 2QU LoRE | Non-Red Flag Warning - Small Fires | Vegetation Contact | Aggregated | 2066 | 0.0025109 | 543.1039 | 1.3637 | 2066 | Mitigation | 0.95 | 45 | 0 | esc | 0.00097009 | 2.4358e-06 | 0.00097009 | 2.4358e-06
[79 empty] | WLDFR | HFTD - Distribution - Tier 3 - 1QU CoRE ¦ 1QU LoRE | Red Flag Warning - Catastrophic Fires | 2067 | 0 | 2.9819e-07 | 21325.9188 | 384.5316 | 12862.0997 | 8079.2876 | 0 | 0 | 0.00030739 | 0 | 0 | 0 | 0.0063593 | 0 | 0.0063593 | 0 | 2.1033e-06 | 4.6104e-06 | 0 | 4.6104e-06 | 0 | 0.0002279 | 0.0004558 | 0 | 0.0004558 | [12 empty] | 7.3.3.17.5 (Remote Grid) Updates to grid topology to minimize risk of ignition in HFTDs Remote GridWLDFRVegetation ContactAggregated | WLDFR | HFTD - Distribution - Tier 2 - 2QU CoRE ¦ 2QU LoRE | Non-Red Flag Warning - Small Fires | Vegetation Contact | Aggregated | 2067 | 0.0025109 | 543.1039 | 1.3637 | 2067 | Mitigation | 0.95 | 45 | 0 | esc | 0 | 0 | 0.00097009 | 2.4358e-06
[79 empty] | WLDFR | HFTD - Distribution - Tier 3 - 1QU CoRE ¦ 1QU LoRE | Red Flag Warning - Destructive Fires | 2022 | 4.1347e-08 | 0 | 8807.9522 | 222.2294 | 8585.7228 | 0 | 0 | 0 | 4.2622e-05 | 0.00036419 | 0 | 0.00036419 | 0 | 0 | 0 | 0 | 2.1033e-06 | 4.6104e-06 | 0 | 4.6104e-06 | 0 | 0.0002279 | 0.0004558 | 0 | 0.0004558 | [12 empty] | 7.3.3.17.5 (Remote Grid) Updates to grid topology to minimize risk of ignition in HFTDs Remote GridWLDFRWire-to-wire contactAggregated | WLDFR | HFTD - Distribution - Tier 2 - 2QU CoRE ¦ 2QU LoRE | Non-Red Flag Warning - Small Fires | Wire-to-wire contact | Aggregated | 2022 | 0.00041743 | 543.1039 | 0.22671 | 2022 | Mitigation | 0.95 | 45 | 0 | esc | 0.00097009 | 4.0494e-07 | 0 | 0
[79 empty] | WLDFR | HFTD - Distribution - Tier 3 - 1QU CoRE ¦ 1QU LoRE | Red Flag Warning - Destructive Fires | 2023 | 4.1347e-08 | 4.1347e-08 | 9129.7461 | 233.2301 | 8896.516 | 0 | 0 | 0 | 4.2622e-05 | 0.00037749 | 0 | 0.00037749 | 0.00037749 | 0 | 0.00037749 | 0 | 2.1951e-06 | 4.8118e-06 | 0 | 4.8118e-06 | 0 | 0.0002279 | 0.0004558 | 0 | 0.0004558 | [12 empty] | 7.3.3.17.5 (Remote Grid) Updates to grid topology to minimize risk of ignition in HFTDs Remote GridWLDFRWire-to-wire contactAggregated | WLDFR | HFTD - Distribution - Tier 2 - 2QU CoRE ¦ 2QU LoRE | Non-Red Flag Warning - Small Fires | Wire-to-wire contact | Aggregated | 2023 | 0.00041743 | 543.1039 | 0.22671 | 2023 | Mitigation | 0.95 | 45 | 0 | esc | 0.00097009 | 4.0494e-07 | 0.00097009 | 4.0494e-07
[79 empty] | WLDFR | HFTD - Distribution - Tier 3 - 1QU CoRE ¦ 1QU LoRE | Red Flag Warning - Destructive Fires | 2024 | 4.1347e-08 | 4.1347e-08 | 9129.7461 | 233.2301 | 8896.516 | 0 | 0 | 0 | 4.2622e-05 | 0.00037749 | 0 | 0.00037749 | 0.00037749 | 0 | 0.00037749 | 0 | 2.1951e-06 | 4.8118e-06 | 0 | 4.8118e-06 | 0 | 0.0002279 | 0.0004558 | 0 | 0.0004558 | [12 empty] | 7.3.3.17.5 (Remote Grid) Updates to grid topology to minimize risk of ignition in HFTDs Remote GridWLDFRWire-to-wire contactAggregated | WLDFR | HFTD - Distribution - Tier 2 - 2QU CoRE ¦ 2QU LoRE | Non-Red Flag Warning - Small Fires | Wire-to-wire contact | Aggregated | 2024 | 0.00041743 | 543.1039 | 0.22671 | 2024 | Mitigation | 0.95 | 45 | 0 | esc | 0.00097009 | 4.0494e-07 | 0.00097009 | 4.0494e-07
[79 empty] | WLDFR | HFTD - Distribution - Tier 3 - 1QU CoRE ¦ 1QU LoRE | Red Flag Warning - Destructive Fires | 2025 | 4.1347e-08 | 4.1347e-08 | 9129.7461 | 233.2301 | 8896.516 | 0 | 0 | 0 | 4.2622e-05 | 0.00037749 | 0 | 0.00037749 | 0.00037749 | 0 | 0.00037749 | 0 | 2.1951e-06 | 4.8118e-06 | 0 | 4.8118e-06 | 0 | 0.00023918 | 0.00047835 | 0 | 0.00047835 | [12 empty] | 7.3.3.17.5 (Remote Grid) Updates to grid topology to minimize risk of ignition in HFTDs Remote GridWLDFRWire-to-wire contactAggregated | WLDFR | HFTD - Distribution - Tier 2 - 2QU CoRE ¦ 2QU LoRE | Non-Red Flag Warning - Small Fires | Wire-to-wire contact | Aggregated | 2025 | 0.00041743 | 543.1039 | 0.22671 | 2025 | Mitigation | 0.95 | 45 | 0 | esc | 0.00097009 | 4.0494e-07 | 0.00097009 | 4.0494e-07
[79 empty] | WLDFR | HFTD - Distribution - Tier 3 - 1QU CoRE ¦ 1QU LoRE | Red Flag Warning - Destructive Fires | 2026 | 4.1347e-08 | 4.1347e-08 | 9129.7461 | 233.2301 | 8896.516 | 0 | 0 | 0 | 4.2622e-05 | 0.00037749 | 0 | 0.00037749 | 0.00037749 | 0 | 0.00037749 | 0 | 0 | 4.8118e-06 | 0 | 4.8118e-06 | 0 | 0.00023918 | 0.00047835 | 0 | 0.00047835 | [12 empty] | 7.3.3.17.5 (Remote Grid) Updates to grid topology to minimize risk of ignition in HFTDs Remote GridWLDFRWire-to-wire contactAggregated | WLDFR | HFTD - Distribution - Tier 2 - 2QU CoRE ¦ 2QU LoRE | Non-Red Flag Warning - Small Fires | Wire-to-wire contact | Aggregated | 2026 | 0.00041743 | 543.1039 | 0.22671 | 2026 | Mitigation | 0.95 | 45 | 0 | esc | 0.00097009 | 4.0494e-07 | 0.00097009 | 4.0494e-07
[79 empty] | WLDFR | HFTD - Distribution - Tier 3 - 1QU CoRE ¦ 1QU LoRE | Red Flag Warning - Destructive Fires | 2027 | 4.1347e-08 | 4.1347e-08 | 9129.7461 | 233.2301 | 8896.516 | 0 | 0 | 0 | 4.2622e-05 | 0.00037749 | 0 | 0.00037749 | 0.00037749 | 0 | 0.00037749 | 0 | 0 | 0 | 0 | 0 | 0 | 0.00023918 | 0.00047835 | 0 | 0.00047835 | [12 empty] | 7.3.3.17.5 (Remote Grid) Updates to grid topology to minimize risk of ignition in HFTDs Remote GridWLDFRWire-to-wire contactAggregated | WLDFR | HFTD - Distribution - Tier 2 - 2QU CoRE ¦ 2QU LoRE | Non-Red Flag Warning - Small Fires | Wire-to-wire contact | Aggregated | 2027 | 0.00041743 | 543.1039 | 0.22671 | 2027 | Mitigation | 0.95 | 45 | 0 | esc | 0.00097009 | 4.0494e-07 | 0.00097009 | 4.0494e-07
[79 empty] | WLDFR | HFTD - Distribution - Tier 3 - 1QU CoRE ¦ 1QU LoRE | Red Flag Warning - Destructive Fires | 2028 | 4.1347e-08 | 4.1347e-08 | 9534.9221 | 247.273 | 9287.6491 | 0 | 0 | 0 | 4.2622e-05 | 0.00039424 | 0 | 0.00039424 | 0.00039424 | 0 | 0.00039424 | 0 | 1.0047e-06 | 0 | 0 | 0 | 0 | 0.00023918 | 0.00047835 | 0 | 0.00047835 | [12 empty] | 7.3.3.17.5 (Remote Grid) Updates to grid topology to minimize risk of ignition in HFTDs Remote GridWLDFRWire-to-wire contactAggregated | WLDFR | HFTD - Distribution - Tier 2 - 2QU CoRE ¦ 2QU LoRE | Non-Red Flag Warning - Small Fires | Wire-to-wire contact | Aggregated | 2028 | 0.00041743 | 543.1039 | 0.22671 | 2028 | Mitigation | 0.95 | 45 | 0 | esc | 0.00097009 | 4.0494e-07 | 0.00097009 | 4.0494e-07
[79 empty] | WLDFR | HFTD - Distribution - Tier 3 - 1QU CoRE ¦ 1QU LoRE | Red Flag Warning - Destructive Fires | 2029 | 4.1347e-08 | 4.1347e-08 | 9534.9221 | 247.273 | 9287.6491 | 0 | 0 | 0 | 4.2622e-05 | 0.00039424 | 0 | 0.00039424 | 0.00039424 | 0 | 0.00039424 | 0 | 1.0414e-06 | 2.2828e-06 | 0 | 2.2828e-06 | 0 | 0 | 0.00047835 | 0 | 0.00047835 | [12 empty] | 7.3.3.17.5 (Remote Grid) Updates to grid topology to minimize risk of ignition in HFTDs Remote GridWLDFRWire-to-wire contactAggregated | WLDFR | HFTD - Distribution - Tier 2 - 2QU CoRE ¦ 2QU LoRE | Non-Red Flag Warning - Small Fires | Wire-to-wire contact | Aggregated | 2029 | 0.00041743 | 543.1039 | 0.22671 | 2029 | Mitigation | 0.95 | 45 | 0 | esc | 0.00097009 | 4.0494e-07 | 0.00097009 | 4.0494e-07
[79 empty] | WLDFR | HFTD - Distribution - Tier 3 - 1QU CoRE ¦ 1QU LoRE | Red Flag Warning - Destructive Fires | 2030 | 4.1347e-08 | 4.1347e-08 | 9534.9221 | 247.273 | 9287.6491 | 0 | 0 | 0 | 4.2622e-05 | 0.00039424 | 0 | 0.00039424 | 0.00039424 | 0 | 0.00039424 | 0 | 1.0414e-06 | 2.2828e-06 | 0 | 2.2828e-06 | 0 | 0 | 0 | 0 | 0 | [12 empty] | 7.3.3.17.5 (Remote Grid) Updates to grid topology to minimize risk of ignition in HFTDs Remote GridWLDFRWire-to-wire contactAggregated | WLDFR | HFTD - Distribution - Tier 2 - 2QU CoRE ¦ 2QU LoRE | Non-Red Flag Warning - Small Fires | Wire-to-wire contact | Aggregated | 2030 | 0.00041743 | 543.1039 | 0.22671 | 2030 | Mitigation | 0.95 | 45 | 0 | esc | 0.00097009 | 4.0494e-07 | 0.00097009 | 4.0494e-07
[79 empty] | WLDFR | HFTD - Distribution - Tier 3 - 1QU CoRE ¦ 1QU LoRE | Red Flag Warning - Destructive Fires | 2031 | 4.1347e-08 | 4.1347e-08 | 9534.9221 | 247.273 | 9287.6491 | 0 | 0 | 0 | 4.2622e-05 | 0.00039424 | 0 | 0.00039424 | 0.00039424 | 0 | 0.00039424 | 0 | 1.0414e-06 | 2.2828e-06 | 0 | 2.2828e-06 | 0 | 0 | 0 | 0 | 0 | [12 empty] | 7.3.3.17.5 (Remote Grid) Updates to grid topology to minimize risk of ignition in HFTDs Remote GridWLDFRWire-to-wire contactAggregated | WLDFR | HFTD - Distribution - Tier 2 - 2QU CoRE ¦ 2QU LoRE | Non-Red Flag Warning - Small Fires | Wire-to-wire contact | Aggregated | 2031 | 0.00041743 | 543.1039 | 0.22671 | 2031 | Mitigation | 0.95 | 45 | 0 | esc | 0.00097009 | 4.0494e-07 | 0.00097009 | 4.0494e-07
[79 empty] | WLDFR | HFTD - Distribution - Tier 3 - 1QU CoRE ¦ 1QU LoRE | Red Flag Warning - Destructive Fires | 2032 | 4.1347e-08 | 4.1347e-08 | 9534.9221 | 247.273 | 9287.6491 | 0 | 0 | 0 | 4.2622e-05 | 0.00039424 | 0 | 0.00039424 | 0.00039424 | 0 | 0.00039424 | 0 | 1.0414e-06 | 2.2828e-06 | 0 | 2.2828e-06 | 0 | 8.0311e-07 | 0 | 0 | 0 | [12 empty] | 7.3.3.17.5 (Remote Grid) Updates to grid topology to minimize risk of ignition in HFTDs Remote GridWLDFRWire-to-wire contactAggregated | WLDFR | HFTD - Distribution - Tier 2 - 2QU CoRE ¦ 2QU LoRE | Non-Red Flag Warning - Small Fires | Wire-to-wire contact | Aggregated | 2032 | 0.00041743 | 543.1039 | 0.22671 | 2032 | Mitigation | 0.95 | 45 | 0 | esc | 0.00097009 | 4.0494e-07 | 0.00097009 | 4.0494e-07
[79 empty] | WLDFR | HFTD - Distribution - Tier 3 - 1QU CoRE ¦ 1QU LoRE | Red Flag Warning - Destructive Fires | 2033 | 4.1347e-08 | 4.1347e-08 | 9984.8474 | 263.1074 | 9721.74 | 0 | 0 | 0 | 4.2622e-05 | 0.00041285 | 0 | 0.00041285 | 0.00041285 | 0 | 0.00041285 | 0 | 1.0414e-06 | 2.2828e-06 | 0 | 2.2828e-06 | 0 | 8.3905e-07 | 1.6781e-06 | 0 | 1.6781e-06 | [12 empty] | 7.3.3.17.5 (Remote Grid) Updates to grid topology to minimize risk of ignition in HFTDs Remote GridWLDFRWire-to-wire contactAggregated | WLDFR | HFTD - Distribution - Tier 2 - 2QU CoRE ¦ 2QU LoRE | Non-Red Flag Warning - Small Fires | Wire-to-wire contact | Aggregated | 2033 | 0.00041743 | 543.1039 | 0.22671 | 2033 | Mitigation | 0.95 | 45 | 0 | esc | 0.00097009 | 4.0494e-07 | 0.00097009 | 4.0494e-07
[79 empty] | WLDFR | HFTD - Distribution - Tier 3 - 1QU CoRE ¦ 1QU LoRE | Red Flag Warning - Destructive Fires | 2034 | 4.1347e-08 | 4.1347e-08 | 9984.8474 | 263.1074 | 9721.74 | 0 | 0 | 0 | 4.2622e-05 | 0.00041285 | 0 | 0.00041285 | 0.00041285 | 0 | 0.00041285 | 0 | 1.0876e-06 | 2.3841e-06 | 0 | 2.3841e-06 | 0 | 8.3905e-07 | 1.6781e-06 | 0 | 1.6781e-06 | [12 empty] | 7.3.3.17.5 (Remote Grid) Updates to grid topology to minimize risk of ignition in HFTDs Remote GridWLDFRWire-to-wire contactAggregated | WLDFR | HFTD - Distribution - Tier 2 - 2QU CoRE ¦ 2QU LoRE | Non-Red Flag Warning - Small Fires | Wire-to-wire contact | Aggregated | 2034 | 0.00041743 | 543.1039 | 0.22671 | 2034 | Mitigation | 0.95 | 45 | 0 | esc | 0.00097009 | 4.0494e-07 | 0.00097009 | 4.0494e-07
[79 empty] | WLDFR | HFTD - Distribution - Tier 3 - 1QU CoRE ¦ 1QU LoRE | Red Flag Warning - Destructive Fires | 2035 | 4.1347e-08 | 4.1347e-08 | 9984.8474 | 263.1074 | 9721.74 | 0 | 0 | 0 | 4.2622e-05 | 0.00041285 | 0 | 0.00041285 | 0.00041285 | 0 | 0.00041285 | 0 | 1.0876e-06 | 2.3841e-06 | 0 | 2.3841e-06 | 0 | 8.3905e-07 | 1.6781e-06 | 0 | 1.6781e-06 | [12 empty] | 7.3.3.17.5 (Remote Grid) Updates to grid topology to minimize risk of ignition in HFTDs Remote GridWLDFRWire-to-wire contactAggregated | WLDFR | HFTD - Distribution - Tier 2 - 2QU CoRE ¦ 2QU LoRE | Non-Red Flag Warning - Small Fires | Wire-to-wire contact | Aggregated | 2035 | 0.00041743 | 543.1039 | 0.22671 | 2035 | Mitigation | 0.95 | 45 | 0 | esc | 0.00097009 | 4.0494e-07 | 0.00097009 | 4.0494e-07
[79 empty] | WLDFR | HFTD - Distribution - Tier 3 - 1QU CoRE ¦ 1QU LoRE | Red Flag Warning - Destructive Fires | 2036 | 4.1347e-08 | 4.1347e-08 | 9984.8474 | 263.1074 | 9721.74 | 0 | 0 | 0 | 4.2622e-05 | 0.00041285 | 0 | 0.00041285 | 0.00041285 | 0 | 0.00041285 | 0 | 1.0876e-06 | 2.3841e-06 | 0 | 2.3841e-06 | 0 | 8.3905e-07 | 1.6781e-06 | 0 | 1.6781e-06 | [12 empty] | 7.3.3.17.5 (Remote Grid) Updates to grid topology to minimize risk of ignition in HFTDs Remote GridWLDFRWire-to-wire contactAggregated | WLDFR | HFTD - Distribution - Tier 2 - 2QU CoRE ¦ 2QU LoRE | Non-Red Flag Warning - Small Fires | Wire-to-wire contact | Aggregated | 2036 | 0.00041743 | 543.1039 | 0.22671 | 2036 | Mitigation | 0.95 | 45 | 0 | esc | 0.00097009 | 4.0494e-07 | 0.00097009 | 4.0494e-07
[79 empty] | WLDFR | HFTD - Distribution - Tier 3 - 1QU CoRE ¦ 1QU LoRE | Red Flag Warning - Destructive Fires | 2037 | 4.1347e-08 | 4.1347e-08 | 9984.8474 | 263.1074 | 9721.74 | 0 | 0 | 0 | 4.2622e-05 | 0.00041285 | 0 | 0.00041285 | 0.00041285 | 0 | 0.00041285 | 0 | 1.0876e-06 | 2.3841e-06 | 0 | 2.3841e-06 | 0 | 8.3905e-07 | 1.6781e-06 | 0 | 1.6781e-06 | [12 empty] | 7.3.3.17.5 (Remote Grid) Updates to grid topology to minimize risk of ignition in HFTDs Remote GridWLDFRWire-to-wire contactAggregated | WLDFR | HFTD - Distribution - Tier 2 - 2QU CoRE ¦ 2QU LoRE | Non-Red Flag Warning - Small Fires | Wire-to-wire contact | Aggregated | 2037 | 0.00041743 | 543.1039 | 0.22671 | 2037 | Mitigation | 0.95 | 45 | 0 | esc | 0.00097009 | 4.0494e-07 | 0.00097009 | 4.0494e-07
[79 empty] | WLDFR | HFTD - Distribution - Tier 3 - 1QU CoRE ¦ 1QU LoRE | Red Flag Warning - Destructive Fires | 2038 | 4.1347e-08 | 4.1347e-08 | 10472.8261 | 280.5544 | 10192.2718 | 0 | 0 | 0 | 4.2622e-05 | 0.00043302 | 0 | 0.00043302 | 0.00043302 | 0 | 0.00043302 | 0 | 1.0876e-06 | 2.3841e-06 | 0 | 2.3841e-06 | 0 | 8.8532e-07 | 1.7706e-06 | 0 | 1.7706e-06 | [12 empty] | 7.3.3.17.5 (Remote Grid) Updates to grid topology to minimize risk of ignition in HFTDs Remote GridWLDFRWire-to-wire contactAggregated | WLDFR | HFTD - Distribution - Tier 2 - 2QU CoRE ¦ 2QU LoRE | Non-Red Flag Warning - Small Fires | Wire-to-wire contact | Aggregated | 2038 | 0.00041743 | 543.1039 | 0.22671 | 2038 | Mitigation | 0.95 | 45 | 0 | esc | 0.00097009 | 4.0494e-07 | 0.00097009 | 4.0494e-07
[79 empty] | WLDFR | HFTD - Distribution - Tier 3 - 1QU CoRE ¦ 1QU LoRE | Red Flag Warning - Destructive Fires | 2039 | 4.1347e-08 | 4.1347e-08 | 10472.8261 | 280.5544 | 10192.2718 | 0 | 0 | 0 | 4.2622e-05 | 0.00043302 | 0 | 0.00043302 | 0.00043302 | 0 | 0.00043302 | 0 | 1.1389e-06 | 2.4966e-06 | 0 | 2.4966e-06 | 0 | 8.8532e-07 | 1.7706e-06 | 0 | 1.7706e-06 | [12 empty] | 7.3.3.17.5 (Remote Grid) Updates to grid topology to minimize risk of ignition in HFTDs Remote GridWLDFRWire-to-wire contactAggregated | WLDFR | HFTD - Distribution - Tier 2 - 2QU CoRE ¦ 2QU LoRE | Non-Red Flag Warning - Small Fires | Wire-to-wire contact | Aggregated | 2039 | 0.00041743 | 543.1039 | 0.22671 | 2039 | Mitigation | 0.95 | 45 | 0 | esc | 0.00097009 | 4.0494e-07 | 0.00097009 | 4.0494e-07
[79 empty] | WLDFR | HFTD - Distribution - Tier 3 - 1QU CoRE ¦ 1QU LoRE | Red Flag Warning - Destructive Fires | 2040 | 4.1347e-08 | 4.1347e-08 | 10472.8261 | 280.5544 | 10192.2718 | 0 | 0 | 0 | 4.2622e-05 | 0.00043302 | 0 | 0.00043302 | 0.00043302 | 0 | 0.00043302 | 0 | 1.1389e-06 | 2.4966e-06 | 0 | 2.4966e-06 | 0 | 8.8532e-07 | 1.7706e-06 | 0 | 1.7706e-06 | [12 empty] | 7.3.3.17.5 (Remote Grid) Updates to grid topology to minimize risk of ignition in HFTDs Remote GridWLDFRWire-to-wire contactAggregated | WLDFR | HFTD - Distribution - Tier 2 - 2QU CoRE ¦ 2QU LoRE | Non-Red Flag Warning - Small Fires | Wire-to-wire contact | Aggregated | 2040 | 0.00041743 | 543.1039 | 0.22671 | 2040 | Mitigation | 0.95 | 45 | 0 | esc | 0.00097009 | 4.0494e-07 | 0.00097009 | 4.0494e-07
[79 empty] | WLDFR | HFTD - Distribution - Tier 3 - 1QU CoRE ¦ 1QU LoRE | Red Flag Warning - Destructive Fires | 2041 | 4.1347e-08 | 4.1347e-08 | 10472.8261 | 280.5544 | 10192.2718 | 0 | 0 | 0 | 4.2622e-05 | 0.00043302 | 0 | 0.00043302 | 0.00043302 | 0 | 0.00043302 | 0 | 1.1389e-06 | 2.4966e-06 | 0 | 2.4966e-06 | 0 | 8.8532e-07 | 1.7706e-06 | 0 | 1.7706e-06 | [12 empty] | 7.3.3.17.5 (Remote Grid) Updates to grid topology to minimize risk of ignition in HFTDs Remote GridWLDFRWire-to-wire contactAggregated | WLDFR | HFTD - Distribution - Tier 2 - 2QU CoRE ¦ 2QU LoRE | Non-Red Flag Warning - Small Fires | Wire-to-wire contact | Aggregated | 2041 | 0.00041743 | 543.1039 | 0.22671 | 2041 | Mitigation | 0.95 | 45 | 0 | esc | 0.00097009 | 4.0494e-07 | 0.00097009 | 4.0494e-07
[79 empty] | WLDFR | HFTD - Distribution - Tier 3 - 1QU CoRE ¦ 1QU LoRE | Red Flag Warning - Destructive Fires | 2042 | 4.1347e-08 | 4.1347e-08 | 10472.8261 | 280.5544 | 10192.2718 | 0 | 0 | 0 | 4.2622e-05 | 0.00043302 | 0 | 0.00043302 | 0.00043302 | 0 | 0.00043302 | 0 | 1.1389e-06 | 2.4966e-06 | 0 | 2.4966e-06 | 0 | 8.8532e-07 | 1.7706e-06 | 0 | 1.7706e-06 | [12 empty] | 7.3.3.17.5 (Remote Grid) Updates to grid topology to minimize risk of ignition in HFTDs Remote GridWLDFRWire-to-wire contactAggregated | WLDFR | HFTD - Distribution - Tier 2 - 2QU CoRE ¦ 2QU LoRE | Non-Red Flag Warning - Small Fires | Wire-to-wire contact | Aggregated | 2042 | 0.00041743 | 543.1039 | 0.22671 | 2042 | Mitigation | 0.95 | 45 | 0 | esc | 0.00097009 | 4.0494e-07 | 0.00097009 | 4.0494e-07
[79 empty] | WLDFR | HFTD - Distribution - Tier 3 - 1QU CoRE ¦ 1QU LoRE | Red Flag Warning - Destructive Fires | 2043 | 4.1347e-08 | 4.1347e-08 | 10992.1562 | 299.42 | 10692.7362 | 0 | 0 | 0 | 4.2622e-05 | 0.0004545 | 0 | 0.0004545 | 0.0004545 | 0 | 0.0004545 | 0 | 1.1389e-06 | 2.4966e-06 | 0 | 2.4966e-06 | 0 | 9.3796e-07 | 1.8759e-06 | 0 | 1.8759e-06 | [12 empty] | 7.3.3.17.5 (Remote Grid) Updates to grid topology to minimize risk of ignition in HFTDs Remote GridWLDFRWire-to-wire contactAggregated | WLDFR | HFTD - Distribution - Tier 2 - 2QU CoRE ¦ 2QU LoRE | Non-Red Flag Warning - Small Fires | Wire-to-wire contact | Aggregated | 2043 | 0.00041743 | 543.1039 | 0.22671 | 2043 | Mitigation | 0.95 | 45 | 0 | esc | 0.00097009 | 4.0494e-07 | 0.00097009 | 4.0494e-07
[79 empty] | WLDFR | HFTD - Distribution - Tier 3 - 1QU CoRE ¦ 1QU LoRE | Red Flag Warning - Destructive Fires | 2044 | 4.1347e-08 | 4.1347e-08 | 10992.1562 | 299.42 | 10692.7362 | 0 | 0 | 0 | 4.2622e-05 | 0.0004545 | 0 | 0.0004545 | 0.0004545 | 0 | 0.0004545 | 0 | 1.1946e-06 | 2.6186e-06 | 0 | 2.6186e-06 | 0 | 9.3796e-07 | 1.8759e-06 | 0 | 1.8759e-06 | [12 empty] | 7.3.3.17.5 (Remote Grid) Updates to grid topology to minimize risk of ignition in HFTDs Remote GridWLDFRWire-to-wire contactAggregated | WLDFR | HFTD - Distribution - Tier 2 - 2QU CoRE ¦ 2QU LoRE | Non-Red Flag Warning - Small Fires | Wire-to-wire contact | Aggregated | 2044 | 0.00041743 | 543.1039 | 0.22671 | 2044 | Mitigation | 0.95 | 45 | 0 | esc | 0.00097009 | 4.0494e-07 | 0.00097009 | 4.0494e-07
[79 empty] | WLDFR | HFTD - Distribution - Tier 3 - 1QU CoRE ¦ 1QU LoRE | Red Flag Warning - Destructive Fires | 2045 | 4.1347e-08 | 4.1347e-08 | 10992.1562 | 299.42 | 10692.7362 | 0 | 0 | 0 | 4.2622e-05 | 0.0004545 | 0 | 0.0004545 | 0.0004545 | 0 | 0.0004545 | 0 | 1.1946e-06 | 2.6186e-06 | 0 | 2.6186e-06 | 0 | 9.3796e-07 | 1.8759e-06 | 0 | 1.8759e-06 | [12 empty] | 7.3.3.17.5 (Remote Grid) Updates to grid topology to minimize risk of ignition in HFTDs Remote GridWLDFRWire-to-wire contactAggregated | WLDFR | HFTD - Distribution - Tier 2 - 2QU CoRE ¦ 2QU LoRE | Non-Red Flag Warning - Small Fires | Wire-to-wire contact | Aggregated | 2045 | 0.00041743 | 543.1039 | 0.22671 | 2045 | Mitigation | 0.95 | 45 | 0 | esc | 0.00097009 | 4.0494e-07 | 0.00097009 | 4.0494e-07
[79 empty] | WLDFR | HFTD - Distribution - Tier 3 - 1QU CoRE ¦ 1QU LoRE | Red Flag Warning - Destructive Fires | 2046 | 4.1347e-08 | 4.1347e-08 | 10992.1562 | 299.42 | 10692.7362 | 0 | 0 | 0 | 4.2622e-05 | 0.0004545 | 0 | 0.0004545 | 0.0004545 | 0 | 0.0004545 | 0 | 1.1946e-06 | 2.6186e-06 | 0 | 2.6186e-06 | 0 | 9.3796e-07 | 1.8759e-06 | 0 | 1.8759e-06 | [12 empty] | 7.3.3.17.5 (Remote Grid) Updates to grid topology to minimize risk of ignition in HFTDs Remote GridWLDFRWire-to-wire contactAggregated | WLDFR | HFTD - Distribution - Tier 2 - 2QU CoRE ¦ 2QU LoRE | Non-Red Flag Warning - Small Fires | Wire-to-wire contact | Aggregated | 2046 | 0.00041743 | 543.1039 | 0.22671 | 2046 | Mitigation | 0.95 | 45 | 0 | esc | 0.00097009 | 4.0494e-07 | 0.00097009 | 4.0494e-07
[79 empty] | WLDFR | HFTD - Distribution - Tier 3 - 1QU CoRE ¦ 1QU LoRE | Red Flag Warning - Destructive Fires | 2047 | 4.1347e-08 | 4.1347e-08 | 10992.1562 | 299.42 | 10692.7362 | 0 | 0 | 0 | 4.2622e-05 | 0.0004545 | 0 | 0.0004545 | 0.0004545 | 0 | 0.0004545 | 0 | 1.1946e-06 | 2.6186e-06 | 0 | 2.6186e-06 | 0 | 9.3796e-07 | 1.8759e-06 | 0 | 1.8759e-06 | [12 empty] | 7.3.3.17.5 (Remote Grid) Updates to grid topology to minimize risk of ignition in HFTDs Remote GridWLDFRWire-to-wire contactAggregated | WLDFR | HFTD - Distribution - Tier 2 - 2QU CoRE ¦ 2QU LoRE | Non-Red Flag Warning - Small Fires | Wire-to-wire contact | Aggregated | 2047 | 0.00041743 | 543.1039 | 0.22671 | 2047 | Mitigation | 0.95 | 45 | 0 | esc | 0.00097009 | 4.0494e-07 | 0.00097009 | 4.0494e-07
[79 empty] | WLDFR | HFTD - Distribution - Tier 3 - 1QU CoRE ¦ 1QU LoRE | Red Flag Warning - Destructive Fires | 2048 | 4.1347e-08 | 4.1347e-08 | 11536.0538 | 319.4911 | 11216.5626 | 0 | 0 | 0 | 4.2622e-05 | 0.00047699 | 0 | 0.00047699 | 0.00047699 | 0 | 0.00047699 | 0 | 1.1946e-06 | 2.6186e-06 | 0 | 2.6186e-06 | 0 | 9.9655e-07 | 1.9931e-06 | 0 | 1.9931e-06 | [12 empty] | 7.3.3.17.5 (Remote Grid) Updates to grid topology to minimize risk of ignition in HFTDs Remote GridWLDFRWire-to-wire contactAggregated | WLDFR | HFTD - Distribution - Tier 2 - 2QU CoRE ¦ 2QU LoRE | Non-Red Flag Warning - Small Fires | Wire-to-wire contact | Aggregated | 2048 | 0.00041743 | 543.1039 | 0.22671 | 2048 | Mitigation | 0.95 | 45 | 0 | esc | 0.00097009 | 4.0494e-07 | 0.00097009 | 4.0494e-07
[79 empty] | WLDFR | HFTD - Distribution - Tier 3 - 1QU CoRE ¦ 1QU LoRE | Red Flag Warning - Destructive Fires | 2049 | 4.1347e-08 | 4.1347e-08 | 11536.0538 | 319.4911 | 11216.5626 | 0 | 0 | 0 | 4.2622e-05 | 0.00047699 | 0 | 0.00047699 | 0.00047699 | 0 | 0.00047699 | 0 | 1.2538e-06 | 2.7484e-06 | 0 | 2.7484e-06 | 0 | 9.9655e-07 | 1.9931e-06 | 0 | 1.9931e-06 | [12 empty] | 7.3.3.17.5 (Remote Grid) Updates to grid topology to minimize risk of ignition in HFTDs Remote GridWLDFRWire-to-wire contactAggregated | WLDFR | HFTD - Distribution - Tier 2 - 2QU CoRE ¦ 2QU LoRE | Non-Red Flag Warning - Small Fires | Wire-to-wire contact | Aggregated | 2049 | 0.00041743 | 543.1039 | 0.22671 | 2049 | Mitigation | 0.95 | 45 | 0 | esc | 0.00097009 | 4.0494e-07 | 0.00097009 | 4.0494e-07
[79 empty] | WLDFR | HFTD - Distribution - Tier 3 - 1QU CoRE ¦ 1QU LoRE | Red Flag Warning - Destructive Fires | 2050 | 4.1347e-08 | 4.1347e-08 | 11536.0538 | 319.4911 | 11216.5626 | 0 | 0 | 0 | 4.2622e-05 | 0.00047699 | 0 | 0.00047699 | 0.00047699 | 0 | 0.00047699 | 0 | 1.2538e-06 | 2.7484e-06 | 0 | 2.7484e-06 | 0 | 9.9655e-07 | 1.9931e-06 | 0 | 1.9931e-06 | [12 empty] | 7.3.3.17.5 (Remote Grid) Updates to grid topology to minimize risk of ignition in HFTDs Remote GridWLDFRWire-to-wire contactAggregated | WLDFR | HFTD - Distribution - Tier 2 - 2QU CoRE ¦ 2QU LoRE | Non-Red Flag Warning - Small Fires | Wire-to-wire contact | Aggregated | 2050 | 0.00041743 | 543.1039 | 0.22671 | 2050 | Mitigation | 0.95 | 45 | 0 | esc | 0.00097009 | 4.0494e-07 | 0.00097009 | 4.0494e-07
[79 empty] | WLDFR | HFTD - Distribution - Tier 3 - 1QU CoRE ¦ 1QU LoRE | Red Flag Warning - Destructive Fires | 2051 | 4.1347e-08 | 4.1347e-08 | 11536.0538 | 319.4911 | 11216.5626 | 0 | 0 | 0 | 4.2622e-05 | 0.00047699 | 0 | 0.00047699 | 0.00047699 | 0 | 0.00047699 | 0 | 1.2538e-06 | 2.7484e-06 | 0 | 2.7484e-06 | 0 | 9.9655e-07 | 1.9931e-06 | 0 | 1.9931e-06 | [12 empty] | 7.3.3.17.5 (Remote Grid) Updates to grid topology to minimize risk of ignition in HFTDs Remote GridWLDFRWire-to-wire contactAggregated | WLDFR | HFTD - Distribution - Tier 2 - 2QU CoRE ¦ 2QU LoRE | Non-Red Flag Warning - Small Fires | Wire-to-wire contact | Aggregated | 2051 | 0.00041743 | 543.1039 | 0.22671 | 2051 | Mitigation | 0.95 | 45 | 0 | esc | 0.00097009 | 4.0494e-07 | 0.00097009 | 4.0494e-07
[79 empty] | WLDFR | HFTD - Distribution - Tier 3 - 1QU CoRE ¦ 1QU LoRE | Red Flag Warning - Destructive Fires | 2052 | 4.1347e-08 | 4.1347e-08 | 11536.0538 | 319.4911 | 11216.5626 | 0 | 0 | 0 | 4.2622e-05 | 0.00047699 | 0 | 0.00047699 | 0.00047699 | 0 | 0.00047699 | 0 | 1.2538e-06 | 2.7484e-06 | 0 | 2.7484e-06 | 0 | 9.9655e-07 | 1.9931e-06 | 0 | 1.9931e-06 | [12 empty] | 7.3.3.17.5 (Remote Grid) Updates to grid topology to minimize risk of ignition in HFTDs Remote GridWLDFRWire-to-wire contactAggregated | WLDFR | HFTD - Distribution - Tier 2 - 2QU CoRE ¦ 2QU LoRE | Non-Red Flag Warning - Small Fires | Wire-to-wire contact | Aggregated | 2052 | 0.00041743 | 543.1039 | 0.22671 | 2052 | Mitigation | 0.95 | 45 | 0 | esc | 0.00097009 | 4.0494e-07 | 0.00097009 | 4.0494e-07
[79 empty] | WLDFR | HFTD - Distribution - Tier 3 - 1QU CoRE ¦ 1QU LoRE | Red Flag Warning - Destructive Fires | 2053 | 4.1347e-08 | 4.1347e-08 | 12097.6769 | 340.5356 | 11757.1413 | 0 | 0 | 0 | 4.2622e-05 | 0.00050021 | 0 | 0.00050021 | 0.00050021 | 0 | 0.00050021 | 0 | 1.2538e-06 | 2.7484e-06 | 0 | 2.7484e-06 | 0 | 1.0606e-06 | 2.1213e-06 | 0 | 2.1213e-06 | [12 empty] | 7.3.3.17.5 (Remote Grid) Updates to grid topology to minimize risk of ignition in HFTDs Remote GridWLDFRWire-to-wire contactAggregated | WLDFR | HFTD - Distribution - Tier 2 - 2QU CoRE ¦ 2QU LoRE | Non-Red Flag Warning - Small Fires | Wire-to-wire contact | Aggregated | 2053 | 0.00041743 | 543.1039 | 0.22671 | 2053 | Mitigation | 0.95 | 45 | 0 | esc | 0.00097009 | 4.0494e-07 | 0.00097009 | 4.0494e-07
[79 empty] | WLDFR | HFTD - Distribution - Tier 3 - 1QU CoRE ¦ 1QU LoRE | Red Flag Warning - Destructive Fires | 2054 | 4.1347e-08 | 4.1347e-08 | 12097.6769 | 340.5356 | 11757.1413 | 0 | 0 | 0 | 4.2622e-05 | 0.00050021 | 0 | 0.00050021 | 0.00050021 | 0 | 0.00050021 | 0 | 1.3159e-06 | 2.8844e-06 | 0 | 2.8844e-06 | 0 | 1.0606e-06 | 2.1213e-06 | 0 | 2.1213e-06 | [12 empty] | 7.3.3.17.5 (Remote Grid) Updates to grid topology to minimize risk of ignition in HFTDs Remote GridWLDFRWire-to-wire contactAggregated | WLDFR | HFTD - Distribution - Tier 2 - 2QU CoRE ¦ 2QU LoRE | Non-Red Flag Warning - Small Fires | Wire-to-wire contact | Aggregated | 2054 | 0.00041743 | 543.1039 | 0.22671 | 2054 | Mitigation | 0.95 | 45 | 0 | esc | 0.00097009 | 4.0494e-07 | 0.00097009 | 4.0494e-07
[79 empty] | WLDFR | HFTD - Distribution - Tier 3 - 1QU CoRE ¦ 1QU LoRE | Red Flag Warning - Destructive Fires | 2055 | 4.1347e-08 | 4.1347e-08 | 12097.6769 | 340.5356 | 11757.1413 | 0 | 0 | 0 | 4.2622e-05 | 0.00050021 | 0 | 0.00050021 | 0.00050021 | 0 | 0.00050021 | 0 | 1.3159e-06 | 2.8844e-06 | 0 | 2.8844e-06 | 0 | 1.0606e-06 | 2.1213e-06 | 0 | 2.1213e-06 | [12 empty] | 7.3.3.17.5 (Remote Grid) Updates to grid topology to minimize risk of ignition in HFTDs Remote GridWLDFRWire-to-wire contactAggregated | WLDFR | HFTD - Distribution - Tier 2 - 2QU CoRE ¦ 2QU LoRE | Non-Red Flag Warning - Small Fires | Wire-to-wire contact | Aggregated | 2055 | 0.00041743 | 543.1039 | 0.22671 | 2055 | Mitigation | 0.95 | 45 | 0 | esc | 0.00097009 | 4.0494e-07 | 0.00097009 | 4.0494e-07
[79 empty] | WLDFR | HFTD - Distribution - Tier 3 - 1QU CoRE ¦ 1QU LoRE | Red Flag Warning - Destructive Fires | 2056 | 4.1347e-08 | 4.1347e-08 | 12097.6769 | 340.5356 | 11757.1413 | 0 | 0 | 0 | 4.2622e-05 | 0.00050021 | 0 | 0.00050021 | 0.00050021 | 0 | 0.00050021 | 0 | 1.3159e-06 | 2.8844e-06 | 0 | 2.8844e-06 | 0 | 1.0606e-06 | 2.1213e-06 | 0 | 2.1213e-06 | [12 empty] | 7.3.3.17.5 (Remote Grid) Updates to grid topology to minimize risk of ignition in HFTDs Remote GridWLDFRWire-to-wire contactAggregated | WLDFR | HFTD - Distribution - Tier 2 - 2QU CoRE ¦ 2QU LoRE | Non-Red Flag Warning - Small Fires | Wire-to-wire contact | Aggregated | 2056 | 0.00041743 | 543.1039 | 0.22671 | 2056 | Mitigation | 0.95 | 45 | 0 | esc | 0.00097009 | 4.0494e-07 | 0.00097009 | 4.0494e-07
[79 empty] | WLDFR | HFTD - Distribution - Tier 3 - 1QU CoRE ¦ 1QU LoRE | Red Flag Warning - Destructive Fires | 2057 | 4.1347e-08 | 4.1347e-08 | 12097.6769 | 340.5356 | 11757.1413 | 0 | 0 | 0 | 4.2622e-05 | 0.00050021 | 0 | 0.00050021 | 0.00050021 | 0 | 0.00050021 | 0 | 1.3159e-06 | 2.8844e-06 | 0 | 2.8844e-06 | 0 | 1.0606e-06 | 2.1213e-06 | 0 | 2.1213e-06 | [12 empty] | 7.3.3.17.5 (Remote Grid) Updates to grid topology to minimize risk of ignition in HFTDs Remote GridWLDFRWire-to-wire contactAggregated | WLDFR | HFTD - Distribution - Tier 2 - 2QU CoRE ¦ 2QU LoRE | Non-Red Flag Warning - Small Fires | Wire-to-wire contact | Aggregated | 2057 | 0.00041743 | 543.1039 | 0.22671 | 2057 | Mitigation | 0.95 | 45 | 0 | esc | 0.00097009 | 4.0494e-07 | 0.00097009 | 4.0494e-07
[79 empty] | WLDFR | HFTD - Distribution - Tier 3 - 1QU CoRE ¦ 1QU LoRE | Red Flag Warning - Destructive Fires | 2058 | 4.1347e-08 | 4.1347e-08 | 12670.1796 | 362.3049 | 12307.8747 | 0 | 0 | 0 | 4.2622e-05 | 0.00052388 | 0 | 0.00052388 | 0.00052388 | 0 | 0.00052388 | 0 | 1.3159e-06 | 2.8844e-06 | 0 | 2.8844e-06 | 0 | 1.1297e-06 | 2.2593e-06 | 0 | 2.2593e-06 | [12 empty] | 7.3.3.17.5 (Remote Grid) Updates to grid topology to minimize risk of ignition in HFTDs Remote GridWLDFRWire-to-wire contactAggregated | WLDFR | HFTD - Distribution - Tier 2 - 2QU CoRE ¦ 2QU LoRE | Non-Red Flag Warning - Small Fires | Wire-to-wire contact | Aggregated | 2058 | 0.00041743 | 543.1039 | 0.22671 | 2058 | Mitigation | 0.95 | 45 | 0 | esc | 0.00097009 | 4.0494e-07 | 0.00097009 | 4.0494e-07
[79 empty] | WLDFR | HFTD - Distribution - Tier 3 - 1QU CoRE ¦ 1QU LoRE | Red Flag Warning - Destructive Fires | 2059 | 4.1347e-08 | 4.1347e-08 | 12670.1796 | 362.3049 | 12307.8747 | 0 | 0 | 0 | 4.2622e-05 | 0.00052388 | 0 | 0.00052388 | 0.00052388 | 0 | 0.00052388 | 0 | 1.3799e-06 | 3.0249e-06 | 0 | 3.0249e-06 | 0 | 1.1297e-06 | 2.2593e-06 | 0 | 2.2593e-06 | [12 empty] | 7.3.3.17.5 (Remote Grid) Updates to grid topology to minimize risk of ignition in HFTDs Remote GridWLDFRWire-to-wire contactAggregated | WLDFR | HFTD - Distribution - Tier 2 - 2QU CoRE ¦ 2QU LoRE | Non-Red Flag Warning - Small Fires | Wire-to-wire contact | Aggregated | 2059 | 0.00041743 | 543.1039 | 0.22671 | 2059 | Mitigation | 0.95 | 45 | 0 | esc | 0.00097009 | 4.0494e-07 | 0.00097009 | 4.0494e-07
[79 empty] | WLDFR | HFTD - Distribution - Tier 3 - 1QU CoRE ¦ 1QU LoRE | Red Flag Warning - Destructive Fires | 2060 | 4.1347e-08 | 4.1347e-08 | 12670.1796 | 362.3049 | 12307.8747 | 0 | 0 | 0 | 4.2622e-05 | 0.00052388 | 0 | 0.00052388 | 0.00052388 | 0 | 0.00052388 | 0 | 1.3799e-06 | 3.0249e-06 | 0 | 3.0249e-06 | 0 | 1.1297e-06 | 2.2593e-06 | 0 | 2.2593e-06 | [12 empty] | 7.3.3.17.5 (Remote Grid) Updates to grid topology to minimize risk of ignition in HFTDs Remote GridWLDFRWire-to-wire contactAggregated | WLDFR | HFTD - Distribution - Tier 2 - 2QU CoRE ¦ 2QU LoRE | Non-Red Flag Warning - Small Fires | Wire-to-wire contact | Aggregated | 2060 | 0.00041743 | 543.1039 | 0.22671 | 2060 | Mitigation | 0.95 | 45 | 0 | esc | 0.00097009 | 4.0494e-07 | 0.00097009 | 4.0494e-07
[79 empty] | WLDFR | HFTD - Distribution - Tier 3 - 1QU CoRE ¦ 1QU LoRE | Red Flag Warning - Destructive Fires | 2061 | 4.1347e-08 | 4.1347e-08 | 12670.1796 | 362.3049 | 12307.8747 | 0 | 0 | 0 | 4.2622e-05 | 0.00052388 | 0 | 0.00052388 | 0.00052388 | 0 | 0.00052388 | 0 | 1.3799e-06 | 3.0249e-06 | 0 | 3.0249e-06 | 0 | 1.1297e-06 | 2.2593e-06 | 0 | 2.2593e-06 | [12 empty] | 7.3.3.17.5 (Remote Grid) Updates to grid topology to minimize risk of ignition in HFTDs Remote GridWLDFRWire-to-wire contactAggregated | WLDFR | HFTD - Distribution - Tier 2 - 2QU CoRE ¦ 2QU LoRE | Non-Red Flag Warning - Small Fires | Wire-to-wire contact | Aggregated | 2061 | 0.00041743 | 543.1039 | 0.22671 | 2061 | Mitigation | 0.95 | 45 | 0 | esc | 0.00097009 | 4.0494e-07 | 0.00097009 | 4.0494e-07
[79 empty] | WLDFR | HFTD - Distribution - Tier 3 - 1QU CoRE ¦ 1QU LoRE | Red Flag Warning - Destructive Fires | 2062 | 4.1347e-08 | 4.1347e-08 | 12670.1796 | 362.3049 | 12307.8747 | 0 | 0 | 0 | 4.2622e-05 | 0.00052388 | 0 | 0.00052388 | 0.00052388 | 0 | 0.00052388 | 0 | 1.3799e-06 | 3.0249e-06 | 0 | 3.0249e-06 | 0 | 0 | 2.2593e-06 | 0 | 2.2593e-06 | [12 empty] | 7.3.3.17.5 (Remote Grid) Updates to grid topology to minimize risk of ignition in HFTDs Remote GridWLDFRWire-to-wire contactAggregated | WLDFR | HFTD - Distribution - Tier 2 - 2QU CoRE ¦ 2QU LoRE | Non-Red Flag Warning - Small Fires | Wire-to-wire contact | Aggregated | 2062 | 0.00041743 | 543.1039 | 0.22671 | 2062 | Mitigation | 0.95 | 45 | 0 | esc | 0.00097009 | 4.0494e-07 | 0.00097009 | 4.0494e-07
[79 empty] | WLDFR | HFTD - Distribution - Tier 3 - 1QU CoRE ¦ 1QU LoRE | Red Flag Warning - Destructive Fires | 2063 | 4.1347e-08 | 4.1347e-08 | 13246.6313 | 384.5316 | 12862.0997 | 0 | 0 | 0 | 4.2622e-05 | 0.00054771 | 0 | 0.00054771 | 0.00054771 | 0 | 0.00054771 | 0 | 1.3799e-06 | 3.0249e-06 | 0 | 3.0249e-06 | 0 | 0 | 0 | 0 | 0 | [12 empty] | 7.3.3.17.5 (Remote Grid) Updates to grid topology to minimize risk of ignition in HFTDs Remote GridWLDFRWire-to-wire contactAggregated | WLDFR | HFTD - Distribution - Tier 2 - 2QU CoRE ¦ 2QU LoRE | Non-Red Flag Warning - Small Fires | Wire-to-wire contact | Aggregated | 2063 | 0.00041743 | 543.1039 | 0.22671 | 2063 | Mitigation | 0.95 | 45 | 0 | esc | 0.00097009 | 4.0494e-07 | 0.00097009 | 4.0494e-07
[79 empty] | WLDFR | HFTD - Distribution - Tier 3 - 1QU CoRE ¦ 1QU LoRE | Red Flag Warning - Destructive Fires | 2064 | 4.1347e-08 | 4.1347e-08 | 13246.6313 | 384.5316 | 12862.0997 | 0 | 0 | 0 | 4.2622e-05 | 0.00054771 | 0 | 0.00054771 | 0.00054771 | 0 | 0.00054771 | 0 | 1.4452e-06 | 3.168e-06 | 0 | 3.168e-06 | 0 | 0 | 0 | 0 | 0 | [12 empty] | 7.3.3.17.5 (Remote Grid) Updates to grid topology to minimize risk of ignition in HFTDs Remote GridWLDFRWire-to-wire contactAggregated | WLDFR | HFTD - Distribution - Tier 2 - 2QU CoRE ¦ 2QU LoRE | Non-Red Flag Warning - Small Fires | Wire-to-wire contact | Aggregated | 2064 | 0.00041743 | 543.1039 | 0.22671 | 2064 | Mitigation | 0.95 | 45 | 0 | esc | 0.00097009 | 4.0494e-07 | 0.00097009 | 4.0494e-07
[79 empty] | WLDFR | HFTD - Distribution - Tier 3 - 1QU CoRE ¦ 1QU LoRE | Red Flag Warning - Destructive Fires | 2065 | 4.1347e-08 | 4.1347e-08 | 13246.6313 | 384.5316 | 12862.0997 | 0 | 0 | 0 | 4.2622e-05 | 0.00054771 | 0 | 0.00054771 | 0.00054771 | 0 | 0.00054771 | 0 | 1.4452e-06 | 3.168e-06 | 0 | 3.168e-06 | 0 | 1.1649e-07 | 0 | 0 | 0 | [12 empty] | 7.3.3.17.5 (Remote Grid) Updates to grid topology to minimize risk of ignition in HFTDs Remote GridWLDFRWire-to-wire contactAggregated | WLDFR | HFTD - Distribution - Tier 2 - 2QU CoRE ¦ 2QU LoRE | Non-Red Flag Warning - Small Fires | Wire-to-wire contact | Aggregated | 2065 | 0.00041743 | 543.1039 | 0.22671 | 2065 | Mitigation | 0.95 | 45 | 0 | esc | 0.00097009 | 4.0494e-07 | 0.00097009 | 4.0494e-07
[79 empty] | WLDFR | HFTD - Distribution - Tier 3 - 1QU CoRE ¦ 1QU LoRE | Red Flag Warning - Destructive Fires | 2066 | 4.1347e-08 | 4.1347e-08 | 13246.6313 | 384.5316 | 12862.0997 | 0 | 0 | 0 | 4.2622e-05 | 0.00054771 | 0 | 0.00054771 | 0.00054771 | 0 | 0.00054771 | 0 | 1.4452e-06 | 3.168e-06 | 0 | 3.168e-06 | 0 | 1.2024e-07 | 2.4048e-07 | 0 | 2.4048e-07 | [12 empty] | 7.3.3.17.5 (Remote Grid) Updates to grid topology to minimize risk of ignition in HFTDs Remote GridWLDFRWire-to-wire contactAggregated | WLDFR | HFTD - Distribution - Tier 2 - 2QU CoRE ¦ 2QU LoRE | Non-Red Flag Warning - Small Fires | Wire-to-wire contact | Aggregated | 2066 | 0.00041743 | 543.1039 | 0.22671 | 2066 | Mitigation | 0.95 | 45 | 0 | esc | 0.00097009 | 4.0494e-07 | 0.00097009 | 4.0494e-07
[79 empty] | WLDFR | HFTD - Distribution - Tier 3 - 1QU CoRE ¦ 1QU LoRE | Red Flag Warning - Destructive Fires | 2067 | 0 | 4.1347e-08 | 13246.6313 | 384.5316 | 12862.0997 | 0 | 0 | 0 | 4.2622e-05 | 0 | 0 | 0 | 0.00054771 | 0 | 0.00054771 | 0 | 1.4452e-06 | 3.168e-06 | 0 | 3.168e-06 | 0 | 1.2024e-07 | 2.4048e-07 | 0 | 2.4048e-07 | [12 empty] | 7.3.3.17.5 (Remote Grid) Updates to grid topology to minimize risk of ignition in HFTDs Remote GridWLDFRWire-to-wire contactAggregated | WLDFR | HFTD - Distribution - Tier 2 - 2QU CoRE ¦ 2QU LoRE | Non-Red Flag Warning - Small Fires | Wire-to-wire contact | Aggregated | 2067 | 0.00041743 | 543.1039 | 0.22671 | 2067 | Mitigation | 0.95 | 45 | 0 | esc | 0 | 0 | 0.00097009 | 4.0494e-07
[79 empty] | WLDFR | HFTD - Distribution - Tier 3 - 1QU CoRE ¦ 1QU LoRE | Red Flag Warning - Large Fires | 2022 | 1.3322e-07 | 0 | 5.2406 | 0.69642 | 2.942 | 1.6022 | 0 | 0 | 0.00013733 | 6.9815e-07 | 0 | 6.9815e-07 | 0 | 0 | 0 | 0 | 1.4452e-06 | 3.168e-06 | 0 | 3.168e-06 | 0 | 1.2024e-07 | 2.4048e-07 | 0 | 2.4048e-07 | [12 empty] | 7.3.3.17.5 (Remote Grid) Updates to grid topology to minimize risk of ignition in HFTDs Remote GridWLDFREquipment / facility failureAggregated | WLDFR | HFTD - Distribution - Tier 2 - 2QU CoRE ¦ 2QU LoRE | Red Flag Warning - Catastrophic Fires | Equipment / facility failure | Aggregated | 2022 | 2.3934e-05 | 543.1039 | 0.012998 | 2022 | Mitigation | 0.95 | 45 | 0 | esc | 0.00097009 | 2.3218e-08 | 0 | 0
[79 empty] | WLDFR | HFTD - Distribution - Tier 3 - 1QU CoRE ¦ 1QU LoRE | Red Flag Warning - Large Fires | 2023 | 1.3322e-07 | 1.3322e-07 | 5.475 | 0.71896 | 3.0715 | 1.6846 | 0 | 0 | 0.00013733 | 7.2938e-07 | 0 | 7.2938e-07 | 7.2938e-07 | 0 | 7.2938e-07 | 0 | 1.511e-06 | 3.3121e-06 | 0 | 3.3121e-06 | 0 | 1.2024e-07 | 2.4048e-07 | 0 | 2.4048e-07 | [12 empty] | 7.3.3.17.5 (Remote Grid) Updates to grid topology to minimize risk of ignition in HFTDs Remote GridWLDFREquipment / facility failureAggregated | WLDFR | HFTD - Distribution - Tier 2 - 2QU CoRE ¦ 2QU LoRE | Red Flag Warning - Catastrophic Fires | Equipment / facility failure | Aggregated | 2023 | 2.3934e-05 | 543.1039 | 0.012998 | 2023 | Mitigation | 0.95 | 45 | 0 | esc | 0.00097009 | 2.3218e-08 | 0.00097009 | 2.3218e-08
[79 empty] | WLDFR | HFTD - Distribution - Tier 3 - 1QU CoRE ¦ 1QU LoRE | Red Flag Warning - Large Fires | 2024 | 1.3322e-07 | 1.3322e-07 | 5.475 | 0.71896 | 3.0715 | 1.6846 | 0 | 0 | 0.00013733 | 7.2938e-07 | 0 | 7.2938e-07 | 7.2938e-07 | 0 | 7.2938e-07 | 0 | 1.511e-06 | 3.3121e-06 | 0 | 3.3121e-06 | 0 | 1.2024e-07 | 2.4048e-07 | 0 | 2.4048e-07 | [12 empty] | 7.3.3.17.5 (Remote Grid) Updates to grid topology to minimize risk of ignition in HFTDs Remote GridWLDFREquipment / facility failureAggregated | WLDFR | HFTD - Distribution - Tier 2 - 2QU CoRE ¦ 2QU LoRE | Red Flag Warning - Catastrophic Fires | Equipment / facility failure | Aggregated | 2024 | 2.3934e-05 | 543.1039 | 0.012998 | 2024 | Mitigation | 0.95 | 45 | 0 | esc | 0.00097009 | 2.3218e-08 | 0.00097009 | 2.3218e-08
[79 empty] | WLDFR | HFTD - Distribution - Tier 3 - 1QU CoRE ¦ 1QU LoRE | Red Flag Warning - Large Fires | 2025 | 1.3322e-07 | 1.3322e-07 | 5.475 | 0.71896 | 3.0715 | 1.6846 | 0 | 0 | 0.00013733 | 7.2938e-07 | 0 | 7.2938e-07 | 7.2938e-07 | 0 | 7.2938e-07 | 0 | 1.511e-06 | 3.3121e-06 | 0 | 3.3121e-06 | 0 | 1.2502e-07 | 2.5004e-07 | 0 | 2.5004e-07 | [12 empty] | 7.3.3.17.5 (Remote Grid) Updates to grid topology to minimize risk of ignition in HFTDs Remote GridWLDFREquipment / facility failureAggregated | WLDFR | HFTD - Distribution - Tier 2 - 2QU CoRE ¦ 2QU LoRE | Red Flag Warning - Catastrophic Fires | Equipment / facility failure | Aggregated | 2025 | 2.3934e-05 | 543.1039 | 0.012998 | 2025 | Mitigation | 0.95 | 45 | 0 | esc | 0.00097009 | 2.3218e-08 | 0.00097009 | 2.3218e-08
[79 empty] | WLDFR | HFTD - Distribution - Tier 3 - 1QU CoRE ¦ 1QU LoRE | Red Flag Warning - Large Fires | 2026 | 1.3322e-07 | 1.3322e-07 | 5.475 | 0.71896 | 3.0715 | 1.6846 | 0 | 0 | 0.00013733 | 7.2938e-07 | 0 | 7.2938e-07 | 7.2938e-07 | 0 | 7.2938e-07 | 0 | 1.511e-06 | 3.3121e-06 | 0 | 3.3121e-06 | 0 | 1.2502e-07 | 2.5004e-07 | 0 | 2.5004e-07 | [12 empty] | 7.3.3.17.5 (Remote Grid) Updates to grid topology to minimize risk of ignition in HFTDs Remote GridWLDFREquipment / facility failureAggregated | WLDFR | HFTD - Distribution - Tier 2 - 2QU CoRE ¦ 2QU LoRE | Red Flag Warning - Catastrophic Fires | Equipment / facility failure | Aggregated | 2026 | 2.3934e-05 | 543.1039 | 0.012998 | 2026 | Mitigation | 0.95 | 45 | 0 | esc | 0.00097009 | 2.3218e-08 | 0.00097009 | 2.3218e-08
[79 empty] | WLDFR | HFTD - Distribution - Tier 3 - 1QU CoRE ¦ 1QU LoRE | Red Flag Warning - Large Fires | 2027 | 1.3322e-07 | 1.3322e-07 | 5.475 | 0.71896 | 3.0715 | 1.6846 | 0 | 0 | 0.00013733 | 7.2938e-07 | 0 | 7.2938e-07 | 7.2938e-07 | 0 | 7.2938e-07 | 0 | 1.511e-06 | 3.3121e-06 | 0 | 3.3121e-06 | 0 | 1.2502e-07 | 2.5004e-07 | 0 | 2.5004e-07 | [12 empty] | 7.3.3.17.5 (Remote Grid) Updates to grid topology to minimize risk of ignition in HFTDs Remote GridWLDFREquipment / facility failureAggregated | WLDFR | HFTD - Distribution - Tier 2 - 2QU CoRE ¦ 2QU LoRE | Red Flag Warning - Catastrophic Fires | Equipment / facility failure | Aggregated | 2027 | 2.3934e-05 | 543.1039 | 0.012998 | 2027 | Mitigation | 0.95 | 45 | 0 | esc | 0.00097009 | 2.3218e-08 | 0.00097009 | 2.3218e-08
[79 empty] | WLDFR | HFTD - Distribution - Tier 3 - 1QU CoRE ¦ 1QU LoRE | Red Flag Warning - Large Fires | 2028 | 1.3322e-07 | 1.3322e-07 | 5.777 | 0.74734 | 3.238 | 1.7917 | 0 | 0 | 0.00013733 | 7.6961e-07 | 0 | 7.6961e-07 | 7.6961e-07 | 0 | 7.6961e-07 | 0 | 1.5764e-06 | 3.4555e-06 | 0 | 3.4555e-06 | 0 | 1.2502e-07 | 2.5004e-07 | 0 | 2.5004e-07 | [12 empty] | 7.3.3.17.5 (Remote Grid) Updates to grid topology to minimize risk of ignition in HFTDs Remote GridWLDFREquipment / facility failureAggregated | WLDFR | HFTD - Distribution - Tier 2 - 2QU CoRE ¦ 2QU LoRE | Red Flag Warning - Catastrophic Fires | Equipment / facility failure | Aggregated | 2028 | 2.3934e-05 | 543.1039 | 0.012998 | 2028 | Mitigation | 0.95 | 45 | 0 | esc | 0.00097009 | 2.3218e-08 | 0.00097009 | 2.3218e-08
[79 empty] | WLDFR | HFTD - Distribution - Tier 3 - 1QU CoRE ¦ 1QU LoRE | Red Flag Warning - Large Fires | 2029 | 1.3322e-07 | 1.3322e-07 | 5.777 | 0.74734 | 3.238 | 1.7917 | 0 | 0 | 0.00013733 | 7.6961e-07 | 0 | 7.6961e-07 | 7.6961e-07 | 0 | 7.6961e-07 | 0 | 1.5764e-06 | 3.4555e-06 | 0 | 3.4555e-06 | 0 | 1.2502e-07 | 2.5004e-07 | 0 | 2.5004e-07 | [12 empty] | 7.3.3.17.5 (Remote Grid) Updates to grid topology to minimize risk of ignition in HFTDs Remote GridWLDFREquipment / facility failureAggregated | WLDFR | HFTD - Distribution - Tier 2 - 2QU CoRE ¦ 2QU LoRE | Red Flag Warning - Catastrophic Fires | Equipment / facility failure | Aggregated | 2029 | 2.3934e-05 | 543.1039 | 0.012998 | 2029 | Mitigation | 0.95 | 45 | 0 | esc | 0.00097009 | 2.3218e-08 | 0.00097009 | 2.3218e-08
[79 empty] | WLDFR | HFTD - Distribution - Tier 3 - 1QU CoRE ¦ 1QU LoRE | Red Flag Warning - Large Fires | 2030 | 1.3322e-07 | 1.3322e-07 | 5.777 | 0.74734 | 3.238 | 1.7917 | 0 | 0 | 0.00013733 | 7.6961e-07 | 0 | 7.6961e-07 | 7.6961e-07 | 0 | 7.6961e-07 | 0 | 1.5764e-06 | 3.4555e-06 | 0 | 3.4555e-06 | 0 | 1.3041e-07 | 2.6082e-07 | 0 | 2.6082e-07 | [12 empty] | 7.3.3.17.5 (Remote Grid) Updates to grid topology to minimize risk of ignition in HFTDs Remote GridWLDFREquipment / facility failureAggregated | WLDFR | HFTD - Distribution - Tier 2 - 2QU CoRE ¦ 2QU LoRE | Red Flag Warning - Catastrophic Fires | Equipment / facility failure | Aggregated | 2030 | 2.3934e-05 | 543.1039 | 0.012998 | 2030 | Mitigation | 0.95 | 45 | 0 | esc | 0.00097009 | 2.3218e-08 | 0.00097009 | 2.3218e-08
[79 empty] | WLDFR | HFTD - Distribution - Tier 3 - 1QU CoRE ¦ 1QU LoRE | Red Flag Warning - Large Fires | 2031 | 1.3322e-07 | 1.3322e-07 | 5.777 | 0.74734 | 3.238 | 1.7917 | 0 | 0 | 0.00013733 | 7.6961e-07 | 0 | 7.6961e-07 | 7.6961e-07 | 0 | 7.6961e-07 | 0 | 0 | 3.4555e-06 | 0 | 3.4555e-06 | 0 | 1.3041e-07 | 2.6082e-07 | 0 | 2.6082e-07 | [12 empty] | 7.3.3.17.5 (Remote Grid) Updates to grid topology to minimize risk of ignition in HFTDs Remote GridWLDFREquipment / facility failureAggregated | WLDFR | HFTD - Distribution - Tier 2 - 2QU CoRE ¦ 2QU LoRE | Red Flag Warning - Catastrophic Fires | Equipment / facility failure | Aggregated | 2031 | 2.3934e-05 | 543.1039 | 0.012998 | 2031 | Mitigation | 0.95 | 45 | 0 | esc | 0.00097009 | 2.3218e-08 | 0.00097009 | 2.3218e-08
[79 empty] | WLDFR | HFTD - Distribution - Tier 3 - 1QU CoRE ¦ 1QU LoRE | Red Flag Warning - Large Fires | 2032 | 1.3322e-07 | 1.3322e-07 | 5.777 | 0.74734 | 3.238 | 1.7917 | 0 | 0 | 0.00013733 | 7.6961e-07 | 0 | 7.6961e-07 | 7.6961e-07 | 0 | 7.6961e-07 | 0 | 0 | 0 | 0 | 0 | 0 | 1.3041e-07 | 2.6082e-07 | 0 | 2.6082e-07 | [12 empty] | 7.3.3.17.5 (Remote Grid) Updates to grid topology to minimize risk of ignition in HFTDs Remote GridWLDFREquipment / facility failureAggregated | WLDFR | HFTD - Distribution - Tier 2 - 2QU CoRE ¦ 2QU LoRE | Red Flag Warning - Catastrophic Fires | Equipment / facility failure | Aggregated | 2032 | 2.3934e-05 | 543.1039 | 0.012998 | 2032 | Mitigation | 0.95 | 45 | 0 | esc | 0.00097009 | 2.3218e-08 | 0.00097009 | 2.3218e-08
[79 empty] | WLDFR | HFTD - Distribution - Tier 3 - 1QU CoRE ¦ 1QU LoRE | Red Flag Warning - Large Fires | 2033 | 1.3322e-07 | 1.3322e-07 | 6.1205 | 0.77885 | 3.4265 | 1.9151 | 0 | 0 | 0.00013733 | 8.1537e-07 | 0 | 8.1537e-07 | 8.1537e-07 | 0 | 8.1537e-07 | 0 | 6.8194e-08 | 0 | 0 | 0 | 0 | 1.3041e-07 | 2.6082e-07 | 0 | 2.6082e-07 | [12 empty] | 7.3.3.17.5 (Remote Grid) Updates to grid topology to minimize risk of ignition in HFTDs Remote GridWLDFREquipment / facility failureAggregated | WLDFR | HFTD - Distribution - Tier 2 - 2QU CoRE ¦ 2QU LoRE | Red Flag Warning - Catastrophic Fires | Equipment / facility failure | Aggregated | 2033 | 2.3934e-05 | 543.1039 | 0.012998 | 2033 | Mitigation | 0.95 | 45 | 0 | esc | 0.00097009 | 2.3218e-08 | 0.00097009 | 2.3218e-08
[79 empty] | WLDFR | HFTD - Distribution - Tier 3 - 1QU CoRE ¦ 1QU LoRE | Red Flag Warning - Large Fires | 2034 | 1.3322e-07 | 1.3322e-07 | 6.1205 | 0.77885 | 3.4265 | 1.9151 | 0 | 0 | 0.00013733 | 8.1537e-07 | 0 | 8.1537e-07 | 8.1537e-07 | 0 | 8.1537e-07 | 0 | 7.1245e-08 | 1.5617e-07 | 0 | 1.5617e-07 | 0 | 1.3041e-07 | 2.6082e-07 | 0 | 2.6082e-07 | [12 empty] | 7.3.3.17.5 (Remote Grid) Updates to grid topology to minimize risk of ignition in HFTDs Remote GridWLDFREquipment / facility failureAggregated | WLDFR | HFTD - Distribution - Tier 2 - 2QU CoRE ¦ 2QU LoRE | Red Flag Warning - Catastrophic Fires | Equipment / facility failure | Aggregated | 2034 | 2.3934e-05 | 543.1039 | 0.012998 | 2034 | Mitigation | 0.95 | 45 | 0 | esc | 0.00097009 | 2.3218e-08 | 0.00097009 | 2.3218e-08
[79 empty] | WLDFR | HFTD - Distribution - Tier 3 - 1QU CoRE ¦ 1QU LoRE | Red Flag Warning - Large Fires | 2035 | 1.3322e-07 | 1.3322e-07 | 6.1205 | 0.77885 | 3.4265 | 1.9151 | 0 | 0 | 0.00013733 | 8.1537e-07 | 0 | 8.1537e-07 | 8.1537e-07 | 0 | 8.1537e-07 | 0 | 7.1245e-08 | 1.5617e-07 | 0 | 1.5617e-07 | 0 | 1.3635e-07 | 2.727e-07 | 0 | 2.727e-07 | [12 empty] | 7.3.3.17.5 (Remote Grid) Updates to grid topology to minimize risk of ignition in HFTDs Remote GridWLDFREquipment / facility failureAggregated | WLDFR | HFTD - Distribution - Tier 2 - 2QU CoRE ¦ 2QU LoRE | Red Flag Warning - Catastrophic Fires | Equipment / facility failure | Aggregated | 2035 | 2.3934e-05 | 543.1039 | 0.012998 | 2035 | Mitigation | 0.95 | 45 | 0 | esc | 0.00097009 | 2.3218e-08 | 0.00097009 | 2.3218e-08
[79 empty] | WLDFR | HFTD - Distribution - Tier 3 - 1QU CoRE ¦ 1QU LoRE | Red Flag Warning - Large Fires | 2036 | 1.3322e-07 | 1.3322e-07 | 6.1205 | 0.77885 | 3.4265 | 1.9151 | 0 | 0 | 0.00013733 | 8.1537e-07 | 0 | 8.1537e-07 | 8.1537e-07 | 0 | 8.1537e-07 | 0 | 7.1245e-08 | 1.5617e-07 | 0 | 1.5617e-07 | 0 | 1.3635e-07 | 2.727e-07 | 0 | 2.727e-07 | [12 empty] | 7.3.3.17.5 (Remote Grid) Updates to grid topology to minimize risk of ignition in HFTDs Remote GridWLDFREquipment / facility failureAggregated | WLDFR | HFTD - Distribution - Tier 2 - 2QU CoRE ¦ 2QU LoRE | Red Flag Warning - Catastrophic Fires | Equipment / facility failure | Aggregated | 2036 | 2.3934e-05 | 543.1039 | 0.012998 | 2036 | Mitigation | 0.95 | 45 | 0 | esc | 0.00097009 | 2.3218e-08 | 0.00097009 | 2.3218e-08
[79 empty] | WLDFR | HFTD - Distribution - Tier 3 - 1QU CoRE ¦ 1QU LoRE | Red Flag Warning - Large Fires | 2037 | 1.3322e-07 | 1.3322e-07 | 6.1205 | 0.77885 | 3.4265 | 1.9151 | 0 | 0 | 0.00013733 | 8.1537e-07 | 0 | 8.1537e-07 | 8.1537e-07 | 0 | 8.1537e-07 | 0 | 7.1245e-08 | 1.5617e-07 | 0 | 1.5617e-07 | 0 | 1.3635e-07 | 2.727e-07 | 0 | 2.727e-07 | [12 empty] | 7.3.3.17.5 (Remote Grid) Updates to grid topology to minimize risk of ignition in HFTDs Remote GridWLDFREquipment / facility failureAggregated | WLDFR | HFTD - Distribution - Tier 2 - 2QU CoRE ¦ 2QU LoRE | Red Flag Warning - Catastrophic Fires | Equipment / facility failure | Aggregated | 2037 | 2.3934e-05 | 543.1039 | 0.012998 | 2037 | Mitigation | 0.95 | 45 | 0 | esc | 0.00097009 | 2.3218e-08 | 0.00097009 | 2.3218e-08
[79 empty] | WLDFR | HFTD - Distribution - Tier 3 - 1QU CoRE ¦ 1QU LoRE | Red Flag Warning - Large Fires | 2038 | 1.3322e-07 | 1.3322e-07 | 6.5028 | 0.81304 | 3.6355 | 2.0543 | 0 | 0 | 0.00013733 | 8.663e-07 | 0 | 8.663e-07 | 8.663e-07 | 0 | 8.663e-07 | 0 | 7.1245e-08 | 1.5617e-07 | 0 | 1.5617e-07 | 0 | 1.3635e-07 | 2.727e-07 | 0 | 2.727e-07 | [12 empty] | 7.3.3.17.5 (Remote Grid) Updates to grid topology to minimize risk of ignition in HFTDs Remote GridWLDFREquipment / facility failureAggregated | WLDFR | HFTD - Distribution - Tier 2 - 2QU CoRE ¦ 2QU LoRE | Red Flag Warning - Catastrophic Fires | Equipment / facility failure | Aggregated | 2038 | 2.3934e-05 | 543.1039 | 0.012998 | 2038 | Mitigation | 0.95 | 45 | 0 | esc | 0.00097009 | 2.3218e-08 | 0.00097009 | 2.3218e-08
[79 empty] | WLDFR | HFTD - Distribution - Tier 3 - 1QU CoRE ¦ 1QU LoRE | Red Flag Warning - Large Fires | 2039 | 1.3322e-07 | 1.3322e-07 | 6.5028 | 0.81304 | 3.6355 | 2.0543 | 0 | 0 | 0.00013733 | 8.663e-07 | 0 | 8.663e-07 | 8.663e-07 | 0 | 8.663e-07 | 0 | 7.5174e-08 | 1.6478e-07 | 0 | 1.6478e-07 | 0 | 1.3635e-07 | 2.727e-07 | 0 | 2.727e-07 | [12 empty] | 7.3.3.17.5 (Remote Grid) Updates to grid topology to minimize risk of ignition in HFTDs Remote GridWLDFREquipment / facility failureAggregated | WLDFR | HFTD - Distribution - Tier 2 - 2QU CoRE ¦ 2QU LoRE | Red Flag Warning - Catastrophic Fires | Equipment / facility failure | Aggregated | 2039 | 2.3934e-05 | 543.1039 | 0.012998 | 2039 | Mitigation | 0.95 | 45 | 0 | esc | 0.00097009 | 2.3218e-08 | 0.00097009 | 2.3218e-08