[79 empty] | WLDFR | HFTD - Distribution - Zone 1 - 5QU CoRE ¦ 4QU LoRE | Non-Red Flag Warning - Small Fires | 2061 | 1.5208e-06 | 0.1099 | 0.050325 | 0.0021839 | 0.057393 | 0 | 0.0041636 | 1.6714e-07 | 0 | 1.6714e-07 | 5.3469e-09 | 4.3896e-07 | 0 | 4.3896e-07 | 7.4379e-07 | 0 | 7.4379e-07 | 4.1457e-07 | 0 | 4.1457e-07 | [17 empty] | 7.3.3.17.5 (Remote Grid) Updates to grid topology to minimize risk of ignition in HFTDs Remote GridWLDFRWire-to-wire contactAggregated | WLDFR | HFTD - Distribution - Tier 2 - 4QU CoRE ¦ 2QU LoRE | Non-Red Flag Warning - Large Fires | Wire-to-wire contact | Aggregated | 2046 | 1.4046e-06 | 522.2177 | 0.00073352 | 2046 | Mitigation | 0.95 | 45 | 0 | esc | 0.00097009 | 1.3626e-09 | 0.00097009 | 1.3626e-09
[79 empty] | WLDFR | HFTD - Distribution - Zone 1 - 5QU CoRE ¦ 4QU LoRE | Non-Red Flag Warning - Small Fires | 2062 | 1.5208e-06 | 0.1099 | 0.050325 | 0.0021839 | 0.057393 | 0 | 0.0041636 | 1.6714e-07 | 0 | 1.6714e-07 | 5.3469e-09 | 4.5997e-07 | 0 | 4.5997e-07 | 7.794e-07 | 0 | 7.794e-07 | 4.3442e-07 | 0 | 4.3442e-07 | [17 empty] | 7.3.3.17.5 (Remote Grid) Updates to grid topology to minimize risk of ignition in HFTDs Remote GridWLDFRWire-to-wire contactAggregated | WLDFR | HFTD - Distribution - Tier 2 - 4QU CoRE ¦ 2QU LoRE | Non-Red Flag Warning - Large Fires | Wire-to-wire contact | Aggregated | 2047 | 1.4046e-06 | 522.2177 | 0.00073352 | 2047 | Mitigation | 0.95 | 45 | 0 | esc | 0.00097009 | 1.3626e-09 | 0.00097009 | 1.3626e-09
[79 empty] | WLDFR | HFTD - Distribution - Zone 1 - 5QU CoRE ¦ 4QU LoRE | Non-Red Flag Warning - Small Fires | 2063 | 1.5208e-06 | 0.11504 | 0.052388 | 0.0022734 | 0.060377 | 0 | 0.0041636 | 1.7495e-07 | 0 | 1.7495e-07 | 5.5968e-09 | 4.5997e-07 | 0 | 4.5997e-07 | 7.794e-07 | 0 | 7.794e-07 | 4.3442e-07 | 0 | 4.3442e-07 | [17 empty] | 7.3.3.17.5 (Remote Grid) Updates to grid topology to minimize risk of ignition in HFTDs Remote GridWLDFRWire-to-wire contactAggregated | WLDFR | HFTD - Distribution - Tier 2 - 4QU CoRE ¦ 2QU LoRE | Non-Red Flag Warning - Large Fires | Wire-to-wire contact | Aggregated | 2048 | 1.4046e-06 | 522.2177 | 0.00073352 | 2048 | Mitigation | 0.95 | 45 | 0 | esc | 0.00097009 | 1.3626e-09 | 0.00097009 | 1.3626e-09
[79 empty] | WLDFR | HFTD - Distribution - Zone 1 - 5QU CoRE ¦ 4QU LoRE | Non-Red Flag Warning - Small Fires | 2064 | 1.5208e-06 | 0.11504 | 0.052388 | 0.0022734 | 0.060377 | 0 | 0.0041636 | 1.7495e-07 | 0 | 1.7495e-07 | 5.5968e-09 | 4.5997e-07 | 0 | 4.5997e-07 | 7.794e-07 | 0 | 7.794e-07 | 4.3442e-07 | 0 | 4.3442e-07 | [17 empty] | 7.3.3.17.5 (Remote Grid) Updates to grid topology to minimize risk of ignition in HFTDs Remote GridWLDFRWire-to-wire contactAggregated | WLDFR | HFTD - Distribution - Tier 2 - 4QU CoRE ¦ 2QU LoRE | Non-Red Flag Warning - Large Fires | Wire-to-wire contact | Aggregated | 2049 | 1.4046e-06 | 522.2177 | 0.00073352 | 2049 | Mitigation | 0.95 | 45 | 0 | esc | 0.00097009 | 1.3626e-09 | 0.00097009 | 1.3626e-09
[79 empty] | WLDFR | HFTD - Distribution - Zone 1 - 5QU CoRE ¦ 4QU LoRE | Non-Red Flag Warning - Small Fires | 2065 | 1.5208e-06 | 0.11504 | 0.052388 | 0.0022734 | 0.060377 | 0 | 0.0041636 | 1.7495e-07 | 0 | 1.7495e-07 | 5.5968e-09 | 4.5997e-07 | 0 | 4.5997e-07 | 7.794e-07 | 0 | 7.794e-07 | 4.3442e-07 | 0 | 4.3442e-07 | [17 empty] | 7.3.3.17.5 (Remote Grid) Updates to grid topology to minimize risk of ignition in HFTDs Remote GridWLDFRWire-to-wire contactAggregated | WLDFR | HFTD - Distribution - Tier 2 - 4QU CoRE ¦ 2QU LoRE | Non-Red Flag Warning - Large Fires | Wire-to-wire contact | Aggregated | 2050 | 1.4046e-06 | 522.2177 | 0.00073352 | 2050 | Mitigation | 0.95 | 45 | 0 | esc | 0.00097009 | 1.3626e-09 | 0.00097009 | 1.3626e-09
[79 empty] | WLDFR | HFTD - Distribution - Zone 1 - 5QU CoRE ¦ 4QU LoRE | Non-Red Flag Warning - Small Fires | 2066 | 1.5208e-06 | 0.11504 | 0.052388 | 0.0022734 | 0.060377 | 0 | 0.0041636 | 1.7495e-07 | 0 | 1.7495e-07 | 5.5968e-09 | 4.5997e-07 | 0 | 4.5997e-07 | 7.794e-07 | 0 | 7.794e-07 | 4.3442e-07 | 0 | 4.3442e-07 | [17 empty] | 7.3.3.17.5 (Remote Grid) Updates to grid topology to minimize risk of ignition in HFTDs Remote GridWLDFRWire-to-wire contactAggregated | WLDFR | HFTD - Distribution - Tier 2 - 4QU CoRE ¦ 2QU LoRE | Non-Red Flag Warning - Large Fires | Wire-to-wire contact | Aggregated | 2051 | 1.4046e-06 | 522.2177 | 0.00073352 | 2051 | Mitigation | 0.95 | 45 | 0 | esc | 0.00097009 | 1.3626e-09 | 0.00097009 | 1.3626e-09
[79 empty] | WLDFR | HFTD - Distribution - Zone 1 - 5QU CoRE ¦ 4QU LoRE | Red Flag Warning - Large Fires | 2022 | 9.5314e-10 | 5.2406 | 0.69642 | 2.942 | 1.6022 | 0 | 2.6095e-06 | 4.995e-09 | 0 | 4.995e-09 | 4.0301e-09 | 4.8141e-07 | 0 | 4.8141e-07 | 8.1572e-07 | 0 | 8.1572e-07 | 4.5466e-07 | 0 | 4.5466e-07 | [17 empty] | 7.3.3.17.5 (Remote Grid) Updates to grid topology to minimize risk of ignition in HFTDs Remote GridWLDFRWire-to-wire contactAggregated | WLDFR | HFTD - Distribution - Tier 2 - 4QU CoRE ¦ 2QU LoRE | Non-Red Flag Warning - Large Fires | Wire-to-wire contact | Aggregated | 2052 | 1.4046e-06 | 522.2177 | 0.00073352 | 2052 | Mitigation | 0.95 | 45 | 0 | esc | 0.00097009 | 1.3626e-09 | 0.00097009 | 1.3626e-09
[79 empty] | WLDFR | HFTD - Distribution - Zone 1 - 5QU CoRE ¦ 4QU LoRE | Red Flag Warning - Large Fires | 2023 | 9.5314e-10 | 5.475 | 0.71896 | 3.0715 | 1.6846 | 0 | 2.6095e-06 | 5.2185e-09 | 0 | 5.2185e-09 | 4.1739e-09 | 4.8141e-07 | 0 | 4.8141e-07 | 8.1572e-07 | 0 | 8.1572e-07 | 4.5466e-07 | 0 | 4.5466e-07 | [17 empty] | 7.3.3.17.5 (Remote Grid) Updates to grid topology to minimize risk of ignition in HFTDs Remote GridWLDFRWire-to-wire contactAggregated | WLDFR | HFTD - Distribution - Tier 2 - 4QU CoRE ¦ 2QU LoRE | Non-Red Flag Warning - Large Fires | Wire-to-wire contact | Aggregated | 2053 | 1.4046e-06 | 522.2177 | 0.00073352 | 2053 | Mitigation | 0.95 | 45 | 0 | esc | 0.00097009 | 1.3626e-09 | 0.00097009 | 1.3626e-09
[79 empty] | WLDFR | HFTD - Distribution - Zone 1 - 5QU CoRE ¦ 4QU LoRE | Red Flag Warning - Large Fires | 2024 | 9.5314e-10 | 5.475 | 0.71896 | 3.0715 | 1.6846 | 0 | 2.6095e-06 | 5.2185e-09 | 0 | 5.2185e-09 | 4.1739e-09 | 4.8141e-07 | 0 | 4.8141e-07 | 8.1572e-07 | 0 | 8.1572e-07 | 4.5466e-07 | 0 | 4.5466e-07 | [17 empty] | 7.3.3.17.5 (Remote Grid) Updates to grid topology to minimize risk of ignition in HFTDs Remote GridWLDFRWire-to-wire contactAggregated | WLDFR | HFTD - Distribution - Tier 2 - 4QU CoRE ¦ 2QU LoRE | Non-Red Flag Warning - Large Fires | Wire-to-wire contact | Aggregated | 2054 | 1.4046e-06 | 522.2177 | 0.00073352 | 2054 | Mitigation | 0.95 | 45 | 0 | esc | 0.00097009 | 1.3626e-09 | 0.00097009 | 1.3626e-09
[79 empty] | WLDFR | HFTD - Distribution - Zone 1 - 5QU CoRE ¦ 4QU LoRE | Red Flag Warning - Large Fires | 2025 | 9.5314e-10 | 5.475 | 0.71896 | 3.0715 | 1.6846 | 0 | 2.6095e-06 | 5.2185e-09 | 0 | 5.2185e-09 | 4.1739e-09 | 4.8141e-07 | 0 | 4.8141e-07 | 8.1572e-07 | 0 | 8.1572e-07 | 4.5466e-07 | 0 | 4.5466e-07 | [17 empty] | 7.3.3.17.5 (Remote Grid) Updates to grid topology to minimize risk of ignition in HFTDs Remote GridWLDFRWire-to-wire contactAggregated | WLDFR | HFTD - Distribution - Tier 2 - 4QU CoRE ¦ 2QU LoRE | Non-Red Flag Warning - Large Fires | Wire-to-wire contact | Aggregated | 2055 | 1.4046e-06 | 522.2177 | 0.00073352 | 2055 | Mitigation | 0.95 | 45 | 0 | esc | 0.00097009 | 1.3626e-09 | 0.00097009 | 1.3626e-09
[79 empty] | WLDFR | HFTD - Distribution - Zone 1 - 5QU CoRE ¦ 4QU LoRE | Red Flag Warning - Large Fires | 2026 | 9.5314e-10 | 5.475 | 0.71896 | 3.0715 | 1.6846 | 0 | 2.6095e-06 | 5.2185e-09 | 0 | 5.2185e-09 | 4.1739e-09 | 4.8141e-07 | 0 | 4.8141e-07 | 8.1572e-07 | 0 | 8.1572e-07 | 4.5466e-07 | 0 | 4.5466e-07 | [17 empty] | 7.3.3.17.5 (Remote Grid) Updates to grid topology to minimize risk of ignition in HFTDs Remote GridWLDFRWire-to-wire contactAggregated | WLDFR | HFTD - Distribution - Tier 2 - 4QU CoRE ¦ 2QU LoRE | Non-Red Flag Warning - Large Fires | Wire-to-wire contact | Aggregated | 2056 | 1.4046e-06 | 522.2177 | 0.00073352 | 2056 | Mitigation | 0.95 | 45 | 0 | esc | 0.00097009 | 1.3626e-09 | 0.00097009 | 1.3626e-09
[79 empty] | WLDFR | HFTD - Distribution - Zone 1 - 5QU CoRE ¦ 4QU LoRE | Red Flag Warning - Large Fires | 2027 | 9.5314e-10 | 5.475 | 0.71896 | 3.0715 | 1.6846 | 0 | 2.6095e-06 | 5.2185e-09 | 0 | 5.2185e-09 | 4.1739e-09 | 5.0299e-07 | 0 | 5.0299e-07 | 8.5229e-07 | 0 | 8.5229e-07 | 4.7505e-07 | 0 | 4.7505e-07 | [17 empty] | 7.3.3.17.5 (Remote Grid) Updates to grid topology to minimize risk of ignition in HFTDs Remote GridWLDFRWire-to-wire contactAggregated | WLDFR | HFTD - Distribution - Tier 2 - 4QU CoRE ¦ 2QU LoRE | Non-Red Flag Warning - Large Fires | Wire-to-wire contact | Aggregated | 2057 | 1.4046e-06 | 522.2177 | 0.00073352 | 2057 | Mitigation | 0.95 | 45 | 0 | esc | 0.00097009 | 1.3626e-09 | 0.00097009 | 1.3626e-09
[79 empty] | WLDFR | HFTD - Distribution - Zone 1 - 5QU CoRE ¦ 4QU LoRE | Red Flag Warning - Large Fires | 2028 | 9.5314e-10 | 5.777 | 0.74734 | 3.238 | 1.7917 | 0 | 2.6095e-06 | 5.5063e-09 | 0 | 5.5063e-09 | 4.355e-09 | 5.0299e-07 | 0 | 5.0299e-07 | 8.5229e-07 | 0 | 8.5229e-07 | 4.7505e-07 | 0 | 4.7505e-07 | [17 empty] | 7.3.3.17.5 (Remote Grid) Updates to grid topology to minimize risk of ignition in HFTDs Remote GridWLDFRWire-to-wire contactAggregated | WLDFR | HFTD - Distribution - Tier 2 - 4QU CoRE ¦ 2QU LoRE | Non-Red Flag Warning - Large Fires | Wire-to-wire contact | Aggregated | 2058 | 1.4046e-06 | 522.2177 | 0.00073352 | 2058 | Mitigation | 0.95 | 45 | 0 | esc | 0.00097009 | 1.3626e-09 | 0.00097009 | 1.3626e-09
[79 empty] | WLDFR | HFTD - Distribution - Zone 1 - 5QU CoRE ¦ 4QU LoRE | Red Flag Warning - Large Fires | 2029 | 9.5314e-10 | 5.777 | 0.74734 | 3.238 | 1.7917 | 0 | 2.6095e-06 | 5.5063e-09 | 0 | 5.5063e-09 | 4.355e-09 | 5.0299e-07 | 0 | 5.0299e-07 | 8.5229e-07 | 0 | 8.5229e-07 | 4.7505e-07 | 0 | 4.7505e-07 | [17 empty] | 7.3.3.17.5 (Remote Grid) Updates to grid topology to minimize risk of ignition in HFTDs Remote GridWLDFRWire-to-wire contactAggregated | WLDFR | HFTD - Distribution - Tier 2 - 4QU CoRE ¦ 2QU LoRE | Non-Red Flag Warning - Large Fires | Wire-to-wire contact | Aggregated | 2059 | 1.4046e-06 | 522.2177 | 0.00073352 | 2059 | Mitigation | 0.95 | 45 | 0 | esc | 0.00097009 | 1.3626e-09 | 0.00097009 | 1.3626e-09
[79 empty] | WLDFR | HFTD - Distribution - Zone 1 - 5QU CoRE ¦ 4QU LoRE | Red Flag Warning - Large Fires | 2030 | 9.5314e-10 | 5.777 | 0.74734 | 3.238 | 1.7917 | 0 | 2.6095e-06 | 5.5063e-09 | 0 | 5.5063e-09 | 4.355e-09 | 0 | 0 | 0 | 8.5229e-07 | 0 | 8.5229e-07 | 4.7505e-07 | 0 | 4.7505e-07 | [17 empty] | 7.3.3.17.5 (Remote Grid) Updates to grid topology to minimize risk of ignition in HFTDs Remote GridWLDFRWire-to-wire contactAggregated | WLDFR | HFTD - Distribution - Tier 2 - 4QU CoRE ¦ 2QU LoRE | Non-Red Flag Warning - Large Fires | Wire-to-wire contact | Aggregated | 2060 | 1.4046e-06 | 522.2177 | 0.00073352 | 2060 | Mitigation | 0.95 | 45 | 0 | esc | 0.00097009 | 1.3626e-09 | 0.00097009 | 1.3626e-09
[79 empty] | WLDFR | HFTD - Distribution - Zone 1 - 5QU CoRE ¦ 4QU LoRE | Red Flag Warning - Large Fires | 2031 | 9.5314e-10 | 5.777 | 0.74734 | 3.238 | 1.7917 | 0 | 2.6095e-06 | 5.5063e-09 | 0 | 5.5063e-09 | 4.355e-09 | 0 | 0 | 0 | 0 | 0 | 0 | 4.7505e-07 | 0 | 4.7505e-07 | [17 empty] | 7.3.3.17.5 (Remote Grid) Updates to grid topology to minimize risk of ignition in HFTDs Remote GridWLDFRWire-to-wire contactAggregated | WLDFR | HFTD - Distribution - Tier 2 - 4QU CoRE ¦ 2QU LoRE | Non-Red Flag Warning - Large Fires | Wire-to-wire contact | Aggregated | 2061 | 1.4046e-06 | 522.2177 | 0.00073352 | 2061 | Mitigation | 0.95 | 45 | 0 | esc | 0.00097009 | 1.3626e-09 | 0.00097009 | 1.3626e-09
[79 empty] | WLDFR | HFTD - Distribution - Zone 1 - 5QU CoRE ¦ 4QU LoRE | Red Flag Warning - Large Fires | 2032 | 9.5314e-10 | 5.777 | 0.74734 | 3.238 | 1.7917 | 0 | 2.6095e-06 | 5.5063e-09 | 0 | 5.5063e-09 | 4.355e-09 | 3.7434e-08 | 0 | 3.7434e-08 | 0 | 0 | 0 | 0 | 0 | 0 | [17 empty] | 7.3.3.17.5 (Remote Grid) Updates to grid topology to minimize risk of ignition in HFTDs Remote GridWLDFRWire-to-wire contactAggregated | WLDFR | HFTD - Distribution - Tier 2 - 4QU CoRE ¦ 2QU LoRE | Non-Red Flag Warning - Large Fires | Wire-to-wire contact | Aggregated | 2062 | 1.4046e-06 | 522.2177 | 0.00073352 | 2062 | Mitigation | 0.95 | 45 | 0 | esc | 0.00097009 | 1.3626e-09 | 0.00097009 | 1.3626e-09
[79 empty] | WLDFR | HFTD - Distribution - Zone 1 - 5QU CoRE ¦ 4QU LoRE | Red Flag Warning - Large Fires | 2033 | 9.5314e-10 | 6.1205 | 0.77885 | 3.4265 | 1.9151 | 0 | 2.6095e-06 | 5.8337e-09 | 0 | 5.8337e-09 | 4.5561e-09 | 3.7253e-08 | 0 | 3.7253e-08 | 6.3123e-08 | 0 | 6.3123e-08 | 0 | 0 | 0 | [17 empty] | 7.3.3.17.5 (Remote Grid) Updates to grid topology to minimize risk of ignition in HFTDs Remote GridWLDFRWire-to-wire contactAggregated | WLDFR | HFTD - Distribution - Tier 2 - 4QU CoRE ¦ 2QU LoRE | Non-Red Flag Warning - Large Fires | Wire-to-wire contact | Aggregated | 2063 | 1.4046e-06 | 522.2177 | 0.00073352 | 2063 | Mitigation | 0.95 | 45 | 0 | esc | 0.00097009 | 1.3626e-09 | 0.00097009 | 1.3626e-09
[79 empty] | WLDFR | HFTD - Distribution - Zone 1 - 5QU CoRE ¦ 4QU LoRE | Red Flag Warning - Large Fires | 2034 | 9.5314e-10 | 6.1205 | 0.77885 | 3.4265 | 1.9151 | 0 | 2.6095e-06 | 5.8337e-09 | 0 | 5.8337e-09 | 4.5561e-09 | 3.8582e-08 | 0 | 3.8582e-08 | 6.5375e-08 | 0 | 6.5375e-08 | 3.6438e-08 | 0 | 3.6438e-08 | [17 empty] | 7.3.3.17.5 (Remote Grid) Updates to grid topology to minimize risk of ignition in HFTDs Remote GridWLDFRWire-to-wire contactAggregated | WLDFR | HFTD - Distribution - Tier 2 - 4QU CoRE ¦ 2QU LoRE | Non-Red Flag Warning - Large Fires | Wire-to-wire contact | Aggregated | 2064 | 1.4046e-06 | 522.2177 | 0.00073352 | 2064 | Mitigation | 0.95 | 45 | 0 | esc | 0.00097009 | 1.3626e-09 | 0.00097009 | 1.3626e-09
[79 empty] | WLDFR | HFTD - Distribution - Zone 1 - 5QU CoRE ¦ 4QU LoRE | Red Flag Warning - Large Fires | 2035 | 9.5314e-10 | 6.1205 | 0.77885 | 3.4265 | 1.9151 | 0 | 2.6095e-06 | 5.8337e-09 | 0 | 5.8337e-09 | 4.5561e-09 | 3.8582e-08 | 0 | 3.8582e-08 | 6.5375e-08 | 0 | 6.5375e-08 | 3.6438e-08 | 0 | 3.6438e-08 | [17 empty] | 7.3.3.17.5 (Remote Grid) Updates to grid topology to minimize risk of ignition in HFTDs Remote GridWLDFRWire-to-wire contactAggregated | WLDFR | HFTD - Distribution - Tier 2 - 4QU CoRE ¦ 2QU LoRE | Non-Red Flag Warning - Large Fires | Wire-to-wire contact | Aggregated | 2065 | 1.4046e-06 | 522.2177 | 0.00073352 | 2065 | Mitigation | 0.95 | 45 | 0 | esc | 0.00097009 | 1.3626e-09 | 0.00097009 | 1.3626e-09
[79 empty] | WLDFR | HFTD - Distribution - Zone 1 - 5QU CoRE ¦ 4QU LoRE | Red Flag Warning - Large Fires | 2036 | 9.5314e-10 | 6.1205 | 0.77885 | 3.4265 | 1.9151 | 0 | 2.6095e-06 | 5.8337e-09 | 0 | 5.8337e-09 | 4.5561e-09 | 3.8582e-08 | 0 | 3.8582e-08 | 6.5375e-08 | 0 | 6.5375e-08 | 3.6438e-08 | 0 | 3.6438e-08 | [17 empty] | 7.3.3.17.5 (Remote Grid) Updates to grid topology to minimize risk of ignition in HFTDs Remote GridWLDFRWire-to-wire contactAggregated | WLDFR | HFTD - Distribution - Tier 2 - 4QU CoRE ¦ 2QU LoRE | Non-Red Flag Warning - Large Fires | Wire-to-wire contact | Aggregated | 2066 | 1.4046e-06 | 522.2177 | 0.00073352 | 2066 | Mitigation | 0.95 | 45 | 0 | esc | 0.00097009 | 1.3626e-09 | 0.00097009 | 1.3626e-09
[79 empty] | WLDFR | HFTD - Distribution - Zone 1 - 5QU CoRE ¦ 4QU LoRE | Red Flag Warning - Large Fires | 2037 | 9.5314e-10 | 6.1205 | 0.77885 | 3.4265 | 1.9151 | 0 | 2.6095e-06 | 5.8337e-09 | 0 | 5.8337e-09 | 4.5561e-09 | 3.8582e-08 | 0 | 3.8582e-08 | 6.5375e-08 | 0 | 6.5375e-08 | 3.6438e-08 | 0 | 3.6438e-08 | [17 empty] | 7.3.3.17.5 (Remote Grid) Updates to grid topology to minimize risk of ignition in HFTDs Remote GridWLDFRWire-to-wire contactAggregated | WLDFR | HFTD - Distribution - Tier 2 - 4QU CoRE ¦ 2QU LoRE | Non-Red Flag Warning - Large Fires | Wire-to-wire contact | Aggregated | 2067 | 1.4046e-06 | 522.2177 | 0.00073352 | 2067 | Mitigation | 0.95 | 45 | 0 | esc | 0 | 0 | 0.00097009 | 1.3626e-09
[79 empty] | WLDFR | HFTD - Distribution - Zone 1 - 5QU CoRE ¦ 4QU LoRE | Red Flag Warning - Large Fires | 2038 | 9.5314e-10 | 6.5028 | 0.81304 | 3.6355 | 2.0543 | 0 | 2.6095e-06 | 6.1981e-09 | 0 | 6.1981e-09 | 4.7742e-09 | 3.8582e-08 | 0 | 3.8582e-08 | 6.5375e-08 | 0 | 6.5375e-08 | 3.6438e-08 | 0 | 3.6438e-08 | [17 empty] | 7.3.3.17.5 (Remote Grid) Updates to grid topology to minimize risk of ignition in HFTDs Remote GridWLDFRContact from objectAggregated | WLDFR | HFTD - Distribution - Tier 2 - 4QU CoRE ¦ 2QU LoRE | Non-Red Flag Warning - Small Fires | Contact from object | Aggregated | 2022 | 0.0010747 | 522.2177 | 0.56122 | 2022 | Mitigation | 0.95 | 45 | 0 | esc | 0.00097009 | 1.0425e-06 | 0 | 0
[79 empty] | WLDFR | HFTD - Distribution - Zone 1 - 5QU CoRE ¦ 4QU LoRE | Red Flag Warning - Large Fires | 2039 | 9.5314e-10 | 6.5028 | 0.81304 | 3.6355 | 2.0543 | 0 | 2.6095e-06 | 6.1981e-09 | 0 | 6.1981e-09 | 4.7742e-09 | 4.0255e-08 | 0 | 4.0255e-08 | 6.8211e-08 | 0 | 6.8211e-08 | 3.8019e-08 | 0 | 3.8019e-08 | [17 empty] | 7.3.3.17.5 (Remote Grid) Updates to grid topology to minimize risk of ignition in HFTDs Remote GridWLDFRContact from objectAggregated | WLDFR | HFTD - Distribution - Tier 2 - 4QU CoRE ¦ 2QU LoRE | Non-Red Flag Warning - Small Fires | Contact from object | Aggregated | 2023 | 0.0010747 | 522.2177 | 0.56122 | 2023 | Mitigation | 0.95 | 45 | 0 | esc | 0.00097009 | 1.0425e-06 | 0.00097009 | 1.0425e-06
[79 empty] | WLDFR | HFTD - Distribution - Zone 1 - 5QU CoRE ¦ 4QU LoRE | Red Flag Warning - Large Fires | 2040 | 9.5314e-10 | 6.5028 | 0.81304 | 3.6355 | 2.0543 | 0 | 2.6095e-06 | 6.1981e-09 | 0 | 6.1981e-09 | 4.7742e-09 | 4.0255e-08 | 0 | 4.0255e-08 | 6.8211e-08 | 0 | 6.8211e-08 | 3.8019e-08 | 0 | 3.8019e-08 | [17 empty] | 7.3.3.17.5 (Remote Grid) Updates to grid topology to minimize risk of ignition in HFTDs Remote GridWLDFRContact from objectAggregated | WLDFR | HFTD - Distribution - Tier 2 - 4QU CoRE ¦ 2QU LoRE | Non-Red Flag Warning - Small Fires | Contact from object | Aggregated | 2024 | 0.0010747 | 522.2177 | 0.56122 | 2024 | Mitigation | 0.95 | 45 | 0 | esc | 0.00097009 | 1.0425e-06 | 0.00097009 | 1.0425e-06
[79 empty] | WLDFR | HFTD - Distribution - Zone 1 - 5QU CoRE ¦ 4QU LoRE | Red Flag Warning - Large Fires | 2041 | 9.5314e-10 | 6.5028 | 0.81304 | 3.6355 | 2.0543 | 0 | 2.6095e-06 | 6.1981e-09 | 0 | 6.1981e-09 | 4.7742e-09 | 4.0255e-08 | 0 | 4.0255e-08 | 6.8211e-08 | 0 | 6.8211e-08 | 3.8019e-08 | 0 | 3.8019e-08 | [17 empty] | 7.3.3.17.5 (Remote Grid) Updates to grid topology to minimize risk of ignition in HFTDs Remote GridWLDFRContact from objectAggregated | WLDFR | HFTD - Distribution - Tier 2 - 4QU CoRE ¦ 2QU LoRE | Non-Red Flag Warning - Small Fires | Contact from object | Aggregated | 2025 | 0.0010747 | 522.2177 | 0.56122 | 2025 | Mitigation | 0.95 | 45 | 0 | esc | 0.00097009 | 1.0425e-06 | 0.00097009 | 1.0425e-06
[79 empty] | WLDFR | HFTD - Distribution - Zone 1 - 5QU CoRE ¦ 4QU LoRE | Red Flag Warning - Large Fires | 2042 | 9.5314e-10 | 6.5028 | 0.81304 | 3.6355 | 2.0543 | 0 | 2.6095e-06 | 6.1981e-09 | 0 | 6.1981e-09 | 4.7742e-09 | 4.0255e-08 | 0 | 4.0255e-08 | 6.8211e-08 | 0 | 6.8211e-08 | 3.8019e-08 | 0 | 3.8019e-08 | [17 empty] | 7.3.3.17.5 (Remote Grid) Updates to grid topology to minimize risk of ignition in HFTDs Remote GridWLDFRContact from objectAggregated | WLDFR | HFTD - Distribution - Tier 2 - 4QU CoRE ¦ 2QU LoRE | Non-Red Flag Warning - Small Fires | Contact from object | Aggregated | 2026 | 0.0010747 | 522.2177 | 0.56122 | 2026 | Mitigation | 0.95 | 45 | 0 | esc | 0.00097009 | 1.0425e-06 | 0.00097009 | 1.0425e-06
[79 empty] | WLDFR | HFTD - Distribution - Zone 1 - 5QU CoRE ¦ 4QU LoRE | Red Flag Warning - Large Fires | 2043 | 9.5314e-10 | 6.9209 | 0.84944 | 3.8632 | 2.2083 | 0 | 2.6095e-06 | 6.5966e-09 | 0 | 6.5966e-09 | 5.0065e-09 | 4.0255e-08 | 0 | 4.0255e-08 | 6.8211e-08 | 0 | 6.8211e-08 | 3.8019e-08 | 0 | 3.8019e-08 | [17 empty] | 7.3.3.17.5 (Remote Grid) Updates to grid topology to minimize risk of ignition in HFTDs Remote GridWLDFRContact from objectAggregated | WLDFR | HFTD - Distribution - Tier 2 - 4QU CoRE ¦ 2QU LoRE | Non-Red Flag Warning - Small Fires | Contact from object | Aggregated | 2027 | 0.0010747 | 522.2177 | 0.56122 | 2027 | Mitigation | 0.95 | 45 | 0 | esc | 0.00097009 | 1.0425e-06 | 0.00097009 | 1.0425e-06
[79 empty] | WLDFR | HFTD - Distribution - Zone 1 - 5QU CoRE ¦ 4QU LoRE | Red Flag Warning - Large Fires | 2044 | 9.5314e-10 | 6.9209 | 0.84944 | 3.8632 | 2.2083 | 0 | 2.6095e-06 | 6.5966e-09 | 0 | 6.5966e-09 | 5.0065e-09 | 4.2114e-08 | 0 | 4.2114e-08 | 7.136e-08 | 0 | 7.136e-08 | 3.9775e-08 | 0 | 3.9775e-08 | [17 empty] | 7.3.3.17.5 (Remote Grid) Updates to grid topology to minimize risk of ignition in HFTDs Remote GridWLDFRContact from objectAggregated | WLDFR | HFTD - Distribution - Tier 2 - 4QU CoRE ¦ 2QU LoRE | Non-Red Flag Warning - Small Fires | Contact from object | Aggregated | 2028 | 0.0010747 | 522.2177 | 0.56122 | 2028 | Mitigation | 0.95 | 45 | 0 | esc | 0.00097009 | 1.0425e-06 | 0.00097009 | 1.0425e-06
[79 empty] | WLDFR | HFTD - Distribution - Zone 1 - 5QU CoRE ¦ 4QU LoRE | Red Flag Warning - Large Fires | 2045 | 9.5314e-10 | 6.9209 | 0.84944 | 3.8632 | 2.2083 | 0 | 2.6095e-06 | 6.5966e-09 | 0 | 6.5966e-09 | 5.0065e-09 | 4.2114e-08 | 0 | 4.2114e-08 | 7.136e-08 | 0 | 7.136e-08 | 3.9775e-08 | 0 | 3.9775e-08 | [17 empty] | 7.3.3.17.5 (Remote Grid) Updates to grid topology to minimize risk of ignition in HFTDs Remote GridWLDFRContact from objectAggregated | WLDFR | HFTD - Distribution - Tier 2 - 4QU CoRE ¦ 2QU LoRE | Non-Red Flag Warning - Small Fires | Contact from object | Aggregated | 2029 | 0.0010747 | 522.2177 | 0.56122 | 2029 | Mitigation | 0.95 | 45 | 0 | esc | 0.00097009 | 1.0425e-06 | 0.00097009 | 1.0425e-06
[79 empty] | WLDFR | HFTD - Distribution - Zone 1 - 5QU CoRE ¦ 4QU LoRE | Red Flag Warning - Large Fires | 2046 | 9.5314e-10 | 6.9209 | 0.84944 | 3.8632 | 2.2083 | 0 | 2.6095e-06 | 6.5966e-09 | 0 | 6.5966e-09 | 5.0065e-09 | 4.2114e-08 | 0 | 4.2114e-08 | 7.136e-08 | 0 | 7.136e-08 | 3.9775e-08 | 0 | 3.9775e-08 | [17 empty] | 7.3.3.17.5 (Remote Grid) Updates to grid topology to minimize risk of ignition in HFTDs Remote GridWLDFRContact from objectAggregated | WLDFR | HFTD - Distribution - Tier 2 - 4QU CoRE ¦ 2QU LoRE | Non-Red Flag Warning - Small Fires | Contact from object | Aggregated | 2030 | 0.0010747 | 522.2177 | 0.56122 | 2030 | Mitigation | 0.95 | 45 | 0 | esc | 0.00097009 | 1.0425e-06 | 0.00097009 | 1.0425e-06
[79 empty] | WLDFR | HFTD - Distribution - Zone 1 - 5QU CoRE ¦ 4QU LoRE | Red Flag Warning - Large Fires | 2047 | 9.5314e-10 | 6.9209 | 0.84944 | 3.8632 | 2.2083 | 0 | 2.6095e-06 | 6.5966e-09 | 0 | 6.5966e-09 | 5.0065e-09 | 4.2114e-08 | 0 | 4.2114e-08 | 7.136e-08 | 0 | 7.136e-08 | 3.9775e-08 | 0 | 3.9775e-08 | [17 empty] | 7.3.3.17.5 (Remote Grid) Updates to grid topology to minimize risk of ignition in HFTDs Remote GridWLDFRContact from objectAggregated | WLDFR | HFTD - Distribution - Tier 2 - 4QU CoRE ¦ 2QU LoRE | Non-Red Flag Warning - Small Fires | Contact from object | Aggregated | 2031 | 0.0010747 | 522.2177 | 0.56122 | 2031 | Mitigation | 0.95 | 45 | 0 | esc | 0.00097009 | 1.0425e-06 | 0.00097009 | 1.0425e-06
[79 empty] | WLDFR | HFTD - Distribution - Zone 1 - 5QU CoRE ¦ 4QU LoRE | Red Flag Warning - Large Fires | 2048 | 9.5314e-10 | 7.3713 | 0.88759 | 4.1075 | 2.3763 | 0 | 2.6095e-06 | 7.0259e-09 | 0 | 7.0259e-09 | 5.2498e-09 | 4.2114e-08 | 0 | 4.2114e-08 | 7.136e-08 | 0 | 7.136e-08 | 3.9775e-08 | 0 | 3.9775e-08 | [17 empty] | 7.3.3.17.5 (Remote Grid) Updates to grid topology to minimize risk of ignition in HFTDs Remote GridWLDFRContact from objectAggregated | WLDFR | HFTD - Distribution - Tier 2 - 4QU CoRE ¦ 2QU LoRE | Non-Red Flag Warning - Small Fires | Contact from object | Aggregated | 2032 | 0.0010747 | 522.2177 | 0.56122 | 2032 | Mitigation | 0.95 | 45 | 0 | esc | 0.00097009 | 1.0425e-06 | 0.00097009 | 1.0425e-06
[79 empty] | WLDFR | HFTD - Distribution - Zone 1 - 5QU CoRE ¦ 4QU LoRE | Red Flag Warning - Large Fires | 2049 | 9.5314e-10 | 7.3713 | 0.88759 | 4.1075 | 2.3763 | 0 | 2.6095e-06 | 7.0259e-09 | 0 | 7.0259e-09 | 5.2498e-09 | 4.4131e-08 | 0 | 4.4131e-08 | 7.4778e-08 | 0 | 7.4778e-08 | 4.1679e-08 | 0 | 4.1679e-08 | [17 empty] | 7.3.3.17.5 (Remote Grid) Updates to grid topology to minimize risk of ignition in HFTDs Remote GridWLDFRContact from objectAggregated | WLDFR | HFTD - Distribution - Tier 2 - 4QU CoRE ¦ 2QU LoRE | Non-Red Flag Warning - Small Fires | Contact from object | Aggregated | 2033 | 0.0010747 | 522.2177 | 0.56122 | 2033 | Mitigation | 0.95 | 45 | 0 | esc | 0.00097009 | 1.0425e-06 | 0.00097009 | 1.0425e-06
[79 empty] | WLDFR | HFTD - Distribution - Zone 1 - 5QU CoRE ¦ 4QU LoRE | Red Flag Warning - Large Fires | 2050 | 9.5314e-10 | 7.3713 | 0.88759 | 4.1075 | 2.3763 | 0 | 2.6095e-06 | 7.0259e-09 | 0 | 7.0259e-09 | 5.2498e-09 | 4.4131e-08 | 0 | 4.4131e-08 | 7.4778e-08 | 0 | 7.4778e-08 | 4.1679e-08 | 0 | 4.1679e-08 | [17 empty] | 7.3.3.17.5 (Remote Grid) Updates to grid topology to minimize risk of ignition in HFTDs Remote GridWLDFRContact from objectAggregated | WLDFR | HFTD - Distribution - Tier 2 - 4QU CoRE ¦ 2QU LoRE | Non-Red Flag Warning - Small Fires | Contact from object | Aggregated | 2034 | 0.0010747 | 522.2177 | 0.56122 | 2034 | Mitigation | 0.95 | 45 | 0 | esc | 0.00097009 | 1.0425e-06 | 0.00097009 | 1.0425e-06
[79 empty] | WLDFR | HFTD - Distribution - Zone 1 - 5QU CoRE ¦ 4QU LoRE | Red Flag Warning - Large Fires | 2051 | 9.5314e-10 | 7.3713 | 0.88759 | 4.1075 | 2.3763 | 0 | 2.6095e-06 | 7.0259e-09 | 0 | 7.0259e-09 | 5.2498e-09 | 4.4131e-08 | 0 | 4.4131e-08 | 7.4778e-08 | 0 | 7.4778e-08 | 4.1679e-08 | 0 | 4.1679e-08 | [17 empty] | 7.3.3.17.5 (Remote Grid) Updates to grid topology to minimize risk of ignition in HFTDs Remote GridWLDFRContact from objectAggregated | WLDFR | HFTD - Distribution - Tier 2 - 4QU CoRE ¦ 2QU LoRE | Non-Red Flag Warning - Small Fires | Contact from object | Aggregated | 2035 | 0.0010747 | 522.2177 | 0.56122 | 2035 | Mitigation | 0.95 | 45 | 0 | esc | 0.00097009 | 1.0425e-06 | 0.00097009 | 1.0425e-06
[79 empty] | WLDFR | HFTD - Distribution - Zone 1 - 5QU CoRE ¦ 4QU LoRE | Red Flag Warning - Large Fires | 2052 | 9.5314e-10 | 7.3713 | 0.88759 | 4.1075 | 2.3763 | 0 | 2.6095e-06 | 7.0259e-09 | 0 | 7.0259e-09 | 5.2498e-09 | 4.4131e-08 | 0 | 4.4131e-08 | 7.4778e-08 | 0 | 7.4778e-08 | 4.1679e-08 | 0 | 4.1679e-08 | [17 empty] | 7.3.3.17.5 (Remote Grid) Updates to grid topology to minimize risk of ignition in HFTDs Remote GridWLDFRContact from objectAggregated | WLDFR | HFTD - Distribution - Tier 2 - 4QU CoRE ¦ 2QU LoRE | Non-Red Flag Warning - Small Fires | Contact from object | Aggregated | 2036 | 0.0010747 | 522.2177 | 0.56122 | 2036 | Mitigation | 0.95 | 45 | 0 | esc | 0.00097009 | 1.0425e-06 | 0.00097009 | 1.0425e-06
[79 empty] | WLDFR | HFTD - Distribution - Zone 1 - 5QU CoRE ¦ 4QU LoRE | Red Flag Warning - Large Fires | 2053 | 9.5314e-10 | 7.8503 | 0.92702 | 4.3664 | 2.5569 | 0 | 2.6095e-06 | 7.4825e-09 | 0 | 7.4825e-09 | 5.5012e-09 | 4.4131e-08 | 0 | 4.4131e-08 | 7.4778e-08 | 0 | 7.4778e-08 | 4.1679e-08 | 0 | 4.1679e-08 | [17 empty] | 7.3.3.17.5 (Remote Grid) Updates to grid topology to minimize risk of ignition in HFTDs Remote GridWLDFRContact from objectAggregated | WLDFR | HFTD - Distribution - Tier 2 - 4QU CoRE ¦ 2QU LoRE | Non-Red Flag Warning - Small Fires | Contact from object | Aggregated | 2037 | 0.0010747 | 522.2177 | 0.56122 | 2037 | Mitigation | 0.95 | 45 | 0 | esc | 0.00097009 | 1.0425e-06 | 0.00097009 | 1.0425e-06
[79 empty] | WLDFR | HFTD - Distribution - Zone 1 - 5QU CoRE ¦ 4QU LoRE | Red Flag Warning - Large Fires | 2054 | 9.5314e-10 | 7.8503 | 0.92702 | 4.3664 | 2.5569 | 0 | 2.6095e-06 | 7.4825e-09 | 0 | 7.4825e-09 | 5.5012e-09 | 4.6278e-08 | 0 | 4.6278e-08 | 7.8415e-08 | 0 | 7.8415e-08 | 4.3707e-08 | 0 | 4.3707e-08 | [17 empty] | 7.3.3.17.5 (Remote Grid) Updates to grid topology to minimize risk of ignition in HFTDs Remote GridWLDFRContact from objectAggregated | WLDFR | HFTD - Distribution - Tier 2 - 4QU CoRE ¦ 2QU LoRE | Non-Red Flag Warning - Small Fires | Contact from object | Aggregated | 2038 | 0.0010747 | 522.2177 | 0.56122 | 2038 | Mitigation | 0.95 | 45 | 0 | esc | 0.00097009 | 1.0425e-06 | 0.00097009 | 1.0425e-06
[79 empty] | WLDFR | HFTD - Distribution - Zone 1 - 5QU CoRE ¦ 4QU LoRE | Red Flag Warning - Large Fires | 2055 | 9.5314e-10 | 7.8503 | 0.92702 | 4.3664 | 2.5569 | 0 | 2.6095e-06 | 7.4825e-09 | 0 | 7.4825e-09 | 5.5012e-09 | 4.6278e-08 | 0 | 4.6278e-08 | 7.8415e-08 | 0 | 7.8415e-08 | 4.3707e-08 | 0 | 4.3707e-08 | [17 empty] | 7.3.3.17.5 (Remote Grid) Updates to grid topology to minimize risk of ignition in HFTDs Remote GridWLDFRContact from objectAggregated | WLDFR | HFTD - Distribution - Tier 2 - 4QU CoRE ¦ 2QU LoRE | Non-Red Flag Warning - Small Fires | Contact from object | Aggregated | 2039 | 0.0010747 | 522.2177 | 0.56122 | 2039 | Mitigation | 0.95 | 45 | 0 | esc | 0.00097009 | 1.0425e-06 | 0.00097009 | 1.0425e-06
[79 empty] | WLDFR | HFTD - Distribution - Zone 1 - 5QU CoRE ¦ 4QU LoRE | Red Flag Warning - Large Fires | 2056 | 9.5314e-10 | 7.8503 | 0.92702 | 4.3664 | 2.5569 | 0 | 2.6095e-06 | 7.4825e-09 | 0 | 7.4825e-09 | 5.5012e-09 | 4.6278e-08 | 0 | 4.6278e-08 | 7.8415e-08 | 0 | 7.8415e-08 | 4.3707e-08 | 0 | 4.3707e-08 | [17 empty] | 7.3.3.17.5 (Remote Grid) Updates to grid topology to minimize risk of ignition in HFTDs Remote GridWLDFRContact from objectAggregated | WLDFR | HFTD - Distribution - Tier 2 - 4QU CoRE ¦ 2QU LoRE | Non-Red Flag Warning - Small Fires | Contact from object | Aggregated | 2040 | 0.0010747 | 522.2177 | 0.56122 | 2040 | Mitigation | 0.95 | 45 | 0 | esc | 0.00097009 | 1.0425e-06 | 0.00097009 | 1.0425e-06
[79 empty] | WLDFR | HFTD - Distribution - Zone 1 - 5QU CoRE ¦ 4QU LoRE | Red Flag Warning - Large Fires | 2057 | 9.5314e-10 | 7.8503 | 0.92702 | 4.3664 | 2.5569 | 0 | 2.6095e-06 | 7.4825e-09 | 0 | 7.4825e-09 | 5.5012e-09 | 4.6278e-08 | 0 | 4.6278e-08 | 7.8415e-08 | 0 | 7.8415e-08 | 4.3707e-08 | 0 | 4.3707e-08 | [17 empty] | 7.3.3.17.5 (Remote Grid) Updates to grid topology to minimize risk of ignition in HFTDs Remote GridWLDFRContact from objectAggregated | WLDFR | HFTD - Distribution - Tier 2 - 4QU CoRE ¦ 2QU LoRE | Non-Red Flag Warning - Small Fires | Contact from object | Aggregated | 2041 | 0.0010747 | 522.2177 | 0.56122 | 2041 | Mitigation | 0.95 | 45 | 0 | esc | 0.00097009 | 1.0425e-06 | 0.00097009 | 1.0425e-06
[79 empty] | WLDFR | HFTD - Distribution - Zone 1 - 5QU CoRE ¦ 4QU LoRE | Red Flag Warning - Large Fires | 2058 | 9.5314e-10 | 8.3524 | 0.96727 | 4.6367 | 2.7484 | 0 | 2.6095e-06 | 7.961e-09 | 0 | 7.961e-09 | 5.7575e-09 | 4.6278e-08 | 0 | 4.6278e-08 | 7.8415e-08 | 0 | 7.8415e-08 | 4.3707e-08 | 0 | 4.3707e-08 | [17 empty] | 7.3.3.17.5 (Remote Grid) Updates to grid topology to minimize risk of ignition in HFTDs Remote GridWLDFRContact from objectAggregated | WLDFR | HFTD - Distribution - Tier 2 - 4QU CoRE ¦ 2QU LoRE | Non-Red Flag Warning - Small Fires | Contact from object | Aggregated | 2042 | 0.0010747 | 522.2177 | 0.56122 | 2042 | Mitigation | 0.95 | 45 | 0 | esc | 0.00097009 | 1.0425e-06 | 0.00097009 | 1.0425e-06
[79 empty] | WLDFR | HFTD - Distribution - Zone 1 - 5QU CoRE ¦ 4QU LoRE | Red Flag Warning - Large Fires | 2059 | 9.5314e-10 | 8.3524 | 0.96727 | 4.6367 | 2.7484 | 0 | 2.6095e-06 | 7.961e-09 | 0 | 7.961e-09 | 5.7575e-09 | 4.8527e-08 | 0 | 4.8527e-08 | 8.2227e-08 | 0 | 8.2227e-08 | 4.5831e-08 | 0 | 4.5831e-08 | [17 empty] | 7.3.3.17.5 (Remote Grid) Updates to grid topology to minimize risk of ignition in HFTDs Remote GridWLDFRContact from objectAggregated | WLDFR | HFTD - Distribution - Tier 2 - 4QU CoRE ¦ 2QU LoRE | Non-Red Flag Warning - Small Fires | Contact from object | Aggregated | 2043 | 0.0010747 | 522.2177 | 0.56122 | 2043 | Mitigation | 0.95 | 45 | 0 | esc | 0.00097009 | 1.0425e-06 | 0.00097009 | 1.0425e-06
[79 empty] | WLDFR | HFTD - Distribution - Zone 1 - 5QU CoRE ¦ 4QU LoRE | Red Flag Warning - Large Fires | 2060 | 9.5314e-10 | 8.3524 | 0.96727 | 4.6367 | 2.7484 | 0 | 2.6095e-06 | 7.961e-09 | 0 | 7.961e-09 | 5.7575e-09 | 4.8527e-08 | 0 | 4.8527e-08 | 8.2227e-08 | 0 | 8.2227e-08 | 4.5831e-08 | 0 | 4.5831e-08 | [17 empty] | 7.3.3.17.5 (Remote Grid) Updates to grid topology to minimize risk of ignition in HFTDs Remote GridWLDFRContact from objectAggregated | WLDFR | HFTD - Distribution - Tier 2 - 4QU CoRE ¦ 2QU LoRE | Non-Red Flag Warning - Small Fires | Contact from object | Aggregated | 2044 | 0.0010747 | 522.2177 | 0.56122 | 2044 | Mitigation | 0.95 | 45 | 0 | esc | 0.00097009 | 1.0425e-06 | 0.00097009 | 1.0425e-06
[79 empty] | WLDFR | HFTD - Distribution - Zone 1 - 5QU CoRE ¦ 4QU LoRE | Red Flag Warning - Large Fires | 2061 | 9.5314e-10 | 8.3524 | 0.96727 | 4.6367 | 2.7484 | 0 | 2.6095e-06 | 7.961e-09 | 0 | 7.961e-09 | 5.7575e-09 | 4.8527e-08 | 0 | 4.8527e-08 | 8.2227e-08 | 0 | 8.2227e-08 | 4.5831e-08 | 0 | 4.5831e-08 | [17 empty] | 7.3.3.17.5 (Remote Grid) Updates to grid topology to minimize risk of ignition in HFTDs Remote GridWLDFRContact from objectAggregated | WLDFR | HFTD - Distribution - Tier 2 - 4QU CoRE ¦ 2QU LoRE | Non-Red Flag Warning - Small Fires | Contact from object | Aggregated | 2045 | 0.0010747 | 522.2177 | 0.56122 | 2045 | Mitigation | 0.95 | 45 | 0 | esc | 0.00097009 | 1.0425e-06 | 0.00097009 | 1.0425e-06
[79 empty] | WLDFR | HFTD - Distribution - Zone 1 - 5QU CoRE ¦ 4QU LoRE | Red Flag Warning - Large Fires | 2062 | 9.5314e-10 | 8.3524 | 0.96727 | 4.6367 | 2.7484 | 0 | 2.6095e-06 | 7.961e-09 | 0 | 7.961e-09 | 5.7575e-09 | 4.8527e-08 | 0 | 4.8527e-08 | 8.2227e-08 | 0 | 8.2227e-08 | 4.5831e-08 | 0 | 4.5831e-08 | [17 empty] | 7.3.3.17.5 (Remote Grid) Updates to grid topology to minimize risk of ignition in HFTDs Remote GridWLDFRContact from objectAggregated | WLDFR | HFTD - Distribution - Tier 2 - 4QU CoRE ¦ 2QU LoRE | Non-Red Flag Warning - Small Fires | Contact from object | Aggregated | 2046 | 0.0010747 | 522.2177 | 0.56122 | 2046 | Mitigation | 0.95 | 45 | 0 | esc | 0.00097009 | 1.0425e-06 | 0.00097009 | 1.0425e-06
[79 empty] | WLDFR | HFTD - Distribution - Zone 1 - 5QU CoRE ¦ 4QU LoRE | Red Flag Warning - Large Fires | 2063 | 9.5314e-10 | 8.872 | 1.0079 | 4.9153 | 2.9488 | 0 | 2.6095e-06 | 8.4563e-09 | 0 | 8.4563e-09 | 6.0157e-09 | 4.8527e-08 | 0 | 4.8527e-08 | 8.2227e-08 | 0 | 8.2227e-08 | 4.5831e-08 | 0 | 4.5831e-08 | [17 empty] | 7.3.3.17.5 (Remote Grid) Updates to grid topology to minimize risk of ignition in HFTDs Remote GridWLDFRContact from objectAggregated | WLDFR | HFTD - Distribution - Tier 2 - 4QU CoRE ¦ 2QU LoRE | Non-Red Flag Warning - Small Fires | Contact from object | Aggregated | 2047 | 0.0010747 | 522.2177 | 0.56122 | 2047 | Mitigation | 0.95 | 45 | 0 | esc | 0.00097009 | 1.0425e-06 | 0.00097009 | 1.0425e-06
[79 empty] | WLDFR | HFTD - Distribution - Zone 1 - 5QU CoRE ¦ 4QU LoRE | Red Flag Warning - Large Fires | 2064 | 9.5314e-10 | 8.872 | 1.0079 | 4.9153 | 2.9488 | 0 | 2.6095e-06 | 8.4563e-09 | 0 | 8.4563e-09 | 6.0157e-09 | 5.0851e-08 | 0 | 5.0851e-08 | 8.6163e-08 | 0 | 8.6163e-08 | 4.8026e-08 | 0 | 4.8026e-08 | [17 empty] | 7.3.3.17.5 (Remote Grid) Updates to grid topology to minimize risk of ignition in HFTDs Remote GridWLDFRContact from objectAggregated | WLDFR | HFTD - Distribution - Tier 2 - 4QU CoRE ¦ 2QU LoRE | Non-Red Flag Warning - Small Fires | Contact from object | Aggregated | 2048 | 0.0010747 | 522.2177 | 0.56122 | 2048 | Mitigation | 0.95 | 45 | 0 | esc | 0.00097009 | 1.0425e-06 | 0.00097009 | 1.0425e-06
[79 empty] | WLDFR | HFTD - Distribution - Zone 1 - 5QU CoRE ¦ 4QU LoRE | Red Flag Warning - Large Fires | 2065 | 9.5314e-10 | 8.872 | 1.0079 | 4.9153 | 2.9488 | 0 | 2.6095e-06 | 8.4563e-09 | 0 | 8.4563e-09 | 6.0157e-09 | 5.0851e-08 | 0 | 5.0851e-08 | 8.6163e-08 | 0 | 8.6163e-08 | 4.8026e-08 | 0 | 4.8026e-08 | [17 empty] | 7.3.3.17.5 (Remote Grid) Updates to grid topology to minimize risk of ignition in HFTDs Remote GridWLDFRContact from objectAggregated | WLDFR | HFTD - Distribution - Tier 2 - 4QU CoRE ¦ 2QU LoRE | Non-Red Flag Warning - Small Fires | Contact from object | Aggregated | 2049 | 0.0010747 | 522.2177 | 0.56122 | 2049 | Mitigation | 0.95 | 45 | 0 | esc | 0.00097009 | 1.0425e-06 | 0.00097009 | 1.0425e-06
[79 empty] | WLDFR | HFTD - Distribution - Zone 1 - 5QU CoRE ¦ 4QU LoRE | Red Flag Warning - Large Fires | 2066 | 9.5314e-10 | 8.872 | 1.0079 | 4.9153 | 2.9488 | 0 | 2.6095e-06 | 8.4563e-09 | 0 | 8.4563e-09 | 6.0157e-09 | 5.0851e-08 | 0 | 5.0851e-08 | 8.6163e-08 | 0 | 8.6163e-08 | 4.8026e-08 | 0 | 4.8026e-08 | [17 empty] | 7.3.3.17.5 (Remote Grid) Updates to grid topology to minimize risk of ignition in HFTDs Remote GridWLDFRContact from objectAggregated | WLDFR | HFTD - Distribution - Tier 2 - 4QU CoRE ¦ 2QU LoRE | Non-Red Flag Warning - Small Fires | Contact from object | Aggregated | 2050 | 0.0010747 | 522.2177 | 0.56122 | 2050 | Mitigation | 0.95 | 45 | 0 | esc | 0.00097009 | 1.0425e-06 | 0.00097009 | 1.0425e-06
[79 empty] | WLDFR | HFTD - Distribution - Zone 1 - 5QU CoRE ¦ 4QU LoRE | Red Flag Warning - Small Fires | 2022 | 4.676e-08 | 0.077901 | 0.036425 | 0.0015809 | 0.039895 | 0 | 0.00012802 | 3.6426e-09 | 0 | 3.6426e-09 | 1.7382e-07 | 5.0851e-08 | 0 | 5.0851e-08 | 8.6163e-08 | 0 | 8.6163e-08 | 4.8026e-08 | 0 | 4.8026e-08 | [17 empty] | 7.3.3.17.5 (Remote Grid) Updates to grid topology to minimize risk of ignition in HFTDs Remote GridWLDFRContact from objectAggregated | WLDFR | HFTD - Distribution - Tier 2 - 4QU CoRE ¦ 2QU LoRE | Non-Red Flag Warning - Small Fires | Contact from object | Aggregated | 2051 | 0.0010747 | 522.2177 | 0.56122 | 2051 | Mitigation | 0.95 | 45 | 0 | esc | 0.00097009 | 1.0425e-06 | 0.00097009 | 1.0425e-06
[79 empty] | WLDFR | HFTD - Distribution - Zone 1 - 5QU CoRE ¦ 4QU LoRE | Red Flag Warning - Small Fires | 2023 | 4.676e-08 | 0.080408 | 0.03759 | 0.0016314 | 0.041187 | 0 | 0.00012802 | 3.7599e-09 | 0 | 3.7599e-09 | 1.8002e-07 | 5.0851e-08 | 0 | 5.0851e-08 | 8.6163e-08 | 0 | 8.6163e-08 | 4.8026e-08 | 0 | 4.8026e-08 | [17 empty] | 7.3.3.17.5 (Remote Grid) Updates to grid topology to minimize risk of ignition in HFTDs Remote GridWLDFRContact from objectAggregated | WLDFR | HFTD - Distribution - Tier 2 - 4QU CoRE ¦ 2QU LoRE | Non-Red Flag Warning - Small Fires | Contact from object | Aggregated | 2052 | 0.0010747 | 522.2177 | 0.56122 | 2052 | Mitigation | 0.95 | 45 | 0 | esc | 0.00097009 | 1.0425e-06 | 0.00097009 | 1.0425e-06
[79 empty] | WLDFR | HFTD - Distribution - Zone 1 - 5QU CoRE ¦ 4QU LoRE | Red Flag Warning - Small Fires | 2024 | 4.676e-08 | 0.080408 | 0.03759 | 0.0016314 | 0.041187 | 0 | 0.00012802 | 3.7599e-09 | 0 | 3.7599e-09 | 1.8002e-07 | 5.322e-08 | 0 | 5.322e-08 | 9.0178e-08 | 0 | 9.0178e-08 | 5.0263e-08 | 0 | 5.0263e-08 | [17 empty] | 7.3.3.17.5 (Remote Grid) Updates to grid topology to minimize risk of ignition in HFTDs Remote GridWLDFRContact from objectAggregated | WLDFR | HFTD - Distribution - Tier 2 - 4QU CoRE ¦ 2QU LoRE | Non-Red Flag Warning - Small Fires | Contact from object | Aggregated | 2053 | 0.0010747 | 522.2177 | 0.56122 | 2053 | Mitigation | 0.95 | 45 | 0 | esc | 0.00097009 | 1.0425e-06 | 0.00097009 | 1.0425e-06
[79 empty] | WLDFR | HFTD - Distribution - Zone 1 - 5QU CoRE ¦ 4QU LoRE | Red Flag Warning - Small Fires | 2025 | 4.676e-08 | 0.080408 | 0.03759 | 0.0016314 | 0.041187 | 0 | 0.00012802 | 3.7599e-09 | 0 | 3.7599e-09 | 1.8002e-07 | 5.322e-08 | 0 | 5.322e-08 | 9.0178e-08 | 0 | 9.0178e-08 | 5.0263e-08 | 0 | 5.0263e-08 | [17 empty] | 7.3.3.17.5 (Remote Grid) Updates to grid topology to minimize risk of ignition in HFTDs Remote GridWLDFRContact from objectAggregated | WLDFR | HFTD - Distribution - Tier 2 - 4QU CoRE ¦ 2QU LoRE | Non-Red Flag Warning - Small Fires | Contact from object | Aggregated | 2054 | 0.0010747 | 522.2177 | 0.56122 | 2054 | Mitigation | 0.95 | 45 | 0 | esc | 0.00097009 | 1.0425e-06 | 0.00097009 | 1.0425e-06
[79 empty] | WLDFR | HFTD - Distribution - Zone 1 - 5QU CoRE ¦ 4QU LoRE | Red Flag Warning - Small Fires | 2026 | 4.676e-08 | 0.080408 | 0.03759 | 0.0016314 | 0.041187 | 0 | 0.00012802 | 3.7599e-09 | 0 | 3.7599e-09 | 1.8002e-07 | 5.322e-08 | 0 | 5.322e-08 | 9.0178e-08 | 0 | 9.0178e-08 | 5.0263e-08 | 0 | 5.0263e-08 | [17 empty] | 7.3.3.17.5 (Remote Grid) Updates to grid topology to minimize risk of ignition in HFTDs Remote GridWLDFRContact from objectAggregated | WLDFR | HFTD - Distribution - Tier 2 - 4QU CoRE ¦ 2QU LoRE | Non-Red Flag Warning - Small Fires | Contact from object | Aggregated | 2055 | 0.0010747 | 522.2177 | 0.56122 | 2055 | Mitigation | 0.95 | 45 | 0 | esc | 0.00097009 | 1.0425e-06 | 0.00097009 | 1.0425e-06
[79 empty] | WLDFR | HFTD - Distribution - Zone 1 - 5QU CoRE ¦ 4QU LoRE | Red Flag Warning - Small Fires | 2027 | 4.676e-08 | 0.080408 | 0.03759 | 0.0016314 | 0.041187 | 0 | 0.00012802 | 3.7599e-09 | 0 | 3.7599e-09 | 1.8002e-07 | 5.322e-08 | 0 | 5.322e-08 | 9.0178e-08 | 0 | 9.0178e-08 | 5.0263e-08 | 0 | 5.0263e-08 | [17 empty] | 7.3.3.17.5 (Remote Grid) Updates to grid topology to minimize risk of ignition in HFTDs Remote GridWLDFRContact from objectAggregated | WLDFR | HFTD - Distribution - Tier 2 - 4QU CoRE ¦ 2QU LoRE | Non-Red Flag Warning - Small Fires | Contact from object | Aggregated | 2056 | 0.0010747 | 522.2177 | 0.56122 | 2056 | Mitigation | 0.95 | 45 | 0 | esc | 0.00097009 | 1.0425e-06 | 0.00097009 | 1.0425e-06
[79 empty] | WLDFR | HFTD - Distribution - Zone 1 - 5QU CoRE ¦ 4QU LoRE | Red Flag Warning - Small Fires | 2028 | 4.676e-08 | 0.083606 | 0.039055 | 0.001695 | 0.042856 | 0 | 0.00012802 | 3.9095e-09 | 0 | 3.9095e-09 | 1.8782e-07 | 5.322e-08 | 0 | 5.322e-08 | 9.0178e-08 | 0 | 9.0178e-08 | 5.0263e-08 | 0 | 5.0263e-08 | [17 empty] | 7.3.3.17.5 (Remote Grid) Updates to grid topology to minimize risk of ignition in HFTDs Remote GridWLDFRContact from objectAggregated | WLDFR | HFTD - Distribution - Tier 2 - 4QU CoRE ¦ 2QU LoRE | Non-Red Flag Warning - Small Fires | Contact from object | Aggregated | 2057 | 0.0010747 | 522.2177 | 0.56122 | 2057 | Mitigation | 0.95 | 45 | 0 | esc | 0.00097009 | 1.0425e-06 | 0.00097009 | 1.0425e-06
[79 empty] | WLDFR | HFTD - Distribution - Zone 1 - 5QU CoRE ¦ 4QU LoRE | Red Flag Warning - Small Fires | 2029 | 4.676e-08 | 0.083606 | 0.039055 | 0.001695 | 0.042856 | 0 | 0.00012802 | 3.9095e-09 | 0 | 3.9095e-09 | 1.8782e-07 | 5.5606e-08 | 0 | 5.5606e-08 | 9.4222e-08 | 0 | 9.4222e-08 | 5.2517e-08 | 0 | 5.2517e-08 | [17 empty] | 7.3.3.17.5 (Remote Grid) Updates to grid topology to minimize risk of ignition in HFTDs Remote GridWLDFRContact from objectAggregated | WLDFR | HFTD - Distribution - Tier 2 - 4QU CoRE ¦ 2QU LoRE | Non-Red Flag Warning - Small Fires | Contact from object | Aggregated | 2058 | 0.0010747 | 522.2177 | 0.56122 | 2058 | Mitigation | 0.95 | 45 | 0 | esc | 0.00097009 | 1.0425e-06 | 0.00097009 | 1.0425e-06
[79 empty] | WLDFR | HFTD - Distribution - Zone 1 - 5QU CoRE ¦ 4QU LoRE | Red Flag Warning - Small Fires | 2030 | 4.676e-08 | 0.083606 | 0.039055 | 0.001695 | 0.042856 | 0 | 0.00012802 | 3.9095e-09 | 0 | 3.9095e-09 | 1.8782e-07 | 5.5606e-08 | 0 | 5.5606e-08 | 9.4222e-08 | 0 | 9.4222e-08 | 5.2517e-08 | 0 | 5.2517e-08 | [17 empty] | 7.3.3.17.5 (Remote Grid) Updates to grid topology to minimize risk of ignition in HFTDs Remote GridWLDFRContact from objectAggregated | WLDFR | HFTD - Distribution - Tier 2 - 4QU CoRE ¦ 2QU LoRE | Non-Red Flag Warning - Small Fires | Contact from object | Aggregated | 2059 | 0.0010747 | 522.2177 | 0.56122 | 2059 | Mitigation | 0.95 | 45 | 0 | esc | 0.00097009 | 1.0425e-06 | 0.00097009 | 1.0425e-06
[79 empty] | WLDFR | HFTD - Distribution - Zone 1 - 5QU CoRE ¦ 4QU LoRE | Red Flag Warning - Small Fires | 2031 | 4.676e-08 | 0.083606 | 0.039055 | 0.001695 | 0.042856 | 0 | 0.00012802 | 3.9095e-09 | 0 | 3.9095e-09 | 1.8782e-07 | 5.5606e-08 | 0 | 5.5606e-08 | 9.4222e-08 | 0 | 9.4222e-08 | 5.2517e-08 | 0 | 5.2517e-08 | [17 empty] | 7.3.3.17.5 (Remote Grid) Updates to grid topology to minimize risk of ignition in HFTDs Remote GridWLDFRContact from objectAggregated | WLDFR | HFTD - Distribution - Tier 2 - 4QU CoRE ¦ 2QU LoRE | Non-Red Flag Warning - Small Fires | Contact from object | Aggregated | 2060 | 0.0010747 | 522.2177 | 0.56122 | 2060 | Mitigation | 0.95 | 45 | 0 | esc | 0.00097009 | 1.0425e-06 | 0.00097009 | 1.0425e-06
[79 empty] | WLDFR | HFTD - Distribution - Zone 1 - 5QU CoRE ¦ 4QU LoRE | Red Flag Warning - Small Fires | 2032 | 4.676e-08 | 0.083606 | 0.039055 | 0.001695 | 0.042856 | 0 | 0.00012802 | 3.9095e-09 | 0 | 3.9095e-09 | 1.8782e-07 | 0 | 0 | 0 | 9.4222e-08 | 0 | 9.4222e-08 | 5.2517e-08 | 0 | 5.2517e-08 | [17 empty] | 7.3.3.17.5 (Remote Grid) Updates to grid topology to minimize risk of ignition in HFTDs Remote GridWLDFRContact from objectAggregated | WLDFR | HFTD - Distribution - Tier 2 - 4QU CoRE ¦ 2QU LoRE | Non-Red Flag Warning - Small Fires | Contact from object | Aggregated | 2061 | 0.0010747 | 522.2177 | 0.56122 | 2061 | Mitigation | 0.95 | 45 | 0 | esc | 0.00097009 | 1.0425e-06 | 0.00097009 | 1.0425e-06
[79 empty] | WLDFR | HFTD - Distribution - Zone 1 - 5QU CoRE ¦ 4QU LoRE | Red Flag Warning - Small Fires | 2033 | 4.676e-08 | 0.087211 | 0.040679 | 0.0017655 | 0.044766 | 0 | 0.00012802 | 4.078e-09 | 0 | 4.078e-09 | 1.965e-07 | 0 | 0 | 0 | 0 | 0 | 0 | 5.2517e-08 | 0 | 5.2517e-08 | [17 empty] | 7.3.3.17.5 (Remote Grid) Updates to grid topology to minimize risk of ignition in HFTDs Remote GridWLDFRContact from objectAggregated | WLDFR | HFTD - Distribution - Tier 2 - 4QU CoRE ¦ 2QU LoRE | Non-Red Flag Warning - Small Fires | Contact from object | Aggregated | 2062 | 0.0010747 | 522.2177 | 0.56122 | 2062 | Mitigation | 0.95 | 45 | 0 | esc | 0.00097009 | 1.0425e-06 | 0.00097009 | 1.0425e-06
[79 empty] | WLDFR | HFTD - Distribution - Zone 1 - 5QU CoRE ¦ 4QU LoRE | Red Flag Warning - Small Fires | 2034 | 4.676e-08 | 0.087211 | 0.040679 | 0.0017655 | 0.044766 | 0 | 0.00012802 | 4.078e-09 | 0 | 4.078e-09 | 1.965e-07 | 1.6141e-06 | 0 | 1.6141e-06 | 0 | 0 | 0 | 0 | 0 | 0 | [17 empty] | 7.3.3.17.5 (Remote Grid) Updates to grid topology to minimize risk of ignition in HFTDs Remote GridWLDFRContact from objectAggregated | WLDFR | HFTD - Distribution - Tier 2 - 4QU CoRE ¦ 2QU LoRE | Non-Red Flag Warning - Small Fires | Contact from object | Aggregated | 2063 | 0.0010747 | 522.2177 | 0.56122 | 2063 | Mitigation | 0.95 | 45 | 0 | esc | 0.00097009 | 1.0425e-06 | 0.00097009 | 1.0425e-06
[79 empty] | WLDFR | HFTD - Distribution - Zone 1 - 5QU CoRE ¦ 4QU LoRE | Red Flag Warning - Small Fires | 2035 | 4.676e-08 | 0.087211 | 0.040679 | 0.0017655 | 0.044766 | 0 | 0.00012802 | 4.078e-09 | 0 | 4.078e-09 | 1.965e-07 | 1.6063e-06 | 0 | 1.6063e-06 | 2.7218e-06 | 0 | 2.7218e-06 | 0 | 0 | 0 | [17 empty] | 7.3.3.17.5 (Remote Grid) Updates to grid topology to minimize risk of ignition in HFTDs Remote GridWLDFRContact from objectAggregated | WLDFR | HFTD - Distribution - Tier 2 - 4QU CoRE ¦ 2QU LoRE | Non-Red Flag Warning - Small Fires | Contact from object | Aggregated | 2064 | 0.0010747 | 522.2177 | 0.56122 | 2064 | Mitigation | 0.95 | 45 | 0 | esc | 0.00097009 | 1.0425e-06 | 0.00097009 | 1.0425e-06
[79 empty] | WLDFR | HFTD - Distribution - Zone 1 - 5QU CoRE ¦ 4QU LoRE | Red Flag Warning - Small Fires | 2036 | 4.676e-08 | 0.087211 | 0.040679 | 0.0017655 | 0.044766 | 0 | 0.00012802 | 4.078e-09 | 0 | 4.078e-09 | 1.965e-07 | 1.6636e-06 | 0 | 1.6636e-06 | 2.8189e-06 | 0 | 2.8189e-06 | 1.5712e-06 | 0 | 1.5712e-06 | [17 empty] | 7.3.3.17.5 (Remote Grid) Updates to grid topology to minimize risk of ignition in HFTDs Remote GridWLDFRContact from objectAggregated | WLDFR | HFTD - Distribution - Tier 2 - 4QU CoRE ¦ 2QU LoRE | Non-Red Flag Warning - Small Fires | Contact from object | Aggregated | 2065 | 0.0010747 | 522.2177 | 0.56122 | 2065 | Mitigation | 0.95 | 45 | 0 | esc | 0.00097009 | 1.0425e-06 | 0.00097009 | 1.0425e-06
[79 empty] | WLDFR | HFTD - Distribution - Zone 1 - 5QU CoRE ¦ 4QU LoRE | Red Flag Warning - Small Fires | 2037 | 4.676e-08 | 0.087211 | 0.040679 | 0.0017655 | 0.044766 | 0 | 0.00012802 | 4.078e-09 | 0 | 4.078e-09 | 1.965e-07 | 1.6636e-06 | 0 | 1.6636e-06 | 2.8189e-06 | 0 | 2.8189e-06 | 1.5712e-06 | 0 | 1.5712e-06 | [17 empty] | 7.3.3.17.5 (Remote Grid) Updates to grid topology to minimize risk of ignition in HFTDs Remote GridWLDFRContact from objectAggregated | WLDFR | HFTD - Distribution - Tier 2 - 4QU CoRE ¦ 2QU LoRE | Non-Red Flag Warning - Small Fires | Contact from object | Aggregated | 2066 | 0.0010747 | 522.2177 | 0.56122 | 2066 | Mitigation | 0.95 | 45 | 0 | esc | 0.00097009 | 1.0425e-06 | 0.00097009 | 1.0425e-06
[79 empty] | WLDFR | HFTD - Distribution - Zone 1 - 5QU CoRE ¦ 4QU LoRE | Red Flag Warning - Small Fires | 2038 | 4.676e-08 | 0.091184 | 0.042438 | 0.0018418 | 0.046905 | 0 | 0.00012802 | 4.2638e-09 | 0 | 4.2638e-09 | 2.0591e-07 | 1.6636e-06 | 0 | 1.6636e-06 | 2.8189e-06 | 0 | 2.8189e-06 | 1.5712e-06 | 0 | 1.5712e-06 | [17 empty] | 7.3.3.17.5 (Remote Grid) Updates to grid topology to minimize risk of ignition in HFTDs Remote GridWLDFRContact from objectAggregated | WLDFR | HFTD - Distribution - Tier 2 - 4QU CoRE ¦ 2QU LoRE | Non-Red Flag Warning - Small Fires | Contact from object | Aggregated | 2067 | 0.0010747 | 522.2177 | 0.56122 | 2067 | Mitigation | 0.95 | 45 | 0 | esc | 0 | 0 | 0.00097009 | 1.0425e-06
[79 empty] | WLDFR | HFTD - Distribution - Zone 1 - 5QU CoRE ¦ 4QU LoRE | Red Flag Warning - Small Fires | 2039 | 4.676e-08 | 0.091184 | 0.042438 | 0.0018418 | 0.046905 | 0 | 0.00012802 | 4.2638e-09 | 0 | 4.2638e-09 | 2.0591e-07 | 1.6636e-06 | 0 | 1.6636e-06 | 2.8189e-06 | 0 | 2.8189e-06 | 1.5712e-06 | 0 | 1.5712e-06 | [17 empty] | 7.3.3.17.5 (Remote Grid) Updates to grid topology to minimize risk of ignition in HFTDs Remote GridWLDFRContaminationAggregated | WLDFR | HFTD - Distribution - Tier 2 - 4QU CoRE ¦ 2QU LoRE | Non-Red Flag Warning - Small Fires | Contamination | Aggregated | 2022 | 2.284e-05 | 522.2177 | 0.011927 | 2022 | Mitigation | 0.95 | 45 | 0 | esc | 0.00097009 | 2.2157e-08 | 0 | 0
[79 empty] | WLDFR | HFTD - Distribution - Zone 1 - 5QU CoRE ¦ 4QU LoRE | Red Flag Warning - Small Fires | 2040 | 4.676e-08 | 0.091184 | 0.042438 | 0.0018418 | 0.046905 | 0 | 0.00012802 | 4.2638e-09 | 0 | 4.2638e-09 | 2.0591e-07 | 1.6636e-06 | 0 | 1.6636e-06 | 2.8189e-06 | 0 | 2.8189e-06 | 1.5712e-06 | 0 | 1.5712e-06 | [17 empty] | 7.3.3.17.5 (Remote Grid) Updates to grid topology to minimize risk of ignition in HFTDs Remote GridWLDFRContaminationAggregated | WLDFR | HFTD - Distribution - Tier 2 - 4QU CoRE ¦ 2QU LoRE | Non-Red Flag Warning - Small Fires | Contamination | Aggregated | 2023 | 2.284e-05 | 522.2177 | 0.011927 | 2023 | Mitigation | 0.95 | 45 | 0 | esc | 0.00097009 | 2.2157e-08 | 0.00097009 | 2.2157e-08
[79 empty] | WLDFR | HFTD - Distribution - Zone 1 - 5QU CoRE ¦ 4QU LoRE | Red Flag Warning - Small Fires | 2041 | 4.676e-08 | 0.091184 | 0.042438 | 0.0018418 | 0.046905 | 0 | 0.00012802 | 4.2638e-09 | 0 | 4.2638e-09 | 2.0591e-07 | 1.7358e-06 | 0 | 1.7358e-06 | 2.9412e-06 | 0 | 2.9412e-06 | 1.6394e-06 | 0 | 1.6394e-06 | [17 empty] | 7.3.3.17.5 (Remote Grid) Updates to grid topology to minimize risk of ignition in HFTDs Remote GridWLDFRContaminationAggregated | WLDFR | HFTD - Distribution - Tier 2 - 4QU CoRE ¦ 2QU LoRE | Non-Red Flag Warning - Small Fires | Contamination | Aggregated | 2024 | 2.284e-05 | 522.2177 | 0.011927 | 2024 | Mitigation | 0.95 | 45 | 0 | esc | 0.00097009 | 2.2157e-08 | 0.00097009 | 2.2157e-08
[79 empty] | WLDFR | HFTD - Distribution - Zone 1 - 5QU CoRE ¦ 4QU LoRE | Red Flag Warning - Small Fires | 2042 | 4.676e-08 | 0.091184 | 0.042438 | 0.0018418 | 0.046905 | 0 | 0.00012802 | 4.2638e-09 | 0 | 4.2638e-09 | 2.0591e-07 | 1.7358e-06 | 0 | 1.7358e-06 | 2.9412e-06 | 0 | 2.9412e-06 | 1.6394e-06 | 0 | 1.6394e-06 | [17 empty] | 7.3.3.17.5 (Remote Grid) Updates to grid topology to minimize risk of ignition in HFTDs Remote GridWLDFRContaminationAggregated | WLDFR | HFTD - Distribution - Tier 2 - 4QU CoRE ¦ 2QU LoRE | Non-Red Flag Warning - Small Fires | Contamination | Aggregated | 2025 | 2.284e-05 | 522.2177 | 0.011927 | 2025 | Mitigation | 0.95 | 45 | 0 | esc | 0.00097009 | 2.2157e-08 | 0.00097009 | 2.2157e-08
[79 empty] | WLDFR | HFTD - Distribution - Zone 1 - 5QU CoRE ¦ 4QU LoRE | Red Flag Warning - Small Fires | 2043 | 4.676e-08 | 0.095486 | 0.044306 | 0.0019228 | 0.049257 | 0 | 0.00012802 | 4.4649e-09 | 0 | 4.4649e-09 | 2.1592e-07 | 1.7358e-06 | 0 | 1.7358e-06 | 2.9412e-06 | 0 | 2.9412e-06 | 1.6394e-06 | 0 | 1.6394e-06 | [17 empty] | 7.3.3.17.5 (Remote Grid) Updates to grid topology to minimize risk of ignition in HFTDs Remote GridWLDFRContaminationAggregated | WLDFR | HFTD - Distribution - Tier 2 - 4QU CoRE ¦ 2QU LoRE | Non-Red Flag Warning - Small Fires | Contamination | Aggregated | 2026 | 2.284e-05 | 522.2177 | 0.011927 | 2026 | Mitigation | 0.95 | 45 | 0 | esc | 0.00097009 | 2.2157e-08 | 0.00097009 | 2.2157e-08
[79 empty] | WLDFR | HFTD - Distribution - Zone 1 - 5QU CoRE ¦ 4QU LoRE | Red Flag Warning - Small Fires | 2044 | 4.676e-08 | 0.095486 | 0.044306 | 0.0019228 | 0.049257 | 0 | 0.00012802 | 4.4649e-09 | 0 | 4.4649e-09 | 2.1592e-07 | 1.7358e-06 | 0 | 1.7358e-06 | 2.9412e-06 | 0 | 2.9412e-06 | 1.6394e-06 | 0 | 1.6394e-06 | [17 empty] | 7.3.3.17.5 (Remote Grid) Updates to grid topology to minimize risk of ignition in HFTDs Remote GridWLDFRContaminationAggregated | WLDFR | HFTD - Distribution - Tier 2 - 4QU CoRE ¦ 2QU LoRE | Non-Red Flag Warning - Small Fires | Contamination | Aggregated | 2027 | 2.284e-05 | 522.2177 | 0.011927 | 2027 | Mitigation | 0.95 | 45 | 0 | esc | 0.00097009 | 2.2157e-08 | 0.00097009 | 2.2157e-08
[79 empty] | WLDFR | HFTD - Distribution - Zone 1 - 5QU CoRE ¦ 4QU LoRE | Red Flag Warning - Small Fires | 2045 | 4.676e-08 | 0.095486 | 0.044306 | 0.0019228 | 0.049257 | 0 | 0.00012802 | 4.4649e-09 | 0 | 4.4649e-09 | 2.1592e-07 | 1.7358e-06 | 0 | 1.7358e-06 | 2.9412e-06 | 0 | 2.9412e-06 | 1.6394e-06 | 0 | 1.6394e-06 | [17 empty] | 7.3.3.17.5 (Remote Grid) Updates to grid topology to minimize risk of ignition in HFTDs Remote GridWLDFRContaminationAggregated | WLDFR | HFTD - Distribution - Tier 2 - 4QU CoRE ¦ 2QU LoRE | Non-Red Flag Warning - Small Fires | Contamination | Aggregated | 2028 | 2.284e-05 | 522.2177 | 0.011927 | 2028 | Mitigation | 0.95 | 45 | 0 | esc | 0.00097009 | 2.2157e-08 | 0.00097009 | 2.2157e-08
[79 empty] | WLDFR | HFTD - Distribution - Zone 1 - 5QU CoRE ¦ 4QU LoRE | Red Flag Warning - Small Fires | 2046 | 4.676e-08 | 0.095486 | 0.044306 | 0.0019228 | 0.049257 | 0 | 0.00012802 | 4.4649e-09 | 0 | 4.4649e-09 | 2.1592e-07 | 1.816e-06 | 0 | 1.816e-06 | 3.077e-06 | 0 | 3.077e-06 | 1.7151e-06 | 0 | 1.7151e-06 | [17 empty] | 7.3.3.17.5 (Remote Grid) Updates to grid topology to minimize risk of ignition in HFTDs Remote GridWLDFRContaminationAggregated | WLDFR | HFTD - Distribution - Tier 2 - 4QU CoRE ¦ 2QU LoRE | Non-Red Flag Warning - Small Fires | Contamination | Aggregated | 2029 | 2.284e-05 | 522.2177 | 0.011927 | 2029 | Mitigation | 0.95 | 45 | 0 | esc | 0.00097009 | 2.2157e-08 | 0.00097009 | 2.2157e-08
[79 empty] | WLDFR | HFTD - Distribution - Zone 1 - 5QU CoRE ¦ 4QU LoRE | Red Flag Warning - Small Fires | 2047 | 4.676e-08 | 0.095486 | 0.044306 | 0.0019228 | 0.049257 | 0 | 0.00012802 | 4.4649e-09 | 0 | 4.4649e-09 | 2.1592e-07 | 1.816e-06 | 0 | 1.816e-06 | 3.077e-06 | 0 | 3.077e-06 | 1.7151e-06 | 0 | 1.7151e-06 | [17 empty] | 7.3.3.17.5 (Remote Grid) Updates to grid topology to minimize risk of ignition in HFTDs Remote GridWLDFRContaminationAggregated | WLDFR | HFTD - Distribution - Tier 2 - 4QU CoRE ¦ 2QU LoRE | Non-Red Flag Warning - Small Fires | Contamination | Aggregated | 2030 | 2.284e-05 | 522.2177 | 0.011927 | 2030 | Mitigation | 0.95 | 45 | 0 | esc | 0.00097009 | 2.2157e-08 | 0.00097009 | 2.2157e-08
[79 empty] | WLDFR | HFTD - Distribution - Zone 1 - 5QU CoRE ¦ 4QU LoRE | Red Flag Warning - Small Fires | 2048 | 4.676e-08 | 0.10007 | 0.04626 | 0.0020076 | 0.051804 | 0 | 0.00012802 | 4.6794e-09 | 0 | 4.6794e-09 | 2.2642e-07 | 1.816e-06 | 0 | 1.816e-06 | 3.077e-06 | 0 | 3.077e-06 | 1.7151e-06 | 0 | 1.7151e-06 | [17 empty] | 7.3.3.17.5 (Remote Grid) Updates to grid topology to minimize risk of ignition in HFTDs Remote GridWLDFRContaminationAggregated | WLDFR | HFTD - Distribution - Tier 2 - 4QU CoRE ¦ 2QU LoRE | Non-Red Flag Warning - Small Fires | Contamination | Aggregated | 2031 | 2.284e-05 | 522.2177 | 0.011927 | 2031 | Mitigation | 0.95 | 45 | 0 | esc | 0.00097009 | 2.2157e-08 | 0.00097009 | 2.2157e-08
[79 empty] | WLDFR | HFTD - Distribution - Zone 1 - 5QU CoRE ¦ 4QU LoRE | Red Flag Warning - Small Fires | 2049 | 4.676e-08 | 0.10007 | 0.04626 | 0.0020076 | 0.051804 | 0 | 0.00012802 | 4.6794e-09 | 0 | 4.6794e-09 | 2.2642e-07 | 1.816e-06 | 0 | 1.816e-06 | 3.077e-06 | 0 | 3.077e-06 | 1.7151e-06 | 0 | 1.7151e-06 | [17 empty] | 7.3.3.17.5 (Remote Grid) Updates to grid topology to minimize risk of ignition in HFTDs Remote GridWLDFRContaminationAggregated | WLDFR | HFTD - Distribution - Tier 2 - 4QU CoRE ¦ 2QU LoRE | Non-Red Flag Warning - Small Fires | Contamination | Aggregated | 2032 | 2.284e-05 | 522.2177 | 0.011927 | 2032 | Mitigation | 0.95 | 45 | 0 | esc | 0.00097009 | 2.2157e-08 | 0.00097009 | 2.2157e-08
[79 empty] | WLDFR | HFTD - Distribution - Zone 1 - 5QU CoRE ¦ 4QU LoRE | Red Flag Warning - Small Fires | 2050 | 4.676e-08 | 0.10007 | 0.04626 | 0.0020076 | 0.051804 | 0 | 0.00012802 | 4.6794e-09 | 0 | 4.6794e-09 | 2.2642e-07 | 1.816e-06 | 0 | 1.816e-06 | 3.077e-06 | 0 | 3.077e-06 | 1.7151e-06 | 0 | 1.7151e-06 | [17 empty] | 7.3.3.17.5 (Remote Grid) Updates to grid topology to minimize risk of ignition in HFTDs Remote GridWLDFRContaminationAggregated | WLDFR | HFTD - Distribution - Tier 2 - 4QU CoRE ¦ 2QU LoRE | Non-Red Flag Warning - Small Fires | Contamination | Aggregated | 2033 | 2.284e-05 | 522.2177 | 0.011927 | 2033 | Mitigation | 0.95 | 45 | 0 | esc | 0.00097009 | 2.2157e-08 | 0.00097009 | 2.2157e-08
[79 empty] | WLDFR | HFTD - Distribution - Zone 1 - 5QU CoRE ¦ 4QU LoRE | Red Flag Warning - Small Fires | 2051 | 4.676e-08 | 0.10007 | 0.04626 | 0.0020076 | 0.051804 | 0 | 0.00012802 | 4.6794e-09 | 0 | 4.6794e-09 | 2.2642e-07 | 1.9029e-06 | 0 | 1.9029e-06 | 3.2244e-06 | 0 | 3.2244e-06 | 1.7972e-06 | 0 | 1.7972e-06 | [17 empty] | 7.3.3.17.5 (Remote Grid) Updates to grid topology to minimize risk of ignition in HFTDs Remote GridWLDFRContaminationAggregated | WLDFR | HFTD - Distribution - Tier 2 - 4QU CoRE ¦ 2QU LoRE | Non-Red Flag Warning - Small Fires | Contamination | Aggregated | 2034 | 2.284e-05 | 522.2177 | 0.011927 | 2034 | Mitigation | 0.95 | 45 | 0 | esc | 0.00097009 | 2.2157e-08 | 0.00097009 | 2.2157e-08
[79 empty] | WLDFR | HFTD - Distribution - Zone 1 - 5QU CoRE ¦ 4QU LoRE | Red Flag Warning - Small Fires | 2052 | 4.676e-08 | 0.10007 | 0.04626 | 0.0020076 | 0.051804 | 0 | 0.00012802 | 4.6794e-09 | 0 | 4.6794e-09 | 2.2642e-07 | 1.9029e-06 | 0 | 1.9029e-06 | 3.2244e-06 | 0 | 3.2244e-06 | 1.7972e-06 | 0 | 1.7972e-06 | [17 empty] | 7.3.3.17.5 (Remote Grid) Updates to grid topology to minimize risk of ignition in HFTDs Remote GridWLDFRContaminationAggregated | WLDFR | HFTD - Distribution - Tier 2 - 4QU CoRE ¦ 2QU LoRE | Non-Red Flag Warning - Small Fires | Contamination | Aggregated | 2035 | 2.284e-05 | 522.2177 | 0.011927 | 2035 | Mitigation | 0.95 | 45 | 0 | esc | 0.00097009 | 2.2157e-08 | 0.00097009 | 2.2157e-08
[79 empty] | WLDFR | HFTD - Distribution - Zone 1 - 5QU CoRE ¦ 4QU LoRE | Red Flag Warning - Small Fires | 2053 | 4.676e-08 | 0.10489 | 0.048274 | 0.002095 | 0.054525 | 0 | 0.00012802 | 4.9049e-09 | 0 | 4.9049e-09 | 2.3726e-07 | 1.9029e-06 | 0 | 1.9029e-06 | 3.2244e-06 | 0 | 3.2244e-06 | 1.7972e-06 | 0 | 1.7972e-06 | [17 empty] | 7.3.3.17.5 (Remote Grid) Updates to grid topology to minimize risk of ignition in HFTDs Remote GridWLDFRContaminationAggregated | WLDFR | HFTD - Distribution - Tier 2 - 4QU CoRE ¦ 2QU LoRE | Non-Red Flag Warning - Small Fires | Contamination | Aggregated | 2036 | 2.284e-05 | 522.2177 | 0.011927 | 2036 | Mitigation | 0.95 | 45 | 0 | esc | 0.00097009 | 2.2157e-08 | 0.00097009 | 2.2157e-08
[79 empty] | WLDFR | HFTD - Distribution - Zone 1 - 5QU CoRE ¦ 4QU LoRE | Red Flag Warning - Small Fires | 2054 | 4.676e-08 | 0.10489 | 0.048274 | 0.002095 | 0.054525 | 0 | 0.00012802 | 4.9049e-09 | 0 | 4.9049e-09 | 2.3726e-07 | 1.9029e-06 | 0 | 1.9029e-06 | 3.2244e-06 | 0 | 3.2244e-06 | 1.7972e-06 | 0 | 1.7972e-06 | [17 empty] | 7.3.3.17.5 (Remote Grid) Updates to grid topology to minimize risk of ignition in HFTDs Remote GridWLDFRContaminationAggregated | WLDFR | HFTD - Distribution - Tier 2 - 4QU CoRE ¦ 2QU LoRE | Non-Red Flag Warning - Small Fires | Contamination | Aggregated | 2037 | 2.284e-05 | 522.2177 | 0.011927 | 2037 | Mitigation | 0.95 | 45 | 0 | esc | 0.00097009 | 2.2157e-08 | 0.00097009 | 2.2157e-08
[79 empty] | WLDFR | HFTD - Distribution - Zone 1 - 5QU CoRE ¦ 4QU LoRE | Red Flag Warning - Small Fires | 2055 | 4.676e-08 | 0.10489 | 0.048274 | 0.002095 | 0.054525 | 0 | 0.00012802 | 4.9049e-09 | 0 | 4.9049e-09 | 2.3726e-07 | 1.9029e-06 | 0 | 1.9029e-06 | 3.2244e-06 | 0 | 3.2244e-06 | 1.7972e-06 | 0 | 1.7972e-06 | [17 empty] | 7.3.3.17.5 (Remote Grid) Updates to grid topology to minimize risk of ignition in HFTDs Remote GridWLDFRContaminationAggregated | WLDFR | HFTD - Distribution - Tier 2 - 4QU CoRE ¦ 2QU LoRE | Non-Red Flag Warning - Small Fires | Contamination | Aggregated | 2038 | 2.284e-05 | 522.2177 | 0.011927 | 2038 | Mitigation | 0.95 | 45 | 0 | esc | 0.00097009 | 2.2157e-08 | 0.00097009 | 2.2157e-08
[79 empty] | WLDFR | HFTD - Distribution - Zone 1 - 5QU CoRE ¦ 4QU LoRE | Red Flag Warning - Small Fires | 2056 | 4.676e-08 | 0.10489 | 0.048274 | 0.002095 | 0.054525 | 0 | 0.00012802 | 4.9049e-09 | 0 | 4.9049e-09 | 2.3726e-07 | 1.9955e-06 | 0 | 1.9955e-06 | 3.3812e-06 | 0 | 3.3812e-06 | 1.8846e-06 | 0 | 1.8846e-06 | [17 empty] | 7.3.3.17.5 (Remote Grid) Updates to grid topology to minimize risk of ignition in HFTDs Remote GridWLDFRContaminationAggregated | WLDFR | HFTD - Distribution - Tier 2 - 4QU CoRE ¦ 2QU LoRE | Non-Red Flag Warning - Small Fires | Contamination | Aggregated | 2039 | 2.284e-05 | 522.2177 | 0.011927 | 2039 | Mitigation | 0.95 | 45 | 0 | esc | 0.00097009 | 2.2157e-08 | 0.00097009 | 2.2157e-08
[79 empty] | WLDFR | HFTD - Distribution - Zone 1 - 5QU CoRE ¦ 4QU LoRE | Red Flag Warning - Small Fires | 2057 | 4.676e-08 | 0.10489 | 0.048274 | 0.002095 | 0.054525 | 0 | 0.00012802 | 4.9049e-09 | 0 | 4.9049e-09 | 2.3726e-07 | 1.9955e-06 | 0 | 1.9955e-06 | 3.3812e-06 | 0 | 3.3812e-06 | 1.8846e-06 | 0 | 1.8846e-06 | [17 empty] | 7.3.3.17.5 (Remote Grid) Updates to grid topology to minimize risk of ignition in HFTDs Remote GridWLDFRContaminationAggregated | WLDFR | HFTD - Distribution - Tier 2 - 4QU CoRE ¦ 2QU LoRE | Non-Red Flag Warning - Small Fires | Contamination | Aggregated | 2040 | 2.284e-05 | 522.2177 | 0.011927 | 2040 | Mitigation | 0.95 | 45 | 0 | esc | 0.00097009 | 2.2157e-08 | 0.00097009 | 2.2157e-08
[79 empty] | WLDFR | HFTD - Distribution - Zone 1 - 5QU CoRE ¦ 4QU LoRE | Red Flag Warning - Small Fires | 2058 | 4.676e-08 | 0.1099 | 0.050325 | 0.0021839 | 0.057393 | 0 | 0.00012802 | 5.1391e-09 | 0 | 5.1391e-09 | 2.4831e-07 | 1.9955e-06 | 0 | 1.9955e-06 | 3.3812e-06 | 0 | 3.3812e-06 | 1.8846e-06 | 0 | 1.8846e-06 | [17 empty] | 7.3.3.17.5 (Remote Grid) Updates to grid topology to minimize risk of ignition in HFTDs Remote GridWLDFRContaminationAggregated | WLDFR | HFTD - Distribution - Tier 2 - 4QU CoRE ¦ 2QU LoRE | Non-Red Flag Warning - Small Fires | Contamination | Aggregated | 2041 | 2.284e-05 | 522.2177 | 0.011927 | 2041 | Mitigation | 0.95 | 45 | 0 | esc | 0.00097009 | 2.2157e-08 | 0.00097009 | 2.2157e-08
[79 empty] | WLDFR | HFTD - Distribution - Zone 1 - 5QU CoRE ¦ 4QU LoRE | Red Flag Warning - Small Fires | 2059 | 4.676e-08 | 0.1099 | 0.050325 | 0.0021839 | 0.057393 | 0 | 0.00012802 | 5.1391e-09 | 0 | 5.1391e-09 | 2.4831e-07 | 1.9955e-06 | 0 | 1.9955e-06 | 3.3812e-06 | 0 | 3.3812e-06 | 1.8846e-06 | 0 | 1.8846e-06 | [17 empty] | 7.3.3.17.5 (Remote Grid) Updates to grid topology to minimize risk of ignition in HFTDs Remote GridWLDFRContaminationAggregated | WLDFR | HFTD - Distribution - Tier 2 - 4QU CoRE ¦ 2QU LoRE | Non-Red Flag Warning - Small Fires | Contamination | Aggregated | 2042 | 2.284e-05 | 522.2177 | 0.011927 | 2042 | Mitigation | 0.95 | 45 | 0 | esc | 0.00097009 | 2.2157e-08 | 0.00097009 | 2.2157e-08
[79 empty] | WLDFR | HFTD - Distribution - Zone 1 - 5QU CoRE ¦ 4QU LoRE | Red Flag Warning - Small Fires | 2060 | 4.676e-08 | 0.1099 | 0.050325 | 0.0021839 | 0.057393 | 0 | 0.00012802 | 5.1391e-09 | 0 | 5.1391e-09 | 2.4831e-07 | 1.9955e-06 | 0 | 1.9955e-06 | 3.3812e-06 | 0 | 3.3812e-06 | 1.8846e-06 | 0 | 1.8846e-06 | [17 empty] | 7.3.3.17.5 (Remote Grid) Updates to grid topology to minimize risk of ignition in HFTDs Remote GridWLDFRContaminationAggregated | WLDFR | HFTD - Distribution - Tier 2 - 4QU CoRE ¦ 2QU LoRE | Non-Red Flag Warning - Small Fires | Contamination | Aggregated | 2043 | 2.284e-05 | 522.2177 | 0.011927 | 2043 | Mitigation | 0.95 | 45 | 0 | esc | 0.00097009 | 2.2157e-08 | 0.00097009 | 2.2157e-08
[79 empty] | WLDFR | HFTD - Distribution - Zone 1 - 5QU CoRE ¦ 4QU LoRE | Red Flag Warning - Small Fires | 2061 | 4.676e-08 | 0.1099 | 0.050325 | 0.0021839 | 0.057393 | 0 | 0.00012802 | 5.1391e-09 | 0 | 5.1391e-09 | 2.4831e-07 | 2.0925e-06 | 0 | 2.0925e-06 | 3.5456e-06 | 0 | 3.5456e-06 | 1.9762e-06 | 0 | 1.9762e-06 | [17 empty] | 7.3.3.17.5 (Remote Grid) Updates to grid topology to minimize risk of ignition in HFTDs Remote GridWLDFRContaminationAggregated | WLDFR | HFTD - Distribution - Tier 2 - 4QU CoRE ¦ 2QU LoRE | Non-Red Flag Warning - Small Fires | Contamination | Aggregated | 2044 | 2.284e-05 | 522.2177 | 0.011927 | 2044 | Mitigation | 0.95 | 45 | 0 | esc | 0.00097009 | 2.2157e-08 | 0.00097009 | 2.2157e-08
[79 empty] | WLDFR | HFTD - Distribution - Zone 1 - 5QU CoRE ¦ 4QU LoRE | Red Flag Warning - Small Fires | 2062 | 4.676e-08 | 0.1099 | 0.050325 | 0.0021839 | 0.057393 | 0 | 0.00012802 | 5.1391e-09 | 0 | 5.1391e-09 | 2.4831e-07 | 2.0925e-06 | 0 | 2.0925e-06 | 3.5456e-06 | 0 | 3.5456e-06 | 1.9762e-06 | 0 | 1.9762e-06 | [17 empty] | 7.3.3.17.5 (Remote Grid) Updates to grid topology to minimize risk of ignition in HFTDs Remote GridWLDFRContaminationAggregated | WLDFR | HFTD - Distribution - Tier 2 - 4QU CoRE ¦ 2QU LoRE | Non-Red Flag Warning - Small Fires | Contamination | Aggregated | 2045 | 2.284e-05 | 522.2177 | 0.011927 | 2045 | Mitigation | 0.95 | 45 | 0 | esc | 0.00097009 | 2.2157e-08 | 0.00097009 | 2.2157e-08
[79 empty] | WLDFR | HFTD - Distribution - Zone 1 - 5QU CoRE ¦ 4QU LoRE | Red Flag Warning - Small Fires | 2063 | 4.676e-08 | 0.11504 | 0.052388 | 0.0022734 | 0.060377 | 0 | 0.00012802 | 5.3792e-09 | 0 | 5.3792e-09 | 2.5945e-07 | 2.0925e-06 | 0 | 2.0925e-06 | 3.5456e-06 | 0 | 3.5456e-06 | 1.9762e-06 | 0 | 1.9762e-06 | [17 empty] | 7.3.3.17.5 (Remote Grid) Updates to grid topology to minimize risk of ignition in HFTDs Remote GridWLDFRContaminationAggregated | WLDFR | HFTD - Distribution - Tier 2 - 4QU CoRE ¦ 2QU LoRE | Non-Red Flag Warning - Small Fires | Contamination | Aggregated | 2046 | 2.284e-05 | 522.2177 | 0.011927 | 2046 | Mitigation | 0.95 | 45 | 0 | esc | 0.00097009 | 2.2157e-08 | 0.00097009 | 2.2157e-08
[79 empty] | WLDFR | HFTD - Distribution - Zone 1 - 5QU CoRE ¦ 4QU LoRE | Red Flag Warning - Small Fires | 2064 | 4.676e-08 | 0.11504 | 0.052388 | 0.0022734 | 0.060377 | 0 | 0.00012802 | 5.3792e-09 | 0 | 5.3792e-09 | 2.5945e-07 | 2.0925e-06 | 0 | 2.0925e-06 | 3.5456e-06 | 0 | 3.5456e-06 | 1.9762e-06 | 0 | 1.9762e-06 | [17 empty] | 7.3.3.17.5 (Remote Grid) Updates to grid topology to minimize risk of ignition in HFTDs Remote GridWLDFRContaminationAggregated | WLDFR | HFTD - Distribution - Tier 2 - 4QU CoRE ¦ 2QU LoRE | Non-Red Flag Warning - Small Fires | Contamination | Aggregated | 2047 | 2.284e-05 | 522.2177 | 0.011927 | 2047 | Mitigation | 0.95 | 45 | 0 | esc | 0.00097009 | 2.2157e-08 | 0.00097009 | 2.2157e-08
[79 empty] | WLDFR | HFTD - Distribution - Zone 1 - 5QU CoRE ¦ 4QU LoRE | Red Flag Warning - Small Fires | 2065 | 4.676e-08 | 0.11504 | 0.052388 | 0.0022734 | 0.060377 | 0 | 0.00012802 | 5.3792e-09 | 0 | 5.3792e-09 | 2.5945e-07 | 2.0925e-06 | 0 | 2.0925e-06 | 3.5456e-06 | 0 | 3.5456e-06 | 1.9762e-06 | 0 | 1.9762e-06 | [17 empty] | 7.3.3.17.5 (Remote Grid) Updates to grid topology to minimize risk of ignition in HFTDs Remote GridWLDFRContaminationAggregated | WLDFR | HFTD - Distribution - Tier 2 - 4QU CoRE ¦ 2QU LoRE | Non-Red Flag Warning - Small Fires | Contamination | Aggregated | 2048 | 2.284e-05 | 522.2177 | 0.011927 | 2048 | Mitigation | 0.95 | 45 | 0 | esc | 0.00097009 | 2.2157e-08 | 0.00097009 | 2.2157e-08
[79 empty] | WLDFR | HFTD - Distribution - Zone 1 - 5QU CoRE ¦ 4QU LoRE | Red Flag Warning - Small Fires | 2066 | 4.676e-08 | 0.11504 | 0.052388 | 0.0022734 | 0.060377 | 0 | 0.00012802 | 5.3792e-09 | 0 | 5.3792e-09 | 2.5945e-07 | 2.1927e-06 | 0 | 2.1927e-06 | 3.7153e-06 | 0 | 3.7153e-06 | 2.0708e-06 | 0 | 2.0708e-06 | [17 empty] | 7.3.3.17.5 (Remote Grid) Updates to grid topology to minimize risk of ignition in HFTDs Remote GridWLDFRContaminationAggregated | WLDFR | HFTD - Distribution - Tier 2 - 4QU CoRE ¦ 2QU LoRE | Non-Red Flag Warning - Small Fires | Contamination | Aggregated | 2049 | 2.284e-05 | 522.2177 | 0.011927 | 2049 | Mitigation | 0.95 | 45 | 0 | esc | 0.00097009 | 2.2157e-08 | 0.00097009 | 2.2157e-08
[79 empty] | WLDFR | HFTD - Distribution - Zone 1 - 5QU CoRE ¦ 4QU LoRE | Seismic - Non-Red Flag Warning - Catastrophic Fires | 2022 | 1.8958e-13 | 21083.8428 | 409.2237 | 13469.0878 | 7205.5313 | 0 | 5.1903e-10 | 3.9971e-09 | 0 | 3.9971e-09 | 1.0639e-07 | 2.1927e-06 | 0 | 2.1927e-06 | 3.7153e-06 | 0 | 3.7153e-06 | 2.0708e-06 | 0 | 2.0708e-06 | [17 empty] | 7.3.3.17.5 (Remote Grid) Updates to grid topology to minimize risk of ignition in HFTDs Remote GridWLDFRContaminationAggregated | WLDFR | HFTD - Distribution - Tier 2 - 4QU CoRE ¦ 2QU LoRE | Non-Red Flag Warning - Small Fires | Contamination | Aggregated | 2050 | 2.284e-05 | 522.2177 | 0.011927 | 2050 | Mitigation | 0.95 | 45 | 0 | esc | 0.00097009 | 2.2157e-08 | 0.00097009 | 2.2157e-08
[79 empty] | WLDFR | HFTD - Distribution - Zone 1 - 5QU CoRE ¦ 4QU LoRE | Seismic - Non-Red Flag Warning - Catastrophic Fires | 2023 | 1.8958e-13 | 21835.9781 | 428.6023 | 13939.561 | 7467.8148 | 0 | 5.1903e-10 | 4.1396e-09 | 0 | 4.1396e-09 | 1.0639e-07 | 2.1927e-06 | 0 | 2.1927e-06 | 3.7153e-06 | 0 | 3.7153e-06 | 2.0708e-06 | 0 | 2.0708e-06 | [17 empty] | 7.3.3.17.5 (Remote Grid) Updates to grid topology to minimize risk of ignition in HFTDs Remote GridWLDFRContaminationAggregated | WLDFR | HFTD - Distribution - Tier 2 - 4QU CoRE ¦ 2QU LoRE | Non-Red Flag Warning - Small Fires | Contamination | Aggregated | 2051 | 2.284e-05 | 522.2177 | 0.011927 | 2051 | Mitigation | 0.95 | 45 | 0 | esc | 0.00097009 | 2.2157e-08 | 0.00097009 | 2.2157e-08
[79 empty] | WLDFR | HFTD - Distribution - Zone 1 - 5QU CoRE ¦ 4QU LoRE | Seismic - Non-Red Flag Warning - Catastrophic Fires | 2024 | 1.8958e-13 | 21835.9781 | 428.6023 | 13939.561 | 7467.8148 | 0 | 5.1903e-10 | 4.1396e-09 | 0 | 4.1396e-09 | 1.0639e-07 | 2.1927e-06 | 0 | 2.1927e-06 | 3.7153e-06 | 0 | 3.7153e-06 | 2.0708e-06 | 0 | 2.0708e-06 | [17 empty] | 7.3.3.17.5 (Remote Grid) Updates to grid topology to minimize risk of ignition in HFTDs Remote GridWLDFRContaminationAggregated | WLDFR | HFTD - Distribution - Tier 2 - 4QU CoRE ¦ 2QU LoRE | Non-Red Flag Warning - Small Fires | Contamination | Aggregated | 2052 | 2.284e-05 | 522.2177 | 0.011927 | 2052 | Mitigation | 0.95 | 45 | 0 | esc | 0.00097009 | 2.2157e-08 | 0.00097009 | 2.2157e-08
[79 empty] | WLDFR | HFTD - Distribution - Zone 1 - 5QU CoRE ¦ 4QU LoRE | Seismic - Non-Red Flag Warning - Catastrophic Fires | 2025 | 1.8958e-13 | 21835.9781 | 428.6023 | 13939.561 | 7467.8148 | 0 | 5.1903e-10 | 4.1396e-09 | 0 | 4.1396e-09 | 1.0639e-07 | 2.1927e-06 | 0 | 2.1927e-06 | 3.7153e-06 | 0 | 3.7153e-06 | 2.0708e-06 | 0 | 2.0708e-06 | [17 empty] | 7.3.3.17.5 (Remote Grid) Updates to grid topology to minimize risk of ignition in HFTDs Remote GridWLDFRContaminationAggregated | WLDFR | HFTD - Distribution - Tier 2 - 4QU CoRE ¦ 2QU LoRE | Non-Red Flag Warning - Small Fires | Contamination | Aggregated | 2053 | 2.284e-05 | 522.2177 | 0.011927 | 2053 | Mitigation | 0.95 | 45 | 0 | esc | 0.00097009 | 2.2157e-08 | 0.00097009 | 2.2157e-08
[79 empty] | WLDFR | HFTD - Distribution - Zone 1 - 5QU CoRE ¦ 4QU LoRE | Seismic - Non-Red Flag Warning - Catastrophic Fires | 2026 | 1.8958e-13 | 21835.9781 | 428.6023 | 13939.561 | 7467.8148 | 0 | 5.1903e-10 | 4.1396e-09 | 0 | 4.1396e-09 | 1.0639e-07 | 2.2948e-06 | 0 | 2.2948e-06 | 3.8884e-06 | 0 | 3.8884e-06 | 2.1673e-06 | 0 | 2.1673e-06 | [17 empty] | 7.3.3.17.5 (Remote Grid) Updates to grid topology to minimize risk of ignition in HFTDs Remote GridWLDFRContaminationAggregated | WLDFR | HFTD - Distribution - Tier 2 - 4QU CoRE ¦ 2QU LoRE | Non-Red Flag Warning - Small Fires | Contamination | Aggregated | 2054 | 2.284e-05 | 522.2177 | 0.011927 | 2054 | Mitigation | 0.95 | 45 | 0 | esc | 0.00097009 | 2.2157e-08 | 0.00097009 | 2.2157e-08
[79 empty] | WLDFR | HFTD - Distribution - Zone 1 - 5QU CoRE ¦ 4QU LoRE | Seismic - Non-Red Flag Warning - Catastrophic Fires | 2027 | 1.8958e-13 | 21835.9781 | 428.6023 | 13939.561 | 7467.8148 | 0 | 5.1903e-10 | 4.1396e-09 | 0 | 4.1396e-09 | 1.0639e-07 | 2.2948e-06 | 0 | 2.2948e-06 | 3.8884e-06 | 0 | 3.8884e-06 | 2.1673e-06 | 0 | 2.1673e-06 | [17 empty] | 7.3.3.17.5 (Remote Grid) Updates to grid topology to minimize risk of ignition in HFTDs Remote GridWLDFRContaminationAggregated | WLDFR | HFTD - Distribution - Tier 2 - 4QU CoRE ¦ 2QU LoRE | Non-Red Flag Warning - Small Fires | Contamination | Aggregated | 2055 | 2.284e-05 | 522.2177 | 0.011927 | 2055 | Mitigation | 0.95 | 45 | 0 | esc | 0.00097009 | 2.2157e-08 | 0.00097009 | 2.2157e-08
[79 empty] | WLDFR | HFTD - Distribution - Zone 1 - 5QU CoRE ¦ 4QU LoRE | Seismic - Non-Red Flag Warning - Catastrophic Fires | 2028 | 1.8958e-13 | 22783.187 | 453.261 | 14531.3357 | 7798.5904 | 0 | 5.1903e-10 | 4.3192e-09 | 0 | 4.3192e-09 | 1.0639e-07 | 2.2948e-06 | 0 | 2.2948e-06 | 3.8884e-06 | 0 | 3.8884e-06 | 2.1673e-06 | 0 | 2.1673e-06 | [17 empty] | 7.3.3.17.5 (Remote Grid) Updates to grid topology to minimize risk of ignition in HFTDs Remote GridWLDFRContaminationAggregated | WLDFR | HFTD - Distribution - Tier 2 - 4QU CoRE ¦ 2QU LoRE | Non-Red Flag Warning - Small Fires | Contamination | Aggregated | 2056 | 2.284e-05 | 522.2177 | 0.011927 | 2056 | Mitigation | 0.95 | 45 | 0 | esc | 0.00097009 | 2.2157e-08 | 0.00097009 | 2.2157e-08
[79 empty] | WLDFR | HFTD - Distribution - Zone 1 - 5QU CoRE ¦ 4QU LoRE | Seismic - Non-Red Flag Warning - Catastrophic Fires | 2029 | 1.8958e-13 | 22783.187 | 453.261 | 14531.3357 | 7798.5904 | 0 | 5.1903e-10 | 4.3192e-09 | 0 | 4.3192e-09 | 1.0639e-07 | 2.2948e-06 | 0 | 2.2948e-06 | 3.8884e-06 | 0 | 3.8884e-06 | 2.1673e-06 | 0 | 2.1673e-06 | [17 empty] | 7.3.3.17.5 (Remote Grid) Updates to grid topology to minimize risk of ignition in HFTDs Remote GridWLDFRContaminationAggregated | WLDFR | HFTD - Distribution - Tier 2 - 4QU CoRE ¦ 2QU LoRE | Non-Red Flag Warning - Small Fires | Contamination | Aggregated | 2057 | 2.284e-05 | 522.2177 | 0.011927 | 2057 | Mitigation | 0.95 | 45 | 0 | esc | 0.00097009 | 2.2157e-08 | 0.00097009 | 2.2157e-08
[79 empty] | WLDFR | HFTD - Distribution - Zone 1 - 5QU CoRE ¦ 4QU LoRE | Seismic - Non-Red Flag Warning - Catastrophic Fires | 2030 | 1.8958e-13 | 22783.187 | 453.261 | 14531.3357 | 7798.5904 | 0 | 5.1903e-10 | 4.3192e-09 | 0 | 4.3192e-09 | 1.0639e-07 | 2.2948e-06 | 0 | 2.2948e-06 | 3.8884e-06 | 0 | 3.8884e-06 | 2.1673e-06 | 0 | 2.1673e-06 | [17 empty] | 7.3.3.17.5 (Remote Grid) Updates to grid topology to minimize risk of ignition in HFTDs Remote GridWLDFRContaminationAggregated | WLDFR | HFTD - Distribution - Tier 2 - 4QU CoRE ¦ 2QU LoRE | Non-Red Flag Warning - Small Fires | Contamination | Aggregated | 2058 | 2.284e-05 | 522.2177 | 0.011927 | 2058 | Mitigation | 0.95 | 45 | 0 | esc | 0.00097009 | 2.2157e-08 | 0.00097009 | 2.2157e-08
[79 empty] | WLDFR | HFTD - Distribution - Zone 1 - 5QU CoRE ¦ 4QU LoRE | Seismic - Non-Red Flag Warning - Catastrophic Fires | 2031 | 1.8958e-13 | 22783.187 | 453.261 | 14531.3357 | 7798.5904 | 0 | 5.1903e-10 | 4.3192e-09 | 0 | 4.3192e-09 | 1.0639e-07 | 2.3977e-06 | 0 | 2.3977e-06 | 4.0628e-06 | 0 | 4.0628e-06 | 2.2645e-06 | 0 | 2.2645e-06 | [17 empty] | 7.3.3.17.5 (Remote Grid) Updates to grid topology to minimize risk of ignition in HFTDs Remote GridWLDFRContaminationAggregated | WLDFR | HFTD - Distribution - Tier 2 - 4QU CoRE ¦ 2QU LoRE | Non-Red Flag Warning - Small Fires | Contamination | Aggregated | 2059 | 2.284e-05 | 522.2177 | 0.011927 | 2059 | Mitigation | 0.95 | 45 | 0 | esc | 0.00097009 | 2.2157e-08 | 0.00097009 | 2.2157e-08
[79 empty] | WLDFR | HFTD - Distribution - Zone 1 - 5QU CoRE ¦ 4QU LoRE | Seismic - Non-Red Flag Warning - Catastrophic Fires | 2032 | 1.8958e-13 | 22783.187 | 453.261 | 14531.3357 | 7798.5904 | 0 | 5.1903e-10 | 4.3192e-09 | 0 | 4.3192e-09 | 1.0639e-07 | 2.3977e-06 | 0 | 2.3977e-06 | 4.0628e-06 | 0 | 4.0628e-06 | 2.2645e-06 | 0 | 2.2645e-06 | [17 empty] | 7.3.3.17.5 (Remote Grid) Updates to grid topology to minimize risk of ignition in HFTDs Remote GridWLDFRContaminationAggregated | WLDFR | HFTD - Distribution - Tier 2 - 4QU CoRE ¦ 2QU LoRE | Non-Red Flag Warning - Small Fires | Contamination | Aggregated | 2060 | 2.284e-05 | 522.2177 | 0.011927 | 2060 | Mitigation | 0.95 | 45 | 0 | esc | 0.00097009 | 2.2157e-08 | 0.00097009 | 2.2157e-08
[79 empty] | WLDFR | HFTD - Distribution - Zone 1 - 5QU CoRE ¦ 4QU LoRE | Seismic - Non-Red Flag Warning - Catastrophic Fires | 2033 | 1.8958e-13 | 23835.2641 | 480.9649 | 15187.7294 | 8166.5698 | 0 | 5.1903e-10 | 4.5187e-09 | 0 | 4.5187e-09 | 1.0639e-07 | 2.3977e-06 | 0 | 2.3977e-06 | 4.0628e-06 | 0 | 4.0628e-06 | 2.2645e-06 | 0 | 2.2645e-06 | [17 empty] | 7.3.3.17.5 (Remote Grid) Updates to grid topology to minimize risk of ignition in HFTDs Remote GridWLDFRContaminationAggregated | WLDFR | HFTD - Distribution - Tier 2 - 4QU CoRE ¦ 2QU LoRE | Non-Red Flag Warning - Small Fires | Contamination | Aggregated | 2061 | 2.284e-05 | 522.2177 | 0.011927 | 2061 | Mitigation | 0.95 | 45 | 0 | esc | 0.00097009 | 2.2157e-08 | 0.00097009 | 2.2157e-08
[79 empty] | WLDFR | HFTD - Distribution - Zone 1 - 5QU CoRE ¦ 4QU LoRE | Seismic - Non-Red Flag Warning - Catastrophic Fires | 2034 | 1.8958e-13 | 23835.2641 | 480.9649 | 15187.7294 | 8166.5698 | 0 | 5.1903e-10 | 4.5187e-09 | 0 | 4.5187e-09 | 1.0639e-07 | 0 | 0 | 0 | 4.0628e-06 | 0 | 4.0628e-06 | 2.2645e-06 | 0 | 2.2645e-06 | [17 empty] | 7.3.3.17.5 (Remote Grid) Updates to grid topology to minimize risk of ignition in HFTDs Remote GridWLDFRContaminationAggregated | WLDFR | HFTD - Distribution - Tier 2 - 4QU CoRE ¦ 2QU LoRE | Non-Red Flag Warning - Small Fires | Contamination | Aggregated | 2062 | 2.284e-05 | 522.2177 | 0.011927 | 2062 | Mitigation | 0.95 | 45 | 0 | esc | 0.00097009 | 2.2157e-08 | 0.00097009 | 2.2157e-08
[79 empty] | WLDFR | HFTD - Distribution - Zone 1 - 5QU CoRE ¦ 4QU LoRE | Seismic - Non-Red Flag Warning - Catastrophic Fires | 2035 | 1.8958e-13 | 23835.2641 | 480.9649 | 15187.7294 | 8166.5698 | 0 | 5.1903e-10 | 4.5187e-09 | 0 | 4.5187e-09 | 1.0639e-07 | 0 | 0 | 0 | 0 | 0 | 0 | 2.2645e-06 | 0 | 2.2645e-06 | [17 empty] | 7.3.3.17.5 (Remote Grid) Updates to grid topology to minimize risk of ignition in HFTDs Remote GridWLDFRContaminationAggregated | WLDFR | HFTD - Distribution - Tier 2 - 4QU CoRE ¦ 2QU LoRE | Non-Red Flag Warning - Small Fires | Contamination | Aggregated | 2063 | 2.284e-05 | 522.2177 | 0.011927 | 2063 | Mitigation | 0.95 | 45 | 0 | esc | 0.00097009 | 2.2157e-08 | 0.00097009 | 2.2157e-08
[79 empty] | WLDFR | HFTD - Distribution - Zone 1 - 5QU CoRE ¦ 4QU LoRE | Seismic - Non-Red Flag Warning - Catastrophic Fires | 2036 | 1.8958e-13 | 23835.2641 | 480.9649 | 15187.7294 | 8166.5698 | 0 | 5.1903e-10 | 4.5187e-09 | 0 | 4.5187e-09 | 4.9886e-06 | 2.4405e-05 | 0 | 2.4405e-05 | 0 | 0 | 0 | 0 | 0 | 0 | [17 empty] | 7.3.3.17.5 (Remote Grid) Updates to grid topology to minimize risk of ignition in HFTDs Remote GridWLDFRContaminationAggregated | WLDFR | HFTD - Distribution - Tier 2 - 4QU CoRE ¦ 2QU LoRE | Non-Red Flag Warning - Small Fires | Contamination | Aggregated | 2064 | 2.284e-05 | 522.2177 | 0.011927 | 2064 | Mitigation | 0.95 | 45 | 0 | esc | 0.00097009 | 2.2157e-08 | 0.00097009 | 2.2157e-08
[79 empty] | WLDFR | HFTD - Distribution - Zone 1 - 5QU CoRE ¦ 4QU LoRE | Seismic - Non-Red Flag Warning - Catastrophic Fires | 2037 | 1.8958e-13 | 23835.2641 | 480.9649 | 15187.7294 | 8166.5698 | 0 | 5.1903e-10 | 4.5187e-09 | 0 | 4.5187e-09 | 4.9581e-06 | 2.4255e-05 | 0 | 2.4255e-05 | 4.1098e-05 | 0 | 4.1098e-05 | 0 | 0 | 0 | [17 empty] | 7.3.3.17.5 (Remote Grid) Updates to grid topology to minimize risk of ignition in HFTDs Remote GridWLDFRContaminationAggregated | WLDFR | HFTD - Distribution - Tier 2 - 4QU CoRE ¦ 2QU LoRE | Non-Red Flag Warning - Small Fires | Contamination | Aggregated | 2065 | 2.284e-05 | 522.2177 | 0.011927 | 2065 | Mitigation | 0.95 | 45 | 0 | esc | 0.00097009 | 2.2157e-08 | 0.00097009 | 2.2157e-08
[79 empty] | WLDFR | HFTD - Distribution - Zone 1 - 5QU CoRE ¦ 4QU LoRE | Seismic - Non-Red Flag Warning - Catastrophic Fires | 2038 | 1.8958e-13 | 24976.6418 | 511.3745 | 15898.8237 | 8566.4437 | 0 | 5.1903e-10 | 4.735e-09 | 0 | 4.735e-09 | 4.9581e-06 | 2.5144e-05 | 0 | 2.5144e-05 | 4.2604e-05 | 0 | 4.2604e-05 | 2.3747e-05 | 0 | 2.3747e-05 | [17 empty] | 7.3.3.17.5 (Remote Grid) Updates to grid topology to minimize risk of ignition in HFTDs Remote GridWLDFRContaminationAggregated | WLDFR | HFTD - Distribution - Tier 2 - 4QU CoRE ¦ 2QU LoRE | Non-Red Flag Warning - Small Fires | Contamination | Aggregated | 2066 | 2.284e-05 | 522.2177 | 0.011927 | 2066 | Mitigation | 0.95 | 45 | 0 | esc | 0.00097009 | 2.2157e-08 | 0.00097009 | 2.2157e-08
[79 empty] | WLDFR | HFTD - Distribution - Zone 1 - 5QU CoRE ¦ 4QU LoRE | Seismic - Non-Red Flag Warning - Catastrophic Fires | 2039 | 1.8958e-13 | 24976.6418 | 511.3745 | 15898.8237 | 8566.4437 | 0 | 5.1903e-10 | 4.735e-09 | 0 | 4.735e-09 | 4.9581e-06 | 2.5144e-05 | 0 | 2.5144e-05 | 4.2604e-05 | 0 | 4.2604e-05 | 2.3747e-05 | 0 | 2.3747e-05 | [17 empty] | 7.3.3.17.5 (Remote Grid) Updates to grid topology to minimize risk of ignition in HFTDs Remote GridWLDFRContaminationAggregated | WLDFR | HFTD - Distribution - Tier 2 - 4QU CoRE ¦ 2QU LoRE | Non-Red Flag Warning - Small Fires | Contamination | Aggregated | 2067 | 2.284e-05 | 522.2177 | 0.011927 | 2067 | Mitigation | 0.95 | 45 | 0 | esc | 0 | 0 | 0.00097009 | 2.2157e-08
[79 empty] | WLDFR | HFTD - Distribution - Zone 1 - 5QU CoRE ¦ 4QU LoRE | Seismic - Non-Red Flag Warning - Catastrophic Fires | 2040 | 1.8958e-13 | 24976.6418 | 511.3745 | 15898.8237 | 8566.4437 | 0 | 5.1903e-10 | 4.735e-09 | 0 | 4.735e-09 | 4.9581e-06 | 2.5144e-05 | 0 | 2.5144e-05 | 4.2604e-05 | 0 | 4.2604e-05 | 2.3747e-05 | 0 | 2.3747e-05 | [17 empty] | 7.3.3.17.5 (Remote Grid) Updates to grid topology to minimize risk of ignition in HFTDs Remote GridWLDFREquipment / facility failureAggregated | WLDFR | HFTD - Distribution - Tier 2 - 4QU CoRE ¦ 2QU LoRE | Non-Red Flag Warning - Small Fires | Equipment / facility failure | Aggregated | 2022 | 0.0009325 | 522.2177 | 0.48697 | 2022 | Mitigation | 0.95 | 45 | 0 | esc | 0.00097009 | 9.0461e-07 | 0 | 0
[79 empty] | WLDFR | HFTD - Distribution - Zone 1 - 5QU CoRE ¦ 4QU LoRE | Seismic - Non-Red Flag Warning - Catastrophic Fires | 2041 | 1.8958e-13 | 24976.6418 | 511.3745 | 15898.8237 | 8566.4437 | 0 | 5.1903e-10 | 4.735e-09 | 0 | 4.735e-09 | 4.9581e-06 | 2.5144e-05 | 0 | 2.5144e-05 | 4.2604e-05 | 0 | 4.2604e-05 | 2.3747e-05 | 0 | 2.3747e-05 | [17 empty] | 7.3.3.17.5 (Remote Grid) Updates to grid topology to minimize risk of ignition in HFTDs Remote GridWLDFREquipment / facility failureAggregated | WLDFR | HFTD - Distribution - Tier 2 - 4QU CoRE ¦ 2QU LoRE | Non-Red Flag Warning - Small Fires | Equipment / facility failure | Aggregated | 2023 | 0.0009325 | 522.2177 | 0.48697 | 2023 | Mitigation | 0.95 | 45 | 0 | esc | 0.00097009 | 9.0461e-07 | 0.00097009 | 9.0461e-07
[79 empty] | WLDFR | HFTD - Distribution - Zone 1 - 5QU CoRE ¦ 4QU LoRE | Seismic - Non-Red Flag Warning - Catastrophic Fires | 2042 | 1.8958e-13 | 24976.6418 | 511.3745 | 15898.8237 | 8566.4437 | 0 | 5.1903e-10 | 4.735e-09 | 0 | 4.735e-09 | 4.9581e-06 | 2.5144e-05 | 0 | 2.5144e-05 | 4.2604e-05 | 0 | 4.2604e-05 | 2.3747e-05 | 0 | 2.3747e-05 | [17 empty] | 7.3.3.17.5 (Remote Grid) Updates to grid topology to minimize risk of ignition in HFTDs Remote GridWLDFREquipment / facility failureAggregated | WLDFR | HFTD - Distribution - Tier 2 - 4QU CoRE ¦ 2QU LoRE | Non-Red Flag Warning - Small Fires | Equipment / facility failure | Aggregated | 2024 | 0.0009325 | 522.2177 | 0.48697 | 2024 | Mitigation | 0.95 | 45 | 0 | esc | 0.00097009 | 9.0461e-07 | 0.00097009 | 9.0461e-07
[79 empty] | WLDFR | HFTD - Distribution - Zone 1 - 5QU CoRE ¦ 4QU LoRE | Seismic - Non-Red Flag Warning - Catastrophic Fires | 2043 | 1.8958e-13 | 26191.7278 | 544.1291 | 16654.7414 | 8992.8573 | 0 | 5.1903e-10 | 4.9654e-09 | 0 | 4.9654e-09 | 4.9581e-06 | 2.6264e-05 | 0 | 2.6264e-05 | 4.4502e-05 | 0 | 4.4502e-05 | 2.4805e-05 | 0 | 2.4805e-05 | [17 empty] | 7.3.3.17.5 (Remote Grid) Updates to grid topology to minimize risk of ignition in HFTDs Remote GridWLDFREquipment / facility failureAggregated | WLDFR | HFTD - Distribution - Tier 2 - 4QU CoRE ¦ 2QU LoRE | Non-Red Flag Warning - Small Fires | Equipment / facility failure | Aggregated | 2025 | 0.0009325 | 522.2177 | 0.48697 | 2025 | Mitigation | 0.95 | 45 | 0 | esc | 0.00097009 | 9.0461e-07 | 0.00097009 | 9.0461e-07
[79 empty] | WLDFR | HFTD - Distribution - Zone 1 - 5QU CoRE ¦ 4QU LoRE | Seismic - Non-Red Flag Warning - Catastrophic Fires | 2044 | 1.8958e-13 | 26191.7278 | 544.1291 | 16654.7414 | 8992.8573 | 0 | 5.1903e-10 | 4.9654e-09 | 0 | 4.9654e-09 | 4.9581e-06 | 2.6264e-05 | 0 | 2.6264e-05 | 4.4502e-05 | 0 | 4.4502e-05 | 2.4805e-05 | 0 | 2.4805e-05 | [17 empty] | 7.3.3.17.5 (Remote Grid) Updates to grid topology to minimize risk of ignition in HFTDs Remote GridWLDFREquipment / facility failureAggregated | WLDFR | HFTD - Distribution - Tier 2 - 4QU CoRE ¦ 2QU LoRE | Non-Red Flag Warning - Small Fires | Equipment / facility failure | Aggregated | 2026 | 0.0009325 | 522.2177 | 0.48697 | 2026 | Mitigation | 0.95 | 45 | 0 | esc | 0.00097009 | 9.0461e-07 | 0.00097009 | 9.0461e-07
[79 empty] | WLDFR | HFTD - Distribution - Zone 1 - 5QU CoRE ¦ 4QU LoRE | Seismic - Non-Red Flag Warning - Catastrophic Fires | 2045 | 1.8958e-13 | 26191.7278 | 544.1291 | 16654.7414 | 8992.8573 | 0 | 5.1903e-10 | 4.9654e-09 | 0 | 4.9654e-09 | 4.9581e-06 | 2.6264e-05 | 0 | 2.6264e-05 | 4.4502e-05 | 0 | 4.4502e-05 | 2.4805e-05 | 0 | 2.4805e-05 | [17 empty] | 7.3.3.17.5 (Remote Grid) Updates to grid topology to minimize risk of ignition in HFTDs Remote GridWLDFREquipment / facility failureAggregated | WLDFR | HFTD - Distribution - Tier 2 - 4QU CoRE ¦ 2QU LoRE | Non-Red Flag Warning - Small Fires | Equipment / facility failure | Aggregated | 2027 | 0.0009325 | 522.2177 | 0.48697 | 2027 | Mitigation | 0.95 | 45 | 0 | esc | 0.00097009 | 9.0461e-07 | 0.00097009 | 9.0461e-07
[79 empty] | WLDFR | HFTD - Distribution - Zone 1 - 5QU CoRE ¦ 4QU LoRE | Seismic - Non-Red Flag Warning - Catastrophic Fires | 2046 | 1.8958e-13 | 26191.7278 | 544.1291 | 16654.7414 | 8992.8573 | 0 | 5.1903e-10 | 4.9654e-09 | 0 | 4.9654e-09 | 4.9581e-06 | 2.6264e-05 | 0 | 2.6264e-05 | 4.4502e-05 | 0 | 4.4502e-05 | 2.4805e-05 | 0 | 2.4805e-05 | [17 empty] | 7.3.3.17.5 (Remote Grid) Updates to grid topology to minimize risk of ignition in HFTDs Remote GridWLDFREquipment / facility failureAggregated | WLDFR | HFTD - Distribution - Tier 2 - 4QU CoRE ¦ 2QU LoRE | Non-Red Flag Warning - Small Fires | Equipment / facility failure | Aggregated | 2028 | 0.0009325 | 522.2177 | 0.48697 | 2028 | Mitigation | 0.95 | 45 | 0 | esc | 0.00097009 | 9.0461e-07 | 0.00097009 | 9.0461e-07
[79 empty] | WLDFR | HFTD - Distribution - Zone 1 - 5QU CoRE ¦ 4QU LoRE | Seismic - Non-Red Flag Warning - Catastrophic Fires | 2047 | 1.8958e-13 | 26191.7278 | 544.1291 | 16654.7414 | 8992.8573 | 0 | 5.1903e-10 | 4.9654e-09 | 0 | 4.9654e-09 | 4.9581e-06 | 2.6264e-05 | 0 | 2.6264e-05 | 4.4502e-05 | 0 | 4.4502e-05 | 2.4805e-05 | 0 | 2.4805e-05 | [17 empty] | 7.3.3.17.5 (Remote Grid) Updates to grid topology to minimize risk of ignition in HFTDs Remote GridWLDFREquipment / facility failureAggregated | WLDFR | HFTD - Distribution - Tier 2 - 4QU CoRE ¦ 2QU LoRE | Non-Red Flag Warning - Small Fires | Equipment / facility failure | Aggregated | 2029 | 0.0009325 | 522.2177 | 0.48697 | 2029 | Mitigation | 0.95 | 45 | 0 | esc | 0.00097009 | 9.0461e-07 | 0.00097009 | 9.0461e-07
[79 empty] | WLDFR | HFTD - Distribution - Zone 1 - 5QU CoRE ¦ 4QU LoRE | Seismic - Non-Red Flag Warning - Catastrophic Fires | 2048 | 1.8958e-13 | 27464.7227 | 578.8407 | 17445.538 | 9440.3441 | 0 | 5.1903e-10 | 5.2067e-09 | 0 | 5.2067e-09 | 4.9581e-06 | 2.7509e-05 | 0 | 2.7509e-05 | 4.6612e-05 | 0 | 4.6612e-05 | 2.5981e-05 | 0 | 2.5981e-05 | [17 empty] | 7.3.3.17.5 (Remote Grid) Updates to grid topology to minimize risk of ignition in HFTDs Remote GridWLDFREquipment / facility failureAggregated | WLDFR | HFTD - Distribution - Tier 2 - 4QU CoRE ¦ 2QU LoRE | Non-Red Flag Warning - Small Fires | Equipment / facility failure | Aggregated | 2030 | 0.0009325 | 522.2177 | 0.48697 | 2030 | Mitigation | 0.95 | 45 | 0 | esc | 0.00097009 | 9.0461e-07 | 0.00097009 | 9.0461e-07
[79 empty] | WLDFR | HFTD - Distribution - Zone 1 - 5QU CoRE ¦ 4QU LoRE | Seismic - Non-Red Flag Warning - Catastrophic Fires | 2049 | 1.8958e-13 | 27464.7227 | 578.8407 | 17445.538 | 9440.3441 | 0 | 5.1903e-10 | 5.2067e-09 | 0 | 5.2067e-09 | 4.9581e-06 | 2.7509e-05 | 0 | 2.7509e-05 | 4.6612e-05 | 0 | 4.6612e-05 | 2.5981e-05 | 0 | 2.5981e-05 | [17 empty] | 7.3.3.17.5 (Remote Grid) Updates to grid topology to minimize risk of ignition in HFTDs Remote GridWLDFREquipment / facility failureAggregated | WLDFR | HFTD - Distribution - Tier 2 - 4QU CoRE ¦ 2QU LoRE | Non-Red Flag Warning - Small Fires | Equipment / facility failure | Aggregated | 2031 | 0.0009325 | 522.2177 | 0.48697 | 2031 | Mitigation | 0.95 | 45 | 0 | esc | 0.00097009 | 9.0461e-07 | 0.00097009 | 9.0461e-07
[79 empty] | WLDFR | HFTD - Distribution - Zone 1 - 5QU CoRE ¦ 4QU LoRE | Seismic - Non-Red Flag Warning - Catastrophic Fires | 2050 | 1.8958e-13 | 27464.7227 | 578.8407 | 17445.538 | 9440.3441 | 0 | 5.1903e-10 | 5.2067e-09 | 0 | 5.2067e-09 | 4.9581e-06 | 2.7509e-05 | 0 | 2.7509e-05 | 4.6612e-05 | 0 | 4.6612e-05 | 2.5981e-05 | 0 | 2.5981e-05 | [17 empty] | 7.3.3.17.5 (Remote Grid) Updates to grid topology to minimize risk of ignition in HFTDs Remote GridWLDFREquipment / facility failureAggregated | WLDFR | HFTD - Distribution - Tier 2 - 4QU CoRE ¦ 2QU LoRE | Non-Red Flag Warning - Small Fires | Equipment / facility failure | Aggregated | 2032 | 0.0009325 | 522.2177 | 0.48697 | 2032 | Mitigation | 0.95 | 45 | 0 | esc | 0.00097009 | 9.0461e-07 | 0.00097009 | 9.0461e-07
[79 empty] | WLDFR | HFTD - Distribution - Zone 1 - 5QU CoRE ¦ 4QU LoRE | Seismic - Non-Red Flag Warning - Catastrophic Fires | 2051 | 1.8958e-13 | 27464.7227 | 578.8407 | 17445.538 | 9440.3441 | 0 | 5.1903e-10 | 5.2067e-09 | 0 | 5.2067e-09 | 4.9581e-06 | 2.7509e-05 | 0 | 2.7509e-05 | 4.6612e-05 | 0 | 4.6612e-05 | 2.5981e-05 | 0 | 2.5981e-05 | [17 empty] | 7.3.3.17.5 (Remote Grid) Updates to grid topology to minimize risk of ignition in HFTDs Remote GridWLDFREquipment / facility failureAggregated | WLDFR | HFTD - Distribution - Tier 2 - 4QU CoRE ¦ 2QU LoRE | Non-Red Flag Warning - Small Fires | Equipment / facility failure | Aggregated | 2033 | 0.0009325 | 522.2177 | 0.48697 | 2033 | Mitigation | 0.95 | 45 | 0 | esc | 0.00097009 | 9.0461e-07 | 0.00097009 | 9.0461e-07
[79 empty] | WLDFR | HFTD - Distribution - Zone 1 - 5QU CoRE ¦ 4QU LoRE | Seismic - Non-Red Flag Warning - Catastrophic Fires | 2052 | 1.8958e-13 | 27464.7227 | 578.8407 | 17445.538 | 9440.3441 | 0 | 5.1903e-10 | 5.2067e-09 | 0 | 5.2067e-09 | 4.9581e-06 | 2.7509e-05 | 0 | 2.7509e-05 | 4.6612e-05 | 0 | 4.6612e-05 | 2.5981e-05 | 0 | 2.5981e-05 | [17 empty] | 7.3.3.17.5 (Remote Grid) Updates to grid topology to minimize risk of ignition in HFTDs Remote GridWLDFREquipment / facility failureAggregated | WLDFR | HFTD - Distribution - Tier 2 - 4QU CoRE ¦ 2QU LoRE | Non-Red Flag Warning - Small Fires | Equipment / facility failure | Aggregated | 2034 | 0.0009325 | 522.2177 | 0.48697 | 2034 | Mitigation | 0.95 | 45 | 0 | esc | 0.00097009 | 9.0461e-07 | 0.00097009 | 9.0461e-07
[79 empty] | WLDFR | HFTD - Distribution - Zone 1 - 5QU CoRE ¦ 4QU LoRE | Seismic - Non-Red Flag Warning - Catastrophic Fires | 2053 | 1.8958e-13 | 28779.6694 | 615.0952 | 18261.2327 | 9903.3415 | 0 | 5.1903e-10 | 5.456e-09 | 0 | 5.456e-09 | 4.9581e-06 | 2.886e-05 | 0 | 2.886e-05 | 4.8902e-05 | 0 | 4.8902e-05 | 2.7257e-05 | 0 | 2.7257e-05 | [17 empty] | 7.3.3.17.5 (Remote Grid) Updates to grid topology to minimize risk of ignition in HFTDs Remote GridWLDFREquipment / facility failureAggregated | WLDFR | HFTD - Distribution - Tier 2 - 4QU CoRE ¦ 2QU LoRE | Non-Red Flag Warning - Small Fires | Equipment / facility failure | Aggregated | 2035 | 0.0009325 | 522.2177 | 0.48697 | 2035 | Mitigation | 0.95 | 45 | 0 | esc | 0.00097009 | 9.0461e-07 | 0.00097009 | 9.0461e-07
[79 empty] | WLDFR | HFTD - Distribution - Zone 1 - 5QU CoRE ¦ 4QU LoRE | Seismic - Non-Red Flag Warning - Catastrophic Fires | 2054 | 1.8958e-13 | 28779.6694 | 615.0952 | 18261.2327 | 9903.3415 | 0 | 5.1903e-10 | 5.456e-09 | 0 | 5.456e-09 | 4.9581e-06 | 2.886e-05 | 0 | 2.886e-05 | 4.8902e-05 | 0 | 4.8902e-05 | 2.7257e-05 | 0 | 2.7257e-05 | [17 empty] | 7.3.3.17.5 (Remote Grid) Updates to grid topology to minimize risk of ignition in HFTDs Remote GridWLDFREquipment / facility failureAggregated | WLDFR | HFTD - Distribution - Tier 2 - 4QU CoRE ¦ 2QU LoRE | Non-Red Flag Warning - Small Fires | Equipment / facility failure | Aggregated | 2036 | 0.0009325 | 522.2177 | 0.48697 | 2036 | Mitigation | 0.95 | 45 | 0 | esc | 0.00097009 | 9.0461e-07 | 0.00097009 | 9.0461e-07
[79 empty] | WLDFR | HFTD - Distribution - Zone 1 - 5QU CoRE ¦ 4QU LoRE | Seismic - Non-Red Flag Warning - Catastrophic Fires | 2055 | 1.8958e-13 | 28779.6694 | 615.0952 | 18261.2327 | 9903.3415 | 0 | 5.1903e-10 | 5.456e-09 | 0 | 5.456e-09 | 4.9581e-06 | 2.886e-05 | 0 | 2.886e-05 | 4.8902e-05 | 0 | 4.8902e-05 | 2.7257e-05 | 0 | 2.7257e-05 | [17 empty] | 7.3.3.17.5 (Remote Grid) Updates to grid topology to minimize risk of ignition in HFTDs Remote GridWLDFREquipment / facility failureAggregated | WLDFR | HFTD - Distribution - Tier 2 - 4QU CoRE ¦ 2QU LoRE | Non-Red Flag Warning - Small Fires | Equipment / facility failure | Aggregated | 2037 | 0.0009325 | 522.2177 | 0.48697 | 2037 | Mitigation | 0.95 | 45 | 0 | esc | 0.00097009 | 9.0461e-07 | 0.00097009 | 9.0461e-07
[79 empty] | WLDFR | HFTD - Distribution - Zone 1 - 5QU CoRE ¦ 4QU LoRE | Seismic - Non-Red Flag Warning - Catastrophic Fires | 2056 | 1.8958e-13 | 28779.6694 | 615.0952 | 18261.2327 | 9903.3415 | 0 | 5.1903e-10 | 5.456e-09 | 0 | 5.456e-09 | 4.9581e-06 | 2.886e-05 | 0 | 2.886e-05 | 4.8902e-05 | 0 | 4.8902e-05 | 2.7257e-05 | 0 | 2.7257e-05 | [17 empty] | 7.3.3.17.5 (Remote Grid) Updates to grid topology to minimize risk of ignition in HFTDs Remote GridWLDFREquipment / facility failureAggregated | WLDFR | HFTD - Distribution - Tier 2 - 4QU CoRE ¦ 2QU LoRE | Non-Red Flag Warning - Small Fires | Equipment / facility failure | Aggregated | 2038 | 0.0009325 | 522.2177 | 0.48697 | 2038 | Mitigation | 0.95 | 45 | 0 | esc | 0.00097009 | 9.0461e-07 | 0.00097009 | 9.0461e-07
[79 empty] | WLDFR | HFTD - Distribution - Zone 1 - 5QU CoRE ¦ 4QU LoRE | Seismic - Non-Red Flag Warning - Catastrophic Fires | 2057 | 1.8958e-13 | 28779.6694 | 615.0952 | 18261.2327 | 9903.3415 | 0 | 5.1903e-10 | 5.456e-09 | 0 | 5.456e-09 | 4.9581e-06 | 2.886e-05 | 0 | 2.886e-05 | 4.8902e-05 | 0 | 4.8902e-05 | 2.7257e-05 | 0 | 2.7257e-05 | [17 empty] | 7.3.3.17.5 (Remote Grid) Updates to grid topology to minimize risk of ignition in HFTDs Remote GridWLDFREquipment / facility failureAggregated | WLDFR | HFTD - Distribution - Tier 2 - 4QU CoRE ¦ 2QU LoRE | Non-Red Flag Warning - Small Fires | Equipment / facility failure | Aggregated | 2039 | 0.0009325 | 522.2177 | 0.48697 | 2039 | Mitigation | 0.95 | 45 | 0 | esc | 0.00097009 | 9.0461e-07 | 0.00097009 | 9.0461e-07
[79 empty] | WLDFR | HFTD - Distribution - Zone 1 - 5QU CoRE ¦ 4QU LoRE | Seismic - Non-Red Flag Warning - Catastrophic Fires | 2058 | 1.8958e-13 | 30120.5761 | 652.457 | 19091.8834 | 10376.2358 | 0 | 5.1903e-10 | 5.7102e-09 | 0 | 5.7102e-09 | 4.9581e-06 | 3.03e-05 | 0 | 3.03e-05 | 5.1342e-05 | 0 | 5.1342e-05 | 2.8617e-05 | 0 | 2.8617e-05 | [17 empty] | 7.3.3.17.5 (Remote Grid) Updates to grid topology to minimize risk of ignition in HFTDs Remote GridWLDFREquipment / facility failureAggregated | WLDFR | HFTD - Distribution - Tier 2 - 4QU CoRE ¦ 2QU LoRE | Non-Red Flag Warning - Small Fires | Equipment / facility failure | Aggregated | 2040 | 0.0009325 | 522.2177 | 0.48697 | 2040 | Mitigation | 0.95 | 45 | 0 | esc | 0.00097009 | 9.0461e-07 | 0.00097009 | 9.0461e-07
[79 empty] | WLDFR | HFTD - Distribution - Zone 1 - 5QU CoRE ¦ 4QU LoRE | Seismic - Non-Red Flag Warning - Catastrophic Fires | 2059 | 1.8958e-13 | 30120.5761 | 652.457 | 19091.8834 | 10376.2358 | 0 | 5.1903e-10 | 5.7102e-09 | 0 | 5.7102e-09 | 4.9581e-06 | 3.03e-05 | 0 | 3.03e-05 | 5.1342e-05 | 0 | 5.1342e-05 | 2.8617e-05 | 0 | 2.8617e-05 | [17 empty] | 7.3.3.17.5 (Remote Grid) Updates to grid topology to minimize risk of ignition in HFTDs Remote GridWLDFREquipment / facility failureAggregated | WLDFR | HFTD - Distribution - Tier 2 - 4QU CoRE ¦ 2QU LoRE | Non-Red Flag Warning - Small Fires | Equipment / facility failure | Aggregated | 2041 | 0.0009325 | 522.2177 | 0.48697 | 2041 | Mitigation | 0.95 | 45 | 0 | esc | 0.00097009 | 9.0461e-07 | 0.00097009 | 9.0461e-07
[79 empty] | WLDFR | HFTD - Distribution - Zone 1 - 5QU CoRE ¦ 4QU LoRE | Seismic - Non-Red Flag Warning - Catastrophic Fires | 2060 | 1.8958e-13 | 30120.5761 | 652.457 | 19091.8834 | 10376.2358 | 0 | 5.1903e-10 | 5.7102e-09 | 0 | 5.7102e-09 | 4.9581e-06 | 3.03e-05 | 0 | 3.03e-05 | 5.1342e-05 | 0 | 5.1342e-05 | 2.8617e-05 | 0 | 2.8617e-05 | [17 empty] | 7.3.3.17.5 (Remote Grid) Updates to grid topology to minimize risk of ignition in HFTDs Remote GridWLDFREquipment / facility failureAggregated | WLDFR | HFTD - Distribution - Tier 2 - 4QU CoRE ¦ 2QU LoRE | Non-Red Flag Warning - Small Fires | Equipment / facility failure | Aggregated | 2042 | 0.0009325 | 522.2177 | 0.48697 | 2042 | Mitigation | 0.95 | 45 | 0 | esc | 0.00097009 | 9.0461e-07 | 0.00097009 | 9.0461e-07
[79 empty] | WLDFR | HFTD - Distribution - Zone 1 - 5QU CoRE ¦ 4QU LoRE | Seismic - Non-Red Flag Warning - Catastrophic Fires | 2061 | 1.8958e-13 | 30120.5761 | 652.457 | 19091.8834 | 10376.2358 | 0 | 5.1903e-10 | 5.7102e-09 | 0 | 5.7102e-09 | 4.9581e-06 | 3.03e-05 | 0 | 3.03e-05 | 5.1342e-05 | 0 | 5.1342e-05 | 2.8617e-05 | 0 | 2.8617e-05 | [17 empty] | 7.3.3.17.5 (Remote Grid) Updates to grid topology to minimize risk of ignition in HFTDs Remote GridWLDFREquipment / facility failureAggregated | WLDFR | HFTD - Distribution - Tier 2 - 4QU CoRE ¦ 2QU LoRE | Non-Red Flag Warning - Small Fires | Equipment / facility failure | Aggregated | 2043 | 0.0009325 | 522.2177 | 0.48697 | 2043 | Mitigation | 0.95 | 45 | 0 | esc | 0.00097009 | 9.0461e-07 | 0.00097009 | 9.0461e-07
[79 empty] | WLDFR | HFTD - Distribution - Zone 1 - 5QU CoRE ¦ 4QU LoRE | Seismic - Non-Red Flag Warning - Catastrophic Fires | 2062 | 1.8958e-13 | 30120.5761 | 652.457 | 19091.8834 | 10376.2358 | 0 | 5.1903e-10 | 5.7102e-09 | 0 | 5.7102e-09 | 4.9581e-06 | 3.03e-05 | 0 | 3.03e-05 | 5.1342e-05 | 0 | 5.1342e-05 | 2.8617e-05 | 0 | 2.8617e-05 | [17 empty] | 7.3.3.17.5 (Remote Grid) Updates to grid topology to minimize risk of ignition in HFTDs Remote GridWLDFREquipment / facility failureAggregated | WLDFR | HFTD - Distribution - Tier 2 - 4QU CoRE ¦ 2QU LoRE | Non-Red Flag Warning - Small Fires | Equipment / facility failure | Aggregated | 2044 | 0.0009325 | 522.2177 | 0.48697 | 2044 | Mitigation | 0.95 | 45 | 0 | esc | 0.00097009 | 9.0461e-07 | 0.00097009 | 9.0461e-07
[79 empty] | WLDFR | HFTD - Distribution - Zone 1 - 5QU CoRE ¦ 4QU LoRE | Seismic - Non-Red Flag Warning - Catastrophic Fires | 2063 | 1.8958e-13 | 31471.2268 | 690.4653 | 19927.4643 | 10853.2973 | 0 | 5.1903e-10 | 5.9663e-09 | 0 | 5.9663e-09 | 4.9581e-06 | 3.1809e-05 | 0 | 3.1809e-05 | 5.3899e-05 | 0 | 5.3899e-05 | 3.0042e-05 | 0 | 3.0042e-05 | [17 empty] | 7.3.3.17.5 (Remote Grid) Updates to grid topology to minimize risk of ignition in HFTDs Remote GridWLDFREquipment / facility failureAggregated | WLDFR | HFTD - Distribution - Tier 2 - 4QU CoRE ¦ 2QU LoRE | Non-Red Flag Warning - Small Fires | Equipment / facility failure | Aggregated | 2045 | 0.0009325 | 522.2177 | 0.48697 | 2045 | Mitigation | 0.95 | 45 | 0 | esc | 0.00097009 | 9.0461e-07 | 0.00097009 | 9.0461e-07
[79 empty] | WLDFR | HFTD - Distribution - Zone 1 - 5QU CoRE ¦ 4QU LoRE | Seismic - Non-Red Flag Warning - Catastrophic Fires | 2064 | 1.8958e-13 | 31471.2268 | 690.4653 | 19927.4643 | 10853.2973 | 0 | 5.1903e-10 | 5.9663e-09 | 0 | 5.9663e-09 | 4.9581e-06 | 3.1809e-05 | 0 | 3.1809e-05 | 5.3899e-05 | 0 | 5.3899e-05 | 3.0042e-05 | 0 | 3.0042e-05 | [17 empty] | 7.3.3.17.5 (Remote Grid) Updates to grid topology to minimize risk of ignition in HFTDs Remote GridWLDFREquipment / facility failureAggregated | WLDFR | HFTD - Distribution - Tier 2 - 4QU CoRE ¦ 2QU LoRE | Non-Red Flag Warning - Small Fires | Equipment / facility failure | Aggregated | 2046 | 0.0009325 | 522.2177 | 0.48697 | 2046 | Mitigation | 0.95 | 45 | 0 | esc | 0.00097009 | 9.0461e-07 | 0.00097009 | 9.0461e-07
[79 empty] | WLDFR | HFTD - Distribution - Zone 1 - 5QU CoRE ¦ 4QU LoRE | Seismic - Non-Red Flag Warning - Catastrophic Fires | 2065 | 1.8958e-13 | 31471.2268 | 690.4653 | 19927.4643 | 10853.2973 | 0 | 5.1903e-10 | 5.9663e-09 | 0 | 5.9663e-09 | 4.9581e-06 | 3.1809e-05 | 0 | 3.1809e-05 | 5.3899e-05 | 0 | 5.3899e-05 | 3.0042e-05 | 0 | 3.0042e-05 | [17 empty] | 7.3.3.17.5 (Remote Grid) Updates to grid topology to minimize risk of ignition in HFTDs Remote GridWLDFREquipment / facility failureAggregated | WLDFR | HFTD - Distribution - Tier 2 - 4QU CoRE ¦ 2QU LoRE | Non-Red Flag Warning - Small Fires | Equipment / facility failure | Aggregated | 2047 | 0.0009325 | 522.2177 | 0.48697 | 2047 | Mitigation | 0.95 | 45 | 0 | esc | 0.00097009 | 9.0461e-07 | 0.00097009 | 9.0461e-07
[79 empty] | WLDFR | HFTD - Distribution - Zone 1 - 5QU CoRE ¦ 4QU LoRE | Seismic - Non-Red Flag Warning - Catastrophic Fires | 2066 | 1.8958e-13 | 31471.2268 | 690.4653 | 19927.4643 | 10853.2973 | 0 | 5.1903e-10 | 5.9663e-09 | 0 | 5.9663e-09 | 4.9581e-06 | 3.1809e-05 | 0 | 3.1809e-05 | 5.3899e-05 | 0 | 5.3899e-05 | 3.0042e-05 | 0 | 3.0042e-05 | [17 empty] | 7.3.3.17.5 (Remote Grid) Updates to grid topology to minimize risk of ignition in HFTDs Remote GridWLDFREquipment / facility failureAggregated | WLDFR | HFTD - Distribution - Tier 2 - 4QU CoRE ¦ 2QU LoRE | Non-Red Flag Warning - Small Fires | Equipment / facility failure | Aggregated | 2048 | 0.0009325 | 522.2177 | 0.48697 | 2048 | Mitigation | 0.95 | 45 | 0 | esc | 0.00097009 | 9.0461e-07 | 0.00097009 | 9.0461e-07
[79 empty] | WLDFR | HFTD - Distribution - Zone 1 - 5QU CoRE ¦ 4QU LoRE | Seismic - Red Flag Warning - Catastrophic Fires | 2022 | 8.1746e-12 | 21083.8428 | 409.2237 | 13469.0878 | 7205.5313 | 0 | 2.238e-08 | 1.7235e-07 | 0 | 1.7235e-07 | 4.9581e-06 | 3.1809e-05 | 0 | 3.1809e-05 | 5.3899e-05 | 0 | 5.3899e-05 | 3.0042e-05 | 0 | 3.0042e-05 | [17 empty] | 7.3.3.17.5 (Remote Grid) Updates to grid topology to minimize risk of ignition in HFTDs Remote GridWLDFREquipment / facility failureAggregated | WLDFR | HFTD - Distribution - Tier 2 - 4QU CoRE ¦ 2QU LoRE | Non-Red Flag Warning - Small Fires | Equipment / facility failure | Aggregated | 2049 | 0.0009325 | 522.2177 | 0.48697 | 2049 | Mitigation | 0.95 | 45 | 0 | esc | 0.00097009 | 9.0461e-07 | 0.00097009 | 9.0461e-07
[79 empty] | WLDFR | HFTD - Distribution - Zone 1 - 5QU CoRE ¦ 4QU LoRE | Seismic - Red Flag Warning - Catastrophic Fires | 2023 | 8.1746e-12 | 21835.9781 | 428.6023 | 13939.561 | 7467.8148 | 0 | 2.238e-08 | 1.785e-07 | 0 | 1.785e-07 | 4.9581e-06 | 3.3369e-05 | 0 | 3.3369e-05 | 5.6542e-05 | 0 | 5.6542e-05 | 3.1515e-05 | 0 | 3.1515e-05 | [17 empty] | 7.3.3.17.5 (Remote Grid) Updates to grid topology to minimize risk of ignition in HFTDs Remote GridWLDFREquipment / facility failureAggregated | WLDFR | HFTD - Distribution - Tier 2 - 4QU CoRE ¦ 2QU LoRE | Non-Red Flag Warning - Small Fires | Equipment / facility failure | Aggregated | 2050 | 0.0009325 | 522.2177 | 0.48697 | 2050 | Mitigation | 0.95 | 45 | 0 | esc | 0.00097009 | 9.0461e-07 | 0.00097009 | 9.0461e-07
[79 empty] | WLDFR | HFTD - Distribution - Zone 1 - 5QU CoRE ¦ 4QU LoRE | Seismic - Red Flag Warning - Catastrophic Fires | 2024 | 8.1746e-12 | 21835.9781 | 428.6023 | 13939.561 | 7467.8148 | 0 | 2.238e-08 | 1.785e-07 | 0 | 1.785e-07 | 4.9581e-06 | 3.3369e-05 | 0 | 3.3369e-05 | 5.6542e-05 | 0 | 5.6542e-05 | 3.1515e-05 | 0 | 3.1515e-05 | [17 empty] | 7.3.3.17.5 (Remote Grid) Updates to grid topology to minimize risk of ignition in HFTDs Remote GridWLDFREquipment / facility failureAggregated | WLDFR | HFTD - Distribution - Tier 2 - 4QU CoRE ¦ 2QU LoRE | Non-Red Flag Warning - Small Fires | Equipment / facility failure | Aggregated | 2051 | 0.0009325 | 522.2177 | 0.48697 | 2051 | Mitigation | 0.95 | 45 | 0 | esc | 0.00097009 | 9.0461e-07 | 0.00097009 | 9.0461e-07
[79 empty] | WLDFR | HFTD - Distribution - Zone 1 - 5QU CoRE ¦ 4QU LoRE | Seismic - Red Flag Warning - Catastrophic Fires | 2025 | 8.1746e-12 | 21835.9781 | 428.6023 | 13939.561 | 7467.8148 | 0 | 2.238e-08 | 1.785e-07 | 0 | 1.785e-07 | 4.9581e-06 | 3.3369e-05 | 0 | 3.3369e-05 | 5.6542e-05 | 0 | 5.6542e-05 | 3.1515e-05 | 0 | 3.1515e-05 | [17 empty] | 7.3.3.17.5 (Remote Grid) Updates to grid topology to minimize risk of ignition in HFTDs Remote GridWLDFREquipment / facility failureAggregated | WLDFR | HFTD - Distribution - Tier 2 - 4QU CoRE ¦ 2QU LoRE | Non-Red Flag Warning - Small Fires | Equipment / facility failure | Aggregated | 2052 | 0.0009325 | 522.2177 | 0.48697 | 2052 | Mitigation | 0.95 | 45 | 0 | esc | 0.00097009 | 9.0461e-07 | 0.00097009 | 9.0461e-07
[79 empty] | WLDFR | HFTD - Distribution - Zone 1 - 5QU CoRE ¦ 4QU LoRE | Seismic - Red Flag Warning - Catastrophic Fires | 2026 | 8.1746e-12 | 21835.9781 | 428.6023 | 13939.561 | 7467.8148 | 0 | 2.238e-08 | 1.785e-07 | 0 | 1.785e-07 | 4.9581e-06 | 3.3369e-05 | 0 | 3.3369e-05 | 5.6542e-05 | 0 | 5.6542e-05 | 3.1515e-05 | 0 | 3.1515e-05 | [17 empty] | 7.3.3.17.5 (Remote Grid) Updates to grid topology to minimize risk of ignition in HFTDs Remote GridWLDFREquipment / facility failureAggregated | WLDFR | HFTD - Distribution - Tier 2 - 4QU CoRE ¦ 2QU LoRE | Non-Red Flag Warning - Small Fires | Equipment / facility failure | Aggregated | 2053 | 0.0009325 | 522.2177 | 0.48697 | 2053 | Mitigation | 0.95 | 45 | 0 | esc | 0.00097009 | 9.0461e-07 | 0.00097009 | 9.0461e-07
[79 empty] | WLDFR | HFTD - Distribution - Zone 1 - 5QU CoRE ¦ 4QU LoRE | Seismic - Red Flag Warning - Catastrophic Fires | 2027 | 8.1746e-12 | 21835.9781 | 428.6023 | 13939.561 | 7467.8148 | 0 | 2.238e-08 | 1.785e-07 | 0 | 1.785e-07 | 4.9581e-06 | 3.3369e-05 | 0 | 3.3369e-05 | 5.6542e-05 | 0 | 5.6542e-05 | 3.1515e-05 | 0 | 3.1515e-05 | [17 empty] | 7.3.3.17.5 (Remote Grid) Updates to grid topology to minimize risk of ignition in HFTDs Remote GridWLDFREquipment / facility failureAggregated | WLDFR | HFTD - Distribution - Tier 2 - 4QU CoRE ¦ 2QU LoRE | Non-Red Flag Warning - Small Fires | Equipment / facility failure | Aggregated | 2054 | 0.0009325 | 522.2177 | 0.48697 | 2054 | Mitigation | 0.95 | 45 | 0 | esc | 0.00097009 | 9.0461e-07 | 0.00097009 | 9.0461e-07
[79 empty] | WLDFR | HFTD - Distribution - Zone 1 - 5QU CoRE ¦ 4QU LoRE | Seismic - Red Flag Warning - Catastrophic Fires | 2028 | 8.1746e-12 | 22783.187 | 453.261 | 14531.3357 | 7798.5904 | 0 | 2.238e-08 | 1.8624e-07 | 0 | 1.8624e-07 | 4.9581e-06 | 3.4961e-05 | 0 | 3.4961e-05 | 5.9239e-05 | 0 | 5.9239e-05 | 3.3019e-05 | 0 | 3.3019e-05 | [17 empty] | 7.3.3.17.5 (Remote Grid) Updates to grid topology to minimize risk of ignition in HFTDs Remote GridWLDFREquipment / facility failureAggregated | WLDFR | HFTD - Distribution - Tier 2 - 4QU CoRE ¦ 2QU LoRE | Non-Red Flag Warning - Small Fires | Equipment / facility failure | Aggregated | 2055 | 0.0009325 | 522.2177 | 0.48697 | 2055 | Mitigation | 0.95 | 45 | 0 | esc | 0.00097009 | 9.0461e-07 | 0.00097009 | 9.0461e-07
[79 empty] | WLDFR | HFTD - Distribution - Zone 1 - 5QU CoRE ¦ 4QU LoRE | Seismic - Red Flag Warning - Catastrophic Fires | 2029 | 8.1746e-12 | 22783.187 | 453.261 | 14531.3357 | 7798.5904 | 0 | 2.238e-08 | 1.8624e-07 | 0 | 1.8624e-07 | 4.9581e-06 | 3.4961e-05 | 0 | 3.4961e-05 | 5.9239e-05 | 0 | 5.9239e-05 | 3.3019e-05 | 0 | 3.3019e-05 | [17 empty] | 7.3.3.17.5 (Remote Grid) Updates to grid topology to minimize risk of ignition in HFTDs Remote GridWLDFREquipment / facility failureAggregated | WLDFR | HFTD - Distribution - Tier 2 - 4QU CoRE ¦ 2QU LoRE | Non-Red Flag Warning - Small Fires | Equipment / facility failure | Aggregated | 2056 | 0.0009325 | 522.2177 | 0.48697 | 2056 | Mitigation | 0.95 | 45 | 0 | esc | 0.00097009 | 9.0461e-07 | 0.00097009 | 9.0461e-07
[79 empty] | WLDFR | HFTD - Distribution - Zone 1 - 5QU CoRE ¦ 4QU LoRE | Seismic - Red Flag Warning - Catastrophic Fires | 2030 | 8.1746e-12 | 22783.187 | 453.261 | 14531.3357 | 7798.5904 | 0 | 2.238e-08 | 1.8624e-07 | 0 | 1.8624e-07 | 4.9581e-06 | 3.4961e-05 | 0 | 3.4961e-05 | 5.9239e-05 | 0 | 5.9239e-05 | 3.3019e-05 | 0 | 3.3019e-05 | [17 empty] | 7.3.3.17.5 (Remote Grid) Updates to grid topology to minimize risk of ignition in HFTDs Remote GridWLDFREquipment / facility failureAggregated | WLDFR | HFTD - Distribution - Tier 2 - 4QU CoRE ¦ 2QU LoRE | Non-Red Flag Warning - Small Fires | Equipment / facility failure | Aggregated | 2057 | 0.0009325 | 522.2177 | 0.48697 | 2057 | Mitigation | 0.95 | 45 | 0 | esc | 0.00097009 | 9.0461e-07 | 0.00097009 | 9.0461e-07
[79 empty] | WLDFR | HFTD - Distribution - Zone 1 - 5QU CoRE ¦ 4QU LoRE | Seismic - Red Flag Warning - Catastrophic Fires | 2031 | 8.1746e-12 | 22783.187 | 453.261 | 14531.3357 | 7798.5904 | 0 | 2.238e-08 | 1.8624e-07 | 0 | 1.8624e-07 | 4.9581e-06 | 3.4961e-05 | 0 | 3.4961e-05 | 5.9239e-05 | 0 | 5.9239e-05 | 3.3019e-05 | 0 | 3.3019e-05 | [17 empty] | 7.3.3.17.5 (Remote Grid) Updates to grid topology to minimize risk of ignition in HFTDs Remote GridWLDFREquipment / facility failureAggregated | WLDFR | HFTD - Distribution - Tier 2 - 4QU CoRE ¦ 2QU LoRE | Non-Red Flag Warning - Small Fires | Equipment / facility failure | Aggregated | 2058 | 0.0009325 | 522.2177 | 0.48697 | 2058 | Mitigation | 0.95 | 45 | 0 | esc | 0.00097009 | 9.0461e-07 | 0.00097009 | 9.0461e-07
[79 empty] | WLDFR | HFTD - Distribution - Zone 1 - 5QU CoRE ¦ 4QU LoRE | Seismic - Red Flag Warning - Catastrophic Fires | 2032 | 8.1746e-12 | 22783.187 | 453.261 | 14531.3357 | 7798.5904 | 0 | 2.238e-08 | 1.8624e-07 | 0 | 1.8624e-07 | 4.9581e-06 | 3.4961e-05 | 0 | 3.4961e-05 | 5.9239e-05 | 0 | 5.9239e-05 | 3.3019e-05 | 0 | 3.3019e-05 | [17 empty] | 7.3.3.17.5 (Remote Grid) Updates to grid topology to minimize risk of ignition in HFTDs Remote GridWLDFREquipment / facility failureAggregated | WLDFR | HFTD - Distribution - Tier 2 - 4QU CoRE ¦ 2QU LoRE | Non-Red Flag Warning - Small Fires | Equipment / facility failure | Aggregated | 2059 | 0.0009325 | 522.2177 | 0.48697 | 2059 | Mitigation | 0.95 | 45 | 0 | esc | 0.00097009 | 9.0461e-07 | 0.00097009 | 9.0461e-07
[79 empty] | WLDFR | HFTD - Distribution - Zone 1 - 5QU CoRE ¦ 4QU LoRE | Seismic - Red Flag Warning - Catastrophic Fires | 2033 | 8.1746e-12 | 23835.2641 | 480.9649 | 15187.7294 | 8166.5698 | 0 | 2.238e-08 | 1.9484e-07 | 0 | 1.9484e-07 | 4.9581e-06 | 3.6565e-05 | 0 | 3.6565e-05 | 6.1957e-05 | 0 | 6.1957e-05 | 3.4533e-05 | 0 | 3.4533e-05 | [17 empty] | 7.3.3.17.5 (Remote Grid) Updates to grid topology to minimize risk of ignition in HFTDs Remote GridWLDFREquipment / facility failureAggregated | WLDFR | HFTD - Distribution - Tier 2 - 4QU CoRE ¦ 2QU LoRE | Non-Red Flag Warning - Small Fires | Equipment / facility failure | Aggregated | 2060 | 0.0009325 | 522.2177 | 0.48697 | 2060 | Mitigation | 0.95 | 45 | 0 | esc | 0.00097009 | 9.0461e-07 | 0.00097009 | 9.0461e-07
[79 empty] | WLDFR | HFTD - Distribution - Zone 1 - 5QU CoRE ¦ 4QU LoRE | Seismic - Red Flag Warning - Catastrophic Fires | 2034 | 8.1746e-12 | 23835.2641 | 480.9649 | 15187.7294 | 8166.5698 | 0 | 2.238e-08 | 1.9484e-07 | 0 | 1.9484e-07 | 4.9581e-06 | 3.6565e-05 | 0 | 3.6565e-05 | 6.1957e-05 | 0 | 6.1957e-05 | 3.4533e-05 | 0 | 3.4533e-05 | [17 empty] | 7.3.3.17.5 (Remote Grid) Updates to grid topology to minimize risk of ignition in HFTDs Remote GridWLDFREquipment / facility failureAggregated | WLDFR | HFTD - Distribution - Tier 2 - 4QU CoRE ¦ 2QU LoRE | Non-Red Flag Warning - Small Fires | Equipment / facility failure | Aggregated | 2061 | 0.0009325 | 522.2177 | 0.48697 | 2061 | Mitigation | 0.95 | 45 | 0 | esc | 0.00097009 | 9.0461e-07 | 0.00097009 | 9.0461e-07
[79 empty] | WLDFR | HFTD - Distribution - Zone 1 - 5QU CoRE ¦ 4QU LoRE | Seismic - Red Flag Warning - Catastrophic Fires | 2035 | 8.1746e-12 | 23835.2641 | 480.9649 | 15187.7294 | 8166.5698 | 0 | 2.238e-08 | 1.9484e-07 | 0 | 1.9484e-07 | 4.9581e-06 | 3.6565e-05 | 0 | 3.6565e-05 | 6.1957e-05 | 0 | 6.1957e-05 | 3.4533e-05 | 0 | 3.4533e-05 | [17 empty] | 7.3.3.17.5 (Remote Grid) Updates to grid topology to minimize risk of ignition in HFTDs Remote GridWLDFREquipment / facility failureAggregated | WLDFR | HFTD - Distribution - Tier 2 - 4QU CoRE ¦ 2QU LoRE | Non-Red Flag Warning - Small Fires | Equipment / facility failure | Aggregated | 2062 | 0.0009325 | 522.2177 | 0.48697 | 2062 | Mitigation | 0.95 | 45 | 0 | esc | 0.00097009 | 9.0461e-07 | 0.00097009 | 9.0461e-07
[79 empty] | WLDFR | HFTD - Distribution - Zone 1 - 5QU CoRE ¦ 4QU LoRE | Seismic - Red Flag Warning - Catastrophic Fires | 2036 | 8.1746e-12 | 23835.2641 | 480.9649 | 15187.7294 | 8166.5698 | 0 | 2.238e-08 | 1.9484e-07 | 0 | 1.9484e-07 | 4.9581e-06 | 0 | 0 | 0 | 6.1957e-05 | 0 | 6.1957e-05 | 3.4533e-05 | 0 | 3.4533e-05 | [17 empty] | 7.3.3.17.5 (Remote Grid) Updates to grid topology to minimize risk of ignition in HFTDs Remote GridWLDFREquipment / facility failureAggregated | WLDFR | HFTD - Distribution - Tier 2 - 4QU CoRE ¦ 2QU LoRE | Non-Red Flag Warning - Small Fires | Equipment / facility failure | Aggregated | 2063 | 0.0009325 | 522.2177 | 0.48697 | 2063 | Mitigation | 0.95 | 45 | 0 | esc | 0.00097009 | 9.0461e-07 | 0.00097009 | 9.0461e-07
[79 empty] | WLDFR | HFTD - Distribution - Zone 1 - 5QU CoRE ¦ 4QU LoRE | Seismic - Red Flag Warning - Catastrophic Fires | 2037 | 8.1746e-12 | 23835.2641 | 480.9649 | 15187.7294 | 8166.5698 | 0 | 2.238e-08 | 1.9484e-07 | 0 | 1.9484e-07 | 4.9581e-06 | 0 | 0 | 0 | 0 | 0 | 0 | 3.4533e-05 | 0 | 3.4533e-05 | [17 empty] | 7.3.3.17.5 (Remote Grid) Updates to grid topology to minimize risk of ignition in HFTDs Remote GridWLDFREquipment / facility failureAggregated | WLDFR | HFTD - Distribution - Tier 2 - 4QU CoRE ¦ 2QU LoRE | Non-Red Flag Warning - Small Fires | Equipment / facility failure | Aggregated | 2064 | 0.0009325 | 522.2177 | 0.48697 | 2064 | Mitigation | 0.95 | 45 | 0 | esc | 0.00097009 | 9.0461e-07 | 0.00097009 | 9.0461e-07
[79 empty] | WLDFR | HFTD - Distribution - Zone 1 - 5QU CoRE ¦ 4QU LoRE | Seismic - Red Flag Warning - Catastrophic Fires | 2038 | 8.1746e-12 | 24976.6418 | 511.3745 | 15898.8237 | 8566.4437 | 0 | 2.238e-08 | 2.0417e-07 | 0 | 2.0417e-07 | 9.1888e-06 | 2.9918e-05 | 0 | 2.9918e-05 | 0 | 0 | 0 | 0 | 0 | 0 | [17 empty] | 7.3.3.17.5 (Remote Grid) Updates to grid topology to minimize risk of ignition in HFTDs Remote GridWLDFREquipment / facility failureAggregated | WLDFR | HFTD - Distribution - Tier 2 - 4QU CoRE ¦ 2QU LoRE | Non-Red Flag Warning - Small Fires | Equipment / facility failure | Aggregated | 2065 | 0.0009325 | 522.2177 | 0.48697 | 2065 | Mitigation | 0.95 | 45 | 0 | esc | 0.00097009 | 9.0461e-07 | 0.00097009 | 9.0461e-07
[79 empty] | WLDFR | HFTD - Distribution - Zone 1 - 5QU CoRE ¦ 4QU LoRE | Seismic - Red Flag Warning - Catastrophic Fires | 2039 | 8.1746e-12 | 24976.6418 | 511.3745 | 15898.8237 | 8566.4437 | 0 | 2.238e-08 | 2.0417e-07 | 0 | 2.0417e-07 | 9.1323e-06 | 2.9732e-05 | 0 | 2.9732e-05 | 5.0379e-05 | 0 | 5.0379e-05 | 0 | 0 | 0 | [17 empty] | 7.3.3.17.5 (Remote Grid) Updates to grid topology to minimize risk of ignition in HFTDs Remote GridWLDFREquipment / facility failureAggregated | WLDFR | HFTD - Distribution - Tier 2 - 4QU CoRE ¦ 2QU LoRE | Non-Red Flag Warning - Small Fires | Equipment / facility failure | Aggregated | 2066 | 0.0009325 | 522.2177 | 0.48697 | 2066 | Mitigation | 0.95 | 45 | 0 | esc | 0.00097009 | 9.0461e-07 | 0.00097009 | 9.0461e-07
[79 empty] | WLDFR | HFTD - Distribution - Zone 1 - 5QU CoRE ¦ 4QU LoRE | Seismic - Red Flag Warning - Catastrophic Fires | 2040 | 8.1746e-12 | 24976.6418 | 511.3745 | 15898.8237 | 8566.4437 | 0 | 2.238e-08 | 2.0417e-07 | 0 | 2.0417e-07 | 9.1323e-06 | 3.0818e-05 | 0 | 3.0818e-05 | 5.222e-05 | 0 | 5.222e-05 | 2.9106e-05 | 0 | 2.9106e-05 | [17 empty] | 7.3.3.17.5 (Remote Grid) Updates to grid topology to minimize risk of ignition in HFTDs Remote GridWLDFREquipment / facility failureAggregated | WLDFR | HFTD - Distribution - Tier 2 - 4QU CoRE ¦ 2QU LoRE | Non-Red Flag Warning - Small Fires | Equipment / facility failure | Aggregated | 2067 | 0.0009325 | 522.2177 | 0.48697 | 2067 | Mitigation | 0.95 | 45 | 0 | esc | 0 | 0 | 0.00097009 | 9.0461e-07
[79 empty] | WLDFR | HFTD - Distribution - Zone 1 - 5QU CoRE ¦ 4QU LoRE | Seismic - Red Flag Warning - Catastrophic Fires | 2041 | 8.1746e-12 | 24976.6418 | 511.3745 | 15898.8237 | 8566.4437 | 0 | 2.238e-08 | 2.0417e-07 | 0 | 2.0417e-07 | 9.1323e-06 | 3.0818e-05 | 0 | 3.0818e-05 | 5.222e-05 | 0 | 5.222e-05 | 2.9106e-05 | 0 | 2.9106e-05 | [17 empty] | 7.3.3.17.5 (Remote Grid) Updates to grid topology to minimize risk of ignition in HFTDs Remote GridWLDFRVegetation ContactAggregated | WLDFR | HFTD - Distribution - Tier 2 - 4QU CoRE ¦ 2QU LoRE | Non-Red Flag Warning - Small Fires | Vegetation Contact | Aggregated | 2022 | 0.0027338 | 522.2177 | 1.4277 | 2022 | Mitigation | 0.95 | 45 | 0 | esc | 0.00097009 | 2.652e-06 | 0 | 0
[79 empty] | WLDFR | HFTD - Distribution - Zone 1 - 5QU CoRE ¦ 4QU LoRE | Seismic - Red Flag Warning - Catastrophic Fires | 2042 | 8.1746e-12 | 24976.6418 | 511.3745 | 15898.8237 | 8566.4437 | 0 | 2.238e-08 | 2.0417e-07 | 0 | 2.0417e-07 | 9.1323e-06 | 3.0818e-05 | 0 | 3.0818e-05 | 5.222e-05 | 0 | 5.222e-05 | 2.9106e-05 | 0 | 2.9106e-05 | [17 empty] | 7.3.3.17.5 (Remote Grid) Updates to grid topology to minimize risk of ignition in HFTDs Remote GridWLDFRVegetation ContactAggregated | WLDFR | HFTD - Distribution - Tier 2 - 4QU CoRE ¦ 2QU LoRE | Non-Red Flag Warning - Small Fires | Vegetation Contact | Aggregated | 2023 | 0.0027338 | 522.2177 | 1.4277 | 2023 | Mitigation | 0.95 | 45 | 0 | esc | 0.00097009 | 2.652e-06 | 0.00097009 | 2.652e-06
[79 empty] | WLDFR | HFTD - Distribution - Zone 1 - 5QU CoRE ¦ 4QU LoRE | Seismic - Red Flag Warning - Catastrophic Fires | 2043 | 8.1746e-12 | 26191.7278 | 544.1291 | 16654.7414 | 8992.8573 | 0 | 2.238e-08 | 2.1411e-07 | 0 | 2.1411e-07 | 9.1323e-06 | 3.0818e-05 | 0 | 3.0818e-05 | 5.222e-05 | 0 | 5.222e-05 | 2.9106e-05 | 0 | 2.9106e-05 | [17 empty] | 7.3.3.17.5 (Remote Grid) Updates to grid topology to minimize risk of ignition in HFTDs Remote GridWLDFRVegetation ContactAggregated | WLDFR | HFTD - Distribution - Tier 2 - 4QU CoRE ¦ 2QU LoRE | Non-Red Flag Warning - Small Fires | Vegetation Contact | Aggregated | 2024 | 0.0027338 | 522.2177 | 1.4277 | 2024 | Mitigation | 0.95 | 45 | 0 | esc | 0.00097009 | 2.652e-06 | 0.00097009 | 2.652e-06
[79 empty] | WLDFR | HFTD - Distribution - Zone 1 - 5QU CoRE ¦ 4QU LoRE | Seismic - Red Flag Warning - Catastrophic Fires | 2044 | 8.1746e-12 | 26191.7278 | 544.1291 | 16654.7414 | 8992.8573 | 0 | 2.238e-08 | 2.1411e-07 | 0 | 2.1411e-07 | 9.1323e-06 | 3.0818e-05 | 0 | 3.0818e-05 | 5.222e-05 | 0 | 5.222e-05 | 2.9106e-05 | 0 | 2.9106e-05 | [17 empty] | 7.3.3.17.5 (Remote Grid) Updates to grid topology to minimize risk of ignition in HFTDs Remote GridWLDFRVegetation ContactAggregated | WLDFR | HFTD - Distribution - Tier 2 - 4QU CoRE ¦ 2QU LoRE | Non-Red Flag Warning - Small Fires | Vegetation Contact | Aggregated | 2025 | 0.0027338 | 522.2177 | 1.4277 | 2025 | Mitigation | 0.95 | 45 | 0 | esc | 0.00097009 | 2.652e-06 | 0.00097009 | 2.652e-06
[79 empty] | WLDFR | HFTD - Distribution - Zone 1 - 5QU CoRE ¦ 4QU LoRE | Seismic - Red Flag Warning - Catastrophic Fires | 2045 | 8.1746e-12 | 26191.7278 | 544.1291 | 16654.7414 | 8992.8573 | 0 | 2.238e-08 | 2.1411e-07 | 0 | 2.1411e-07 | 9.1323e-06 | 3.2186e-05 | 0 | 3.2186e-05 | 5.4537e-05 | 0 | 5.4537e-05 | 3.0398e-05 | 0 | 3.0398e-05 | [17 empty] | 7.3.3.17.5 (Remote Grid) Updates to grid topology to minimize risk of ignition in HFTDs Remote GridWLDFRVegetation ContactAggregated | WLDFR | HFTD - Distribution - Tier 2 - 4QU CoRE ¦ 2QU LoRE | Non-Red Flag Warning - Small Fires | Vegetation Contact | Aggregated | 2026 | 0.0027338 | 522.2177 | 1.4277 | 2026 | Mitigation | 0.95 | 45 | 0 | esc | 0.00097009 | 2.652e-06 | 0.00097009 | 2.652e-06
[79 empty] | WLDFR | HFTD - Distribution - Zone 1 - 5QU CoRE ¦ 4QU LoRE | Seismic - Red Flag Warning - Catastrophic Fires | 2046 | 8.1746e-12 | 26191.7278 | 544.1291 | 16654.7414 | 8992.8573 | 0 | 2.238e-08 | 2.1411e-07 | 0 | 2.1411e-07 | 9.1323e-06 | 3.2186e-05 | 0 | 3.2186e-05 | 5.4537e-05 | 0 | 5.4537e-05 | 3.0398e-05 | 0 | 3.0398e-05 | [17 empty] | 7.3.3.17.5 (Remote Grid) Updates to grid topology to minimize risk of ignition in HFTDs Remote GridWLDFRVegetation ContactAggregated | WLDFR | HFTD - Distribution - Tier 2 - 4QU CoRE ¦ 2QU LoRE | Non-Red Flag Warning - Small Fires | Vegetation Contact | Aggregated | 2027 | 0.0027338 | 522.2177 | 1.4277 | 2027 | Mitigation | 0.95 | 45 | 0 | esc | 0.00097009 | 2.652e-06 | 0.00097009 | 2.652e-06
[79 empty] | WLDFR | HFTD - Distribution - Zone 1 - 5QU CoRE ¦ 4QU LoRE | Seismic - Red Flag Warning - Catastrophic Fires | 2047 | 8.1746e-12 | 26191.7278 | 544.1291 | 16654.7414 | 8992.8573 | 0 | 2.238e-08 | 2.1411e-07 | 0 | 2.1411e-07 | 9.1323e-06 | 3.2186e-05 | 0 | 3.2186e-05 | 5.4537e-05 | 0 | 5.4537e-05 | 3.0398e-05 | 0 | 3.0398e-05 | [17 empty] | 7.3.3.17.5 (Remote Grid) Updates to grid topology to minimize risk of ignition in HFTDs Remote GridWLDFRVegetation ContactAggregated | WLDFR | HFTD - Distribution - Tier 2 - 4QU CoRE ¦ 2QU LoRE | Non-Red Flag Warning - Small Fires | Vegetation Contact | Aggregated | 2028 | 0.0027338 | 522.2177 | 1.4277 | 2028 | Mitigation | 0.95 | 45 | 0 | esc | 0.00097009 | 2.652e-06 | 0.00097009 | 2.652e-06
[79 empty] | WLDFR | HFTD - Distribution - Zone 1 - 5QU CoRE ¦ 4QU LoRE | Seismic - Red Flag Warning - Catastrophic Fires | 2048 | 8.1746e-12 | 27464.7227 | 578.8407 | 17445.538 | 9440.3441 | 0 | 2.238e-08 | 2.2451e-07 | 0 | 2.2451e-07 | 9.1323e-06 | 3.2186e-05 | 0 | 3.2186e-05 | 5.4537e-05 | 0 | 5.4537e-05 | 3.0398e-05 | 0 | 3.0398e-05 | [17 empty] | 7.3.3.17.5 (Remote Grid) Updates to grid topology to minimize risk of ignition in HFTDs Remote GridWLDFRVegetation ContactAggregated | WLDFR | HFTD - Distribution - Tier 2 - 4QU CoRE ¦ 2QU LoRE | Non-Red Flag Warning - Small Fires | Vegetation Contact | Aggregated | 2029 | 0.0027338 | 522.2177 | 1.4277 | 2029 | Mitigation | 0.95 | 45 | 0 | esc | 0.00097009 | 2.652e-06 | 0.00097009 | 2.652e-06
[79 empty] | WLDFR | HFTD - Distribution - Zone 1 - 5QU CoRE ¦ 4QU LoRE | Seismic - Red Flag Warning - Catastrophic Fires | 2049 | 8.1746e-12 | 27464.7227 | 578.8407 | 17445.538 | 9440.3441 | 0 | 2.238e-08 | 2.2451e-07 | 0 | 2.2451e-07 | 9.1323e-06 | 3.2186e-05 | 0 | 3.2186e-05 | 5.4537e-05 | 0 | 5.4537e-05 | 3.0398e-05 | 0 | 3.0398e-05 | [17 empty] | 7.3.3.17.5 (Remote Grid) Updates to grid topology to minimize risk of ignition in HFTDs Remote GridWLDFRVegetation ContactAggregated | WLDFR | HFTD - Distribution - Tier 2 - 4QU CoRE ¦ 2QU LoRE | Non-Red Flag Warning - Small Fires | Vegetation Contact | Aggregated | 2030 | 0.0027338 | 522.2177 | 1.4277 | 2030 | Mitigation | 0.95 | 45 | 0 | esc | 0.00097009 | 2.652e-06 | 0.00097009 | 2.652e-06
[79 empty] | WLDFR | HFTD - Distribution - Zone 1 - 5QU CoRE ¦ 4QU LoRE | Seismic - Red Flag Warning - Catastrophic Fires | 2050 | 8.1746e-12 | 27464.7227 | 578.8407 | 17445.538 | 9440.3441 | 0 | 2.238e-08 | 2.2451e-07 | 0 | 2.2451e-07 | 9.1323e-06 | 3.3705e-05 | 0 | 3.3705e-05 | 5.711e-05 | 0 | 5.711e-05 | 3.1832e-05 | 0 | 3.1832e-05 | [17 empty] | 7.3.3.17.5 (Remote Grid) Updates to grid topology to minimize risk of ignition in HFTDs Remote GridWLDFRVegetation ContactAggregated | WLDFR | HFTD - Distribution - Tier 2 - 4QU CoRE ¦ 2QU LoRE | Non-Red Flag Warning - Small Fires | Vegetation Contact | Aggregated | 2031 | 0.0027338 | 522.2177 | 1.4277 | 2031 | Mitigation | 0.95 | 45 | 0 | esc | 0.00097009 | 2.652e-06 | 0.00097009 | 2.652e-06
[79 empty] | WLDFR | HFTD - Distribution - Zone 1 - 5QU CoRE ¦ 4QU LoRE | Seismic - Red Flag Warning - Catastrophic Fires | 2051 | 8.1746e-12 | 27464.7227 | 578.8407 | 17445.538 | 9440.3441 | 0 | 2.238e-08 | 2.2451e-07 | 0 | 2.2451e-07 | 9.1323e-06 | 3.3705e-05 | 0 | 3.3705e-05 | 5.711e-05 | 0 | 5.711e-05 | 3.1832e-05 | 0 | 3.1832e-05 | [17 empty] | 7.3.3.17.5 (Remote Grid) Updates to grid topology to minimize risk of ignition in HFTDs Remote GridWLDFRVegetation ContactAggregated | WLDFR | HFTD - Distribution - Tier 2 - 4QU CoRE ¦ 2QU LoRE | Non-Red Flag Warning - Small Fires | Vegetation Contact | Aggregated | 2032 | 0.0027338 | 522.2177 | 1.4277 | 2032 | Mitigation | 0.95 | 45 | 0 | esc | 0.00097009 | 2.652e-06 | 0.00097009 | 2.652e-06
[79 empty] | WLDFR | HFTD - Distribution - Zone 1 - 5QU CoRE ¦ 4QU LoRE | Seismic - Red Flag Warning - Catastrophic Fires | 2052 | 8.1746e-12 | 27464.7227 | 578.8407 | 17445.538 | 9440.3441 | 0 | 2.238e-08 | 2.2451e-07 | 0 | 2.2451e-07 | 9.1323e-06 | 3.3705e-05 | 0 | 3.3705e-05 | 5.711e-05 | 0 | 5.711e-05 | 3.1832e-05 | 0 | 3.1832e-05 | [17 empty] | 7.3.3.17.5 (Remote Grid) Updates to grid topology to minimize risk of ignition in HFTDs Remote GridWLDFRVegetation ContactAggregated | WLDFR | HFTD - Distribution - Tier 2 - 4QU CoRE ¦ 2QU LoRE | Non-Red Flag Warning - Small Fires | Vegetation Contact | Aggregated | 2033 | 0.0027338 | 522.2177 | 1.4277 | 2033 | Mitigation | 0.95 | 45 | 0 | esc | 0.00097009 | 2.652e-06 | 0.00097009 | 2.652e-06
[79 empty] | WLDFR | HFTD - Distribution - Zone 1 - 5QU CoRE ¦ 4QU LoRE | Seismic - Red Flag Warning - Catastrophic Fires | 2053 | 8.1746e-12 | 28779.6694 | 615.0952 | 18261.2327 | 9903.3415 | 0 | 2.238e-08 | 2.3526e-07 | 0 | 2.3526e-07 | 9.1323e-06 | 3.3705e-05 | 0 | 3.3705e-05 | 5.711e-05 | 0 | 5.711e-05 | 3.1832e-05 | 0 | 3.1832e-05 | [17 empty] | 7.3.3.17.5 (Remote Grid) Updates to grid topology to minimize risk of ignition in HFTDs Remote GridWLDFRVegetation ContactAggregated | WLDFR | HFTD - Distribution - Tier 2 - 4QU CoRE ¦ 2QU LoRE | Non-Red Flag Warning - Small Fires | Vegetation Contact | Aggregated | 2034 | 0.0027338 | 522.2177 | 1.4277 | 2034 | Mitigation | 0.95 | 45 | 0 | esc | 0.00097009 | 2.652e-06 | 0.00097009 | 2.652e-06
[79 empty] | WLDFR | HFTD - Distribution - Zone 1 - 5QU CoRE ¦ 4QU LoRE | Seismic - Red Flag Warning - Catastrophic Fires | 2054 | 8.1746e-12 | 28779.6694 | 615.0952 | 18261.2327 | 9903.3415 | 0 | 2.238e-08 | 2.3526e-07 | 0 | 2.3526e-07 | 9.1323e-06 | 3.3705e-05 | 0 | 3.3705e-05 | 5.711e-05 | 0 | 5.711e-05 | 3.1832e-05 | 0 | 3.1832e-05 | [17 empty] | 7.3.3.17.5 (Remote Grid) Updates to grid topology to minimize risk of ignition in HFTDs Remote GridWLDFRVegetation ContactAggregated | WLDFR | HFTD - Distribution - Tier 2 - 4QU CoRE ¦ 2QU LoRE | Non-Red Flag Warning - Small Fires | Vegetation Contact | Aggregated | 2035 | 0.0027338 | 522.2177 | 1.4277 | 2035 | Mitigation | 0.95 | 45 | 0 | esc | 0.00097009 | 2.652e-06 | 0.00097009 | 2.652e-06
[79 empty] | WLDFR | HFTD - Distribution - Zone 1 - 5QU CoRE ¦ 4QU LoRE | Seismic - Red Flag Warning - Catastrophic Fires | 2055 | 8.1746e-12 | 28779.6694 | 615.0952 | 18261.2327 | 9903.3415 | 0 | 2.238e-08 | 2.3526e-07 | 0 | 2.3526e-07 | 9.1323e-06 | 3.5352e-05 | 0 | 3.5352e-05 | 5.9902e-05 | 0 | 5.9902e-05 | 3.3388e-05 | 0 | 3.3388e-05 | [17 empty] | 7.3.3.17.5 (Remote Grid) Updates to grid topology to minimize risk of ignition in HFTDs Remote GridWLDFRVegetation ContactAggregated | WLDFR | HFTD - Distribution - Tier 2 - 4QU CoRE ¦ 2QU LoRE | Non-Red Flag Warning - Small Fires | Vegetation Contact | Aggregated | 2036 | 0.0027338 | 522.2177 | 1.4277 | 2036 | Mitigation | 0.95 | 45 | 0 | esc | 0.00097009 | 2.652e-06 | 0.00097009 | 2.652e-06
[79 empty] | WLDFR | HFTD - Distribution - Zone 1 - 5QU CoRE ¦ 4QU LoRE | Seismic - Red Flag Warning - Catastrophic Fires | 2056 | 8.1746e-12 | 28779.6694 | 615.0952 | 18261.2327 | 9903.3415 | 0 | 2.238e-08 | 2.3526e-07 | 0 | 2.3526e-07 | 9.1323e-06 | 3.5352e-05 | 0 | 3.5352e-05 | 5.9902e-05 | 0 | 5.9902e-05 | 3.3388e-05 | 0 | 3.3388e-05 | [17 empty] | 7.3.3.17.5 (Remote Grid) Updates to grid topology to minimize risk of ignition in HFTDs Remote GridWLDFRVegetation ContactAggregated | WLDFR | HFTD - Distribution - Tier 2 - 4QU CoRE ¦ 2QU LoRE | Non-Red Flag Warning - Small Fires | Vegetation Contact | Aggregated | 2037 | 0.0027338 | 522.2177 | 1.4277 | 2037 | Mitigation | 0.95 | 45 | 0 | esc | 0.00097009 | 2.652e-06 | 0.00097009 | 2.652e-06
[79 empty] | WLDFR | HFTD - Distribution - Zone 1 - 5QU CoRE ¦ 4QU LoRE | Seismic - Red Flag Warning - Catastrophic Fires | 2057 | 8.1746e-12 | 28779.6694 | 615.0952 | 18261.2327 | 9903.3415 | 0 | 2.238e-08 | 2.3526e-07 | 0 | 2.3526e-07 | 9.1323e-06 | 3.5352e-05 | 0 | 3.5352e-05 | 5.9902e-05 | 0 | 5.9902e-05 | 3.3388e-05 | 0 | 3.3388e-05 | [17 empty] | 7.3.3.17.5 (Remote Grid) Updates to grid topology to minimize risk of ignition in HFTDs Remote GridWLDFRVegetation ContactAggregated | WLDFR | HFTD - Distribution - Tier 2 - 4QU CoRE ¦ 2QU LoRE | Non-Red Flag Warning - Small Fires | Vegetation Contact | Aggregated | 2038 | 0.0027338 | 522.2177 | 1.4277 | 2038 | Mitigation | 0.95 | 45 | 0 | esc | 0.00097009 | 2.652e-06 | 0.00097009 | 2.652e-06
[79 empty] | WLDFR | HFTD - Distribution - Zone 1 - 5QU CoRE ¦ 4QU LoRE | Seismic - Red Flag Warning - Catastrophic Fires | 2058 | 8.1746e-12 | 30120.5761 | 652.457 | 19091.8834 | 10376.2358 | 0 | 2.238e-08 | 2.4622e-07 | 0 | 2.4622e-07 | 9.1323e-06 | 3.5352e-05 | 0 | 3.5352e-05 | 5.9902e-05 | 0 | 5.9902e-05 | 3.3388e-05 | 0 | 3.3388e-05 | [17 empty] | 7.3.3.17.5 (Remote Grid) Updates to grid topology to minimize risk of ignition in HFTDs Remote GridWLDFRVegetation ContactAggregated | WLDFR | HFTD - Distribution - Tier 2 - 4QU CoRE ¦ 2QU LoRE | Non-Red Flag Warning - Small Fires | Vegetation Contact | Aggregated | 2039 | 0.0027338 | 522.2177 | 1.4277 | 2039 | Mitigation | 0.95 | 45 | 0 | esc | 0.00097009 | 2.652e-06 | 0.00097009 | 2.652e-06
[79 empty] | WLDFR | HFTD - Distribution - Zone 1 - 5QU CoRE ¦ 4QU LoRE | Seismic - Red Flag Warning - Catastrophic Fires | 2059 | 8.1746e-12 | 30120.5761 | 652.457 | 19091.8834 | 10376.2358 | 0 | 2.238e-08 | 2.4622e-07 | 0 | 2.4622e-07 | 9.1323e-06 | 3.5352e-05 | 0 | 3.5352e-05 | 5.9902e-05 | 0 | 5.9902e-05 | 3.3388e-05 | 0 | 3.3388e-05 | [17 empty] | 7.3.3.17.5 (Remote Grid) Updates to grid topology to minimize risk of ignition in HFTDs Remote GridWLDFRVegetation ContactAggregated | WLDFR | HFTD - Distribution - Tier 2 - 4QU CoRE ¦ 2QU LoRE | Non-Red Flag Warning - Small Fires | Vegetation Contact | Aggregated | 2040 | 0.0027338 | 522.2177 | 1.4277 | 2040 | Mitigation | 0.95 | 45 | 0 | esc | 0.00097009 | 2.652e-06 | 0.00097009 | 2.652e-06
[79 empty] | WLDFR | HFTD - Distribution - Zone 1 - 5QU CoRE ¦ 4QU LoRE | Seismic - Red Flag Warning - Catastrophic Fires | 2060 | 8.1746e-12 | 30120.5761 | 652.457 | 19091.8834 | 10376.2358 | 0 | 2.238e-08 | 2.4622e-07 | 0 | 2.4622e-07 | 9.1323e-06 | 3.7105e-05 | 0 | 3.7105e-05 | 6.2872e-05 | 0 | 6.2872e-05 | 3.5043e-05 | 0 | 3.5043e-05 | [17 empty] | 7.3.3.17.5 (Remote Grid) Updates to grid topology to minimize risk of ignition in HFTDs Remote GridWLDFRVegetation ContactAggregated | WLDFR | HFTD - Distribution - Tier 2 - 4QU CoRE ¦ 2QU LoRE | Non-Red Flag Warning - Small Fires | Vegetation Contact | Aggregated | 2041 | 0.0027338 | 522.2177 | 1.4277 | 2041 | Mitigation | 0.95 | 45 | 0 | esc | 0.00097009 | 2.652e-06 | 0.00097009 | 2.652e-06
[79 empty] | WLDFR | HFTD - Distribution - Zone 1 - 5QU CoRE ¦ 4QU LoRE | Seismic - Red Flag Warning - Catastrophic Fires | 2061 | 8.1746e-12 | 30120.5761 | 652.457 | 19091.8834 | 10376.2358 | 0 | 2.238e-08 | 2.4622e-07 | 0 | 2.4622e-07 | 9.1323e-06 | 3.7105e-05 | 0 | 3.7105e-05 | 6.2872e-05 | 0 | 6.2872e-05 | 3.5043e-05 | 0 | 3.5043e-05 | [17 empty] | 7.3.3.17.5 (Remote Grid) Updates to grid topology to minimize risk of ignition in HFTDs Remote GridWLDFRVegetation ContactAggregated | WLDFR | HFTD - Distribution - Tier 2 - 4QU CoRE ¦ 2QU LoRE | Non-Red Flag Warning - Small Fires | Vegetation Contact | Aggregated | 2042 | 0.0027338 | 522.2177 | 1.4277 | 2042 | Mitigation | 0.95 | 45 | 0 | esc | 0.00097009 | 2.652e-06 | 0.00097009 | 2.652e-06
[79 empty] | WLDFR | HFTD - Distribution - Zone 1 - 5QU CoRE ¦ 4QU LoRE | Seismic - Red Flag Warning - Catastrophic Fires | 2062 | 8.1746e-12 | 30120.5761 | 652.457 | 19091.8834 | 10376.2358 | 0 | 2.238e-08 | 2.4622e-07 | 0 | 2.4622e-07 | 9.1323e-06 | 3.7105e-05 | 0 | 3.7105e-05 | 6.2872e-05 | 0 | 6.2872e-05 | 3.5043e-05 | 0 | 3.5043e-05 | [17 empty] | 7.3.3.17.5 (Remote Grid) Updates to grid topology to minimize risk of ignition in HFTDs Remote GridWLDFRVegetation ContactAggregated | WLDFR | HFTD - Distribution - Tier 2 - 4QU CoRE ¦ 2QU LoRE | Non-Red Flag Warning - Small Fires | Vegetation Contact | Aggregated | 2043 | 0.0027338 | 522.2177 | 1.4277 | 2043 | Mitigation | 0.95 | 45 | 0 | esc | 0.00097009 | 2.652e-06 | 0.00097009 | 2.652e-06
[79 empty] | WLDFR | HFTD - Distribution - Zone 1 - 5QU CoRE ¦ 4QU LoRE | Seismic - Red Flag Warning - Catastrophic Fires | 2063 | 8.1746e-12 | 31471.2268 | 690.4653 | 19927.4643 | 10853.2973 | 0 | 2.238e-08 | 2.5726e-07 | 0 | 2.5726e-07 | 9.1323e-06 | 3.7105e-05 | 0 | 3.7105e-05 | 6.2872e-05 | 0 | 6.2872e-05 | 3.5043e-05 | 0 | 3.5043e-05 | [17 empty] | 7.3.3.17.5 (Remote Grid) Updates to grid topology to minimize risk of ignition in HFTDs Remote GridWLDFRVegetation ContactAggregated | WLDFR | HFTD - Distribution - Tier 2 - 4QU CoRE ¦ 2QU LoRE | Non-Red Flag Warning - Small Fires | Vegetation Contact | Aggregated | 2044 | 0.0027338 | 522.2177 | 1.4277 | 2044 | Mitigation | 0.95 | 45 | 0 | esc | 0.00097009 | 2.652e-06 | 0.00097009 | 2.652e-06
[79 empty] | WLDFR | HFTD - Distribution - Zone 1 - 5QU CoRE ¦ 4QU LoRE | Seismic - Red Flag Warning - Catastrophic Fires | 2064 | 8.1746e-12 | 31471.2268 | 690.4653 | 19927.4643 | 10853.2973 | 0 | 2.238e-08 | 2.5726e-07 | 0 | 2.5726e-07 | 9.1323e-06 | 3.7105e-05 | 0 | 3.7105e-05 | 6.2872e-05 | 0 | 6.2872e-05 | 3.5043e-05 | 0 | 3.5043e-05 | [17 empty] | 7.3.3.17.5 (Remote Grid) Updates to grid topology to minimize risk of ignition in HFTDs Remote GridWLDFRVegetation ContactAggregated | WLDFR | HFTD - Distribution - Tier 2 - 4QU CoRE ¦ 2QU LoRE | Non-Red Flag Warning - Small Fires | Vegetation Contact | Aggregated | 2045 | 0.0027338 | 522.2177 | 1.4277 | 2045 | Mitigation | 0.95 | 45 | 0 | esc | 0.00097009 | 2.652e-06 | 0.00097009 | 2.652e-06
[79 empty] | WLDFR | HFTD - Distribution - Zone 1 - 5QU CoRE ¦ 4QU LoRE | Seismic - Red Flag Warning - Catastrophic Fires | 2065 | 8.1746e-12 | 31471.2268 | 690.4653 | 19927.4643 | 10853.2973 | 0 | 2.238e-08 | 2.5726e-07 | 0 | 2.5726e-07 | 9.1323e-06 | 3.8941e-05 | 0 | 3.8941e-05 | 6.5983e-05 | 0 | 6.5983e-05 | 3.6777e-05 | 0 | 3.6777e-05 | [17 empty] | 7.3.3.17.5 (Remote Grid) Updates to grid topology to minimize risk of ignition in HFTDs Remote GridWLDFRVegetation ContactAggregated | WLDFR | HFTD - Distribution - Tier 2 - 4QU CoRE ¦ 2QU LoRE | Non-Red Flag Warning - Small Fires | Vegetation Contact | Aggregated | 2046 | 0.0027338 | 522.2177 | 1.4277 | 2046 | Mitigation | 0.95 | 45 | 0 | esc | 0.00097009 | 2.652e-06 | 0.00097009 | 2.652e-06
[79 empty] | WLDFR | HFTD - Distribution - Zone 1 - 5QU CoRE ¦ 4QU LoRE | Seismic - Red Flag Warning - Catastrophic Fires | 2066 | 8.1746e-12 | 31471.2268 | 690.4653 | 19927.4643 | 10853.2973 | 0 | 2.238e-08 | 2.5726e-07 | 0 | 2.5726e-07 | 9.1323e-06 | 3.8941e-05 | 0 | 3.8941e-05 | 6.5983e-05 | 0 | 6.5983e-05 | 3.6777e-05 | 0 | 3.6777e-05 | [17 empty] | 7.3.3.17.5 (Remote Grid) Updates to grid topology to minimize risk of ignition in HFTDs Remote GridWLDFRVegetation ContactAggregated | WLDFR | HFTD - Distribution - Tier 2 - 4QU CoRE ¦ 2QU LoRE | Non-Red Flag Warning - Small Fires | Vegetation Contact | Aggregated | 2047 | 0.0027338 | 522.2177 | 1.4277 | 2047 | Mitigation | 0.95 | 45 | 0 | esc | 0.00097009 | 2.652e-06 | 0.00097009 | 2.652e-06
[79 empty] | WLDFR | HFTD - Distribution - Zone 1 - 4QU CoRE ¦ 1QU LoRE | Non-Red Flag Warning - Destructive Fires | 2050 | 3.3756e-09 | 5.7197e-09 | 3.188e-09 | 11536.0538 | 319.4911 | 11216.5626 | 0 | 0 | 0 | 0 | 9.1323e-06 | 3.8941e-05 | 0 | 3.8941e-05 | 6.5983e-05 | 0 | 6.5983e-05 | 3.6777e-05 | 0 | 3.6777e-05 | [17 empty] | 7.3.3.17.5 (Remote Grid) Updates to grid topology to minimize risk of ignition in HFTDs Remote GridWLDFRVegetation ContactAggregated | WLDFR | HFTD - Distribution - Tier 2 - 4QU CoRE ¦ 2QU LoRE | Non-Red Flag Warning - Small Fires | Vegetation Contact | Aggregated | 2048 | 0.0027338 | 522.2177 | 1.4277 | 2048 | Mitigation | 0.95 | 45 | 0 | esc | 0.00097009 | 2.652e-06 | 0.00097009 | 2.652e-06
[79 empty] | WLDFR | HFTD - Distribution - Zone 1 - 4QU CoRE ¦ 1QU LoRE | Non-Red Flag Warning - Destructive Fires | 2051 | 3.3756e-09 | 5.7197e-09 | 3.188e-09 | 11536.0538 | 319.4911 | 11216.5626 | 0 | 0 | 0 | 0 | 9.1323e-06 | 3.8941e-05 | 0 | 3.8941e-05 | 6.5983e-05 | 0 | 6.5983e-05 | 3.6777e-05 | 0 | 3.6777e-05 | [17 empty] | 7.3.3.17.5 (Remote Grid) Updates to grid topology to minimize risk of ignition in HFTDs Remote GridWLDFRVegetation ContactAggregated | WLDFR | HFTD - Distribution - Tier 2 - 4QU CoRE ¦ 2QU LoRE | Non-Red Flag Warning - Small Fires | Vegetation Contact | Aggregated | 2049 | 0.0027338 | 522.2177 | 1.4277 | 2049 | Mitigation | 0.95 | 45 | 0 | esc | 0.00097009 | 2.652e-06 | 0.00097009 | 2.652e-06
[79 empty] | WLDFR | HFTD - Distribution - Zone 1 - 4QU CoRE ¦ 1QU LoRE | Non-Red Flag Warning - Destructive Fires | 2052 | 3.3756e-09 | 5.7197e-09 | 3.188e-09 | 11536.0538 | 319.4911 | 11216.5626 | 0 | 0 | 0 | 0 | 9.1323e-06 | 3.8941e-05 | 0 | 3.8941e-05 | 6.5983e-05 | 0 | 6.5983e-05 | 3.6777e-05 | 0 | 3.6777e-05 | [17 empty] | 7.3.3.17.5 (Remote Grid) Updates to grid topology to minimize risk of ignition in HFTDs Remote GridWLDFRVegetation ContactAggregated | WLDFR | HFTD - Distribution - Tier 2 - 4QU CoRE ¦ 2QU LoRE | Non-Red Flag Warning - Small Fires | Vegetation Contact | Aggregated | 2050 | 0.0027338 | 522.2177 | 1.4277 | 2050 | Mitigation | 0.95 | 45 | 0 | esc | 0.00097009 | 2.652e-06 | 0.00097009 | 2.652e-06
[79 empty] | WLDFR | HFTD - Distribution - Zone 1 - 4QU CoRE ¦ 1QU LoRE | Non-Red Flag Warning - Destructive Fires | 2053 | 3.3756e-09 | 5.7197e-09 | 3.188e-09 | 12097.6769 | 340.5356 | 11757.1413 | 0 | 0 | 0 | 0 | 9.1323e-06 | 4.0837e-05 | 0 | 4.0837e-05 | 6.9195e-05 | 0 | 6.9195e-05 | 3.8568e-05 | 0 | 3.8568e-05 | [17 empty] | 7.3.3.17.5 (Remote Grid) Updates to grid topology to minimize risk of ignition in HFTDs Remote GridWLDFRVegetation ContactAggregated | WLDFR | HFTD - Distribution - Tier 2 - 4QU CoRE ¦ 2QU LoRE | Non-Red Flag Warning - Small Fires | Vegetation Contact | Aggregated | 2051 | 0.0027338 | 522.2177 | 1.4277 | 2051 | Mitigation | 0.95 | 45 | 0 | esc | 0.00097009 | 2.652e-06 | 0.00097009 | 2.652e-06
[79 empty] | WLDFR | HFTD - Distribution - Zone 1 - 4QU CoRE ¦ 1QU LoRE | Non-Red Flag Warning - Destructive Fires | 2054 | 3.3756e-09 | 5.7197e-09 | 3.188e-09 | 12097.6769 | 340.5356 | 11757.1413 | 0 | 0 | 0 | 0 | 9.1323e-06 | 4.0837e-05 | 0 | 4.0837e-05 | 6.9195e-05 | 0 | 6.9195e-05 | 3.8568e-05 | 0 | 3.8568e-05 | [17 empty] | 7.3.3.17.5 (Remote Grid) Updates to grid topology to minimize risk of ignition in HFTDs Remote GridWLDFRVegetation ContactAggregated | WLDFR | HFTD - Distribution - Tier 2 - 4QU CoRE ¦ 2QU LoRE | Non-Red Flag Warning - Small Fires | Vegetation Contact | Aggregated | 2052 | 0.0027338 | 522.2177 | 1.4277 | 2052 | Mitigation | 0.95 | 45 | 0 | esc | 0.00097009 | 2.652e-06 | 0.00097009 | 2.652e-06
[79 empty] | WLDFR | HFTD - Distribution - Zone 1 - 4QU CoRE ¦ 1QU LoRE | Non-Red Flag Warning - Destructive Fires | 2055 | 3.3756e-09 | 5.7197e-09 | 3.188e-09 | 12097.6769 | 340.5356 | 11757.1413 | 0 | 0 | 0 | 0 | 9.1323e-06 | 4.0837e-05 | 0 | 4.0837e-05 | 6.9195e-05 | 0 | 6.9195e-05 | 3.8568e-05 | 0 | 3.8568e-05 | [17 empty] | 7.3.3.17.5 (Remote Grid) Updates to grid topology to minimize risk of ignition in HFTDs Remote GridWLDFRVegetation ContactAggregated | WLDFR | HFTD - Distribution - Tier 2 - 4QU CoRE ¦ 2QU LoRE | Non-Red Flag Warning - Small Fires | Vegetation Contact | Aggregated | 2053 | 0.0027338 | 522.2177 | 1.4277 | 2053 | Mitigation | 0.95 | 45 | 0 | esc | 0.00097009 | 2.652e-06 | 0.00097009 | 2.652e-06
[79 empty] | WLDFR | HFTD - Distribution - Zone 1 - 4QU CoRE ¦ 1QU LoRE | Non-Red Flag Warning - Destructive Fires | 2056 | 3.3756e-09 | 5.7197e-09 | 3.188e-09 | 12097.6769 | 340.5356 | 11757.1413 | 0 | 0 | 0 | 0 | 9.1323e-06 | 4.0837e-05 | 0 | 4.0837e-05 | 6.9195e-05 | 0 | 6.9195e-05 | 3.8568e-05 | 0 | 3.8568e-05 | [17 empty] | 7.3.3.17.5 (Remote Grid) Updates to grid topology to minimize risk of ignition in HFTDs Remote GridWLDFRVegetation ContactAggregated | WLDFR | HFTD - Distribution - Tier 2 - 4QU CoRE ¦ 2QU LoRE | Non-Red Flag Warning - Small Fires | Vegetation Contact | Aggregated | 2054 | 0.0027338 | 522.2177 | 1.4277 | 2054 | Mitigation | 0.95 | 45 | 0 | esc | 0.00097009 | 2.652e-06 | 0.00097009 | 2.652e-06
[79 empty] | WLDFR | HFTD - Distribution - Zone 1 - 4QU CoRE ¦ 1QU LoRE | Non-Red Flag Warning - Destructive Fires | 2057 | 3.3756e-09 | 5.7197e-09 | 3.188e-09 | 12097.6769 | 340.5356 | 11757.1413 | 0 | 0 | 0 | 0 | 9.1323e-06 | 4.0837e-05 | 0 | 4.0837e-05 | 6.9195e-05 | 0 | 6.9195e-05 | 3.8568e-05 | 0 | 3.8568e-05 | [17 empty] | 7.3.3.17.5 (Remote Grid) Updates to grid topology to minimize risk of ignition in HFTDs Remote GridWLDFRVegetation ContactAggregated | WLDFR | HFTD - Distribution - Tier 2 - 4QU CoRE ¦ 2QU LoRE | Non-Red Flag Warning - Small Fires | Vegetation Contact | Aggregated | 2055 | 0.0027338 | 522.2177 | 1.4277 | 2055 | Mitigation | 0.95 | 45 | 0 | esc | 0.00097009 | 2.652e-06 | 0.00097009 | 2.652e-06
[79 empty] | WLDFR | HFTD - Distribution - Zone 1 - 4QU CoRE ¦ 1QU LoRE | Non-Red Flag Warning - Destructive Fires | 2058 | 3.3756e-09 | 5.7197e-09 | 3.188e-09 | 12670.1796 | 362.3049 | 12307.8747 | 0 | 0 | 0 | 0 | 9.1323e-06 | 4.2769e-05 | 0 | 4.2769e-05 | 7.247e-05 | 0 | 7.247e-05 | 4.0393e-05 | 0 | 4.0393e-05 | [17 empty] | 7.3.3.17.5 (Remote Grid) Updates to grid topology to minimize risk of ignition in HFTDs Remote GridWLDFRVegetation ContactAggregated | WLDFR | HFTD - Distribution - Tier 2 - 4QU CoRE ¦ 2QU LoRE | Non-Red Flag Warning - Small Fires | Vegetation Contact | Aggregated | 2056 | 0.0027338 | 522.2177 | 1.4277 | 2056 | Mitigation | 0.95 | 45 | 0 | esc | 0.00097009 | 2.652e-06 | 0.00097009 | 2.652e-06
[79 empty] | WLDFR | HFTD - Distribution - Zone 1 - 4QU CoRE ¦ 1QU LoRE | Non-Red Flag Warning - Destructive Fires | 2059 | 3.3756e-09 | 5.7197e-09 | 3.188e-09 | 12670.1796 | 362.3049 | 12307.8747 | 0 | 0 | 0 | 0 | 9.1323e-06 | 4.2769e-05 | 0 | 4.2769e-05 | 7.247e-05 | 0 | 7.247e-05 | 4.0393e-05 | 0 | 4.0393e-05 | [17 empty] | 7.3.3.17.5 (Remote Grid) Updates to grid topology to minimize risk of ignition in HFTDs Remote GridWLDFRVegetation ContactAggregated | WLDFR | HFTD - Distribution - Tier 2 - 4QU CoRE ¦ 2QU LoRE | Non-Red Flag Warning - Small Fires | Vegetation Contact | Aggregated | 2057 | 0.0027338 | 522.2177 | 1.4277 | 2057 | Mitigation | 0.95 | 45 | 0 | esc | 0.00097009 | 2.652e-06 | 0.00097009 | 2.652e-06
[79 empty] | WLDFR | HFTD - Distribution - Zone 1 - 4QU CoRE ¦ 1QU LoRE | Non-Red Flag Warning - Destructive Fires | 2060 | 3.3756e-09 | 5.7197e-09 | 3.188e-09 | 12670.1796 | 362.3049 | 12307.8747 | 0 | 0 | 0 | 0 | 9.1323e-06 | 4.2769e-05 | 0 | 4.2769e-05 | 7.247e-05 | 0 | 7.247e-05 | 4.0393e-05 | 0 | 4.0393e-05 | [17 empty] | 7.3.3.17.5 (Remote Grid) Updates to grid topology to minimize risk of ignition in HFTDs Remote GridWLDFRVegetation ContactAggregated | WLDFR | HFTD - Distribution - Tier 2 - 4QU CoRE ¦ 2QU LoRE | Non-Red Flag Warning - Small Fires | Vegetation Contact | Aggregated | 2058 | 0.0027338 | 522.2177 | 1.4277 | 2058 | Mitigation | 0.95 | 45 | 0 | esc | 0.00097009 | 2.652e-06 | 0.00097009 | 2.652e-06
[79 empty] | WLDFR | HFTD - Distribution - Zone 1 - 4QU CoRE ¦ 1QU LoRE | Non-Red Flag Warning - Destructive Fires | 2061 | 3.3756e-09 | 5.7197e-09 | 3.188e-09 | 12670.1796 | 362.3049 | 12307.8747 | 0 | 0 | 0 | 0 | 9.1323e-06 | 4.2769e-05 | 0 | 4.2769e-05 | 7.247e-05 | 0 | 7.247e-05 | 4.0393e-05 | 0 | 4.0393e-05 | [17 empty] | 7.3.3.17.5 (Remote Grid) Updates to grid topology to minimize risk of ignition in HFTDs Remote GridWLDFRVegetation ContactAggregated | WLDFR | HFTD - Distribution - Tier 2 - 4QU CoRE ¦ 2QU LoRE | Non-Red Flag Warning - Small Fires | Vegetation Contact | Aggregated | 2059 | 0.0027338 | 522.2177 | 1.4277 | 2059 | Mitigation | 0.95 | 45 | 0 | esc | 0.00097009 | 2.652e-06 | 0.00097009 | 2.652e-06
[79 empty] | WLDFR | HFTD - Distribution - Zone 1 - 4QU CoRE ¦ 1QU LoRE | Non-Red Flag Warning - Destructive Fires | 2062 | 3.3756e-09 | 5.7197e-09 | 3.188e-09 | 12670.1796 | 362.3049 | 12307.8747 | 0 | 0 | 0 | 0 | 9.1323e-06 | 4.2769e-05 | 0 | 4.2769e-05 | 7.247e-05 | 0 | 7.247e-05 | 4.0393e-05 | 0 | 4.0393e-05 | [17 empty] | 7.3.3.17.5 (Remote Grid) Updates to grid topology to minimize risk of ignition in HFTDs Remote GridWLDFRVegetation ContactAggregated | WLDFR | HFTD - Distribution - Tier 2 - 4QU CoRE ¦ 2QU LoRE | Non-Red Flag Warning - Small Fires | Vegetation Contact | Aggregated | 2060 | 0.0027338 | 522.2177 | 1.4277 | 2060 | Mitigation | 0.95 | 45 | 0 | esc | 0.00097009 | 2.652e-06 | 0.00097009 | 2.652e-06
[79 empty] | WLDFR | HFTD - Distribution - Zone 1 - 4QU CoRE ¦ 1QU LoRE | Non-Red Flag Warning - Destructive Fires | 2063 | 3.3756e-09 | 5.7197e-09 | 3.188e-09 | 13246.6313 | 384.5316 | 12862.0997 | 0 | 0 | 0 | 0 | 9.1323e-06 | 4.4715e-05 | 0 | 4.4715e-05 | 7.5767e-05 | 0 | 7.5767e-05 | 4.2231e-05 | 0 | 4.2231e-05 | [17 empty] | 7.3.3.17.5 (Remote Grid) Updates to grid topology to minimize risk of ignition in HFTDs Remote GridWLDFRVegetation ContactAggregated | WLDFR | HFTD - Distribution - Tier 2 - 4QU CoRE ¦ 2QU LoRE | Non-Red Flag Warning - Small Fires | Vegetation Contact | Aggregated | 2061 | 0.0027338 | 522.2177 | 1.4277 | 2061 | Mitigation | 0.95 | 45 | 0 | esc | 0.00097009 | 2.652e-06 | 0.00097009 | 2.652e-06
[79 empty] | WLDFR | HFTD - Distribution - Zone 1 - 4QU CoRE ¦ 1QU LoRE | Non-Red Flag Warning - Destructive Fires | 2064 | 3.3756e-09 | 5.7197e-09 | 3.188e-09 | 13246.6313 | 384.5316 | 12862.0997 | 0 | 0 | 0 | 0 | 9.1323e-06 | 4.4715e-05 | 0 | 4.4715e-05 | 7.5767e-05 | 0 | 7.5767e-05 | 4.2231e-05 | 0 | 4.2231e-05 | [17 empty] | 7.3.3.17.5 (Remote Grid) Updates to grid topology to minimize risk of ignition in HFTDs Remote GridWLDFRVegetation ContactAggregated | WLDFR | HFTD - Distribution - Tier 2 - 4QU CoRE ¦ 2QU LoRE | Non-Red Flag Warning - Small Fires | Vegetation Contact | Aggregated | 2062 | 0.0027338 | 522.2177 | 1.4277 | 2062 | Mitigation | 0.95 | 45 | 0 | esc | 0.00097009 | 2.652e-06 | 0.00097009 | 2.652e-06
[79 empty] | WLDFR | HFTD - Distribution - Zone 1 - 4QU CoRE ¦ 1QU LoRE | Non-Red Flag Warning - Destructive Fires | 2065 | 3.3756e-09 | 5.7197e-09 | 3.188e-09 | 13246.6313 | 384.5316 | 12862.0997 | 0 | 0 | 0 | 0 | 9.1323e-06 | 4.4715e-05 | 0 | 4.4715e-05 | 7.5767e-05 | 0 | 7.5767e-05 | 4.2231e-05 | 0 | 4.2231e-05 | [17 empty] | 7.3.3.17.5 (Remote Grid) Updates to grid topology to minimize risk of ignition in HFTDs Remote GridWLDFRVegetation ContactAggregated | WLDFR | HFTD - Distribution - Tier 2 - 4QU CoRE ¦ 2QU LoRE | Non-Red Flag Warning - Small Fires | Vegetation Contact | Aggregated | 2063 | 0.0027338 | 522.2177 | 1.4277 | 2063 | Mitigation | 0.95 | 45 | 0 | esc | 0.00097009 | 2.652e-06 | 0.00097009 | 2.652e-06
[79 empty] | WLDFR | HFTD - Distribution - Zone 1 - 4QU CoRE ¦ 1QU LoRE | Non-Red Flag Warning - Destructive Fires | 2066 | 0 | 5.7197e-09 | 3.188e-09 | 13246.6313 | 384.5316 | 12862.0997 | 0 | 0 | 0 | 0 | 9.1323e-06 | 0 | 0 | 0 | 7.5767e-05 | 0 | 7.5767e-05 | 4.2231e-05 | 0 | 4.2231e-05 | [17 empty] | 7.3.3.17.5 (Remote Grid) Updates to grid topology to minimize risk of ignition in HFTDs Remote GridWLDFRVegetation ContactAggregated | WLDFR | HFTD - Distribution - Tier 2 - 4QU CoRE ¦ 2QU LoRE | Non-Red Flag Warning - Small Fires | Vegetation Contact | Aggregated | 2064 | 0.0027338 | 522.2177 | 1.4277 | 2064 | Mitigation | 0.95 | 45 | 0 | esc | 0.00097009 | 2.652e-06 | 0.00097009 | 2.652e-06
[79 empty] | WLDFR | HFTD - Distribution - Zone 1 - 4QU CoRE ¦ 1QU LoRE | Non-Red Flag Warning - Destructive Fires | 2067 | 0 | 0 | 3.188e-09 | 13246.6313 | 384.5316 | 12862.0997 | 0 | 0 | 0 | 0 | 9.1323e-06 | 0 | 0 | 0 | 0 | 0 | 0 | 4.2231e-05 | 0 | 4.2231e-05 | [17 empty] | 7.3.3.17.5 (Remote Grid) Updates to grid topology to minimize risk of ignition in HFTDs Remote GridWLDFRVegetation ContactAggregated | WLDFR | HFTD - Distribution - Tier 2 - 4QU CoRE ¦ 2QU LoRE | Non-Red Flag Warning - Small Fires | Vegetation Contact | Aggregated | 2065 | 0.0027338 | 522.2177 | 1.4277 | 2065 | Mitigation | 0.95 | 45 | 0 | esc | 0.00097009 | 2.652e-06 | 0.00097009 | 2.652e-06
[79 empty] | WLDFR | HFTD - Distribution - Zone 1 - 4QU CoRE ¦ 1QU LoRE | Non-Red Flag Warning - Large Fires | 2021 | 3.1369e-08 | 0 | 0 | 5.2406 | 0.69642 | 2.942 | 1.6022 | 0 | 0 | 0 | 8.2841e-05 | 1.6439e-07 | 0 | 1.6439e-07 | 0 | 0 | 0 | 0 | 0 | 0 | [17 empty] | 7.3.3.17.5 (Remote Grid) Updates to grid topology to minimize risk of ignition in HFTDs Remote GridWLDFRVegetation ContactAggregated | WLDFR | HFTD - Distribution - Tier 2 - 4QU CoRE ¦ 2QU LoRE | Non-Red Flag Warning - Small Fires | Vegetation Contact | Aggregated | 2066 | 0.0027338 | 522.2177 | 1.4277 | 2066 | Mitigation | 0.95 | 45 | 0 | esc | 0.00097009 | 2.652e-06 | 0.00097009 | 2.652e-06
[79 empty] | WLDFR | HFTD - Distribution - Zone 1 - 4QU CoRE ¦ 1QU LoRE | Non-Red Flag Warning - Large Fires | 2022 | 3.1172e-08 | 5.2819e-08 | 0 | 5.2406 | 0.69642 | 2.942 | 1.6022 | 0 | 0 | 0 | 8.2329e-05 | 1.6336e-07 | 0 | 1.6336e-07 | 2.768e-07 | 0 | 2.768e-07 | 0 | 0 | 0 | [17 empty] | 7.3.3.17.5 (Remote Grid) Updates to grid topology to minimize risk of ignition in HFTDs Remote GridWLDFRVegetation ContactAggregated | WLDFR | HFTD - Distribution - Tier 2 - 4QU CoRE ¦ 2QU LoRE | Non-Red Flag Warning - Small Fires | Vegetation Contact | Aggregated | 2067 | 0.0027338 | 522.2177 | 1.4277 | 2067 | Mitigation | 0.95 | 45 | 0 | esc | 0 | 0 | 0.00097009 | 2.652e-06
[79 empty] | WLDFR | HFTD - Distribution - Zone 1 - 4QU CoRE ¦ 1QU LoRE | Non-Red Flag Warning - Large Fires | 2023 | 3.1172e-08 | 5.2819e-08 | 2.944e-08 | 5.475 | 0.71896 | 3.0715 | 1.6846 | 0 | 0 | 0 | 8.2329e-05 | 1.7067e-07 | 0 | 1.7067e-07 | 2.8919e-07 | 0 | 2.8919e-07 | 1.6119e-07 | 0 | 1.6119e-07 | [17 empty] | 7.3.3.17.5 (Remote Grid) Updates to grid topology to minimize risk of ignition in HFTDs Remote GridWLDFRWire-to-wire contactAggregated | WLDFR | HFTD - Distribution - Tier 2 - 4QU CoRE ¦ 2QU LoRE | Non-Red Flag Warning - Small Fires | Wire-to-wire contact | Aggregated | 2022 | 0.00032627 | 522.2177 | 0.17038 | 2022 | Mitigation | 0.95 | 45 | 0 | esc | 0.00097009 | 3.1651e-07 | 0 | 0
[79 empty] | WLDFR | HFTD - Distribution - Zone 1 - 4QU CoRE ¦ 1QU LoRE | Non-Red Flag Warning - Large Fires | 2024 | 3.1172e-08 | 5.2819e-08 | 2.944e-08 | 5.475 | 0.71896 | 3.0715 | 1.6846 | 0 | 0 | 0 | 8.2329e-05 | 1.7067e-07 | 0 | 1.7067e-07 | 2.8919e-07 | 0 | 2.8919e-07 | 1.6119e-07 | 0 | 1.6119e-07 | [17 empty] | 7.3.3.17.5 (Remote Grid) Updates to grid topology to minimize risk of ignition in HFTDs Remote GridWLDFRWire-to-wire contactAggregated | WLDFR | HFTD - Distribution - Tier 2 - 4QU CoRE ¦ 2QU LoRE | Non-Red Flag Warning - Small Fires | Wire-to-wire contact | Aggregated | 2023 | 0.00032627 | 522.2177 | 0.17038 | 2023 | Mitigation | 0.95 | 45 | 0 | esc | 0.00097009 | 3.1651e-07 | 0.00097009 | 3.1651e-07
[79 empty] | WLDFR | HFTD - Distribution - Zone 1 - 4QU CoRE ¦ 1QU LoRE | Non-Red Flag Warning - Large Fires | 2025 | 3.1172e-08 | 5.2819e-08 | 2.944e-08 | 5.475 | 0.71896 | 3.0715 | 1.6846 | 0 | 0 | 0 | 8.2329e-05 | 1.7067e-07 | 0 | 1.7067e-07 | 2.8919e-07 | 0 | 2.8919e-07 | 1.6119e-07 | 0 | 1.6119e-07 | [17 empty] | 7.3.3.17.5 (Remote Grid) Updates to grid topology to minimize risk of ignition in HFTDs Remote GridWLDFRWire-to-wire contactAggregated | WLDFR | HFTD - Distribution - Tier 2 - 4QU CoRE ¦ 2QU LoRE | Non-Red Flag Warning - Small Fires | Wire-to-wire contact | Aggregated | 2024 | 0.00032627 | 522.2177 | 0.17038 | 2024 | Mitigation | 0.95 | 45 | 0 | esc | 0.00097009 | 3.1651e-07 | 0.00097009 | 3.1651e-07
[79 empty] | WLDFR | HFTD - Distribution - Zone 1 - 4QU CoRE ¦ 1QU LoRE | Non-Red Flag Warning - Large Fires | 2026 | 3.1172e-08 | 5.2819e-08 | 2.944e-08 | 5.475 | 0.71896 | 3.0715 | 1.6846 | 0 | 0 | 0 | 8.2329e-05 | 1.7067e-07 | 0 | 1.7067e-07 | 2.8919e-07 | 0 | 2.8919e-07 | 1.6119e-07 | 0 | 1.6119e-07 | [17 empty] | 7.3.3.17.5 (Remote Grid) Updates to grid topology to minimize risk of ignition in HFTDs Remote GridWLDFRWire-to-wire contactAggregated | WLDFR | HFTD - Distribution - Tier 2 - 4QU CoRE ¦ 2QU LoRE | Non-Red Flag Warning - Small Fires | Wire-to-wire contact | Aggregated | 2025 | 0.00032627 | 522.2177 | 0.17038 | 2025 | Mitigation | 0.95 | 45 | 0 | esc | 0.00097009 | 3.1651e-07 | 0.00097009 | 3.1651e-07
[79 empty] | WLDFR | HFTD - Distribution - Zone 1 - 4QU CoRE ¦ 1QU LoRE | Non-Red Flag Warning - Large Fires | 2027 | 3.1172e-08 | 5.2819e-08 | 2.944e-08 | 5.475 | 0.71896 | 3.0715 | 1.6846 | 0 | 0 | 0 | 8.2329e-05 | 1.7067e-07 | 0 | 1.7067e-07 | 2.8919e-07 | 0 | 2.8919e-07 | 1.6119e-07 | 0 | 1.6119e-07 | [17 empty] | 7.3.3.17.5 (Remote Grid) Updates to grid topology to minimize risk of ignition in HFTDs Remote GridWLDFRWire-to-wire contactAggregated | WLDFR | HFTD - Distribution - Tier 2 - 4QU CoRE ¦ 2QU LoRE | Non-Red Flag Warning - Small Fires | Wire-to-wire contact | Aggregated | 2026 | 0.00032627 | 522.2177 | 0.17038 | 2026 | Mitigation | 0.95 | 45 | 0 | esc | 0.00097009 | 3.1651e-07 | 0.00097009 | 3.1651e-07
[79 empty] | WLDFR | HFTD - Distribution - Zone 1 - 4QU CoRE ¦ 1QU LoRE | Non-Red Flag Warning - Large Fires | 2028 | 3.1172e-08 | 5.2819e-08 | 2.944e-08 | 5.777 | 0.74734 | 3.238 | 1.7917 | 0 | 0 | 0 | 8.2329e-05 | 1.8008e-07 | 0 | 1.8008e-07 | 3.0514e-07 | 0 | 3.0514e-07 | 1.7008e-07 | 0 | 1.7008e-07 | [17 empty] | 7.3.3.17.5 (Remote Grid) Updates to grid topology to minimize risk of ignition in HFTDs Remote GridWLDFRWire-to-wire contactAggregated | WLDFR | HFTD - Distribution - Tier 2 - 4QU CoRE ¦ 2QU LoRE | Non-Red Flag Warning - Small Fires | Wire-to-wire contact | Aggregated | 2027 | 0.00032627 | 522.2177 | 0.17038 | 2027 | Mitigation | 0.95 | 45 | 0 | esc | 0.00097009 | 3.1651e-07 | 0.00097009 | 3.1651e-07
[79 empty] | WLDFR | HFTD - Distribution - Zone 1 - 4QU CoRE ¦ 1QU LoRE | Non-Red Flag Warning - Large Fires | 2029 | 3.1172e-08 | 5.2819e-08 | 2.944e-08 | 5.777 | 0.74734 | 3.238 | 1.7917 | 0 | 0 | 0 | 8.2329e-05 | 1.8008e-07 | 0 | 1.8008e-07 | 3.0514e-07 | 0 | 3.0514e-07 | 1.7008e-07 | 0 | 1.7008e-07 | [17 empty] | 7.3.3.17.5 (Remote Grid) Updates to grid topology to minimize risk of ignition in HFTDs Remote GridWLDFRWire-to-wire contactAggregated | WLDFR | HFTD - Distribution - Tier 2 - 4QU CoRE ¦ 2QU LoRE | Non-Red Flag Warning - Small Fires | Wire-to-wire contact | Aggregated | 2028 | 0.00032627 | 522.2177 | 0.17038 | 2028 | Mitigation | 0.95 | 45 | 0 | esc | 0.00097009 | 3.1651e-07 | 0.00097009 | 3.1651e-07
[79 empty] | WLDFR | HFTD - Distribution - Zone 1 - 4QU CoRE ¦ 1QU LoRE | Non-Red Flag Warning - Large Fires | 2030 | 3.1172e-08 | 5.2819e-08 | 2.944e-08 | 5.777 | 0.74734 | 3.238 | 1.7917 | 0 | 0 | 0 | 8.2329e-05 | 1.8008e-07 | 0 | 1.8008e-07 | 3.0514e-07 | 0 | 3.0514e-07 | 1.7008e-07 | 0 | 1.7008e-07 | [17 empty] | 7.3.3.17.5 (Remote Grid) Updates to grid topology to minimize risk of ignition in HFTDs Remote GridWLDFRWire-to-wire contactAggregated | WLDFR | HFTD - Distribution - Tier 2 - 4QU CoRE ¦ 2QU LoRE | Non-Red Flag Warning - Small Fires | Wire-to-wire contact | Aggregated | 2029 | 0.00032627 | 522.2177 | 0.17038 | 2029 | Mitigation | 0.95 | 45 | 0 | esc | 0.00097009 | 3.1651e-07 | 0.00097009 | 3.1651e-07
[79 empty] | WLDFR | HFTD - Distribution - Zone 1 - 4QU CoRE ¦ 1QU LoRE | Non-Red Flag Warning - Large Fires | 2031 | 3.1172e-08 | 5.2819e-08 | 2.944e-08 | 5.777 | 0.74734 | 3.238 | 1.7917 | 0 | 0 | 0 | 8.2329e-05 | 1.8008e-07 | 0 | 1.8008e-07 | 3.0514e-07 | 0 | 3.0514e-07 | 1.7008e-07 | 0 | 1.7008e-07 | [17 empty] | 7.3.3.17.5 (Remote Grid) Updates to grid topology to minimize risk of ignition in HFTDs Remote GridWLDFRWire-to-wire contactAggregated | WLDFR | HFTD - Distribution - Tier 2 - 4QU CoRE ¦ 2QU LoRE | Non-Red Flag Warning - Small Fires | Wire-to-wire contact | Aggregated | 2030 | 0.00032627 | 522.2177 | 0.17038 | 2030 | Mitigation | 0.95 | 45 | 0 | esc | 0.00097009 | 3.1651e-07 | 0.00097009 | 3.1651e-07
[79 empty] | WLDFR | HFTD - Distribution - Zone 1 - 4QU CoRE ¦ 1QU LoRE | Non-Red Flag Warning - Large Fires | 2032 | 3.1172e-08 | 5.2819e-08 | 2.944e-08 | 5.777 | 0.74734 | 3.238 | 1.7917 | 0 | 0 | 0 | 8.2329e-05 | 1.8008e-07 | 0 | 1.8008e-07 | 3.0514e-07 | 0 | 3.0514e-07 | 1.7008e-07 | 0 | 1.7008e-07 | [17 empty] | 7.3.3.17.5 (Remote Grid) Updates to grid topology to minimize risk of ignition in HFTDs Remote GridWLDFRWire-to-wire contactAggregated | WLDFR | HFTD - Distribution - Tier 2 - 4QU CoRE ¦ 2QU LoRE | Non-Red Flag Warning - Small Fires | Wire-to-wire contact | Aggregated | 2031 | 0.00032627 | 522.2177 | 0.17038 | 2031 | Mitigation | 0.95 | 45 | 0 | esc | 0.00097009 | 3.1651e-07 | 0.00097009 | 3.1651e-07
[79 empty] | WLDFR | HFTD - Distribution - Zone 1 - 4QU CoRE ¦ 1QU LoRE | Non-Red Flag Warning - Large Fires | 2033 | 3.1172e-08 | 5.2819e-08 | 2.944e-08 | 6.1205 | 0.77885 | 3.4265 | 1.9151 | 0 | 0 | 0 | 8.2329e-05 | 1.9079e-07 | 0 | 1.9079e-07 | 3.2328e-07 | 0 | 3.2328e-07 | 1.8019e-07 | 0 | 1.8019e-07 | [17 empty] | 7.3.3.17.5 (Remote Grid) Updates to grid topology to minimize risk of ignition in HFTDs Remote GridWLDFRWire-to-wire contactAggregated | WLDFR | HFTD - Distribution - Tier 2 - 4QU CoRE ¦ 2QU LoRE | Non-Red Flag Warning - Small Fires | Wire-to-wire contact | Aggregated | 2032 | 0.00032627 | 522.2177 | 0.17038 | 2032 | Mitigation | 0.95 | 45 | 0 | esc | 0.00097009 | 3.1651e-07 | 0.00097009 | 3.1651e-07
[79 empty] | WLDFR | HFTD - Distribution - Zone 1 - 4QU CoRE ¦ 1QU LoRE | Non-Red Flag Warning - Large Fires | 2034 | 3.1172e-08 | 5.2819e-08 | 2.944e-08 | 6.1205 | 0.77885 | 3.4265 | 1.9151 | 0 | 0 | 0 | 8.2329e-05 | 1.9079e-07 | 0 | 1.9079e-07 | 3.2328e-07 | 0 | 3.2328e-07 | 1.8019e-07 | 0 | 1.8019e-07 | [17 empty] | 7.3.3.17.5 (Remote Grid) Updates to grid topology to minimize risk of ignition in HFTDs Remote GridWLDFRWire-to-wire contactAggregated | WLDFR | HFTD - Distribution - Tier 2 - 4QU CoRE ¦ 2QU LoRE | Non-Red Flag Warning - Small Fires | Wire-to-wire contact | Aggregated | 2033 | 0.00032627 | 522.2177 | 0.17038 | 2033 | Mitigation | 0.95 | 45 | 0 | esc | 0.00097009 | 3.1651e-07 | 0.00097009 | 3.1651e-07
[79 empty] | WLDFR | HFTD - Distribution - Zone 1 - 4QU CoRE ¦ 1QU LoRE | Non-Red Flag Warning - Large Fires | 2035 | 3.1172e-08 | 5.2819e-08 | 2.944e-08 | 6.1205 | 0.77885 | 3.4265 | 1.9151 | 0 | 0 | 0 | 8.2329e-05 | 1.9079e-07 | 0 | 1.9079e-07 | 3.2328e-07 | 0 | 3.2328e-07 | 1.8019e-07 | 0 | 1.8019e-07 | [17 empty] | 7.3.3.17.5 (Remote Grid) Updates to grid topology to minimize risk of ignition in HFTDs Remote GridWLDFRWire-to-wire contactAggregated | WLDFR | HFTD - Distribution - Tier 2 - 4QU CoRE ¦ 2QU LoRE | Non-Red Flag Warning - Small Fires | Wire-to-wire contact | Aggregated | 2034 | 0.00032627 | 522.2177 | 0.17038 | 2034 | Mitigation | 0.95 | 45 | 0 | esc | 0.00097009 | 3.1651e-07 | 0.00097009 | 3.1651e-07
[79 empty] | WLDFR | HFTD - Distribution - Zone 1 - 4QU CoRE ¦ 1QU LoRE | Non-Red Flag Warning - Large Fires | 2036 | 3.1172e-08 | 5.2819e-08 | 2.944e-08 | 6.1205 | 0.77885 | 3.4265 | 1.9151 | 0 | 0 | 0 | 8.2329e-05 | 1.9079e-07 | 0 | 1.9079e-07 | 3.2328e-07 | 0 | 3.2328e-07 | 1.8019e-07 | 0 | 1.8019e-07 | [17 empty] | 7.3.3.17.5 (Remote Grid) Updates to grid topology to minimize risk of ignition in HFTDs Remote GridWLDFRWire-to-wire contactAggregated | WLDFR | HFTD - Distribution - Tier 2 - 4QU CoRE ¦ 2QU LoRE | Non-Red Flag Warning - Small Fires | Wire-to-wire contact | Aggregated | 2035 | 0.00032627 | 522.2177 | 0.17038 | 2035 | Mitigation | 0.95 | 45 | 0 | esc | 0.00097009 | 3.1651e-07 | 0.00097009 | 3.1651e-07
[79 empty] | WLDFR | HFTD - Distribution - Zone 1 - 4QU CoRE ¦ 1QU LoRE | Non-Red Flag Warning - Large Fires | 2037 | 3.1172e-08 | 5.2819e-08 | 2.944e-08 | 6.1205 | 0.77885 | 3.4265 | 1.9151 | 0 | 0 | 0 | 8.2329e-05 | 1.9079e-07 | 0 | 1.9079e-07 | 3.2328e-07 | 0 | 3.2328e-07 | 1.8019e-07 | 0 | 1.8019e-07 | [17 empty] | 7.3.3.17.5 (Remote Grid) Updates to grid topology to minimize risk of ignition in HFTDs Remote GridWLDFRWire-to-wire contactAggregated | WLDFR | HFTD - Distribution - Tier 2 - 4QU CoRE ¦ 2QU LoRE | Non-Red Flag Warning - Small Fires | Wire-to-wire contact | Aggregated | 2036 | 0.00032627 | 522.2177 | 0.17038 | 2036 | Mitigation | 0.95 | 45 | 0 | esc | 0.00097009 | 3.1651e-07 | 0.00097009 | 3.1651e-07
[79 empty] | WLDFR | HFTD - Distribution - Zone 1 - 4QU CoRE ¦ 1QU LoRE | Non-Red Flag Warning - Large Fires | 2038 | 3.1172e-08 | 5.2819e-08 | 2.944e-08 | 6.5028 | 0.81304 | 3.6355 | 2.0543 | 0 | 0 | 0 | 8.2329e-05 | 2.0271e-07 | 0 | 2.0271e-07 | 3.4348e-07 | 0 | 3.4348e-07 | 1.9145e-07 | 0 | 1.9145e-07 | [17 empty] | 7.3.3.17.5 (Remote Grid) Updates to grid topology to minimize risk of ignition in HFTDs Remote GridWLDFRWire-to-wire contactAggregated | WLDFR | HFTD - Distribution - Tier 2 - 4QU CoRE ¦ 2QU LoRE | Non-Red Flag Warning - Small Fires | Wire-to-wire contact | Aggregated | 2037 | 0.00032627 | 522.2177 | 0.17038 | 2037 | Mitigation | 0.95 | 45 | 0 | esc | 0.00097009 | 3.1651e-07 | 0.00097009 | 3.1651e-07
[79 empty] | WLDFR | HFTD - Distribution - Zone 1 - 4QU CoRE ¦ 1QU LoRE | Non-Red Flag Warning - Large Fires | 2039 | 3.1172e-08 | 5.2819e-08 | 2.944e-08 | 6.5028 | 0.81304 | 3.6355 | 2.0543 | 0 | 0 | 0 | 8.2329e-05 | 2.0271e-07 | 0 | 2.0271e-07 | 3.4348e-07 | 0 | 3.4348e-07 | 1.9145e-07 | 0 | 1.9145e-07 | [17 empty] | 7.3.3.17.5 (Remote Grid) Updates to grid topology to minimize risk of ignition in HFTDs Remote GridWLDFRWire-to-wire contactAggregated | WLDFR | HFTD - Distribution - Tier 2 - 4QU CoRE ¦ 2QU LoRE | Non-Red Flag Warning - Small Fires | Wire-to-wire contact | Aggregated | 2038 | 0.00032627 | 522.2177 | 0.17038 | 2038 | Mitigation | 0.95 | 45 | 0 | esc | 0.00097009 | 3.1651e-07 | 0.00097009 | 3.1651e-07
[79 empty] | WLDFR | HFTD - Distribution - Zone 1 - 4QU CoRE ¦ 1QU LoRE | Non-Red Flag Warning - Large Fires | 2040 | 3.1172e-08 | 5.2819e-08 | 2.944e-08 | 6.5028 | 0.81304 | 3.6355 | 2.0543 | 0 | 0 | 0 | 8.2329e-05 | 2.0271e-07 | 0 | 2.0271e-07 | 3.4348e-07 | 0 | 3.4348e-07 | 1.9145e-07 | 0 | 1.9145e-07 | [17 empty] | 7.3.3.17.5 (Remote Grid) Updates to grid topology to minimize risk of ignition in HFTDs Remote GridWLDFRWire-to-wire contactAggregated | WLDFR | HFTD - Distribution - Tier 2 - 4QU CoRE ¦ 2QU LoRE | Non-Red Flag Warning - Small Fires | Wire-to-wire contact | Aggregated | 2039 | 0.00032627 | 522.2177 | 0.17038 | 2039 | Mitigation | 0.95 | 45 | 0 | esc | 0.00097009 | 3.1651e-07 | 0.00097009 | 3.1651e-07
[79 empty] | WLDFR | HFTD - Distribution - Zone 1 - 4QU CoRE ¦ 1QU LoRE | Non-Red Flag Warning - Large Fires | 2041 | 3.1172e-08 | 5.2819e-08 | 2.944e-08 | 6.5028 | 0.81304 | 3.6355 | 2.0543 | 0 | 0 | 0 | 8.2329e-05 | 2.0271e-07 | 0 | 2.0271e-07 | 3.4348e-07 | 0 | 3.4348e-07 | 1.9145e-07 | 0 | 1.9145e-07 | [17 empty] | 7.3.3.17.5 (Remote Grid) Updates to grid topology to minimize risk of ignition in HFTDs Remote GridWLDFRWire-to-wire contactAggregated | WLDFR | HFTD - Distribution - Tier 2 - 4QU CoRE ¦ 2QU LoRE | Non-Red Flag Warning - Small Fires | Wire-to-wire contact | Aggregated | 2040 | 0.00032627 | 522.2177 | 0.17038 | 2040 | Mitigation | 0.95 | 45 | 0 | esc | 0.00097009 | 3.1651e-07 | 0.00097009 | 3.1651e-07
[79 empty] | WLDFR | HFTD - Distribution - Zone 1 - 4QU CoRE ¦ 1QU LoRE | Non-Red Flag Warning - Large Fires | 2042 | 3.1172e-08 | 5.2819e-08 | 2.944e-08 | 6.5028 | 0.81304 | 3.6355 | 2.0543 | 0 | 0 | 0 | 8.2329e-05 | 2.0271e-07 | 0 | 2.0271e-07 | 3.4348e-07 | 0 | 3.4348e-07 | 1.9145e-07 | 0 | 1.9145e-07 | [17 empty] | 7.3.3.17.5 (Remote Grid) Updates to grid topology to minimize risk of ignition in HFTDs Remote GridWLDFRWire-to-wire contactAggregated | WLDFR | HFTD - Distribution - Tier 2 - 4QU CoRE ¦ 2QU LoRE | Non-Red Flag Warning - Small Fires | Wire-to-wire contact | Aggregated | 2041 | 0.00032627 | 522.2177 | 0.17038 | 2041 | Mitigation | 0.95 | 45 | 0 | esc | 0.00097009 | 3.1651e-07 | 0.00097009 | 3.1651e-07
[79 empty] | WLDFR | HFTD - Distribution - Zone 1 - 4QU CoRE ¦ 1QU LoRE | Non-Red Flag Warning - Large Fires | 2043 | 3.1172e-08 | 5.2819e-08 | 2.944e-08 | 6.9209 | 0.84944 | 3.8632 | 2.2083 | 0 | 0 | 0 | 8.2329e-05 | 2.1574e-07 | 0 | 2.1574e-07 | 3.6556e-07 | 0 | 3.6556e-07 | 2.0375e-07 | 0 | 2.0375e-07 | [17 empty] | 7.3.3.17.5 (Remote Grid) Updates to grid topology to minimize risk of ignition in HFTDs Remote GridWLDFRWire-to-wire contactAggregated | WLDFR | HFTD - Distribution - Tier 2 - 4QU CoRE ¦ 2QU LoRE | Non-Red Flag Warning - Small Fires | Wire-to-wire contact | Aggregated | 2042 | 0.00032627 | 522.2177 | 0.17038 | 2042 | Mitigation | 0.95 | 45 | 0 | esc | 0.00097009 | 3.1651e-07 | 0.00097009 | 3.1651e-07
[79 empty] | WLDFR | HFTD - Distribution - Zone 1 - 4QU CoRE ¦ 1QU LoRE | Non-Red Flag Warning - Large Fires | 2044 | 3.1172e-08 | 5.2819e-08 | 2.944e-08 | 6.9209 | 0.84944 | 3.8632 | 2.2083 | 0 | 0 | 0 | 8.2329e-05 | 2.1574e-07 | 0 | 2.1574e-07 | 3.6556e-07 | 0 | 3.6556e-07 | 2.0375e-07 | 0 | 2.0375e-07 | [17 empty] | 7.3.3.17.5 (Remote Grid) Updates to grid topology to minimize risk of ignition in HFTDs Remote GridWLDFRWire-to-wire contactAggregated | WLDFR | HFTD - Distribution - Tier 2 - 4QU CoRE ¦ 2QU LoRE | Non-Red Flag Warning - Small Fires | Wire-to-wire contact | Aggregated | 2043 | 0.00032627 | 522.2177 | 0.17038 | 2043 | Mitigation | 0.95 | 45 | 0 | esc | 0.00097009 | 3.1651e-07 | 0.00097009 | 3.1651e-07
[79 empty] | WLDFR | HFTD - Distribution - Zone 1 - 4QU CoRE ¦ 1QU LoRE | Non-Red Flag Warning - Large Fires | 2045 | 3.1172e-08 | 5.2819e-08 | 2.944e-08 | 6.9209 | 0.84944 | 3.8632 | 2.2083 | 0 | 0 | 0 | 8.2329e-05 | 2.1574e-07 | 0 | 2.1574e-07 | 3.6556e-07 | 0 | 3.6556e-07 | 2.0375e-07 | 0 | 2.0375e-07 | [17 empty] | 7.3.3.17.5 (Remote Grid) Updates to grid topology to minimize risk of ignition in HFTDs Remote GridWLDFRWire-to-wire contactAggregated | WLDFR | HFTD - Distribution - Tier 2 - 4QU CoRE ¦ 2QU LoRE | Non-Red Flag Warning - Small Fires | Wire-to-wire contact | Aggregated | 2044 | 0.00032627 | 522.2177 | 0.17038 | 2044 | Mitigation | 0.95 | 45 | 0 | esc | 0.00097009 | 3.1651e-07 | 0.00097009 | 3.1651e-07
[79 empty] | WLDFR | HFTD - Distribution - Zone 1 - 4QU CoRE ¦ 1QU LoRE | Non-Red Flag Warning - Large Fires | 2046 | 3.1172e-08 | 5.2819e-08 | 2.944e-08 | 6.9209 | 0.84944 | 3.8632 | 2.2083 | 0 | 0 | 0 | 8.2329e-05 | 2.1574e-07 | 0 | 2.1574e-07 | 3.6556e-07 | 0 | 3.6556e-07 | 2.0375e-07 | 0 | 2.0375e-07 | [17 empty] | 7.3.3.17.5 (Remote Grid) Updates to grid topology to minimize risk of ignition in HFTDs Remote GridWLDFRWire-to-wire contactAggregated | WLDFR | HFTD - Distribution - Tier 2 - 4QU CoRE ¦ 2QU LoRE | Non-Red Flag Warning - Small Fires | Wire-to-wire contact | Aggregated | 2045 | 0.00032627 | 522.2177 | 0.17038 | 2045 | Mitigation | 0.95 | 45 | 0 | esc | 0.00097009 | 3.1651e-07 | 0.00097009 | 3.1651e-07
[79 empty] | WLDFR | HFTD - Distribution - Zone 1 - 4QU CoRE ¦ 1QU LoRE | Non-Red Flag Warning - Large Fires | 2047 | 3.1172e-08 | 5.2819e-08 | 2.944e-08 | 6.9209 | 0.84944 | 3.8632 | 2.2083 | 0 | 0 | 0 | 8.2329e-05 | 2.1574e-07 | 0 | 2.1574e-07 | 3.6556e-07 | 0 | 3.6556e-07 | 2.0375e-07 | 0 | 2.0375e-07 | [17 empty] | 7.3.3.17.5 (Remote Grid) Updates to grid topology to minimize risk of ignition in HFTDs Remote GridWLDFRWire-to-wire contactAggregated | WLDFR | HFTD - Distribution - Tier 2 - 4QU CoRE ¦ 2QU LoRE | Non-Red Flag Warning - Small Fires | Wire-to-wire contact | Aggregated | 2046 | 0.00032627 | 522.2177 | 0.17038 | 2046 | Mitigation | 0.95 | 45 | 0 | esc | 0.00097009 | 3.1651e-07 | 0.00097009 | 3.1651e-07
[79 empty] | WLDFR | HFTD - Distribution - Zone 1 - 4QU CoRE ¦ 1QU LoRE | Non-Red Flag Warning - Large Fires | 2048 | 3.1172e-08 | 5.2819e-08 | 2.944e-08 | 7.3713 | 0.88759 | 4.1075 | 2.3763 | 0 | 0 | 0 | 8.2329e-05 | 2.2978e-07 | 0 | 2.2978e-07 | 3.8935e-07 | 0 | 3.8935e-07 | 2.1702e-07 | 0 | 2.1702e-07 | [17 empty] | 7.3.3.17.5 (Remote Grid) Updates to grid topology to minimize risk of ignition in HFTDs Remote GridWLDFRWire-to-wire contactAggregated | WLDFR | HFTD - Distribution - Tier 2 - 4QU CoRE ¦ 2QU LoRE | Non-Red Flag Warning - Small Fires | Wire-to-wire contact | Aggregated | 2047 | 0.00032627 | 522.2177 | 0.17038 | 2047 | Mitigation | 0.95 | 45 | 0 | esc | 0.00097009 | 3.1651e-07 | 0.00097009 | 3.1651e-07
[79 empty] | WLDFR | HFTD - Distribution - Zone 1 - 4QU CoRE ¦ 1QU LoRE | Non-Red Flag Warning - Large Fires | 2049 | 3.1172e-08 | 5.2819e-08 | 2.944e-08 | 7.3713 | 0.88759 | 4.1075 | 2.3763 | 0 | 0 | 0 | 8.2329e-05 | 2.2978e-07 | 0 | 2.2978e-07 | 3.8935e-07 | 0 | 3.8935e-07 | 2.1702e-07 | 0 | 2.1702e-07 | [17 empty] | 7.3.3.17.5 (Remote Grid) Updates to grid topology to minimize risk of ignition in HFTDs Remote GridWLDFRWire-to-wire contactAggregated | WLDFR | HFTD - Distribution - Tier 2 - 4QU CoRE ¦ 2QU LoRE | Non-Red Flag Warning - Small Fires | Wire-to-wire contact | Aggregated | 2048 | 0.00032627 | 522.2177 | 0.17038 | 2048 | Mitigation | 0.95 | 45 | 0 | esc | 0.00097009 | 3.1651e-07 | 0.00097009 | 3.1651e-07
[79 empty] | WLDFR | HFTD - Distribution - Zone 1 - 4QU CoRE ¦ 1QU LoRE | Non-Red Flag Warning - Large Fires | 2050 | 3.1172e-08 | 5.2819e-08 | 2.944e-08 | 7.3713 | 0.88759 | 4.1075 | 2.3763 | 0 | 0 | 0 | 8.2329e-05 | 2.2978e-07 | 0 | 2.2978e-07 | 3.8935e-07 | 0 | 3.8935e-07 | 2.1702e-07 | 0 | 2.1702e-07 | [17 empty] | 7.3.3.17.5 (Remote Grid) Updates to grid topology to minimize risk of ignition in HFTDs Remote GridWLDFRWire-to-wire contactAggregated | WLDFR | HFTD - Distribution - Tier 2 - 4QU CoRE ¦ 2QU LoRE | Non-Red Flag Warning - Small Fires | Wire-to-wire contact | Aggregated | 2049 | 0.00032627 | 522.2177 | 0.17038 | 2049 | Mitigation | 0.95 | 45 | 0 | esc | 0.00097009 | 3.1651e-07 | 0.00097009 | 3.1651e-07
[79 empty] | WLDFR | HFTD - Distribution - Zone 1 - 4QU CoRE ¦ 1QU LoRE | Non-Red Flag Warning - Large Fires | 2051 | 3.1172e-08 | 5.2819e-08 | 2.944e-08 | 7.3713 | 0.88759 | 4.1075 | 2.3763 | 0 | 0 | 0 | 8.2329e-05 | 2.2978e-07 | 0 | 2.2978e-07 | 3.8935e-07 | 0 | 3.8935e-07 | 2.1702e-07 | 0 | 2.1702e-07 | [17 empty] | 7.3.3.17.5 (Remote Grid) Updates to grid topology to minimize risk of ignition in HFTDs Remote GridWLDFRWire-to-wire contactAggregated | WLDFR | HFTD - Distribution - Tier 2 - 4QU CoRE ¦ 2QU LoRE | Non-Red Flag Warning - Small Fires | Wire-to-wire contact | Aggregated | 2050 | 0.00032627 | 522.2177 | 0.17038 | 2050 | Mitigation | 0.95 | 45 | 0 | esc | 0.00097009 | 3.1651e-07 | 0.00097009 | 3.1651e-07
[79 empty] | WLDFR | HFTD - Distribution - Zone 1 - 4QU CoRE ¦ 1QU LoRE | Non-Red Flag Warning - Large Fires | 2052 | 3.1172e-08 | 5.2819e-08 | 2.944e-08 | 7.3713 | 0.88759 | 4.1075 | 2.3763 | 0 | 0 | 0 | 8.2329e-05 | 2.2978e-07 | 0 | 2.2978e-07 | 3.8935e-07 | 0 | 3.8935e-07 | 2.1702e-07 | 0 | 2.1702e-07 | [17 empty] | 7.3.3.17.5 (Remote Grid) Updates to grid topology to minimize risk of ignition in HFTDs Remote GridWLDFRWire-to-wire contactAggregated | WLDFR | HFTD - Distribution - Tier 2 - 4QU CoRE ¦ 2QU LoRE | Non-Red Flag Warning - Small Fires | Wire-to-wire contact | Aggregated | 2051 | 0.00032627 | 522.2177 | 0.17038 | 2051 | Mitigation | 0.95 | 45 | 0 | esc | 0.00097009 | 3.1651e-07 | 0.00097009 | 3.1651e-07
[79 empty] | WLDFR | HFTD - Distribution - Zone 1 - 4QU CoRE ¦ 1QU LoRE | Non-Red Flag Warning - Large Fires | 2053 | 3.1172e-08 | 5.2819e-08 | 2.944e-08 | 7.8503 | 0.92702 | 4.3664 | 2.5569 | 0 | 0 | 0 | 8.2329e-05 | 2.4471e-07 | 0 | 2.4471e-07 | 4.1465e-07 | 0 | 4.1465e-07 | 2.3112e-07 | 0 | 2.3112e-07 | [17 empty] | 7.3.3.17.5 (Remote Grid) Updates to grid topology to minimize risk of ignition in HFTDs Remote GridWLDFRWire-to-wire contactAggregated | WLDFR | HFTD - Distribution - Tier 2 - 4QU CoRE ¦ 2QU LoRE | Non-Red Flag Warning - Small Fires | Wire-to-wire contact | Aggregated | 2052 | 0.00032627 | 522.2177 | 0.17038 | 2052 | Mitigation | 0.95 | 45 | 0 | esc | 0.00097009 | 3.1651e-07 | 0.00097009 | 3.1651e-07
[79 empty] | WLDFR | HFTD - Distribution - Zone 1 - 4QU CoRE ¦ 1QU LoRE | Non-Red Flag Warning - Large Fires | 2054 | 3.1172e-08 | 5.2819e-08 | 2.944e-08 | 7.8503 | 0.92702 | 4.3664 | 2.5569 | 0 | 0 | 0 | 8.2329e-05 | 2.4471e-07 | 0 | 2.4471e-07 | 4.1465e-07 | 0 | 4.1465e-07 | 2.3112e-07 | 0 | 2.3112e-07 | [17 empty] | 7.3.3.17.5 (Remote Grid) Updates to grid topology to minimize risk of ignition in HFTDs Remote GridWLDFRWire-to-wire contactAggregated | WLDFR | HFTD - Distribution - Tier 2 - 4QU CoRE ¦ 2QU LoRE | Non-Red Flag Warning - Small Fires | Wire-to-wire contact | Aggregated | 2053 | 0.00032627 | 522.2177 | 0.17038 | 2053 | Mitigation | 0.95 | 45 | 0 | esc | 0.00097009 | 3.1651e-07 | 0.00097009 | 3.1651e-07
[79 empty] | WLDFR | HFTD - Distribution - Zone 1 - 4QU CoRE ¦ 1QU LoRE | Non-Red Flag Warning - Large Fires | 2055 | 3.1172e-08 | 5.2819e-08 | 2.944e-08 | 7.8503 | 0.92702 | 4.3664 | 2.5569 | 0 | 0 | 0 | 8.2329e-05 | 2.4471e-07 | 0 | 2.4471e-07 | 4.1465e-07 | 0 | 4.1465e-07 | 2.3112e-07 | 0 | 2.3112e-07 | [17 empty] | 7.3.3.17.5 (Remote Grid) Updates to grid topology to minimize risk of ignition in HFTDs Remote GridWLDFRWire-to-wire contactAggregated | WLDFR | HFTD - Distribution - Tier 2 - 4QU CoRE ¦ 2QU LoRE | Non-Red Flag Warning - Small Fires | Wire-to-wire contact | Aggregated | 2054 | 0.00032627 | 522.2177 | 0.17038 | 2054 | Mitigation | 0.95 | 45 | 0 | esc | 0.00097009 | 3.1651e-07 | 0.00097009 | 3.1651e-07
[79 empty] | WLDFR | HFTD - Distribution - Zone 1 - 4QU CoRE ¦ 1QU LoRE | Non-Red Flag Warning - Large Fires | 2056 | 3.1172e-08 | 5.2819e-08 | 2.944e-08 | 7.8503 | 0.92702 | 4.3664 | 2.5569 | 0 | 0 | 0 | 8.2329e-05 | 2.4471e-07 | 0 | 2.4471e-07 | 4.1465e-07 | 0 | 4.1465e-07 | 2.3112e-07 | 0 | 2.3112e-07 | [17 empty] | 7.3.3.17.5 (Remote Grid) Updates to grid topology to minimize risk of ignition in HFTDs Remote GridWLDFRWire-to-wire contactAggregated | WLDFR | HFTD - Distribution - Tier 2 - 4QU CoRE ¦ 2QU LoRE | Non-Red Flag Warning - Small Fires | Wire-to-wire contact | Aggregated | 2055 | 0.00032627 | 522.2177 | 0.17038 | 2055 | Mitigation | 0.95 | 45 | 0 | esc | 0.00097009 | 3.1651e-07 | 0.00097009 | 3.1651e-07
[79 empty] | WLDFR | HFTD - Distribution - Zone 1 - 4QU CoRE ¦ 1QU LoRE | Non-Red Flag Warning - Large Fires | 2057 | 3.1172e-08 | 5.2819e-08 | 2.944e-08 | 7.8503 | 0.92702 | 4.3664 | 2.5569 | 0 | 0 | 0 | 8.2329e-05 | 2.4471e-07 | 0 | 2.4471e-07 | 4.1465e-07 | 0 | 4.1465e-07 | 2.3112e-07 | 0 | 2.3112e-07 | [17 empty] | 7.3.3.17.5 (Remote Grid) Updates to grid topology to minimize risk of ignition in HFTDs Remote GridWLDFRWire-to-wire contactAggregated | WLDFR | HFTD - Distribution - Tier 2 - 4QU CoRE ¦ 2QU LoRE | Non-Red Flag Warning - Small Fires | Wire-to-wire contact | Aggregated | 2056 | 0.00032627 | 522.2177 | 0.17038 | 2056 | Mitigation | 0.95 | 45 | 0 | esc | 0.00097009 | 3.1651e-07 | 0.00097009 | 3.1651e-07
[79 empty] | WLDFR | HFTD - Distribution - Zone 1 - 4QU CoRE ¦ 1QU LoRE | Non-Red Flag Warning - Large Fires | 2058 | 3.1172e-08 | 5.2819e-08 | 2.944e-08 | 8.3524 | 0.96727 | 4.6367 | 2.7484 | 0 | 0 | 0 | 8.2329e-05 | 2.6036e-07 | 0 | 2.6036e-07 | 4.4117e-07 | 0 | 4.4117e-07 | 2.459e-07 | 0 | 2.459e-07 | [17 empty] | 7.3.3.17.5 (Remote Grid) Updates to grid topology to minimize risk of ignition in HFTDs Remote GridWLDFRWire-to-wire contactAggregated | WLDFR | HFTD - Distribution - Tier 2 - 4QU CoRE ¦ 2QU LoRE | Non-Red Flag Warning - Small Fires | Wire-to-wire contact | Aggregated | 2057 | 0.00032627 | 522.2177 | 0.17038 | 2057 | Mitigation | 0.95 | 45 | 0 | esc | 0.00097009 | 3.1651e-07 | 0.00097009 | 3.1651e-07
[79 empty] | WLDFR | HFTD - Distribution - Zone 1 - 4QU CoRE ¦ 1QU LoRE | Non-Red Flag Warning - Large Fires | 2059 | 3.1172e-08 | 5.2819e-08 | 2.944e-08 | 8.3524 | 0.96727 | 4.6367 | 2.7484 | 0 | 0 | 0 | 8.2329e-05 | 2.6036e-07 | 0 | 2.6036e-07 | 4.4117e-07 | 0 | 4.4117e-07 | 2.459e-07 | 0 | 2.459e-07 | [17 empty] | 7.3.3.17.5 (Remote Grid) Updates to grid topology to minimize risk of ignition in HFTDs Remote GridWLDFRWire-to-wire contactAggregated | WLDFR | HFTD - Distribution - Tier 2 - 4QU CoRE ¦ 2QU LoRE | Non-Red Flag Warning - Small Fires | Wire-to-wire contact | Aggregated | 2058 | 0.00032627 | 522.2177 | 0.17038 | 2058 | Mitigation | 0.95 | 45 | 0 | esc | 0.00097009 | 3.1651e-07 | 0.00097009 | 3.1651e-07
[79 empty] | WLDFR | HFTD - Distribution - Zone 1 - 4QU CoRE ¦ 1QU LoRE | Non-Red Flag Warning - Large Fires | 2060 | 3.1172e-08 | 5.2819e-08 | 2.944e-08 | 8.3524 | 0.96727 | 4.6367 | 2.7484 | 0 | 0 | 0 | 8.2329e-05 | 2.6036e-07 | 0 | 2.6036e-07 | 4.4117e-07 | 0 | 4.4117e-07 | 2.459e-07 | 0 | 2.459e-07 | [17 empty] | 7.3.3.17.5 (Remote Grid) Updates to grid topology to minimize risk of ignition in HFTDs Remote GridWLDFRWire-to-wire contactAggregated | WLDFR | HFTD - Distribution - Tier 2 - 4QU CoRE ¦ 2QU LoRE | Non-Red Flag Warning - Small Fires | Wire-to-wire contact | Aggregated | 2059 | 0.00032627 | 522.2177 | 0.17038 | 2059 | Mitigation | 0.95 | 45 | 0 | esc | 0.00097009 | 3.1651e-07 | 0.00097009 | 3.1651e-07
[79 empty] | WLDFR | HFTD - Distribution - Zone 1 - 4QU CoRE ¦ 1QU LoRE | Non-Red Flag Warning - Large Fires | 2061 | 3.1172e-08 | 5.2819e-08 | 2.944e-08 | 8.3524 | 0.96727 | 4.6367 | 2.7484 | 0 | 0 | 0 | 8.2329e-05 | 2.6036e-07 | 0 | 2.6036e-07 | 4.4117e-07 | 0 | 4.4117e-07 | 2.459e-07 | 0 | 2.459e-07 | [17 empty] | 7.3.3.17.5 (Remote Grid) Updates to grid topology to minimize risk of ignition in HFTDs Remote GridWLDFRWire-to-wire contactAggregated | WLDFR | HFTD - Distribution - Tier 2 - 4QU CoRE ¦ 2QU LoRE | Non-Red Flag Warning - Small Fires | Wire-to-wire contact | Aggregated | 2060 | 0.00032627 | 522.2177 | 0.17038 | 2060 | Mitigation | 0.95 | 45 | 0 | esc | 0.00097009 | 3.1651e-07 | 0.00097009 | 3.1651e-07
[79 empty] | WLDFR | HFTD - Distribution - Zone 1 - 4QU CoRE ¦ 1QU LoRE | Non-Red Flag Warning - Large Fires | 2062 | 3.1172e-08 | 5.2819e-08 | 2.944e-08 | 8.3524 | 0.96727 | 4.6367 | 2.7484 | 0 | 0 | 0 | 8.2329e-05 | 2.6036e-07 | 0 | 2.6036e-07 | 4.4117e-07 | 0 | 4.4117e-07 | 2.459e-07 | 0 | 2.459e-07 | [17 empty] | 7.3.3.17.5 (Remote Grid) Updates to grid topology to minimize risk of ignition in HFTDs Remote GridWLDFRWire-to-wire contactAggregated | WLDFR | HFTD - Distribution - Tier 2 - 4QU CoRE ¦ 2QU LoRE | Non-Red Flag Warning - Small Fires | Wire-to-wire contact | Aggregated | 2061 | 0.00032627 | 522.2177 | 0.17038 | 2061 | Mitigation | 0.95 | 45 | 0 | esc | 0.00097009 | 3.1651e-07 | 0.00097009 | 3.1651e-07
[79 empty] | WLDFR | HFTD - Distribution - Zone 1 - 4QU CoRE ¦ 1QU LoRE | Non-Red Flag Warning - Large Fires | 2063 | 3.1172e-08 | 5.2819e-08 | 2.944e-08 | 8.872 | 1.0079 | 4.9153 | 2.9488 | 0 | 0 | 0 | 8.2329e-05 | 2.7656e-07 | 0 | 2.7656e-07 | 4.6861e-07 | 0 | 4.6861e-07 | 2.6119e-07 | 0 | 2.6119e-07 | [17 empty] | 7.3.3.17.5 (Remote Grid) Updates to grid topology to minimize risk of ignition in HFTDs Remote GridWLDFRWire-to-wire contactAggregated | WLDFR | HFTD - Distribution - Tier 2 - 4QU CoRE ¦ 2QU LoRE | Non-Red Flag Warning - Small Fires | Wire-to-wire contact | Aggregated | 2062 | 0.00032627 | 522.2177 | 0.17038 | 2062 | Mitigation | 0.95 | 45 | 0 | esc | 0.00097009 | 3.1651e-07 | 0.00097009 | 3.1651e-07
[79 empty] | WLDFR | HFTD - Distribution - Zone 1 - 4QU CoRE ¦ 1QU LoRE | Non-Red Flag Warning - Large Fires | 2064 | 3.1172e-08 | 5.2819e-08 | 2.944e-08 | 8.872 | 1.0079 | 4.9153 | 2.9488 | 0 | 0 | 0 | 8.2329e-05 | 2.7656e-07 | 0 | 2.7656e-07 | 4.6861e-07 | 0 | 4.6861e-07 | 2.6119e-07 | 0 | 2.6119e-07 | [17 empty] | 7.3.3.17.5 (Remote Grid) Updates to grid topology to minimize risk of ignition in HFTDs Remote GridWLDFRWire-to-wire contactAggregated | WLDFR | HFTD - Distribution - Tier 2 - 4QU CoRE ¦ 2QU LoRE | Non-Red Flag Warning - Small Fires | Wire-to-wire contact | Aggregated | 2063 | 0.00032627 | 522.2177 | 0.17038 | 2063 | Mitigation | 0.95 | 45 | 0 | esc | 0.00097009 | 3.1651e-07 | 0.00097009 | 3.1651e-07
[79 empty] | WLDFR | HFTD - Distribution - Zone 1 - 4QU CoRE ¦ 1QU LoRE | Non-Red Flag Warning - Large Fires | 2065 | 3.1172e-08 | 5.2819e-08 | 2.944e-08 | 8.872 | 1.0079 | 4.9153 | 2.9488 | 0 | 0 | 0 | 8.2329e-05 | 2.7656e-07 | 0 | 2.7656e-07 | 4.6861e-07 | 0 | 4.6861e-07 | 2.6119e-07 | 0 | 2.6119e-07 | [17 empty] | 7.3.3.17.5 (Remote Grid) Updates to grid topology to minimize risk of ignition in HFTDs Remote GridWLDFRWire-to-wire contactAggregated | WLDFR | HFTD - Distribution - Tier 2 - 4QU CoRE ¦ 2QU LoRE | Non-Red Flag Warning - Small Fires | Wire-to-wire contact | Aggregated | 2064 | 0.00032627 | 522.2177 | 0.17038 | 2064 | Mitigation | 0.95 | 45 | 0 | esc | 0.00097009 | 3.1651e-07 | 0.00097009 | 3.1651e-07
[79 empty] | WLDFR | HFTD - Distribution - Zone 1 - 4QU CoRE ¦ 1QU LoRE | Non-Red Flag Warning - Large Fires | 2066 | 0 | 5.2819e-08 | 2.944e-08 | 8.872 | 1.0079 | 4.9153 | 2.9488 | 0 | 0 | 0 | 8.2329e-05 | 0 | 0 | 0 | 4.6861e-07 | 0 | 4.6861e-07 | 2.6119e-07 | 0 | 2.6119e-07 | [17 empty] | 7.3.3.17.5 (Remote Grid) Updates to grid topology to minimize risk of ignition in HFTDs Remote GridWLDFRWire-to-wire contactAggregated | WLDFR | HFTD - Distribution - Tier 2 - 4QU CoRE ¦ 2QU LoRE | Non-Red Flag Warning - Small Fires | Wire-to-wire contact | Aggregated | 2065 | 0.00032627 | 522.2177 | 0.17038 | 2065 | Mitigation | 0.95 | 45 | 0 | esc | 0.00097009 | 3.1651e-07 | 0.00097009 | 3.1651e-07
[79 empty] | WLDFR | HFTD - Distribution - Zone 1 - 4QU CoRE ¦ 1QU LoRE | Non-Red Flag Warning - Large Fires | 2067 | 0 | 0 | 2.944e-08 | 8.872 | 1.0079 | 4.9153 | 2.9488 | 0 | 0 | 0 | 8.2329e-05 | 0 | 0 | 0 | 0 | 0 | 0 | 2.6119e-07 | 0 | 2.6119e-07 | [17 empty] | 7.3.3.17.5 (Remote Grid) Updates to grid topology to minimize risk of ignition in HFTDs Remote GridWLDFRWire-to-wire contactAggregated | WLDFR | HFTD - Distribution - Tier 2 - 4QU CoRE ¦ 2QU LoRE | Non-Red Flag Warning - Small Fires | Wire-to-wire contact | Aggregated | 2066 | 0.00032627 | 522.2177 | 0.17038 | 2066 | Mitigation | 0.95 | 45 | 0 | esc | 0.00097009 | 3.1651e-07 | 0.00097009 | 3.1651e-07
[79 empty] | WLDFR | HFTD - Distribution - Zone 1 - 4QU CoRE ¦ 1QU LoRE | Non-Red Flag Warning - Small Fires | 2021 | 1.3067e-05 | 0 | 0 | 0.077901 | 0.036425 | 0.0015809 | 0.039895 | 0 | 0 | 0 | 0.029849 | 1.018e-06 | 0 | 1.018e-06 | 0 | 0 | 0 | 0 | 0 | 0 | [17 empty] | 7.3.3.17.5 (Remote Grid) Updates to grid topology to minimize risk of ignition in HFTDs Remote GridWLDFRWire-to-wire contactAggregated | WLDFR | HFTD - Distribution - Tier 2 - 4QU CoRE ¦ 2QU LoRE | Non-Red Flag Warning - Small Fires | Wire-to-wire contact | Aggregated | 2067 | 0.00032627 | 522.2177 | 0.17038 | 2067 | Mitigation | 0.95 | 45 | 0 | esc | 0 | 0 | 0.00097009 | 3.1651e-07
[79 empty] | WLDFR | HFTD - Distribution - Zone 1 - 4QU CoRE ¦ 1QU LoRE | Non-Red Flag Warning - Small Fires | 2022 | 1.3063e-05 | 2.2135e-05 | 0 | 0.077901 | 0.036425 | 0.0015809 | 0.039895 | 0 | 0 | 0 | 0.029843 | 1.0176e-06 | 0 | 1.0176e-06 | 1.7243e-06 | 0 | 1.7243e-06 | 0 | 0 | 0 | [17 empty] | 7.3.3.17.5 (Remote Grid) Updates to grid topology to minimize risk of ignition in HFTDs Remote GridWLDFREquipment / facility failureAggregated | WLDFR | HFTD - Distribution - Tier 2 - 4QU CoRE ¦ 2QU LoRE | Red Flag Warning - Catastrophic Fires | Equipment / facility failure | Aggregated | 2022 | 3.6135e-06 | 522.2177 | 0.0018871 | 2022 | Mitigation | 0.95 | 45 | 0 | esc | 0.00097009 | 3.5054e-09 | 0 | 0
[79 empty] | WLDFR | HFTD - Distribution - Zone 1 - 4QU CoRE ¦ 1QU LoRE | Non-Red Flag Warning - Small Fires | 2023 | 1.3063e-05 | 2.2135e-05 | 1.2337e-05 | 0.080408 | 0.03759 | 0.0016314 | 0.041187 | 0 | 0 | 0 | 0.029843 | 1.0504e-06 | 0 | 1.0504e-06 | 1.7798e-06 | 0 | 1.7798e-06 | 9.9203e-07 | 0 | 9.9203e-07 | [17 empty] | 7.3.3.17.5 (Remote Grid) Updates to grid topology to minimize risk of ignition in HFTDs Remote GridWLDFREquipment / facility failureAggregated | WLDFR | HFTD - Distribution - Tier 2 - 4QU CoRE ¦ 2QU LoRE | Red Flag Warning - Catastrophic Fires | Equipment / facility failure | Aggregated | 2023 | 3.6135e-06 | 522.2177 | 0.0018871 | 2023 | Mitigation | 0.95 | 45 | 0 | esc | 0.00097009 | 3.5054e-09 | 0.00097009 | 3.5054e-09
[79 empty] | WLDFR | HFTD - Distribution - Zone 1 - 4QU CoRE ¦ 1QU LoRE | Non-Red Flag Warning - Small Fires | 2024 | 1.3063e-05 | 2.2135e-05 | 1.2337e-05 | 0.080408 | 0.03759 | 0.0016314 | 0.041187 | 0 | 0 | 0 | 0.029843 | 1.0504e-06 | 0 | 1.0504e-06 | 1.7798e-06 | 0 | 1.7798e-06 | 9.9203e-07 | 0 | 9.9203e-07 | [17 empty] | 7.3.3.17.5 (Remote Grid) Updates to grid topology to minimize risk of ignition in HFTDs Remote GridWLDFREquipment / facility failureAggregated | WLDFR | HFTD - Distribution - Tier 2 - 4QU CoRE ¦ 2QU LoRE | Red Flag Warning - Catastrophic Fires | Equipment / facility failure | Aggregated | 2024 | 3.6135e-06 | 522.2177 | 0.0018871 | 2024 | Mitigation | 0.95 | 45 | 0 | esc | 0.00097009 | 3.5054e-09 | 0.00097009 | 3.5054e-09
[79 empty] | WLDFR | HFTD - Distribution - Zone 1 - 4QU CoRE ¦ 1QU LoRE | Non-Red Flag Warning - Small Fires | 2025 | 1.3063e-05 | 2.2135e-05 | 1.2337e-05 | 0.080408 | 0.03759 | 0.0016314 | 0.041187 | 0 | 0 | 0 | 0.029843 | 1.0504e-06 | 0 | 1.0504e-06 | 1.7798e-06 | 0 | 1.7798e-06 | 9.9203e-07 | 0 | 9.9203e-07 | [17 empty] | 7.3.3.17.5 (Remote Grid) Updates to grid topology to minimize risk of ignition in HFTDs Remote GridWLDFREquipment / facility failureAggregated | WLDFR | HFTD - Distribution - Tier 2 - 4QU CoRE ¦ 2QU LoRE | Red Flag Warning - Catastrophic Fires | Equipment / facility failure | Aggregated | 2025 | 3.6135e-06 | 522.2177 | 0.0018871 | 2025 | Mitigation | 0.95 | 45 | 0 | esc | 0.00097009 | 3.5054e-09 | 0.00097009 | 3.5054e-09
[79 empty] | WLDFR | HFTD - Distribution - Zone 1 - 4QU CoRE ¦ 1QU LoRE | Non-Red Flag Warning - Small Fires | 2026 | 1.3063e-05 | 2.2135e-05 | 1.2337e-05 | 0.080408 | 0.03759 | 0.0016314 | 0.041187 | 0 | 0 | 0 | 0.029843 | 1.0504e-06 | 0 | 1.0504e-06 | 1.7798e-06 | 0 | 1.7798e-06 | 9.9203e-07 | 0 | 9.9203e-07 | [17 empty] | 7.3.3.17.5 (Remote Grid) Updates to grid topology to minimize risk of ignition in HFTDs Remote GridWLDFREquipment / facility failureAggregated | WLDFR | HFTD - Distribution - Tier 2 - 4QU CoRE ¦ 2QU LoRE | Red Flag Warning - Catastrophic Fires | Equipment / facility failure | Aggregated | 2026 | 3.6135e-06 | 522.2177 | 0.0018871 | 2026 | Mitigation | 0.95 | 45 | 0 | esc | 0.00097009 | 3.5054e-09 | 0.00097009 | 3.5054e-09
[79 empty] | WLDFR | HFTD - Distribution - Zone 1 - 4QU CoRE ¦ 1QU LoRE | Non-Red Flag Warning - Small Fires | 2027 | 1.3063e-05 | 2.2135e-05 | 1.2337e-05 | 0.080408 | 0.03759 | 0.0016314 | 0.041187 | 0 | 0 | 0 | 0.029843 | 1.0504e-06 | 0 | 1.0504e-06 | 1.7798e-06 | 0 | 1.7798e-06 | 9.9203e-07 | 0 | 9.9203e-07 | [17 empty] | 7.3.3.17.5 (Remote Grid) Updates to grid topology to minimize risk of ignition in HFTDs Remote GridWLDFREquipment / facility failureAggregated | WLDFR | HFTD - Distribution - Tier 2 - 4QU CoRE ¦ 2QU LoRE | Red Flag Warning - Catastrophic Fires | Equipment / facility failure | Aggregated | 2027 | 3.6135e-06 | 522.2177 | 0.0018871 | 2027 | Mitigation | 0.95 | 45 | 0 | esc | 0.00097009 | 3.5054e-09 | 0.00097009 | 3.5054e-09
[79 empty] | WLDFR | HFTD - Distribution - Zone 1 - 4QU CoRE ¦ 1QU LoRE | Non-Red Flag Warning - Small Fires | 2028 | 1.3063e-05 | 2.2135e-05 | 1.2337e-05 | 0.083606 | 0.039055 | 0.001695 | 0.042856 | 0 | 0 | 0 | 0.029843 | 1.0922e-06 | 0 | 1.0922e-06 | 1.8506e-06 | 0 | 1.8506e-06 | 1.0315e-06 | 0 | 1.0315e-06 | [17 empty] | 7.3.3.17.5 (Remote Grid) Updates to grid topology to minimize risk of ignition in HFTDs Remote GridWLDFREquipment / facility failureAggregated | WLDFR | HFTD - Distribution - Tier 2 - 4QU CoRE ¦ 2QU LoRE | Red Flag Warning - Catastrophic Fires | Equipment / facility failure | Aggregated | 2028 | 3.6135e-06 | 522.2177 | 0.0018871 | 2028 | Mitigation | 0.95 | 45 | 0 | esc | 0.00097009 | 3.5054e-09 | 0.00097009 | 3.5054e-09
[79 empty] | WLDFR | HFTD - Distribution - Zone 1 - 4QU CoRE ¦ 1QU LoRE | Non-Red Flag Warning - Small Fires | 2029 | 1.3063e-05 | 2.2135e-05 | 1.2337e-05 | 0.083606 | 0.039055 | 0.001695 | 0.042856 | 0 | 0 | 0 | 0.029843 | 1.0922e-06 | 0 | 1.0922e-06 | 1.8506e-06 | 0 | 1.8506e-06 | 1.0315e-06 | 0 | 1.0315e-06 | [17 empty] | 7.3.3.17.5 (Remote Grid) Updates to grid topology to minimize risk of ignition in HFTDs Remote GridWLDFREquipment / facility failureAggregated | WLDFR | HFTD - Distribution - Tier 2 - 4QU CoRE ¦ 2QU LoRE | Red Flag Warning - Catastrophic Fires | Equipment / facility failure | Aggregated | 2029 | 3.6135e-06 | 522.2177 | 0.0018871 | 2029 | Mitigation | 0.95 | 45 | 0 | esc | 0.00097009 | 3.5054e-09 | 0.00097009 | 3.5054e-09
[79 empty] | WLDFR | HFTD - Distribution - Zone 1 - 4QU CoRE ¦ 1QU LoRE | Non-Red Flag Warning - Small Fires | 2030 | 1.3063e-05 | 2.2135e-05 | 1.2337e-05 | 0.083606 | 0.039055 | 0.001695 | 0.042856 | 0 | 0 | 0 | 0.029843 | 1.0922e-06 | 0 | 1.0922e-06 | 1.8506e-06 | 0 | 1.8506e-06 | 1.0315e-06 | 0 | 1.0315e-06 | [17 empty] | 7.3.3.17.5 (Remote Grid) Updates to grid topology to minimize risk of ignition in HFTDs Remote GridWLDFREquipment / facility failureAggregated | WLDFR | HFTD - Distribution - Tier 2 - 4QU CoRE ¦ 2QU LoRE | Red Flag Warning - Catastrophic Fires | Equipment / facility failure | Aggregated | 2030 | 3.6135e-06 | 522.2177 | 0.0018871 | 2030 | Mitigation | 0.95 | 45 | 0 | esc | 0.00097009 | 3.5054e-09 | 0.00097009 | 3.5054e-09
[79 empty] | WLDFR | HFTD - Distribution - Zone 1 - 4QU CoRE ¦ 1QU LoRE | Non-Red Flag Warning - Small Fires | 2031 | 1.3063e-05 | 2.2135e-05 | 1.2337e-05 | 0.083606 | 0.039055 | 0.001695 | 0.042856 | 0 | 0 | 0 | 0.029843 | 1.0922e-06 | 0 | 1.0922e-06 | 1.8506e-06 | 0 | 1.8506e-06 | 1.0315e-06 | 0 | 1.0315e-06 | [17 empty] | 7.3.3.17.5 (Remote Grid) Updates to grid topology to minimize risk of ignition in HFTDs Remote GridWLDFREquipment / facility failureAggregated | WLDFR | HFTD - Distribution - Tier 2 - 4QU CoRE ¦ 2QU LoRE | Red Flag Warning - Catastrophic Fires | Equipment / facility failure | Aggregated | 2031 | 3.6135e-06 | 522.2177 | 0.0018871 | 2031 | Mitigation | 0.95 | 45 | 0 | esc | 0.00097009 | 3.5054e-09 | 0.00097009 | 3.5054e-09
[79 empty] | WLDFR | HFTD - Distribution - Zone 1 - 4QU CoRE ¦ 1QU LoRE | Non-Red Flag Warning - Small Fires | 2032 | 1.3063e-05 | 2.2135e-05 | 1.2337e-05 | 0.083606 | 0.039055 | 0.001695 | 0.042856 | 0 | 0 | 0 | 0.029843 | 1.0922e-06 | 0 | 1.0922e-06 | 1.8506e-06 | 0 | 1.8506e-06 | 1.0315e-06 | 0 | 1.0315e-06 | [17 empty] | 7.3.3.17.5 (Remote Grid) Updates to grid topology to minimize risk of ignition in HFTDs Remote GridWLDFREquipment / facility failureAggregated | WLDFR | HFTD - Distribution - Tier 2 - 4QU CoRE ¦ 2QU LoRE | Red Flag Warning - Catastrophic Fires | Equipment / facility failure | Aggregated | 2032 | 3.6135e-06 | 522.2177 | 0.0018871 | 2032 | Mitigation | 0.95 | 45 | 0 | esc | 0.00097009 | 3.5054e-09 | 0.00097009 | 3.5054e-09
[79 empty] | WLDFR | HFTD - Distribution - Zone 1 - 4QU CoRE ¦ 1QU LoRE | Non-Red Flag Warning - Small Fires | 2033 | 1.3063e-05 | 2.2135e-05 | 1.2337e-05 | 0.087211 | 0.040679 | 0.0017655 | 0.044766 | 0 | 0 | 0 | 0.029843 | 1.1392e-06 | 0 | 1.1392e-06 | 1.9304e-06 | 0 | 1.9304e-06 | 1.076e-06 | 0 | 1.076e-06 | [17 empty] | 7.3.3.17.5 (Remote Grid) Updates to grid topology to minimize risk of ignition in HFTDs Remote GridWLDFREquipment / facility failureAggregated | WLDFR | HFTD - Distribution - Tier 2 - 4QU CoRE ¦ 2QU LoRE | Red Flag Warning - Catastrophic Fires | Equipment / facility failure | Aggregated | 2033 | 3.6135e-06 | 522.2177 | 0.0018871 | 2033 | Mitigation | 0.95 | 45 | 0 | esc | 0.00097009 | 3.5054e-09 | 0.00097009 | 3.5054e-09
[79 empty] | WLDFR | HFTD - Distribution - Zone 1 - 4QU CoRE ¦ 1QU LoRE | Non-Red Flag Warning - Small Fires | 2034 | 1.3063e-05 | 2.2135e-05 | 1.2337e-05 | 0.087211 | 0.040679 | 0.0017655 | 0.044766 | 0 | 0 | 0 | 0.029843 | 1.1392e-06 | 0 | 1.1392e-06 | 1.9304e-06 | 0 | 1.9304e-06 | 1.076e-06 | 0 | 1.076e-06 | [17 empty] | 7.3.3.17.5 (Remote Grid) Updates to grid topology to minimize risk of ignition in HFTDs Remote GridWLDFREquipment / facility failureAggregated | WLDFR | HFTD - Distribution - Tier 2 - 4QU CoRE ¦ 2QU LoRE | Red Flag Warning - Catastrophic Fires | Equipment / facility failure | Aggregated | 2034 | 3.6135e-06 | 522.2177 | 0.0018871 | 2034 | Mitigation | 0.95 | 45 | 0 | esc | 0.00097009 | 3.5054e-09 | 0.00097009 | 3.5054e-09
[79 empty] | WLDFR | HFTD - Distribution - Zone 1 - 4QU CoRE ¦ 1QU LoRE | Non-Red Flag Warning - Small Fires | 2035 | 1.3063e-05 | 2.2135e-05 | 1.2337e-05 | 0.087211 | 0.040679 | 0.0017655 | 0.044766 | 0 | 0 | 0 | 0.029843 | 1.1392e-06 | 0 | 1.1392e-06 | 1.9304e-06 | 0 | 1.9304e-06 | 1.076e-06 | 0 | 1.076e-06 | [17 empty] | 7.3.3.17.5 (Remote Grid) Updates to grid topology to minimize risk of ignition in HFTDs Remote GridWLDFREquipment / facility failureAggregated | WLDFR | HFTD - Distribution - Tier 2 - 4QU CoRE ¦ 2QU LoRE | Red Flag Warning - Catastrophic Fires | Equipment / facility failure | Aggregated | 2035 | 3.6135e-06 | 522.2177 | 0.0018871 | 2035 | Mitigation | 0.95 | 45 | 0 | esc | 0.00097009 | 3.5054e-09 | 0.00097009 | 3.5054e-09
[79 empty] | WLDFR | HFTD - Distribution - Zone 1 - 4QU CoRE ¦ 1QU LoRE | Non-Red Flag Warning - Small Fires | 2036 | 1.3063e-05 | 2.2135e-05 | 1.2337e-05 | 0.087211 | 0.040679 | 0.0017655 | 0.044766 | 0 | 0 | 0 | 0.029843 | 1.1392e-06 | 0 | 1.1392e-06 | 1.9304e-06 | 0 | 1.9304e-06 | 1.076e-06 | 0 | 1.076e-06 | [17 empty] | 7.3.3.17.5 (Remote Grid) Updates to grid topology to minimize risk of ignition in HFTDs Remote GridWLDFREquipment / facility failureAggregated | WLDFR | HFTD - Distribution - Tier 2 - 4QU CoRE ¦ 2QU LoRE | Red Flag Warning - Catastrophic Fires | Equipment / facility failure | Aggregated | 2036 | 3.6135e-06 | 522.2177 | 0.0018871 | 2036 | Mitigation | 0.95 | 45 | 0 | esc | 0.00097009 | 3.5054e-09 | 0.00097009 | 3.5054e-09
[79 empty] | WLDFR | HFTD - Distribution - Zone 1 - 4QU CoRE ¦ 1QU LoRE | Non-Red Flag Warning - Small Fires | 2037 | 1.3063e-05 | 2.2135e-05 | 1.2337e-05 | 0.087211 | 0.040679 | 0.0017655 | 0.044766 | 0 | 0 | 0 | 0.029843 | 1.1392e-06 | 0 | 1.1392e-06 | 1.9304e-06 | 0 | 1.9304e-06 | 1.076e-06 | 0 | 1.076e-06 | [17 empty] | 7.3.3.17.5 (Remote Grid) Updates to grid topology to minimize risk of ignition in HFTDs Remote GridWLDFREquipment / facility failureAggregated | WLDFR | HFTD - Distribution - Tier 2 - 4QU CoRE ¦ 2QU LoRE | Red Flag Warning - Catastrophic Fires | Equipment / facility failure | Aggregated | 2037 | 3.6135e-06 | 522.2177 | 0.0018871 | 2037 | Mitigation | 0.95 | 45 | 0 | esc | 0.00097009 | 3.5054e-09 | 0.00097009 | 3.5054e-09
[79 empty] | WLDFR | HFTD - Distribution - Zone 1 - 4QU CoRE ¦ 1QU LoRE | Non-Red Flag Warning - Small Fires | 2038 | 1.3063e-05 | 2.2135e-05 | 1.2337e-05 | 0.091184 | 0.042438 | 0.0018418 | 0.046905 | 0 | 0 | 0 | 0.029843 | 1.1911e-06 | 0 | 1.1911e-06 | 2.0183e-06 | 0 | 2.0183e-06 | 1.125e-06 | 0 | 1.125e-06 | [17 empty] | 7.3.3.17.5 (Remote Grid) Updates to grid topology to minimize risk of ignition in HFTDs Remote GridWLDFREquipment / facility failureAggregated | WLDFR | HFTD - Distribution - Tier 2 - 4QU CoRE ¦ 2QU LoRE | Red Flag Warning - Catastrophic Fires | Equipment / facility failure | Aggregated | 2038 | 3.6135e-06 | 522.2177 | 0.0018871 | 2038 | Mitigation | 0.95 | 45 | 0 | esc | 0.00097009 | 3.5054e-09 | 0.00097009 | 3.5054e-09
[79 empty] | WLDFR | HFTD - Distribution - Zone 1 - 4QU CoRE ¦ 1QU LoRE | Non-Red Flag Warning - Small Fires | 2039 | 1.3063e-05 | 2.2135e-05 | 1.2337e-05 | 0.091184 | 0.042438 | 0.0018418 | 0.046905 | 0 | 0 | 0 | 0.029843 | 1.1911e-06 | 0 | 1.1911e-06 | 2.0183e-06 | 0 | 2.0183e-06 | 1.125e-06 | 0 | 1.125e-06 | [17 empty] | 7.3.3.17.5 (Remote Grid) Updates to grid topology to minimize risk of ignition in HFTDs Remote GridWLDFREquipment / facility failureAggregated | WLDFR | HFTD - Distribution - Tier 2 - 4QU CoRE ¦ 2QU LoRE | Red Flag Warning - Catastrophic Fires | Equipment / facility failure | Aggregated | 2039 | 3.6135e-06 | 522.2177 | 0.0018871 | 2039 | Mitigation | 0.95 | 45 | 0 | esc | 0.00097009 | 3.5054e-09 | 0.00097009 | 3.5054e-09
[79 empty] | WLDFR | HFTD - Distribution - Zone 1 - 4QU CoRE ¦ 1QU LoRE | Non-Red Flag Warning - Small Fires | 2040 | 1.3063e-05 | 2.2135e-05 | 1.2337e-05 | 0.091184 | 0.042438 | 0.0018418 | 0.046905 | 0 | 0 | 0 | 0.029843 | 1.1911e-06 | 0 | 1.1911e-06 | 2.0183e-06 | 0 | 2.0183e-06 | 1.125e-06 | 0 | 1.125e-06 | [17 empty] | 7.3.3.17.5 (Remote Grid) Updates to grid topology to minimize risk of ignition in HFTDs Remote GridWLDFREquipment / facility failureAggregated | WLDFR | HFTD - Distribution - Tier 2 - 4QU CoRE ¦ 2QU LoRE | Red Flag Warning - Catastrophic Fires | Equipment / facility failure | Aggregated | 2040 | 3.6135e-06 | 522.2177 | 0.0018871 | 2040 | Mitigation | 0.95 | 45 | 0 | esc | 0.00097009 | 3.5054e-09 | 0.00097009 | 3.5054e-09
[79 empty] | WLDFR | HFTD - Distribution - Zone 1 - 4QU CoRE ¦ 1QU LoRE | Non-Red Flag Warning - Small Fires | 2041 | 1.3063e-05 | 2.2135e-05 | 1.2337e-05 | 0.091184 | 0.042438 | 0.0018418 | 0.046905 | 0 | 0 | 0 | 0.029843 | 1.1911e-06 | 0 | 1.1911e-06 | 2.0183e-06 | 0 | 2.0183e-06 | 1.125e-06 | 0 | 1.125e-06 | [17 empty] | 7.3.3.17.5 (Remote Grid) Updates to grid topology to minimize risk of ignition in HFTDs Remote GridWLDFREquipment / facility failureAggregated | WLDFR | HFTD - Distribution - Tier 2 - 4QU CoRE ¦ 2QU LoRE | Red Flag Warning - Catastrophic Fires | Equipment / facility failure | Aggregated | 2041 | 3.6135e-06 | 522.2177 | 0.0018871 | 2041 | Mitigation | 0.95 | 45 | 0 | esc | 0.00097009 | 3.5054e-09 | 0.00097009 | 3.5054e-09
[79 empty] | WLDFR | HFTD - Distribution - Zone 1 - 4QU CoRE ¦ 1QU LoRE | Non-Red Flag Warning - Small Fires | 2042 | 1.3063e-05 | 2.2135e-05 | 1.2337e-05 | 0.091184 | 0.042438 | 0.0018418 | 0.046905 | 0 | 0 | 0 | 0.029843 | 1.1911e-06 | 0 | 1.1911e-06 | 2.0183e-06 | 0 | 2.0183e-06 | 1.125e-06 | 0 | 1.125e-06 | [17 empty] | 7.3.3.17.5 (Remote Grid) Updates to grid topology to minimize risk of ignition in HFTDs Remote GridWLDFREquipment / facility failureAggregated | WLDFR | HFTD - Distribution - Tier 2 - 4QU CoRE ¦ 2QU LoRE | Red Flag Warning - Catastrophic Fires | Equipment / facility failure | Aggregated | 2042 | 3.6135e-06 | 522.2177 | 0.0018871 | 2042 | Mitigation | 0.95 | 45 | 0 | esc | 0.00097009 | 3.5054e-09 | 0.00097009 | 3.5054e-09
[79 empty] | WLDFR | HFTD - Distribution - Zone 1 - 4QU CoRE ¦ 1QU LoRE | Non-Red Flag Warning - Small Fires | 2043 | 1.3063e-05 | 2.2135e-05 | 1.2337e-05 | 0.095486 | 0.044306 | 0.0019228 | 0.049257 | 0 | 0 | 0 | 0.029843 | 1.2473e-06 | 0 | 1.2473e-06 | 2.1135e-06 | 0 | 2.1135e-06 | 1.178e-06 | 0 | 1.178e-06 | [17 empty] | 7.3.3.17.5 (Remote Grid) Updates to grid topology to minimize risk of ignition in HFTDs Remote GridWLDFREquipment / facility failureAggregated | WLDFR | HFTD - Distribution - Tier 2 - 4QU CoRE ¦ 2QU LoRE | Red Flag Warning - Catastrophic Fires | Equipment / facility failure | Aggregated | 2043 | 3.6135e-06 | 522.2177 | 0.0018871 | 2043 | Mitigation | 0.95 | 45 | 0 | esc | 0.00097009 | 3.5054e-09 | 0.00097009 | 3.5054e-09
[79 empty] | WLDFR | HFTD - Distribution - Zone 1 - 4QU CoRE ¦ 1QU LoRE | Non-Red Flag Warning - Small Fires | 2044 | 1.3063e-05 | 2.2135e-05 | 1.2337e-05 | 0.095486 | 0.044306 | 0.0019228 | 0.049257 | 0 | 0 | 0 | 0.029843 | 1.2473e-06 | 0 | 1.2473e-06 | 2.1135e-06 | 0 | 2.1135e-06 | 1.178e-06 | 0 | 1.178e-06 | [17 empty] | 7.3.3.17.5 (Remote Grid) Updates to grid topology to minimize risk of ignition in HFTDs Remote GridWLDFREquipment / facility failureAggregated | WLDFR | HFTD - Distribution - Tier 2 - 4QU CoRE ¦ 2QU LoRE | Red Flag Warning - Catastrophic Fires | Equipment / facility failure | Aggregated | 2044 | 3.6135e-06 | 522.2177 | 0.0018871 | 2044 | Mitigation | 0.95 | 45 | 0 | esc | 0.00097009 | 3.5054e-09 | 0.00097009 | 3.5054e-09
[79 empty] | WLDFR | HFTD - Distribution - Zone 1 - 4QU CoRE ¦ 1QU LoRE | Non-Red Flag Warning - Small Fires | 2045 | 1.3063e-05 | 2.2135e-05 | 1.2337e-05 | 0.095486 | 0.044306 | 0.0019228 | 0.049257 | 0 | 0 | 0 | 0.029843 | 1.2473e-06 | 0 | 1.2473e-06 | 2.1135e-06 | 0 | 2.1135e-06 | 1.178e-06 | 0 | 1.178e-06 | [17 empty] | 7.3.3.17.5 (Remote Grid) Updates to grid topology to minimize risk of ignition in HFTDs Remote GridWLDFREquipment / facility failureAggregated | WLDFR | HFTD - Distribution - Tier 2 - 4QU CoRE ¦ 2QU LoRE | Red Flag Warning - Catastrophic Fires | Equipment / facility failure | Aggregated | 2045 | 3.6135e-06 | 522.2177 | 0.0018871 | 2045 | Mitigation | 0.95 | 45 | 0 | esc | 0.00097009 | 3.5054e-09 | 0.00097009 | 3.5054e-09
[79 empty] | WLDFR | HFTD - Distribution - Zone 1 - 4QU CoRE ¦ 1QU LoRE | Non-Red Flag Warning - Small Fires | 2046 | 1.3063e-05 | 2.2135e-05 | 1.2337e-05 | 0.095486 | 0.044306 | 0.0019228 | 0.049257 | 0 | 0 | 0 | 0.029843 | 1.2473e-06 | 0 | 1.2473e-06 | 2.1135e-06 | 0 | 2.1135e-06 | 1.178e-06 | 0 | 1.178e-06 | [17 empty] | 7.3.3.17.5 (Remote Grid) Updates to grid topology to minimize risk of ignition in HFTDs Remote GridWLDFREquipment / facility failureAggregated | WLDFR | HFTD - Distribution - Tier 2 - 4QU CoRE ¦ 2QU LoRE | Red Flag Warning - Catastrophic Fires | Equipment / facility failure | Aggregated | 2046 | 3.6135e-06 | 522.2177 | 0.0018871 | 2046 | Mitigation | 0.95 | 45 | 0 | esc | 0.00097009 | 3.5054e-09 | 0.00097009 | 3.5054e-09
[79 empty] | WLDFR | HFTD - Distribution - Zone 1 - 4QU CoRE ¦ 1QU LoRE | Non-Red Flag Warning - Small Fires | 2047 | 1.3063e-05 | 2.2135e-05 | 1.2337e-05 | 0.095486 | 0.044306 | 0.0019228 | 0.049257 | 0 | 0 | 0 | 0.029843 | 1.2473e-06 | 0 | 1.2473e-06 | 2.1135e-06 | 0 | 2.1135e-06 | 1.178e-06 | 0 | 1.178e-06 | [17 empty] | 7.3.3.17.5 (Remote Grid) Updates to grid topology to minimize risk of ignition in HFTDs Remote GridWLDFREquipment / facility failureAggregated | WLDFR | HFTD - Distribution - Tier 2 - 4QU CoRE ¦ 2QU LoRE | Red Flag Warning - Catastrophic Fires | Equipment / facility failure | Aggregated | 2047 | 3.6135e-06 | 522.2177 | 0.0018871 | 2047 | Mitigation | 0.95 | 45 | 0 | esc | 0.00097009 | 3.5054e-09 | 0.00097009 | 3.5054e-09
[79 empty] | WLDFR | HFTD - Distribution - Zone 1 - 4QU CoRE ¦ 1QU LoRE | Non-Red Flag Warning - Small Fires | 2048 | 1.3063e-05 | 2.2135e-05 | 1.2337e-05 | 0.10007 | 0.04626 | 0.0020076 | 0.051804 | 0 | 0 | 0 | 0.029843 | 1.3072e-06 | 0 | 1.3072e-06 | 2.2151e-06 | 0 | 2.2151e-06 | 1.2346e-06 | 0 | 1.2346e-06 | [17 empty] | 7.3.3.17.5 (Remote Grid) Updates to grid topology to minimize risk of ignition in HFTDs Remote GridWLDFREquipment / facility failureAggregated | WLDFR | HFTD - Distribution - Tier 2 - 4QU CoRE ¦ 2QU LoRE | Red Flag Warning - Catastrophic Fires | Equipment / facility failure | Aggregated | 2048 | 3.6135e-06 | 522.2177 | 0.0018871 | 2048 | Mitigation | 0.95 | 45 | 0 | esc | 0.00097009 | 3.5054e-09 | 0.00097009 | 3.5054e-09
[79 empty] | WLDFR | HFTD - Distribution - Zone 1 - 4QU CoRE ¦ 1QU LoRE | Non-Red Flag Warning - Small Fires | 2049 | 1.3063e-05 | 2.2135e-05 | 1.2337e-05 | 0.10007 | 0.04626 | 0.0020076 | 0.051804 | 0 | 0 | 0 | 0.029843 | 1.3072e-06 | 0 | 1.3072e-06 | 2.2151e-06 | 0 | 2.2151e-06 | 1.2346e-06 | 0 | 1.2346e-06 | [17 empty] | 7.3.3.17.5 (Remote Grid) Updates to grid topology to minimize risk of ignition in HFTDs Remote GridWLDFREquipment / facility failureAggregated | WLDFR | HFTD - Distribution - Tier 2 - 4QU CoRE ¦ 2QU LoRE | Red Flag Warning - Catastrophic Fires | Equipment / facility failure | Aggregated | 2049 | 3.6135e-06 | 522.2177 | 0.0018871 | 2049 | Mitigation | 0.95 | 45 | 0 | esc | 0.00097009 | 3.5054e-09 | 0.00097009 | 3.5054e-09
[79 empty] | WLDFR | HFTD - Distribution - Zone 1 - 4QU CoRE ¦ 1QU LoRE | Non-Red Flag Warning - Small Fires | 2050 | 1.3063e-05 | 2.2135e-05 | 1.2337e-05 | 0.10007 | 0.04626 | 0.0020076 | 0.051804 | 0 | 0 | 0 | 0.029843 | 1.3072e-06 | 0 | 1.3072e-06 | 2.2151e-06 | 0 | 2.2151e-06 | 1.2346e-06 | 0 | 1.2346e-06 | [17 empty] | 7.3.3.17.5 (Remote Grid) Updates to grid topology to minimize risk of ignition in HFTDs Remote GridWLDFREquipment / facility failureAggregated | WLDFR | HFTD - Distribution - Tier 2 - 4QU CoRE ¦ 2QU LoRE | Red Flag Warning - Catastrophic Fires | Equipment / facility failure | Aggregated | 2050 | 3.6135e-06 | 522.2177 | 0.0018871 | 2050 | Mitigation | 0.95 | 45 | 0 | esc | 0.00097009 | 3.5054e-09 | 0.00097009 | 3.5054e-09
[79 empty] | WLDFR | HFTD - Distribution - Zone 1 - 4QU CoRE ¦ 1QU LoRE | Non-Red Flag Warning - Small Fires | 2051 | 1.3063e-05 | 2.2135e-05 | 1.2337e-05 | 0.10007 | 0.04626 | 0.0020076 | 0.051804 | 0 | 0 | 0 | 0.029843 | 1.3072e-06 | 0 | 1.3072e-06 | 2.2151e-06 | 0 | 2.2151e-06 | 1.2346e-06 | 0 | 1.2346e-06 | [17 empty] | 7.3.3.17.5 (Remote Grid) Updates to grid topology to minimize risk of ignition in HFTDs Remote GridWLDFREquipment / facility failureAggregated | WLDFR | HFTD - Distribution - Tier 2 - 4QU CoRE ¦ 2QU LoRE | Red Flag Warning - Catastrophic Fires | Equipment / facility failure | Aggregated | 2051 | 3.6135e-06 | 522.2177 | 0.0018871 | 2051 | Mitigation | 0.95 | 45 | 0 | esc | 0.00097009 | 3.5054e-09 | 0.00097009 | 3.5054e-09
[79 empty] | WLDFR | HFTD - Distribution - Zone 1 - 4QU CoRE ¦ 1QU LoRE | Non-Red Flag Warning - Small Fires | 2052 | 1.3063e-05 | 2.2135e-05 | 1.2337e-05 | 0.10007 | 0.04626 | 0.0020076 | 0.051804 | 0 | 0 | 0 | 0.029843 | 1.3072e-06 | 0 | 1.3072e-06 | 2.2151e-06 | 0 | 2.2151e-06 | 1.2346e-06 | 0 | 1.2346e-06 | [17 empty] | 7.3.3.17.5 (Remote Grid) Updates to grid topology to minimize risk of ignition in HFTDs Remote GridWLDFREquipment / facility failureAggregated | WLDFR | HFTD - Distribution - Tier 2 - 4QU CoRE ¦ 2QU LoRE | Red Flag Warning - Catastrophic Fires | Equipment / facility failure | Aggregated | 2052 | 3.6135e-06 | 522.2177 | 0.0018871 | 2052 | Mitigation | 0.95 | 45 | 0 | esc | 0.00097009 | 3.5054e-09 | 0.00097009 | 3.5054e-09
[79 empty] | WLDFR | HFTD - Distribution - Zone 1 - 4QU CoRE ¦ 1QU LoRE | Non-Red Flag Warning - Small Fires | 2053 | 1.3063e-05 | 2.2135e-05 | 1.2337e-05 | 0.10489 | 0.048274 | 0.002095 | 0.054525 | 0 | 0 | 0 | 0.029843 | 1.3702e-06 | 0 | 1.3702e-06 | 2.3218e-06 | 0 | 2.3218e-06 | 1.2941e-06 | 0 | 1.2941e-06 | [17 empty] | 7.3.3.17.5 (Remote Grid) Updates to grid topology to minimize risk of ignition in HFTDs Remote GridWLDFREquipment / facility failureAggregated | WLDFR | HFTD - Distribution - Tier 2 - 4QU CoRE ¦ 2QU LoRE | Red Flag Warning - Catastrophic Fires | Equipment / facility failure | Aggregated | 2053 | 3.6135e-06 | 522.2177 | 0.0018871 | 2053 | Mitigation | 0.95 | 45 | 0 | esc | 0.00097009 | 3.5054e-09 | 0.00097009 | 3.5054e-09
[79 empty] | WLDFR | HFTD - Distribution - Zone 1 - 4QU CoRE ¦ 1QU LoRE | Non-Red Flag Warning - Small Fires | 2054 | 1.3063e-05 | 2.2135e-05 | 1.2337e-05 | 0.10489 | 0.048274 | 0.002095 | 0.054525 | 0 | 0 | 0 | 0.029843 | 1.3702e-06 | 0 | 1.3702e-06 | 2.3218e-06 | 0 | 2.3218e-06 | 1.2941e-06 | 0 | 1.2941e-06 | [17 empty] | 7.3.3.17.5 (Remote Grid) Updates to grid topology to minimize risk of ignition in HFTDs Remote GridWLDFREquipment / facility failureAggregated | WLDFR | HFTD - Distribution - Tier 2 - 4QU CoRE ¦ 2QU LoRE | Red Flag Warning - Catastrophic Fires | Equipment / facility failure | Aggregated | 2054 | 3.6135e-06 | 522.2177 | 0.0018871 | 2054 | Mitigation | 0.95 | 45 | 0 | esc | 0.00097009 | 3.5054e-09 | 0.00097009 | 3.5054e-09
[79 empty] | WLDFR | HFTD - Distribution - Zone 1 - 4QU CoRE ¦ 1QU LoRE | Non-Red Flag Warning - Small Fires | 2055 | 1.3063e-05 | 2.2135e-05 | 1.2337e-05 | 0.10489 | 0.048274 | 0.002095 | 0.054525 | 0 | 0 | 0 | 0.029843 | 1.3702e-06 | 0 | 1.3702e-06 | 2.3218e-06 | 0 | 2.3218e-06 | 1.2941e-06 | 0 | 1.2941e-06 | [17 empty] | 7.3.3.17.5 (Remote Grid) Updates to grid topology to minimize risk of ignition in HFTDs Remote GridWLDFREquipment / facility failureAggregated | WLDFR | HFTD - Distribution - Tier 2 - 4QU CoRE ¦ 2QU LoRE | Red Flag Warning - Catastrophic Fires | Equipment / facility failure | Aggregated | 2055 | 3.6135e-06 | 522.2177 | 0.0018871 | 2055 | Mitigation | 0.95 | 45 | 0 | esc | 0.00097009 | 3.5054e-09 | 0.00097009 | 3.5054e-09
[79 empty] | WLDFR | HFTD - Distribution - Zone 1 - 4QU CoRE ¦ 1QU LoRE | Non-Red Flag Warning - Small Fires | 2056 | 1.3063e-05 | 2.2135e-05 | 1.2337e-05 | 0.10489 | 0.048274 | 0.002095 | 0.054525 | 0 | 0 | 0 | 0.029843 | 1.3702e-06 | 0 | 1.3702e-06 | 2.3218e-06 | 0 | 2.3218e-06 | 1.2941e-06 | 0 | 1.2941e-06 | [17 empty] | 7.3.3.17.5 (Remote Grid) Updates to grid topology to minimize risk of ignition in HFTDs Remote GridWLDFREquipment / facility failureAggregated | WLDFR | HFTD - Distribution - Tier 2 - 4QU CoRE ¦ 2QU LoRE | Red Flag Warning - Catastrophic Fires | Equipment / facility failure | Aggregated | 2056 | 3.6135e-06 | 522.2177 | 0.0018871 | 2056 | Mitigation | 0.95 | 45 | 0 | esc | 0.00097009 | 3.5054e-09 | 0.00097009 | 3.5054e-09
[79 empty] | WLDFR | HFTD - Distribution - Zone 1 - 4QU CoRE ¦ 1QU LoRE | Non-Red Flag Warning - Small Fires | 2057 | 1.3063e-05 | 2.2135e-05 | 1.2337e-05 | 0.10489 | 0.048274 | 0.002095 | 0.054525 | 0 | 0 | 0 | 0.029843 | 1.3702e-06 | 0 | 1.3702e-06 | 2.3218e-06 | 0 | 2.3218e-06 | 1.2941e-06 | 0 | 1.2941e-06 | [17 empty] | 7.3.3.17.5 (Remote Grid) Updates to grid topology to minimize risk of ignition in HFTDs Remote GridWLDFREquipment / facility failureAggregated | WLDFR | HFTD - Distribution - Tier 2 - 4QU CoRE ¦ 2QU LoRE | Red Flag Warning - Catastrophic Fires | Equipment / facility failure | Aggregated | 2057 | 3.6135e-06 | 522.2177 | 0.0018871 | 2057 | Mitigation | 0.95 | 45 | 0 | esc | 0.00097009 | 3.5054e-09 | 0.00097009 | 3.5054e-09
[79 empty] | WLDFR | HFTD - Distribution - Zone 1 - 4QU CoRE ¦ 1QU LoRE | Non-Red Flag Warning - Small Fires | 2058 | 1.3063e-05 | 2.2135e-05 | 1.2337e-05 | 0.1099 | 0.050325 | 0.0021839 | 0.057393 | 0 | 0 | 0 | 0.029843 | 1.4357e-06 | 0 | 1.4357e-06 | 2.4327e-06 | 0 | 2.4327e-06 | 1.3559e-06 | 0 | 1.3559e-06 | [17 empty] | 7.3.3.17.5 (Remote Grid) Updates to grid topology to minimize risk of ignition in HFTDs Remote GridWLDFREquipment / facility failureAggregated | WLDFR | HFTD - Distribution - Tier 2 - 4QU CoRE ¦ 2QU LoRE | Red Flag Warning - Catastrophic Fires | Equipment / facility failure | Aggregated | 2058 | 3.6135e-06 | 522.2177 | 0.0018871 | 2058 | Mitigation | 0.95 | 45 | 0 | esc | 0.00097009 | 3.5054e-09 | 0.00097009 | 3.5054e-09
[79 empty] | WLDFR | HFTD - Distribution - Zone 1 - 4QU CoRE ¦ 1QU LoRE | Non-Red Flag Warning - Small Fires | 2059 | 1.3063e-05 | 2.2135e-05 | 1.2337e-05 | 0.1099 | 0.050325 | 0.0021839 | 0.057393 | 0 | 0 | 0 | 0.029843 | 1.4357e-06 | 0 | 1.4357e-06 | 2.4327e-06 | 0 | 2.4327e-06 | 1.3559e-06 | 0 | 1.3559e-06 | [17 empty] | 7.3.3.17.5 (Remote Grid) Updates to grid topology to minimize risk of ignition in HFTDs Remote GridWLDFREquipment / facility failureAggregated | WLDFR | HFTD - Distribution - Tier 2 - 4QU CoRE ¦ 2QU LoRE | Red Flag Warning - Catastrophic Fires | Equipment / facility failure | Aggregated | 2059 | 3.6135e-06 | 522.2177 | 0.0018871 | 2059 | Mitigation | 0.95 | 45 | 0 | esc | 0.00097009 | 3.5054e-09 | 0.00097009 | 3.5054e-09
[79 empty] | WLDFR | HFTD - Distribution - Zone 1 - 4QU CoRE ¦ 1QU LoRE | Non-Red Flag Warning - Small Fires | 2060 | 1.3063e-05 | 2.2135e-05 | 1.2337e-05 | 0.1099 | 0.050325 | 0.0021839 | 0.057393 | 0 | 0 | 0 | 0.029843 | 1.4357e-06 | 0 | 1.4357e-06 | 2.4327e-06 | 0 | 2.4327e-06 | 1.3559e-06 | 0 | 1.3559e-06 | [17 empty] | 7.3.3.17.5 (Remote Grid) Updates to grid topology to minimize risk of ignition in HFTDs Remote GridWLDFREquipment / facility failureAggregated | WLDFR | HFTD - Distribution - Tier 2 - 4QU CoRE ¦ 2QU LoRE | Red Flag Warning - Catastrophic Fires | Equipment / facility failure | Aggregated | 2060 | 3.6135e-06 | 522.2177 | 0.0018871 | 2060 | Mitigation | 0.95 | 45 | 0 | esc | 0.00097009 | 3.5054e-09 | 0.00097009 | 3.5054e-09
[79 empty] | WLDFR | HFTD - Distribution - Zone 1 - 4QU CoRE ¦ 1QU LoRE | Non-Red Flag Warning - Small Fires | 2061 | 1.3063e-05 | 2.2135e-05 | 1.2337e-05 | 0.1099 | 0.050325 | 0.0021839 | 0.057393 | 0 | 0 | 0 | 0.029843 | 1.4357e-06 | 0 | 1.4357e-06 | 2.4327e-06 | 0 | 2.4327e-06 | 1.3559e-06 | 0 | 1.3559e-06 | [17 empty] | 7.3.3.17.5 (Remote Grid) Updates to grid topology to minimize risk of ignition in HFTDs Remote GridWLDFREquipment / facility failureAggregated | WLDFR | HFTD - Distribution - Tier 2 - 4QU CoRE ¦ 2QU LoRE | Red Flag Warning - Catastrophic Fires | Equipment / facility failure | Aggregated | 2061 | 3.6135e-06 | 522.2177 | 0.0018871 | 2061 | Mitigation | 0.95 | 45 | 0 | esc | 0.00097009 | 3.5054e-09 | 0.00097009 | 3.5054e-09
[79 empty] | WLDFR | HFTD - Distribution - Zone 1 - 4QU CoRE ¦ 1QU LoRE | Non-Red Flag Warning - Small Fires | 2062 | 1.3063e-05 | 2.2135e-05 | 1.2337e-05 | 0.1099 | 0.050325 | 0.0021839 | 0.057393 | 0 | 0 | 0 | 0.029843 | 1.4357e-06 | 0 | 1.4357e-06 | 2.4327e-06 | 0 | 2.4327e-06 | 1.3559e-06 | 0 | 1.3559e-06 | [17 empty] | 7.3.3.17.5 (Remote Grid) Updates to grid topology to minimize risk of ignition in HFTDs Remote GridWLDFREquipment / facility failureAggregated | WLDFR | HFTD - Distribution - Tier 2 - 4QU CoRE ¦ 2QU LoRE | Red Flag Warning - Catastrophic Fires | Equipment / facility failure | Aggregated | 2062 | 3.6135e-06 | 522.2177 | 0.0018871 | 2062 | Mitigation | 0.95 | 45 | 0 | esc | 0.00097009 | 3.5054e-09 | 0.00097009 | 3.5054e-09
[79 empty] | WLDFR | HFTD - Distribution - Zone 1 - 4QU CoRE ¦ 1QU LoRE | Non-Red Flag Warning - Small Fires | 2063 | 1.3063e-05 | 2.2135e-05 | 1.2337e-05 | 0.11504 | 0.052388 | 0.0022734 | 0.060377 | 0 | 0 | 0 | 0.029843 | 1.5028e-06 | 0 | 1.5028e-06 | 2.5463e-06 | 0 | 2.5463e-06 | 1.4193e-06 | 0 | 1.4193e-06 | [17 empty] | 7.3.3.17.5 (Remote Grid) Updates to grid topology to minimize risk of ignition in HFTDs Remote GridWLDFREquipment / facility failureAggregated | WLDFR | HFTD - Distribution - Tier 2 - 4QU CoRE ¦ 2QU LoRE | Red Flag Warning - Catastrophic Fires | Equipment / facility failure | Aggregated | 2063 | 3.6135e-06 | 522.2177 | 0.0018871 | 2063 | Mitigation | 0.95 | 45 | 0 | esc | 0.00097009 | 3.5054e-09 | 0.00097009 | 3.5054e-09
[79 empty] | WLDFR | HFTD - Distribution - Zone 1 - 4QU CoRE ¦ 1QU LoRE | Non-Red Flag Warning - Small Fires | 2064 | 1.3063e-05 | 2.2135e-05 | 1.2337e-05 | 0.11504 | 0.052388 | 0.0022734 | 0.060377 | 0 | 0 | 0 | 0.029843 | 1.5028e-06 | 0 | 1.5028e-06 | 2.5463e-06 | 0 | 2.5463e-06 | 1.4193e-06 | 0 | 1.4193e-06 | [17 empty] | 7.3.3.17.5 (Remote Grid) Updates to grid topology to minimize risk of ignition in HFTDs Remote GridWLDFREquipment / facility failureAggregated | WLDFR | HFTD - Distribution - Tier 2 - 4QU CoRE ¦ 2QU LoRE | Red Flag Warning - Catastrophic Fires | Equipment / facility failure | Aggregated | 2064 | 3.6135e-06 | 522.2177 | 0.0018871 | 2064 | Mitigation | 0.95 | 45 | 0 | esc | 0.00097009 | 3.5054e-09 | 0.00097009 | 3.5054e-09
[79 empty] | WLDFR | HFTD - Distribution - Zone 1 - 4QU CoRE ¦ 1QU LoRE | Non-Red Flag Warning - Small Fires | 2065 | 1.3063e-05 | 2.2135e-05 | 1.2337e-05 | 0.11504 | 0.052388 | 0.0022734 | 0.060377 | 0 | 0 | 0 | 0.029843 | 1.5028e-06 | 0 | 1.5028e-06 | 2.5463e-06 | 0 | 2.5463e-06 | 1.4193e-06 | 0 | 1.4193e-06 | [17 empty] | 7.3.3.17.5 (Remote Grid) Updates to grid topology to minimize risk of ignition in HFTDs Remote GridWLDFREquipment / facility failureAggregated | WLDFR | HFTD - Distribution - Tier 2 - 4QU CoRE ¦ 2QU LoRE | Red Flag Warning - Catastrophic Fires | Equipment / facility failure | Aggregated | 2065 | 3.6135e-06 | 522.2177 | 0.0018871 | 2065 | Mitigation | 0.95 | 45 | 0 | esc | 0.00097009 | 3.5054e-09 | 0.00097009 | 3.5054e-09
[79 empty] | WLDFR | HFTD - Distribution - Zone 1 - 4QU CoRE ¦ 1QU LoRE | Non-Red Flag Warning - Small Fires | 2066 | 0 | 2.2135e-05 | 1.2337e-05 | 0.11504 | 0.052388 | 0.0022734 | 0.060377 | 0 | 0 | 0 | 0.029843 | 0 | 0 | 0 | 2.5463e-06 | 0 | 2.5463e-06 | 1.4193e-06 | 0 | 1.4193e-06 | [17 empty] | 7.3.3.17.5 (Remote Grid) Updates to grid topology to minimize risk of ignition in HFTDs Remote GridWLDFREquipment / facility failureAggregated | WLDFR | HFTD - Distribution - Tier 2 - 4QU CoRE ¦ 2QU LoRE | Red Flag Warning - Catastrophic Fires | Equipment / facility failure | Aggregated | 2066 | 3.6135e-06 | 522.2177 | 0.0018871 | 2066 | Mitigation | 0.95 | 45 | 0 | esc | 0.00097009 | 3.5054e-09 | 0.00097009 | 3.5054e-09
[79 empty] | WLDFR | HFTD - Distribution - Zone 1 - 4QU CoRE ¦ 1QU LoRE | Non-Red Flag Warning - Small Fires | 2067 | 0 | 0 | 1.2337e-05 | 0.11504 | 0.052388 | 0.0022734 | 0.060377 | 0 | 0 | 0 | 0.029843 | 0 | 0 | 0 | 0 | 0 | 0 | 1.4193e-06 | 0 | 1.4193e-06 | [17 empty] | 7.3.3.17.5 (Remote Grid) Updates to grid topology to minimize risk of ignition in HFTDs Remote GridWLDFREquipment / facility failureAggregated | WLDFR | HFTD - Distribution - Tier 2 - 4QU CoRE ¦ 2QU LoRE | Red Flag Warning - Catastrophic Fires | Equipment / facility failure | Aggregated | 2067 | 3.6135e-06 | 522.2177 | 0.0018871 | 2067 | Mitigation | 0.95 | 45 | 0 | esc | 0 | 0 | 0.00097009 | 3.5054e-09
[79 empty] | WLDFR | HFTD - Distribution - Zone 1 - 4QU CoRE ¦ 1QU LoRE | Red Flag Warning - Catastrophic Fires | 2021 | 2.0578e-08 | 0 | 0 | 14146.1306 | 222.2294 | 8585.7228 | 5338.1784 | 0 | 0 | 0 | 2.8743e-05 | 0.0002911 | 0 | 0.0002911 | 0 | 0 | 0 | 0 | 0 | 0 | [17 empty] | 7.3.3.17.5 (Remote Grid) Updates to grid topology to minimize risk of ignition in HFTDs Remote GridWLDFRVegetation ContactAggregated | WLDFR | HFTD - Distribution - Tier 2 - 4QU CoRE ¦ 2QU LoRE | Red Flag Warning - Catastrophic Fires | Vegetation Contact | Aggregated | 2022 | 9.2607e-06 | 522.2177 | 0.0048361 | 2022 | Mitigation | 0.95 | 45 | 0 | esc | 0.00097009 | 8.9837e-09 | 0 | 0
[79 empty] | WLDFR | HFTD - Distribution - Zone 1 - 4QU CoRE ¦ 1QU LoRE | Red Flag Warning - Catastrophic Fires | 2022 | 2.0438e-08 | 3.463e-08 | 0 | 14146.1306 | 222.2294 | 8585.7228 | 5338.1784 | 0 | 0 | 0 | 2.8546e-05 | 0.00028911 | 0 | 0.00028911 | 0.00048989 | 0 | 0.00048989 | 0 | 0 | 0 | [17 empty] | 7.3.3.17.5 (Remote Grid) Updates to grid topology to minimize risk of ignition in HFTDs Remote GridWLDFRVegetation ContactAggregated | WLDFR | HFTD - Distribution - Tier 2 - 4QU CoRE ¦ 2QU LoRE | Red Flag Warning - Catastrophic Fires | Vegetation Contact | Aggregated | 2023 | 9.2607e-06 | 522.2177 | 0.0048361 | 2023 | Mitigation | 0.95 | 45 | 0 | esc | 0.00097009 | 8.9837e-09 | 0.00097009 | 8.9837e-09
[79 empty] | WLDFR | HFTD - Distribution - Zone 1 - 4QU CoRE ¦ 1QU LoRE | Red Flag Warning - Catastrophic Fires | 2023 | 2.0438e-08 | 3.463e-08 | 1.9302e-08 | 14664.6376 | 233.2301 | 8896.516 | 5534.8915 | 0 | 0 | 0 | 2.8546e-05 | 0.00029971 | 0 | 0.00029971 | 0.00050784 | 0 | 0.00050784 | 0.00028306 | 0 | 0.00028306 | [17 empty] | 7.3.3.17.5 (Remote Grid) Updates to grid topology to minimize risk of ignition in HFTDs Remote GridWLDFRVegetation ContactAggregated | WLDFR | HFTD - Distribution - Tier 2 - 4QU CoRE ¦ 2QU LoRE | Red Flag Warning - Catastrophic Fires | Vegetation Contact | Aggregated | 2024 | 9.2607e-06 | 522.2177 | 0.0048361 | 2024 | Mitigation | 0.95 | 45 | 0 | esc | 0.00097009 | 8.9837e-09 | 0.00097009 | 8.9837e-09
[79 empty] | WLDFR | HFTD - Distribution - Zone 1 - 4QU CoRE ¦ 1QU LoRE | Red Flag Warning - Catastrophic Fires | 2024 | 2.0438e-08 | 3.463e-08 | 1.9302e-08 | 14664.6376 | 233.2301 | 8896.516 | 5534.8915 | 0 | 0 | 0 | 2.8546e-05 | 0.00029971 | 0 | 0.00029971 | 0.00050784 | 0 | 0.00050784 | 0.00028306 | 0 | 0.00028306 | [17 empty] | 7.3.3.17.5 (Remote Grid) Updates to grid topology to minimize risk of ignition in HFTDs Remote GridWLDFRVegetation ContactAggregated | WLDFR | HFTD - Distribution - Tier 2 - 4QU CoRE ¦ 2QU LoRE | Red Flag Warning - Catastrophic Fires | Vegetation Contact | Aggregated | 2025 | 9.2607e-06 | 522.2177 | 0.0048361 | 2025 | Mitigation | 0.95 | 45 | 0 | esc | 0.00097009 | 8.9837e-09 | 0.00097009 | 8.9837e-09
[79 empty] | WLDFR | HFTD - Distribution - Zone 1 - 4QU CoRE ¦ 1QU LoRE | Red Flag Warning - Catastrophic Fires | 2025 | 2.0438e-08 | 3.463e-08 | 1.9302e-08 | 14664.6376 | 233.2301 | 8896.516 | 5534.8915 | 0 | 0 | 0 | 2.8546e-05 | 0.00029971 | 0 | 0.00029971 | 0.00050784 | 0 | 0.00050784 | 0.00028306 | 0 | 0.00028306 | [17 empty] | 7.3.3.17.5 (Remote Grid) Updates to grid topology to minimize risk of ignition in HFTDs Remote GridWLDFRVegetation ContactAggregated | WLDFR | HFTD - Distribution - Tier 2 - 4QU CoRE ¦ 2QU LoRE | Red Flag Warning - Catastrophic Fires | Vegetation Contact | Aggregated | 2026 | 9.2607e-06 | 522.2177 | 0.0048361 | 2026 | Mitigation | 0.95 | 45 | 0 | esc | 0.00097009 | 8.9837e-09 | 0.00097009 | 8.9837e-09
[79 empty] | WLDFR | HFTD - Distribution - Zone 1 - 4QU CoRE ¦ 1QU LoRE | Red Flag Warning - Catastrophic Fires | 2026 | 2.0438e-08 | 3.463e-08 | 1.9302e-08 | 14664.6376 | 233.2301 | 8896.516 | 5534.8915 | 0 | 0 | 0 | 2.8546e-05 | 0.00029971 | 0 | 0.00029971 | 0.00050784 | 0 | 0.00050784 | 0.00028306 | 0 | 0.00028306 | [17 empty] | 7.3.3.17.5 (Remote Grid) Updates to grid topology to minimize risk of ignition in HFTDs Remote GridWLDFRVegetation ContactAggregated | WLDFR | HFTD - Distribution - Tier 2 - 4QU CoRE ¦ 2QU LoRE | Red Flag Warning - Catastrophic Fires | Vegetation Contact | Aggregated | 2027 | 9.2607e-06 | 522.2177 | 0.0048361 | 2027 | Mitigation | 0.95 | 45 | 0 | esc | 0.00097009 | 8.9837e-09 | 0.00097009 | 8.9837e-09
[79 empty] | WLDFR | HFTD - Distribution - Zone 1 - 4QU CoRE ¦ 1QU LoRE | Red Flag Warning - Catastrophic Fires | 2027 | 2.0438e-08 | 3.463e-08 | 1.9302e-08 | 14664.6376 | 233.2301 | 8896.516 | 5534.8915 | 0 | 0 | 0 | 2.8546e-05 | 0.00029971 | 0 | 0.00029971 | 0.00050784 | 0 | 0.00050784 | 0.00028306 | 0 | 0.00028306 | [17 empty] | 7.3.3.17.5 (Remote Grid) Updates to grid topology to minimize risk of ignition in HFTDs Remote GridWLDFRVegetation ContactAggregated | WLDFR | HFTD - Distribution - Tier 2 - 4QU CoRE ¦ 2QU LoRE | Red Flag Warning - Catastrophic Fires | Vegetation Contact | Aggregated | 2028 | 9.2607e-06 | 522.2177 | 0.0048361 | 2028 | Mitigation | 0.95 | 45 | 0 | esc | 0.00097009 | 8.9837e-09 | 0.00097009 | 8.9837e-09
[79 empty] | WLDFR | HFTD - Distribution - Zone 1 - 4QU CoRE ¦ 1QU LoRE | Red Flag Warning - Catastrophic Fires | 2028 | 2.0438e-08 | 3.463e-08 | 1.9302e-08 | 15317.9909 | 247.273 | 9287.6491 | 5783.0689 | 0 | 0 | 0 | 2.8546e-05 | 0.00031306 | 0 | 0.00031306 | 0.00053047 | 0 | 0.00053047 | 0.00029567 | 0 | 0.00029567 | [17 empty] | 7.3.3.17.5 (Remote Grid) Updates to grid topology to minimize risk of ignition in HFTDs Remote GridWLDFRVegetation ContactAggregated | WLDFR | HFTD - Distribution - Tier 2 - 4QU CoRE ¦ 2QU LoRE | Red Flag Warning - Catastrophic Fires | Vegetation Contact | Aggregated | 2029 | 9.2607e-06 | 522.2177 | 0.0048361 | 2029 | Mitigation | 0.95 | 45 | 0 | esc | 0.00097009 | 8.9837e-09 | 0.00097009 | 8.9837e-09
[79 empty] | WLDFR | HFTD - Distribution - Zone 1 - 4QU CoRE ¦ 1QU LoRE | Red Flag Warning - Catastrophic Fires | 2029 | 2.0438e-08 | 3.463e-08 | 1.9302e-08 | 15317.9909 | 247.273 | 9287.6491 | 5783.0689 | 0 | 0 | 0 | 2.8546e-05 | 0.00031306 | 0 | 0.00031306 | 0.00053047 | 0 | 0.00053047 | 0.00029567 | 0 | 0.00029567 | [17 empty] | 7.3.3.17.5 (Remote Grid) Updates to grid topology to minimize risk of ignition in HFTDs Remote GridWLDFRVegetation ContactAggregated | WLDFR | HFTD - Distribution - Tier 2 - 4QU CoRE ¦ 2QU LoRE | Red Flag Warning - Catastrophic Fires | Vegetation Contact | Aggregated | 2030 | 9.2607e-06 | 522.2177 | 0.0048361 | 2030 | Mitigation | 0.95 | 45 | 0 | esc | 0.00097009 | 8.9837e-09 | 0.00097009 | 8.9837e-09
[79 empty] | WLDFR | HFTD - Distribution - Zone 1 - 4QU CoRE ¦ 1QU LoRE | Red Flag Warning - Catastrophic Fires | 2030 | 2.0438e-08 | 3.463e-08 | 1.9302e-08 | 15317.9909 | 247.273 | 9287.6491 | 5783.0689 | 0 | 0 | 0 | 2.8546e-05 | 0.00031306 | 0 | 0.00031306 | 0.00053047 | 0 | 0.00053047 | 0.00029567 | 0 | 0.00029567 | [17 empty] | 7.3.3.17.5 (Remote Grid) Updates to grid topology to minimize risk of ignition in HFTDs Remote GridWLDFRVegetation ContactAggregated | WLDFR | HFTD - Distribution - Tier 2 - 4QU CoRE ¦ 2QU LoRE | Red Flag Warning - Catastrophic Fires | Vegetation Contact | Aggregated | 2031 | 9.2607e-06 | 522.2177 | 0.0048361 | 2031 | Mitigation | 0.95 | 45 | 0 | esc | 0.00097009 | 8.9837e-09 | 0.00097009 | 8.9837e-09
[79 empty] | WLDFR | HFTD - Distribution - Zone 1 - 4QU CoRE ¦ 1QU LoRE | Red Flag Warning - Catastrophic Fires | 2031 | 2.0438e-08 | 3.463e-08 | 1.9302e-08 | 15317.9909 | 247.273 | 9287.6491 | 5783.0689 | 0 | 0 | 0 | 2.8546e-05 | 0.00031306 | 0 | 0.00031306 | 0.00053047 | 0 | 0.00053047 | 0.00029567 | 0 | 0.00029567 | [17 empty] | 7.3.3.17.5 (Remote Grid) Updates to grid topology to minimize risk of ignition in HFTDs Remote GridWLDFRVegetation ContactAggregated | WLDFR | HFTD - Distribution - Tier 2 - 4QU CoRE ¦ 2QU LoRE | Red Flag Warning - Catastrophic Fires | Vegetation Contact | Aggregated | 2032 | 9.2607e-06 | 522.2177 | 0.0048361 | 2032 | Mitigation | 0.95 | 45 | 0 | esc | 0.00097009 | 8.9837e-09 | 0.00097009 | 8.9837e-09
[79 empty] | WLDFR | HFTD - Distribution - Zone 1 - 4QU CoRE ¦ 1QU LoRE | Red Flag Warning - Catastrophic Fires | 2032 | 2.0438e-08 | 3.463e-08 | 1.9302e-08 | 15317.9909 | 247.273 | 9287.6491 | 5783.0689 | 0 | 0 | 0 | 2.8546e-05 | 0.00031306 | 0 | 0.00031306 | 0.00053047 | 0 | 0.00053047 | 0.00029567 | 0 | 0.00029567 | [17 empty] | 7.3.3.17.5 (Remote Grid) Updates to grid topology to minimize risk of ignition in HFTDs Remote GridWLDFRVegetation ContactAggregated | WLDFR | HFTD - Distribution - Tier 2 - 4QU CoRE ¦ 2QU LoRE | Red Flag Warning - Catastrophic Fires | Vegetation Contact | Aggregated | 2033 | 9.2607e-06 | 522.2177 | 0.0048361 | 2033 | Mitigation | 0.95 | 45 | 0 | esc | 0.00097009 | 8.9837e-09 | 0.00097009 | 8.9837e-09
[79 empty] | WLDFR | HFTD - Distribution - Zone 1 - 4QU CoRE ¦ 1QU LoRE | Red Flag Warning - Catastrophic Fires | 2033 | 2.0438e-08 | 3.463e-08 | 1.9302e-08 | 16044.1264 | 263.1074 | 9721.74 | 6059.2791 | 0 | 0 | 0 | 2.8546e-05 | 0.0003279 | 0 | 0.0003279 | 0.00055562 | 0 | 0.00055562 | 0.00030969 | 0 | 0.00030969 | [17 empty] | 7.3.3.17.5 (Remote Grid) Updates to grid topology to minimize risk of ignition in HFTDs Remote GridWLDFRVegetation ContactAggregated | WLDFR | HFTD - Distribution - Tier 2 - 4QU CoRE ¦ 2QU LoRE | Red Flag Warning - Catastrophic Fires | Vegetation Contact | Aggregated | 2034 | 9.2607e-06 | 522.2177 | 0.0048361 | 2034 | Mitigation | 0.95 | 45 | 0 | esc | 0.00097009 | 8.9837e-09 | 0.00097009 | 8.9837e-09
[79 empty] | WLDFR | HFTD - Distribution - Zone 1 - 4QU CoRE ¦ 1QU LoRE | Red Flag Warning - Catastrophic Fires | 2034 | 2.0438e-08 | 3.463e-08 | 1.9302e-08 | 16044.1264 | 263.1074 | 9721.74 | 6059.2791 | 0 | 0 | 0 | 2.8546e-05 | 0.0003279 | 0 | 0.0003279 | 0.00055562 | 0 | 0.00055562 | 0.00030969 | 0 | 0.00030969 | [17 empty] | 7.3.3.17.5 (Remote Grid) Updates to grid topology to minimize risk of ignition in HFTDs Remote GridWLDFRVegetation ContactAggregated | WLDFR | HFTD - Distribution - Tier 2 - 4QU CoRE ¦ 2QU LoRE | Red Flag Warning - Catastrophic Fires | Vegetation Contact | Aggregated | 2035 | 9.2607e-06 | 522.2177 | 0.0048361 | 2035 | Mitigation | 0.95 | 45 | 0 | esc | 0.00097009 | 8.9837e-09 | 0.00097009 | 8.9837e-09
[79 empty] | WLDFR | HFTD - Distribution - Zone 1 - 4QU CoRE ¦ 1QU LoRE | Red Flag Warning - Catastrophic Fires | 2035 | 2.0438e-08 | 3.463e-08 | 1.9302e-08 | 16044.1264 | 263.1074 | 9721.74 | 6059.2791 | 0 | 0 | 0 | 2.8546e-05 | 0.0003279 | 0 | 0.0003279 | 0.00055562 | 0 | 0.00055562 | 0.00030969 | 0 | 0.00030969 | [17 empty] | 7.3.3.17.5 (Remote Grid) Updates to grid topology to minimize risk of ignition in HFTDs Remote GridWLDFRVegetation ContactAggregated | WLDFR | HFTD - Distribution - Tier 2 - 4QU CoRE ¦ 2QU LoRE | Red Flag Warning - Catastrophic Fires | Vegetation Contact | Aggregated | 2036 | 9.2607e-06 | 522.2177 | 0.0048361 | 2036 | Mitigation | 0.95 | 45 | 0 | esc | 0.00097009 | 8.9837e-09 | 0.00097009 | 8.9837e-09
[79 empty] | WLDFR | HFTD - Distribution - Zone 1 - 4QU CoRE ¦ 1QU LoRE | Red Flag Warning - Catastrophic Fires | 2036 | 2.0438e-08 | 3.463e-08 | 1.9302e-08 | 16044.1264 | 263.1074 | 9721.74 | 6059.2791 | 0 | 0 | 0 | 2.8546e-05 | 0.0003279 | 0 | 0.0003279 | 0.00055562 | 0 | 0.00055562 | 0.00030969 | 0 | 0.00030969 | [17 empty] | 7.3.3.17.5 (Remote Grid) Updates to grid topology to minimize risk of ignition in HFTDs Remote GridWLDFRVegetation ContactAggregated | WLDFR | HFTD - Distribution - Tier 2 - 4QU CoRE ¦ 2QU LoRE | Red Flag Warning - Catastrophic Fires | Vegetation Contact | Aggregated | 2037 | 9.2607e-06 | 522.2177 | 0.0048361 | 2037 | Mitigation | 0.95 | 45 | 0 | esc | 0.00097009 | 8.9837e-09 | 0.00097009 | 8.9837e-09
[79 empty] | WLDFR | HFTD - Distribution - Zone 1 - 4QU CoRE ¦ 1QU LoRE | Red Flag Warning - Catastrophic Fires | 2037 | 2.0438e-08 | 3.463e-08 | 1.9302e-08 | 16044.1264 | 263.1074 | 9721.74 | 6059.2791 | 0 | 0 | 0 | 2.8546e-05 | 0.0003279 | 0 | 0.0003279 | 0.00055562 | 0 | 0.00055562 | 0.00030969 | 0 | 0.00030969 | [17 empty] | 7.3.3.17.5 (Remote Grid) Updates to grid topology to minimize risk of ignition in HFTDs Remote GridWLDFRVegetation ContactAggregated | WLDFR | HFTD - Distribution - Tier 2 - 4QU CoRE ¦ 2QU LoRE | Red Flag Warning - Catastrophic Fires | Vegetation Contact | Aggregated | 2038 | 9.2607e-06 | 522.2177 | 0.0048361 | 2038 | Mitigation | 0.95 | 45 | 0 | esc | 0.00097009 | 8.9837e-09 | 0.00097009 | 8.9837e-09
[79 empty] | WLDFR | HFTD - Distribution - Zone 1 - 4QU CoRE ¦ 1QU LoRE | Red Flag Warning - Catastrophic Fires | 2038 | 2.0438e-08 | 3.463e-08 | 1.9302e-08 | 16832.3912 | 280.5544 | 10192.2718 | 6359.5651 | 0 | 0 | 0 | 2.8546e-05 | 0.00034401 | 0 | 0.00034401 | 0.00058291 | 0 | 0.00058291 | 0.0003249 | 0 | 0.0003249 | [17 empty] | 7.3.3.17.5 (Remote Grid) Updates to grid topology to minimize risk of ignition in HFTDs Remote GridWLDFRVegetation ContactAggregated | WLDFR | HFTD - Distribution - Tier 2 - 4QU CoRE ¦ 2QU LoRE | Red Flag Warning - Catastrophic Fires | Vegetation Contact | Aggregated | 2039 | 9.2607e-06 | 522.2177 | 0.0048361 | 2039 | Mitigation | 0.95 | 45 | 0 | esc | 0.00097009 | 8.9837e-09 | 0.00097009 | 8.9837e-09
[79 empty] | WLDFR | HFTD - Distribution - Zone 1 - 4QU CoRE ¦ 1QU LoRE | Red Flag Warning - Catastrophic Fires | 2039 | 2.0438e-08 | 3.463e-08 | 1.9302e-08 | 16832.3912 | 280.5544 | 10192.2718 | 6359.5651 | 0 | 0 | 0 | 2.8546e-05 | 0.00034401 | 0 | 0.00034401 | 0.00058291 | 0 | 0.00058291 | 0.0003249 | 0 | 0.0003249 | [17 empty] | 7.3.3.17.5 (Remote Grid) Updates to grid topology to minimize risk of ignition in HFTDs Remote GridWLDFRVegetation ContactAggregated | WLDFR | HFTD - Distribution - Tier 2 - 4QU CoRE ¦ 2QU LoRE | Red Flag Warning - Catastrophic Fires | Vegetation Contact | Aggregated | 2040 | 9.2607e-06 | 522.2177 | 0.0048361 | 2040 | Mitigation | 0.95 | 45 | 0 | esc | 0.00097009 | 8.9837e-09 | 0.00097009 | 8.9837e-09
[79 empty] | WLDFR | HFTD - Distribution - Zone 1 - 4QU CoRE ¦ 1QU LoRE | Red Flag Warning - Catastrophic Fires | 2040 | 2.0438e-08 | 3.463e-08 | 1.9302e-08 | 16832.3912 | 280.5544 | 10192.2718 | 6359.5651 | 0 | 0 | 0 | 2.8546e-05 | 0.00034401 | 0 | 0.00034401 | 0.00058291 | 0 | 0.00058291 | 0.0003249 | 0 | 0.0003249 | [17 empty] | 7.3.3.17.5 (Remote Grid) Updates to grid topology to minimize risk of ignition in HFTDs Remote GridWLDFRVegetation ContactAggregated | WLDFR | HFTD - Distribution - Tier 2 - 4QU CoRE ¦ 2QU LoRE | Red Flag Warning - Catastrophic Fires | Vegetation Contact | Aggregated | 2041 | 9.2607e-06 | 522.2177 | 0.0048361 | 2041 | Mitigation | 0.95 | 45 | 0 | esc | 0.00097009 | 8.9837e-09 | 0.00097009 | 8.9837e-09
[79 empty] | WLDFR | HFTD - Distribution - Zone 1 - 4QU CoRE ¦ 1QU LoRE | Red Flag Warning - Catastrophic Fires | 2041 | 2.0438e-08 | 3.463e-08 | 1.9302e-08 | 16832.3912 | 280.5544 | 10192.2718 | 6359.5651 | 0 | 0 | 0 | 2.8546e-05 | 0.00034401 | 0 | 0.00034401 | 0.00058291 | 0 | 0.00058291 | 0.0003249 | 0 | 0.0003249 | [17 empty] | 7.3.3.17.5 (Remote Grid) Updates to grid topology to minimize risk of ignition in HFTDs Remote GridWLDFRVegetation ContactAggregated | WLDFR | HFTD - Distribution - Tier 2 - 4QU CoRE ¦ 2QU LoRE | Red Flag Warning - Catastrophic Fires | Vegetation Contact | Aggregated | 2042 | 9.2607e-06 | 522.2177 | 0.0048361 | 2042 | Mitigation | 0.95 | 45 | 0 | esc | 0.00097009 | 8.9837e-09 | 0.00097009 | 8.9837e-09
[79 empty] | WLDFR | HFTD - Distribution - Zone 1 - 4QU CoRE ¦ 1QU LoRE | Red Flag Warning - Catastrophic Fires | 2042 | 2.0438e-08 | 3.463e-08 | 1.9302e-08 | 16832.3912 | 280.5544 | 10192.2718 | 6359.5651 | 0 | 0 | 0 | 2.8546e-05 | 0.00034401 | 0 | 0.00034401 | 0.00058291 | 0 | 0.00058291 | 0.0003249 | 0 | 0.0003249 | [17 empty] | 7.3.3.17.5 (Remote Grid) Updates to grid topology to minimize risk of ignition in HFTDs Remote GridWLDFRVegetation ContactAggregated | WLDFR | HFTD - Distribution - Tier 2 - 4QU CoRE ¦ 2QU LoRE | Red Flag Warning - Catastrophic Fires | Vegetation Contact | Aggregated | 2043 | 9.2607e-06 | 522.2177 | 0.0048361 | 2043 | Mitigation | 0.95 | 45 | 0 | esc | 0.00097009 | 8.9837e-09 | 0.00097009 | 8.9837e-09
[79 empty] | WLDFR | HFTD - Distribution - Zone 1 - 4QU CoRE ¦ 1QU LoRE | Red Flag Warning - Catastrophic Fires | 2043 | 2.0438e-08 | 3.463e-08 | 1.9302e-08 | 17672.0852 | 299.42 | 10692.7362 | 6679.929 | 0 | 0 | 0 | 2.8546e-05 | 0.00036118 | 0 | 0.00036118 | 0.00061199 | 0 | 0.00061199 | 0.00034111 | 0 | 0.00034111 | [17 empty] | 7.3.3.17.5 (Remote Grid) Updates to grid topology to minimize risk of ignition in HFTDs Remote GridWLDFRVegetation ContactAggregated | WLDFR | HFTD - Distribution - Tier 2 - 4QU CoRE ¦ 2QU LoRE | Red Flag Warning - Catastrophic Fires | Vegetation Contact | Aggregated | 2044 | 9.2607e-06 | 522.2177 | 0.0048361 | 2044 | Mitigation | 0.95 | 45 | 0 | esc | 0.00097009 | 8.9837e-09 | 0.00097009 | 8.9837e-09
[79 empty] | WLDFR | HFTD - Distribution - Zone 1 - 4QU CoRE ¦ 1QU LoRE | Red Flag Warning - Catastrophic Fires | 2044 | 2.0438e-08 | 3.463e-08 | 1.9302e-08 | 17672.0852 | 299.42 | 10692.7362 | 6679.929 | 0 | 0 | 0 | 2.8546e-05 | 0.00036118 | 0 | 0.00036118 | 0.00061199 | 0 | 0.00061199 | 0.00034111 | 0 | 0.00034111 | [17 empty] | 7.3.3.17.5 (Remote Grid) Updates to grid topology to minimize risk of ignition in HFTDs Remote GridWLDFRVegetation ContactAggregated | WLDFR | HFTD - Distribution - Tier 2 - 4QU CoRE ¦ 2QU LoRE | Red Flag Warning - Catastrophic Fires | Vegetation Contact | Aggregated | 2045 | 9.2607e-06 | 522.2177 | 0.0048361 | 2045 | Mitigation | 0.95 | 45 | 0 | esc | 0.00097009 | 8.9837e-09 | 0.00097009 | 8.9837e-09
[79 empty] | WLDFR | HFTD - Distribution - Zone 1 - 4QU CoRE ¦ 1QU LoRE | Red Flag Warning - Catastrophic Fires | 2045 | 2.0438e-08 | 3.463e-08 | 1.9302e-08 | 17672.0852 | 299.42 | 10692.7362 | 6679.929 | 0 | 0 | 0 | 2.8546e-05 | 0.00036118 | 0 | 0.00036118 | 0.00061199 | 0 | 0.00061199 | 0.00034111 | 0 | 0.00034111 | [17 empty] | 7.3.3.17.5 (Remote Grid) Updates to grid topology to minimize risk of ignition in HFTDs Remote GridWLDFRVegetation ContactAggregated | WLDFR | HFTD - Distribution - Tier 2 - 4QU CoRE ¦ 2QU LoRE | Red Flag Warning - Catastrophic Fires | Vegetation Contact | Aggregated | 2046 | 9.2607e-06 | 522.2177 | 0.0048361 | 2046 | Mitigation | 0.95 | 45 | 0 | esc | 0.00097009 | 8.9837e-09 | 0.00097009 | 8.9837e-09
[79 empty] | WLDFR | HFTD - Distribution - Zone 1 - 4QU CoRE ¦ 1QU LoRE | Red Flag Warning - Catastrophic Fires | 2046 | 2.0438e-08 | 3.463e-08 | 1.9302e-08 | 17672.0852 | 299.42 | 10692.7362 | 6679.929 | 0 | 0 | 0 | 2.8546e-05 | 0.00036118 | 0 | 0.00036118 | 0.00061199 | 0 | 0.00061199 | 0.00034111 | 0 | 0.00034111 | [17 empty] | 7.3.3.17.5 (Remote Grid) Updates to grid topology to minimize risk of ignition in HFTDs Remote GridWLDFRVegetation ContactAggregated | WLDFR | HFTD - Distribution - Tier 2 - 4QU CoRE ¦ 2QU LoRE | Red Flag Warning - Catastrophic Fires | Vegetation Contact | Aggregated | 2047 | 9.2607e-06 | 522.2177 | 0.0048361 | 2047 | Mitigation | 0.95 | 45 | 0 | esc | 0.00097009 | 8.9837e-09 | 0.00097009 | 8.9837e-09
[79 empty] | WLDFR | HFTD - Distribution - Zone 1 - 4QU CoRE ¦ 1QU LoRE | Red Flag Warning - Catastrophic Fires | 2047 | 2.0438e-08 | 3.463e-08 | 1.9302e-08 | 17672.0852 | 299.42 | 10692.7362 | 6679.929 | 0 | 0 | 0 | 2.8546e-05 | 0.00036118 | 0 | 0.00036118 | 0.00061199 | 0 | 0.00061199 | 0.00034111 | 0 | 0.00034111 | [17 empty] | 7.3.3.17.5 (Remote Grid) Updates to grid topology to minimize risk of ignition in HFTDs Remote GridWLDFRVegetation ContactAggregated | WLDFR | HFTD - Distribution - Tier 2 - 4QU CoRE ¦ 2QU LoRE | Red Flag Warning - Catastrophic Fires | Vegetation Contact | Aggregated | 2048 | 9.2607e-06 | 522.2177 | 0.0048361 | 2048 | Mitigation | 0.95 | 45 | 0 | esc | 0.00097009 | 8.9837e-09 | 0.00097009 | 8.9837e-09
[79 empty] | WLDFR | HFTD - Distribution - Zone 1 - 4QU CoRE ¦ 1QU LoRE | Red Flag Warning - Catastrophic Fires | 2048 | 2.0438e-08 | 3.463e-08 | 1.9302e-08 | 18552.3348 | 319.4911 | 11216.5626 | 7016.281 | 0 | 0 | 0 | 2.8546e-05 | 0.00037917 | 0 | 0.00037917 | 0.00064248 | 0 | 0.00064248 | 0.0003581 | 0 | 0.0003581 | [17 empty] | 7.3.3.17.5 (Remote Grid) Updates to grid topology to minimize risk of ignition in HFTDs Remote GridWLDFRVegetation ContactAggregated | WLDFR | HFTD - Distribution - Tier 2 - 4QU CoRE ¦ 2QU LoRE | Red Flag Warning - Catastrophic Fires | Vegetation Contact | Aggregated | 2049 | 9.2607e-06 | 522.2177 | 0.0048361 | 2049 | Mitigation | 0.95 | 45 | 0 | esc | 0.00097009 | 8.9837e-09 | 0.00097009 | 8.9837e-09
[79 empty] | WLDFR | HFTD - Distribution - Zone 1 - 4QU CoRE ¦ 1QU LoRE | Red Flag Warning - Catastrophic Fires | 2049 | 2.0438e-08 | 3.463e-08 | 1.9302e-08 | 18552.3348 | 319.4911 | 11216.5626 | 7016.281 | 0 | 0 | 0 | 2.8546e-05 | 0.00037917 | 0 | 0.00037917 | 0.00064248 | 0 | 0.00064248 | 0.0003581 | 0 | 0.0003581 | [17 empty] | 7.3.3.17.5 (Remote Grid) Updates to grid topology to minimize risk of ignition in HFTDs Remote GridWLDFRVegetation ContactAggregated | WLDFR | HFTD - Distribution - Tier 2 - 4QU CoRE ¦ 2QU LoRE | Red Flag Warning - Catastrophic Fires | Vegetation Contact | Aggregated | 2050 | 9.2607e-06 | 522.2177 | 0.0048361 | 2050 | Mitigation | 0.95 | 45 | 0 | esc | 0.00097009 | 8.9837e-09 | 0.00097009 | 8.9837e-09
[79 empty] | WLDFR | HFTD - Distribution - Zone 1 - 4QU CoRE ¦ 1QU LoRE | Red Flag Warning - Catastrophic Fires | 2050 | 2.0438e-08 | 3.463e-08 | 1.9302e-08 | 18552.3348 | 319.4911 | 11216.5626 | 7016.281 | 0 | 0 | 0 | 2.8546e-05 | 0.00037917 | 0 | 0.00037917 | 0.00064248 | 0 | 0.00064248 | 0.0003581 | 0 | 0.0003581 | [17 empty] | 7.3.3.17.5 (Remote Grid) Updates to grid topology to minimize risk of ignition in HFTDs Remote GridWLDFRVegetation ContactAggregated | WLDFR | HFTD - Distribution - Tier 2 - 4QU CoRE ¦ 2QU LoRE | Red Flag Warning - Catastrophic Fires | Vegetation Contact | Aggregated | 2051 | 9.2607e-06 | 522.2177 | 0.0048361 | 2051 | Mitigation | 0.95 | 45 | 0 | esc | 0.00097009 | 8.9837e-09 | 0.00097009 | 8.9837e-09
[79 empty] | WLDFR | HFTD - Distribution - Zone 1 - 4QU CoRE ¦ 1QU LoRE | Red Flag Warning - Catastrophic Fires | 2051 | 2.0438e-08 | 3.463e-08 | 1.9302e-08 | 18552.3348 | 319.4911 | 11216.5626 | 7016.281 | 0 | 0 | 0 | 2.8546e-05 | 0.00037917 | 0 | 0.00037917 | 0.00064248 | 0 | 0.00064248 | 0.0003581 | 0 | 0.0003581 | [17 empty] | 7.3.3.17.5 (Remote Grid) Updates to grid topology to minimize risk of ignition in HFTDs Remote GridWLDFRVegetation ContactAggregated | WLDFR | HFTD - Distribution - Tier 2 - 4QU CoRE ¦ 2QU LoRE | Red Flag Warning - Catastrophic Fires | Vegetation Contact | Aggregated | 2052 | 9.2607e-06 | 522.2177 | 0.0048361 | 2052 | Mitigation | 0.95 | 45 | 0 | esc | 0.00097009 | 8.9837e-09 | 0.00097009 | 8.9837e-09
[79 empty] | WLDFR | HFTD - Distribution - Zone 1 - 4QU CoRE ¦ 1QU LoRE | Red Flag Warning - Catastrophic Fires | 2052 | 2.0438e-08 | 3.463e-08 | 1.9302e-08 | 18552.3348 | 319.4911 | 11216.5626 | 7016.281 | 0 | 0 | 0 | 2.8546e-05 | 0.00037917 | 0 | 0.00037917 | 0.00064248 | 0 | 0.00064248 | 0.0003581 | 0 | 0.0003581 | [17 empty] | 7.3.3.17.5 (Remote Grid) Updates to grid topology to minimize risk of ignition in HFTDs Remote GridWLDFRVegetation ContactAggregated | WLDFR | HFTD - Distribution - Tier 2 - 4QU CoRE ¦ 2QU LoRE | Red Flag Warning - Catastrophic Fires | Vegetation Contact | Aggregated | 2053 | 9.2607e-06 | 522.2177 | 0.0048361 | 2053 | Mitigation | 0.95 | 45 | 0 | esc | 0.00097009 | 8.9837e-09 | 0.00097009 | 8.9837e-09
[79 empty] | WLDFR | HFTD - Distribution - Zone 1 - 4QU CoRE ¦ 1QU LoRE | Red Flag Warning - Catastrophic Fires | 2053 | 2.0438e-08 | 3.463e-08 | 1.9302e-08 | 19462.1283 | 340.5356 | 11757.1413 | 7364.4514 | 0 | 0 | 0 | 2.8546e-05 | 0.00039776 | 0 | 0.00039776 | 0.00067398 | 0 | 0.00067398 | 0.00037566 | 0 | 0.00037566 | [17 empty] | 7.3.3.17.5 (Remote Grid) Updates to grid topology to minimize risk of ignition in HFTDs Remote GridWLDFRVegetation ContactAggregated | WLDFR | HFTD - Distribution - Tier 2 - 4QU CoRE ¦ 2QU LoRE | Red Flag Warning - Catastrophic Fires | Vegetation Contact | Aggregated | 2054 | 9.2607e-06 | 522.2177 | 0.0048361 | 2054 | Mitigation | 0.95 | 45 | 0 | esc | 0.00097009 | 8.9837e-09 | 0.00097009 | 8.9837e-09
[79 empty] | WLDFR | HFTD - Distribution - Zone 1 - 4QU CoRE ¦ 1QU LoRE | Red Flag Warning - Catastrophic Fires | 2054 | 2.0438e-08 | 3.463e-08 | 1.9302e-08 | 19462.1283 | 340.5356 | 11757.1413 | 7364.4514 | 0 | 0 | 0 | 2.8546e-05 | 0.00039776 | 0 | 0.00039776 | 0.00067398 | 0 | 0.00067398 | 0.00037566 | 0 | 0.00037566 | [17 empty] | 7.3.3.17.5 (Remote Grid) Updates to grid topology to minimize risk of ignition in HFTDs Remote GridWLDFRVegetation ContactAggregated | WLDFR | HFTD - Distribution - Tier 2 - 4QU CoRE ¦ 2QU LoRE | Red Flag Warning - Catastrophic Fires | Vegetation Contact | Aggregated | 2055 | 9.2607e-06 | 522.2177 | 0.0048361 | 2055 | Mitigation | 0.95 | 45 | 0 | esc | 0.00097009 | 8.9837e-09 | 0.00097009 | 8.9837e-09
[79 empty] | WLDFR | HFTD - Distribution - Zone 1 - 4QU CoRE ¦ 1QU LoRE | Red Flag Warning - Catastrophic Fires | 2055 | 2.0438e-08 | 3.463e-08 | 1.9302e-08 | 19462.1283 | 340.5356 | 11757.1413 | 7364.4514 | 0 | 0 | 0 | 2.8546e-05 | 0.00039776 | 0 | 0.00039776 | 0.00067398 | 0 | 0.00067398 | 0.00037566 | 0 | 0.00037566 | [17 empty] | 7.3.3.17.5 (Remote Grid) Updates to grid topology to minimize risk of ignition in HFTDs Remote GridWLDFRVegetation ContactAggregated | WLDFR | HFTD - Distribution - Tier 2 - 4QU CoRE ¦ 2QU LoRE | Red Flag Warning - Catastrophic Fires | Vegetation Contact | Aggregated | 2056 | 9.2607e-06 | 522.2177 | 0.0048361 | 2056 | Mitigation | 0.95 | 45 | 0 | esc | 0.00097009 | 8.9837e-09 | 0.00097009 | 8.9837e-09
[79 empty] | WLDFR | HFTD - Distribution - Zone 1 - 4QU CoRE ¦ 1QU LoRE | Red Flag Warning - Catastrophic Fires | 2056 | 2.0438e-08 | 3.463e-08 | 1.9302e-08 | 19462.1283 | 340.5356 | 11757.1413 | 7364.4514 | 0 | 0 | 0 | 2.8546e-05 | 0.00039776 | 0 | 0.00039776 | 0.00067398 | 0 | 0.00067398 | 0.00037566 | 0 | 0.00037566 | [17 empty] | 7.3.3.17.5 (Remote Grid) Updates to grid topology to minimize risk of ignition in HFTDs Remote GridWLDFRVegetation ContactAggregated | WLDFR | HFTD - Distribution - Tier 2 - 4QU CoRE ¦ 2QU LoRE | Red Flag Warning - Catastrophic Fires | Vegetation Contact | Aggregated | 2057 | 9.2607e-06 | 522.2177 | 0.0048361 | 2057 | Mitigation | 0.95 | 45 | 0 | esc | 0.00097009 | 8.9837e-09 | 0.00097009 | 8.9837e-09
[79 empty] | WLDFR | HFTD - Distribution - Zone 1 - 4QU CoRE ¦ 1QU LoRE | Red Flag Warning - Catastrophic Fires | 2057 | 2.0438e-08 | 3.463e-08 | 1.9302e-08 | 19462.1283 | 340.5356 | 11757.1413 | 7364.4514 | 0 | 0 | 0 | 2.8546e-05 | 0.00039776 | 0 | 0.00039776 | 0.00067398 | 0 | 0.00067398 | 0.00037566 | 0 | 0.00037566 | [17 empty] | 7.3.3.17.5 (Remote Grid) Updates to grid topology to minimize risk of ignition in HFTDs Remote GridWLDFRVegetation ContactAggregated | WLDFR | HFTD - Distribution - Tier 2 - 4QU CoRE ¦ 2QU LoRE | Red Flag Warning - Catastrophic Fires | Vegetation Contact | Aggregated | 2058 | 9.2607e-06 | 522.2177 | 0.0048361 | 2058 | Mitigation | 0.95 | 45 | 0 | esc | 0.00097009 | 8.9837e-09 | 0.00097009 | 8.9837e-09
[79 empty] | WLDFR | HFTD - Distribution - Zone 1 - 4QU CoRE ¦ 1QU LoRE | Red Flag Warning - Catastrophic Fires | 2058 | 2.0438e-08 | 3.463e-08 | 1.9302e-08 | 20390.4035 | 362.3049 | 12307.8747 | 7720.2238 | 0 | 0 | 0 | 2.8546e-05 | 0.00041673 | 0 | 0.00041673 | 0.00070613 | 0 | 0.00070613 | 0.00039358 | 0 | 0.00039358 | [17 empty] | 7.3.3.17.5 (Remote Grid) Updates to grid topology to minimize risk of ignition in HFTDs Remote GridWLDFRVegetation ContactAggregated | WLDFR | HFTD - Distribution - Tier 2 - 4QU CoRE ¦ 2QU LoRE | Red Flag Warning - Catastrophic Fires | Vegetation Contact | Aggregated | 2059 | 9.2607e-06 | 522.2177 | 0.0048361 | 2059 | Mitigation | 0.95 | 45 | 0 | esc | 0.00097009 | 8.9837e-09 | 0.00097009 | 8.9837e-09
[79 empty] | WLDFR | HFTD - Distribution - Zone 1 - 4QU CoRE ¦ 1QU LoRE | Red Flag Warning - Catastrophic Fires | 2059 | 2.0438e-08 | 3.463e-08 | 1.9302e-08 | 20390.4035 | 362.3049 | 12307.8747 | 7720.2238 | 0 | 0 | 0 | 2.8546e-05 | 0.00041673 | 0 | 0.00041673 | 0.00070613 | 0 | 0.00070613 | 0.00039358 | 0 | 0.00039358 | [17 empty] | 7.3.3.17.5 (Remote Grid) Updates to grid topology to minimize risk of ignition in HFTDs Remote GridWLDFRVegetation ContactAggregated | WLDFR | HFTD - Distribution - Tier 2 - 4QU CoRE ¦ 2QU LoRE | Red Flag Warning - Catastrophic Fires | Vegetation Contact | Aggregated | 2060 | 9.2607e-06 | 522.2177 | 0.0048361 | 2060 | Mitigation | 0.95 | 45 | 0 | esc | 0.00097009 | 8.9837e-09 | 0.00097009 | 8.9837e-09
[79 empty] | WLDFR | HFTD - Distribution - Zone 1 - 4QU CoRE ¦ 1QU LoRE | Red Flag Warning - Catastrophic Fires | 2060 | 2.0438e-08 | 3.463e-08 | 1.9302e-08 | 20390.4035 | 362.3049 | 12307.8747 | 7720.2238 | 0 | 0 | 0 | 2.8546e-05 | 0.00041673 | 0 | 0.00041673 | 0.00070613 | 0 | 0.00070613 | 0.00039358 | 0 | 0.00039358 | [17 empty] | 7.3.3.17.5 (Remote Grid) Updates to grid topology to minimize risk of ignition in HFTDs Remote GridWLDFRVegetation ContactAggregated | WLDFR | HFTD - Distribution - Tier 2 - 4QU CoRE ¦ 2QU LoRE | Red Flag Warning - Catastrophic Fires | Vegetation Contact | Aggregated | 2061 | 9.2607e-06 | 522.2177 | 0.0048361 | 2061 | Mitigation | 0.95 | 45 | 0 | esc | 0.00097009 | 8.9837e-09 | 0.00097009 | 8.9837e-09
[79 empty] | WLDFR | HFTD - Distribution - Zone 1 - 4QU CoRE ¦ 1QU LoRE | Red Flag Warning - Catastrophic Fires | 2061 | 2.0438e-08 | 3.463e-08 | 1.9302e-08 | 20390.4035 | 362.3049 | 12307.8747 | 7720.2238 | 0 | 0 | 0 | 2.8546e-05 | 0.00041673 | 0 | 0.00041673 | 0.00070613 | 0 | 0.00070613 | 0.00039358 | 0 | 0.00039358 | [17 empty] | 7.3.3.17.5 (Remote Grid) Updates to grid topology to minimize risk of ignition in HFTDs Remote GridWLDFRVegetation ContactAggregated | WLDFR | HFTD - Distribution - Tier 2 - 4QU CoRE ¦ 2QU LoRE | Red Flag Warning - Catastrophic Fires | Vegetation Contact | Aggregated | 2062 | 9.2607e-06 | 522.2177 | 0.0048361 | 2062 | Mitigation | 0.95 | 45 | 0 | esc | 0.00097009 | 8.9837e-09 | 0.00097009 | 8.9837e-09
[79 empty] | WLDFR | HFTD - Distribution - Zone 1 - 4QU CoRE ¦ 1QU LoRE | Red Flag Warning - Catastrophic Fires | 2062 | 2.0438e-08 | 3.463e-08 | 1.9302e-08 | 20390.4035 | 362.3049 | 12307.8747 | 7720.2238 | 0 | 0 | 0 | 2.8546e-05 | 0.00041673 | 0 | 0.00041673 | 0.00070613 | 0 | 0.00070613 | 0.00039358 | 0 | 0.00039358 | [17 empty] | 7.3.3.17.5 (Remote Grid) Updates to grid topology to minimize risk of ignition in HFTDs Remote GridWLDFRVegetation ContactAggregated | WLDFR | HFTD - Distribution - Tier 2 - 4QU CoRE ¦ 2QU LoRE | Red Flag Warning - Catastrophic Fires | Vegetation Contact | Aggregated | 2063 | 9.2607e-06 | 522.2177 | 0.0048361 | 2063 | Mitigation | 0.95 | 45 | 0 | esc | 0.00097009 | 8.9837e-09 | 0.00097009 | 8.9837e-09
[79 empty] | WLDFR | HFTD - Distribution - Zone 1 - 4QU CoRE ¦ 1QU LoRE | Red Flag Warning - Catastrophic Fires | 2063 | 2.0438e-08 | 3.463e-08 | 1.9302e-08 | 21325.9188 | 384.5316 | 12862.0997 | 8079.2876 | 0 | 0 | 0 | 2.8546e-05 | 0.00043585 | 0 | 0.00043585 | 0.00073853 | 0 | 0.00073853 | 0.00041164 | 0 | 0.00041164 | [17 empty] | 7.3.3.17.5 (Remote Grid) Updates to grid topology to minimize risk of ignition in HFTDs Remote GridWLDFRVegetation ContactAggregated | WLDFR | HFTD - Distribution - Tier 2 - 4QU CoRE ¦ 2QU LoRE | Red Flag Warning - Catastrophic Fires | Vegetation Contact | Aggregated | 2064 | 9.2607e-06 | 522.2177 | 0.0048361 | 2064 | Mitigation | 0.95 | 45 | 0 | esc | 0.00097009 | 8.9837e-09 | 0.00097009 | 8.9837e-09
[79 empty] | WLDFR | HFTD - Distribution - Zone 1 - 4QU CoRE ¦ 1QU LoRE | Red Flag Warning - Catastrophic Fires | 2064 | 2.0438e-08 | 3.463e-08 | 1.9302e-08 | 21325.9188 | 384.5316 | 12862.0997 | 8079.2876 | 0 | 0 | 0 | 2.8546e-05 | 0.00043585 | 0 | 0.00043585 | 0.00073853 | 0 | 0.00073853 | 0.00041164 | 0 | 0.00041164 | [17 empty] | 7.3.3.17.5 (Remote Grid) Updates to grid topology to minimize risk of ignition in HFTDs Remote GridWLDFRVegetation ContactAggregated | WLDFR | HFTD - Distribution - Tier 2 - 4QU CoRE ¦ 2QU LoRE | Red Flag Warning - Catastrophic Fires | Vegetation Contact | Aggregated | 2065 | 9.2607e-06 | 522.2177 | 0.0048361 | 2065 | Mitigation | 0.95 | 45 | 0 | esc | 0.00097009 | 8.9837e-09 | 0.00097009 | 8.9837e-09
[79 empty] | WLDFR | HFTD - Distribution - Zone 1 - 4QU CoRE ¦ 1QU LoRE | Red Flag Warning - Catastrophic Fires | 2065 | 2.0438e-08 | 3.463e-08 | 1.9302e-08 | 21325.9188 | 384.5316 | 12862.0997 | 8079.2876 | 0 | 0 | 0 | 2.8546e-05 | 0.00043585 | 0 | 0.00043585 | 0.00073853 | 0 | 0.00073853 | 0.00041164 | 0 | 0.00041164 | [17 empty] | 7.3.3.17.5 (Remote Grid) Updates to grid topology to minimize risk of ignition in HFTDs Remote GridWLDFRVegetation ContactAggregated | WLDFR | HFTD - Distribution - Tier 2 - 4QU CoRE ¦ 2QU LoRE | Red Flag Warning - Catastrophic Fires | Vegetation Contact | Aggregated | 2066 | 9.2607e-06 | 522.2177 | 0.0048361 | 2066 | Mitigation | 0.95 | 45 | 0 | esc | 0.00097009 | 8.9837e-09 | 0.00097009 | 8.9837e-09
[79 empty] | WLDFR | HFTD - Distribution - Zone 1 - 4QU CoRE ¦ 1QU LoRE | Red Flag Warning - Catastrophic Fires | 2066 | 0 | 3.463e-08 | 1.9302e-08 | 21325.9188 | 384.5316 | 12862.0997 | 8079.2876 | 0 | 0 | 0 | 2.8546e-05 | 0 | 0 | 0 | 0.00073853 | 0 | 0.00073853 | 0.00041164 | 0 | 0.00041164 | [17 empty] | 7.3.3.17.5 (Remote Grid) Updates to grid topology to minimize risk of ignition in HFTDs Remote GridWLDFRVegetation ContactAggregated | WLDFR | HFTD - Distribution - Tier 2 - 4QU CoRE ¦ 2QU LoRE | Red Flag Warning - Catastrophic Fires | Vegetation Contact | Aggregated | 2067 | 9.2607e-06 | 522.2177 | 0.0048361 | 2067 | Mitigation | 0.95 | 45 | 0 | esc | 0 | 0 | 0.00097009 | 8.9837e-09
[79 empty] | WLDFR | HFTD - Distribution - Zone 1 - 4QU CoRE ¦ 1QU LoRE | Red Flag Warning - Catastrophic Fires | 2067 | 0 | 0 | 1.9302e-08 | 21325.9188 | 384.5316 | 12862.0997 | 8079.2876 | 0 | 0 | 0 | 2.8546e-05 | 0 | 0 | 0 | 0 | 0 | 0 | 0.00041164 | 0 | 0.00041164 | [17 empty] | 7.3.3.17.5 (Remote Grid) Updates to grid topology to minimize risk of ignition in HFTDs Remote GridWLDFREquipment / facility failureAggregated | WLDFR | HFTD - Distribution - Tier 2 - 4QU CoRE ¦ 2QU LoRE | Red Flag Warning - Destructive Fires | Equipment / facility failure | Aggregated | 2022 | 7.2815e-07 | 522.2177 | 0.00038025 | 2022 | Mitigation | 0.95 | 45 | 0 | esc | 0.00097009 | 7.0637e-10 | 0 | 0
[79 empty] | WLDFR | HFTD - Distribution - Zone 1 - 4QU CoRE ¦ 1QU LoRE | Red Flag Warning - Destructive Fires | 2021 | 9.9266e-09 | 0 | 0 | 8807.9522 | 222.2294 | 8585.7228 | 0 | 0 | 0 | 0 | 1.3866e-05 | 8.7433e-05 | 0 | 8.7433e-05 | 0 | 0 | 0 | 0 | 0 | 0 | [17 empty] | 7.3.3.17.5 (Remote Grid) Updates to grid topology to minimize risk of ignition in HFTDs Remote GridWLDFREquipment / facility failureAggregated | WLDFR | HFTD - Distribution - Tier 2 - 4QU CoRE ¦ 2QU LoRE | Red Flag Warning - Destructive Fires | Equipment / facility failure | Aggregated | 2023 | 7.2815e-07 | 522.2177 | 0.00038025 | 2023 | Mitigation | 0.95 | 45 | 0 | esc | 0.00097009 | 7.0637e-10 | 0.00097009 | 7.0637e-10
[79 empty] | WLDFR | HFTD - Distribution - Zone 1 - 4QU CoRE ¦ 1QU LoRE | Red Flag Warning - Destructive Fires | 2022 | 9.859e-09 | 1.6705e-08 | 0 | 8807.9522 | 222.2294 | 8585.7228 | 0 | 0 | 0 | 0 | 1.377e-05 | 8.6837e-05 | 0 | 8.6837e-05 | 0.00014714 | 0 | 0.00014714 | 0 | 0 | 0 | [17 empty] | 7.3.3.17.5 (Remote Grid) Updates to grid topology to minimize risk of ignition in HFTDs Remote GridWLDFREquipment / facility failureAggregated | WLDFR | HFTD - Distribution - Tier 2 - 4QU CoRE ¦ 2QU LoRE | Red Flag Warning - Destructive Fires | Equipment / facility failure | Aggregated | 2024 | 7.2815e-07 | 522.2177 | 0.00038025 | 2024 | Mitigation | 0.95 | 45 | 0 | esc | 0.00097009 | 7.0637e-10 | 0.00097009 | 7.0637e-10
[79 empty] | WLDFR | HFTD - Distribution - Zone 1 - 4QU CoRE ¦ 1QU LoRE | Red Flag Warning - Destructive Fires | 2023 | 9.859e-09 | 1.6705e-08 | 9.3112e-09 | 9129.7461 | 233.2301 | 8896.516 | 0 | 0 | 0 | 0 | 1.377e-05 | 9.001e-05 | 0 | 9.001e-05 | 0.00015252 | 0 | 0.00015252 | 8.5009e-05 | 0 | 8.5009e-05 | [17 empty] | 7.3.3.17.5 (Remote Grid) Updates to grid topology to minimize risk of ignition in HFTDs Remote GridWLDFREquipment / facility failureAggregated | WLDFR | HFTD - Distribution - Tier 2 - 4QU CoRE ¦ 2QU LoRE | Red Flag Warning - Destructive Fires | Equipment / facility failure | Aggregated | 2025 | 7.2815e-07 | 522.2177 | 0.00038025 | 2025 | Mitigation | 0.95 | 45 | 0 | esc | 0.00097009 | 7.0637e-10 | 0.00097009 | 7.0637e-10
[79 empty] | WLDFR | HFTD - Distribution - Zone 1 - 4QU CoRE ¦ 1QU LoRE | Red Flag Warning - Destructive Fires | 2024 | 9.859e-09 | 1.6705e-08 | 9.3112e-09 | 9129.7461 | 233.2301 | 8896.516 | 0 | 0 | 0 | 0 | 1.377e-05 | 9.001e-05 | 0 | 9.001e-05 | 0.00015252 | 0 | 0.00015252 | 8.5009e-05 | 0 | 8.5009e-05 | [17 empty] | 7.3.3.17.5 (Remote Grid) Updates to grid topology to minimize risk of ignition in HFTDs Remote GridWLDFREquipment / facility failureAggregated | WLDFR | HFTD - Distribution - Tier 2 - 4QU CoRE ¦ 2QU LoRE | Red Flag Warning - Destructive Fires | Equipment / facility failure | Aggregated | 2026 | 7.2815e-07 | 522.2177 | 0.00038025 | 2026 | Mitigation | 0.95 | 45 | 0 | esc | 0.00097009 | 7.0637e-10 | 0.00097009 | 7.0637e-10
[79 empty] | WLDFR | HFTD - Distribution - Zone 1 - 4QU CoRE ¦ 1QU LoRE | Red Flag Warning - Destructive Fires | 2025 | 9.859e-09 | 1.6705e-08 | 9.3112e-09 | 9129.7461 | 233.2301 | 8896.516 | 0 | 0 | 0 | 0 | 1.377e-05 | 9.001e-05 | 0 | 9.001e-05 | 0.00015252 | 0 | 0.00015252 | 8.5009e-05 | 0 | 8.5009e-05 | [17 empty] | 7.3.3.17.5 (Remote Grid) Updates to grid topology to minimize risk of ignition in HFTDs Remote GridWLDFREquipment / facility failureAggregated | WLDFR | HFTD - Distribution - Tier 2 - 4QU CoRE ¦ 2QU LoRE | Red Flag Warning - Destructive Fires | Equipment / facility failure | Aggregated | 2027 | 7.2815e-07 | 522.2177 | 0.00038025 | 2027 | Mitigation | 0.95 | 45 | 0 | esc | 0.00097009 | 7.0637e-10 | 0.00097009 | 7.0637e-10
[79 empty] | WLDFR | HFTD - Distribution - Zone 1 - 4QU CoRE ¦ 1QU LoRE | Red Flag Warning - Destructive Fires | 2026 | 9.859e-09 | 1.6705e-08 | 9.3112e-09 | 9129.7461 | 233.2301 | 8896.516 | 0 | 0 | 0 | 0 | 1.377e-05 | 9.001e-05 | 0 | 9.001e-05 | 0.00015252 | 0 | 0.00015252 | 8.5009e-05 | 0 | 8.5009e-05 | [17 empty] | 7.3.3.17.5 (Remote Grid) Updates to grid topology to minimize risk of ignition in HFTDs Remote GridWLDFREquipment / facility failureAggregated | WLDFR | HFTD - Distribution - Tier 2 - 4QU CoRE ¦ 2QU LoRE | Red Flag Warning - Destructive Fires | Equipment / facility failure | Aggregated | 2028 | 7.2815e-07 | 522.2177 | 0.00038025 | 2028 | Mitigation | 0.95 | 45 | 0 | esc | 0.00097009 | 7.0637e-10 | 0.00097009 | 7.0637e-10
[79 empty] | WLDFR | HFTD - Distribution - Zone 1 - 4QU CoRE ¦ 1QU LoRE | Red Flag Warning - Destructive Fires | 2027 | 9.859e-09 | 1.6705e-08 | 9.3112e-09 | 9129.7461 | 233.2301 | 8896.516 | 0 | 0 | 0 | 0 | 1.377e-05 | 9.001e-05 | 0 | 9.001e-05 | 0.00015252 | 0 | 0.00015252 | 8.5009e-05 | 0 | 8.5009e-05 | [17 empty] | 7.3.3.17.5 (Remote Grid) Updates to grid topology to minimize risk of ignition in HFTDs Remote GridWLDFREquipment / facility failureAggregated | WLDFR | HFTD - Distribution - Tier 2 - 4QU CoRE ¦ 2QU LoRE | Red Flag Warning - Destructive Fires | Equipment / facility failure | Aggregated | 2029 | 7.2815e-07 | 522.2177 | 0.00038025 | 2029 | Mitigation | 0.95 | 45 | 0 | esc | 0.00097009 | 7.0637e-10 | 0.00097009 | 7.0637e-10
[79 empty] | WLDFR | HFTD - Distribution - Zone 1 - 4QU CoRE ¦ 1QU LoRE | Red Flag Warning - Destructive Fires | 2028 | 9.859e-09 | 1.6705e-08 | 9.3112e-09 | 9534.9221 | 247.273 | 9287.6491 | 0 | 0 | 0 | 0 | 1.377e-05 | 9.4004e-05 | 0 | 9.4004e-05 | 0.00015929 | 0 | 0.00015929 | 8.8782e-05 | 0 | 8.8782e-05 | [17 empty] | 7.3.3.17.5 (Remote Grid) Updates to grid topology to minimize risk of ignition in HFTDs Remote GridWLDFREquipment / facility failureAggregated | WLDFR | HFTD - Distribution - Tier 2 - 4QU CoRE ¦ 2QU LoRE | Red Flag Warning - Destructive Fires | Equipment / facility failure | Aggregated | 2030 | 7.2815e-07 | 522.2177 | 0.00038025 | 2030 | Mitigation | 0.95 | 45 | 0 | esc | 0.00097009 | 7.0637e-10 | 0.00097009 | 7.0637e-10
[79 empty] | WLDFR | HFTD - Distribution - Zone 1 - 4QU CoRE ¦ 1QU LoRE | Red Flag Warning - Destructive Fires | 2029 | 9.859e-09 | 1.6705e-08 | 9.3112e-09 | 9534.9221 | 247.273 | 9287.6491 | 0 | 0 | 0 | 0 | 1.377e-05 | 9.4004e-05 | 0 | 9.4004e-05 | 0.00015929 | 0 | 0.00015929 | 8.8782e-05 | 0 | 8.8782e-05 | [17 empty] | 7.3.3.17.5 (Remote Grid) Updates to grid topology to minimize risk of ignition in HFTDs Remote GridWLDFREquipment / facility failureAggregated | WLDFR | HFTD - Distribution - Tier 2 - 4QU CoRE ¦ 2QU LoRE | Red Flag Warning - Destructive Fires | Equipment / facility failure | Aggregated | 2031 | 7.2815e-07 | 522.2177 | 0.00038025 | 2031 | Mitigation | 0.95 | 45 | 0 | esc | 0.00097009 | 7.0637e-10 | 0.00097009 | 7.0637e-10
[79 empty] | WLDFR | HFTD - Distribution - Zone 1 - 4QU CoRE ¦ 1QU LoRE | Red Flag Warning - Destructive Fires | 2030 | 9.859e-09 | 1.6705e-08 | 9.3112e-09 | 9534.9221 | 247.273 | 9287.6491 | 0 | 0 | 0 | 0 | 1.377e-05 | 9.4004e-05 | 0 | 9.4004e-05 | 0.00015929 | 0 | 0.00015929 | 8.8782e-05 | 0 | 8.8782e-05 | [17 empty] | 7.3.3.17.5 (Remote Grid) Updates to grid topology to minimize risk of ignition in HFTDs Remote GridWLDFREquipment / facility failureAggregated | WLDFR | HFTD - Distribution - Tier 2 - 4QU CoRE ¦ 2QU LoRE | Red Flag Warning - Destructive Fires | Equipment / facility failure | Aggregated | 2032 | 7.2815e-07 | 522.2177 | 0.00038025 | 2032 | Mitigation | 0.95 | 45 | 0 | esc | 0.00097009 | 7.0637e-10 | 0.00097009 | 7.0637e-10
[79 empty] | WLDFR | HFTD - Distribution - Zone 1 - 4QU CoRE ¦ 1QU LoRE | Red Flag Warning - Destructive Fires | 2031 | 9.859e-09 | 1.6705e-08 | 9.3112e-09 | 9534.9221 | 247.273 | 9287.6491 | 0 | 0 | 0 | 0 | 1.377e-05 | 9.4004e-05 | 0 | 9.4004e-05 | 0.00015929 | 0 | 0.00015929 | 8.8782e-05 | 0 | 8.8782e-05 | [17 empty] | 7.3.3.17.5 (Remote Grid) Updates to grid topology to minimize risk of ignition in HFTDs Remote GridWLDFREquipment / facility failureAggregated | WLDFR | HFTD - Distribution - Tier 2 - 4QU CoRE ¦ 2QU LoRE | Red Flag Warning - Destructive Fires | Equipment / facility failure | Aggregated | 2033 | 7.2815e-07 | 522.2177 | 0.00038025 | 2033 | Mitigation | 0.95 | 45 | 0 | esc | 0.00097009 | 7.0637e-10 | 0.00097009 | 7.0637e-10
[79 empty] | WLDFR | HFTD - Distribution - Zone 1 - 4QU CoRE ¦ 1QU LoRE | Red Flag Warning - Destructive Fires | 2032 | 9.859e-09 | 1.6705e-08 | 9.3112e-09 | 9534.9221 | 247.273 | 9287.6491 | 0 | 0 | 0 | 0 | 1.377e-05 | 9.4004e-05 | 0 | 9.4004e-05 | 0.00015929 | 0 | 0.00015929 | 8.8782e-05 | 0 | 8.8782e-05 | [17 empty] | 7.3.3.17.5 (Remote Grid) Updates to grid topology to minimize risk of ignition in HFTDs Remote GridWLDFREquipment / facility failureAggregated | WLDFR | HFTD - Distribution - Tier 2 - 4QU CoRE ¦ 2QU LoRE | Red Flag Warning - Destructive Fires | Equipment / facility failure | Aggregated | 2034 | 7.2815e-07 | 522.2177 | 0.00038025 | 2034 | Mitigation | 0.95 | 45 | 0 | esc | 0.00097009 | 7.0637e-10 | 0.00097009 | 7.0637e-10
[79 empty] | WLDFR | HFTD - Distribution - Zone 1 - 4QU CoRE ¦ 1QU LoRE | Red Flag Warning - Destructive Fires | 2033 | 9.859e-09 | 1.6705e-08 | 9.3112e-09 | 9984.8474 | 263.1074 | 9721.74 | 0 | 0 | 0 | 0 | 1.377e-05 | 9.844e-05 | 0 | 9.844e-05 | 0.0001668 | 0 | 0.0001668 | 9.2971e-05 | 0 | 9.2971e-05 | [17 empty] | 7.3.3.17.5 (Remote Grid) Updates to grid topology to minimize risk of ignition in HFTDs Remote GridWLDFREquipment / facility failureAggregated | WLDFR | HFTD - Distribution - Tier 2 - 4QU CoRE ¦ 2QU LoRE | Red Flag Warning - Destructive Fires | Equipment / facility failure | Aggregated | 2035 | 7.2815e-07 | 522.2177 | 0.00038025 | 2035 | Mitigation | 0.95 | 45 | 0 | esc | 0.00097009 | 7.0637e-10 | 0.00097009 | 7.0637e-10
[79 empty] | WLDFR | HFTD - Distribution - Zone 1 - 4QU CoRE ¦ 1QU LoRE | Red Flag Warning - Destructive Fires | 2034 | 9.859e-09 | 1.6705e-08 | 9.3112e-09 | 9984.8474 | 263.1074 | 9721.74 | 0 | 0 | 0 | 0 | 1.377e-05 | 9.844e-05 | 0 | 9.844e-05 | 0.0001668 | 0 | 0.0001668 | 9.2971e-05 | 0 | 9.2971e-05 | [17 empty] | 7.3.3.17.5 (Remote Grid) Updates to grid topology to minimize risk of ignition in HFTDs Remote GridWLDFREquipment / facility failureAggregated | WLDFR | HFTD - Distribution - Tier 2 - 4QU CoRE ¦ 2QU LoRE | Red Flag Warning - Destructive Fires | Equipment / facility failure | Aggregated | 2036 | 7.2815e-07 | 522.2177 | 0.00038025 | 2036 | Mitigation | 0.95 | 45 | 0 | esc | 0.00097009 | 7.0637e-10 | 0.00097009 | 7.0637e-10
[79 empty] | WLDFR | HFTD - Distribution - Zone 1 - 4QU CoRE ¦ 1QU LoRE | Red Flag Warning - Destructive Fires | 2035 | 9.859e-09 | 1.6705e-08 | 9.3112e-09 | 9984.8474 | 263.1074 | 9721.74 | 0 | 0 | 0 | 0 | 1.377e-05 | 9.844e-05 | 0 | 9.844e-05 | 0.0001668 | 0 | 0.0001668 | 9.2971e-05 | 0 | 9.2971e-05 | [17 empty] | 7.3.3.17.5 (Remote Grid) Updates to grid topology to minimize risk of ignition in HFTDs Remote GridWLDFREquipment / facility failureAggregated | WLDFR | HFTD - Distribution - Tier 2 - 4QU CoRE ¦ 2QU LoRE | Red Flag Warning - Destructive Fires | Equipment / facility failure | Aggregated | 2037 | 7.2815e-07 | 522.2177 | 0.00038025 | 2037 | Mitigation | 0.95 | 45 | 0 | esc | 0.00097009 | 7.0637e-10 | 0.00097009 | 7.0637e-10
[79 empty] | WLDFR | HFTD - Distribution - Zone 1 - 4QU CoRE ¦ 1QU LoRE | Red Flag Warning - Destructive Fires | 2036 | 9.859e-09 | 1.6705e-08 | 9.3112e-09 | 9984.8474 | 263.1074 | 9721.74 | 0 | 0 | 0 | 0 | 1.377e-05 | 9.844e-05 | 0 | 9.844e-05 | 0.0001668 | 0 | 0.0001668 | 9.2971e-05 | 0 | 9.2971e-05 | [17 empty] | 7.3.3.17.5 (Remote Grid) Updates to grid topology to minimize risk of ignition in HFTDs Remote GridWLDFREquipment / facility failureAggregated | WLDFR | HFTD - Distribution - Tier 2 - 4QU CoRE ¦ 2QU LoRE | Red Flag Warning - Destructive Fires | Equipment / facility failure | Aggregated | 2038 | 7.2815e-07 | 522.2177 | 0.00038025 | 2038 | Mitigation | 0.95 | 45 | 0 | esc | 0.00097009 | 7.0637e-10 | 0.00097009 | 7.0637e-10
[79 empty] | WLDFR | HFTD - Distribution - Zone 1 - 4QU CoRE ¦ 1QU LoRE | Red Flag Warning - Destructive Fires | 2037 | 9.859e-09 | 1.6705e-08 | 9.3112e-09 | 9984.8474 | 263.1074 | 9721.74 | 0 | 0 | 0 | 0 | 1.377e-05 | 9.844e-05 | 0 | 9.844e-05 | 0.0001668 | 0 | 0.0001668 | 9.2971e-05 | 0 | 9.2971e-05 | [17 empty] | 7.3.3.17.5 (Remote Grid) Updates to grid topology to minimize risk of ignition in HFTDs Remote GridWLDFREquipment / facility failureAggregated | WLDFR | HFTD - Distribution - Tier 2 - 4QU CoRE ¦ 2QU LoRE | Red Flag Warning - Destructive Fires | Equipment / facility failure | Aggregated | 2039 | 7.2815e-07 | 522.2177 | 0.00038025 | 2039 | Mitigation | 0.95 | 45 | 0 | esc | 0.00097009 | 7.0637e-10 | 0.00097009 | 7.0637e-10
[79 empty] | WLDFR | HFTD - Distribution - Zone 1 - 4QU CoRE ¦ 1QU LoRE | Red Flag Warning - Destructive Fires | 2038 | 9.859e-09 | 1.6705e-08 | 9.3112e-09 | 10472.8261 | 280.5544 | 10192.2718 | 0 | 0 | 0 | 0 | 1.377e-05 | 0.00010325 | 0 | 0.00010325 | 0.00017495 | 0 | 0.00017495 | 9.7515e-05 | 0 | 9.7515e-05 | [17 empty] | 7.3.3.17.5 (Remote Grid) Updates to grid topology to minimize risk of ignition in HFTDs Remote GridWLDFREquipment / facility failureAggregated | WLDFR | HFTD - Distribution - Tier 2 - 4QU CoRE ¦ 2QU LoRE | Red Flag Warning - Destructive Fires | Equipment / facility failure | Aggregated | 2040 | 7.2815e-07 | 522.2177 | 0.00038025 | 2040 | Mitigation | 0.95 | 45 | 0 | esc | 0.00097009 | 7.0637e-10 | 0.00097009 | 7.0637e-10
[79 empty] | WLDFR | HFTD - Distribution - Zone 1 - 4QU CoRE ¦ 1QU LoRE | Red Flag Warning - Destructive Fires | 2039 | 9.859e-09 | 1.6705e-08 | 9.3112e-09 | 10472.8261 | 280.5544 | 10192.2718 | 0 | 0 | 0 | 0 | 1.377e-05 | 0.00010325 | 0 | 0.00010325 | 0.00017495 | 0 | 0.00017495 | 9.7515e-05 | 0 | 9.7515e-05 | [17 empty] | 7.3.3.17.5 (Remote Grid) Updates to grid topology to minimize risk of ignition in HFTDs Remote GridWLDFREquipment / facility failureAggregated | WLDFR | HFTD - Distribution - Tier 2 - 4QU CoRE ¦ 2QU LoRE | Red Flag Warning - Destructive Fires | Equipment / facility failure | Aggregated | 2041 | 7.2815e-07 | 522.2177 | 0.00038025 | 2041 | Mitigation | 0.95 | 45 | 0 | esc | 0.00097009 | 7.0637e-10 | 0.00097009 | 7.0637e-10
[79 empty] | WLDFR | HFTD - Distribution - Zone 1 - 4QU CoRE ¦ 1QU LoRE | Red Flag Warning - Destructive Fires | 2040 | 9.859e-09 | 1.6705e-08 | 9.3112e-09 | 10472.8261 | 280.5544 | 10192.2718 | 0 | 0 | 0 | 0 | 1.377e-05 | 0.00010325 | 0 | 0.00010325 | 0.00017495 | 0 | 0.00017495 | 9.7515e-05 | 0 | 9.7515e-05 | [17 empty] | 7.3.3.17.5 (Remote Grid) Updates to grid topology to minimize risk of ignition in HFTDs Remote GridWLDFREquipment / facility failureAggregated | WLDFR | HFTD - Distribution - Tier 2 - 4QU CoRE ¦ 2QU LoRE | Red Flag Warning - Destructive Fires | Equipment / facility failure | Aggregated | 2042 | 7.2815e-07 | 522.2177 | 0.00038025 | 2042 | Mitigation | 0.95 | 45 | 0 | esc | 0.00097009 | 7.0637e-10 | 0.00097009 | 7.0637e-10
[79 empty] | WLDFR | HFTD - Distribution - Zone 1 - 4QU CoRE ¦ 1QU LoRE | Red Flag Warning - Destructive Fires | 2041 | 9.859e-09 | 1.6705e-08 | 9.3112e-09 | 10472.8261 | 280.5544 | 10192.2718 | 0 | 0 | 0 | 0 | 1.377e-05 | 0.00010325 | 0 | 0.00010325 | 0.00017495 | 0 | 0.00017495 | 9.7515e-05 | 0 | 9.7515e-05 | [17 empty] | 7.3.3.17.5 (Remote Grid) Updates to grid topology to minimize risk of ignition in HFTDs Remote GridWLDFREquipment / facility failureAggregated | WLDFR | HFTD - Distribution - Tier 2 - 4QU CoRE ¦ 2QU LoRE | Red Flag Warning - Destructive Fires | Equipment / facility failure | Aggregated | 2043 | 7.2815e-07 | 522.2177 | 0.00038025 | 2043 | Mitigation | 0.95 | 45 | 0 | esc | 0.00097009 | 7.0637e-10 | 0.00097009 | 7.0637e-10
[79 empty] | WLDFR | HFTD - Distribution - Zone 1 - 4QU CoRE ¦ 1QU LoRE | Red Flag Warning - Destructive Fires | 2042 | 9.859e-09 | 1.6705e-08 | 9.3112e-09 | 10472.8261 | 280.5544 | 10192.2718 | 0 | 0 | 0 | 0 | 1.377e-05 | 0.00010325 | 0 | 0.00010325 | 0.00017495 | 0 | 0.00017495 | 9.7515e-05 | 0 | 9.7515e-05 | [17 empty] | 7.3.3.17.5 (Remote Grid) Updates to grid topology to minimize risk of ignition in HFTDs Remote GridWLDFREquipment / facility failureAggregated | WLDFR | HFTD - Distribution - Tier 2 - 4QU CoRE ¦ 2QU LoRE | Red Flag Warning - Destructive Fires | Equipment / facility failure | Aggregated | 2044 | 7.2815e-07 | 522.2177 | 0.00038025 | 2044 | Mitigation | 0.95 | 45 | 0 | esc | 0.00097009 | 7.0637e-10 | 0.00097009 | 7.0637e-10
[79 empty] | WLDFR | HFTD - Distribution - Zone 1 - 4QU CoRE ¦ 1QU LoRE | Red Flag Warning - Destructive Fires | 2043 | 9.859e-09 | 1.6705e-08 | 9.3112e-09 | 10992.1562 | 299.42 | 10692.7362 | 0 | 0 | 0 | 0 | 1.377e-05 | 0.00010837 | 0 | 0.00010837 | 0.00018363 | 0 | 0.00018363 | 0.00010235 | 0 | 0.00010235 | [17 empty] | 7.3.3.17.5 (Remote Grid) Updates to grid topology to minimize risk of ignition in HFTDs Remote GridWLDFREquipment / facility failureAggregated | WLDFR | HFTD - Distribution - Tier 2 - 4QU CoRE ¦ 2QU LoRE | Red Flag Warning - Destructive Fires | Equipment / facility failure | Aggregated | 2045 | 7.2815e-07 | 522.2177 | 0.00038025 | 2045 | Mitigation | 0.95 | 45 | 0 | esc | 0.00097009 | 7.0637e-10 | 0.00097009 | 7.0637e-10
[79 empty] | WLDFR | HFTD - Distribution - Zone 1 - 4QU CoRE ¦ 1QU LoRE | Red Flag Warning - Destructive Fires | 2044 | 9.859e-09 | 1.6705e-08 | 9.3112e-09 | 10992.1562 | 299.42 | 10692.7362 | 0 | 0 | 0 | 0 | 1.377e-05 | 0.00010837 | 0 | 0.00010837 | 0.00018363 | 0 | 0.00018363 | 0.00010235 | 0 | 0.00010235 | [17 empty] | 7.3.3.17.5 (Remote Grid) Updates to grid topology to minimize risk of ignition in HFTDs Remote GridWLDFREquipment / facility failureAggregated | WLDFR | HFTD - Distribution - Tier 2 - 4QU CoRE ¦ 2QU LoRE | Red Flag Warning - Destructive Fires | Equipment / facility failure | Aggregated | 2046 | 7.2815e-07 | 522.2177 | 0.00038025 | 2046 | Mitigation | 0.95 | 45 | 0 | esc | 0.00097009 | 7.0637e-10 | 0.00097009 | 7.0637e-10
[79 empty] | WLDFR | HFTD - Distribution - Zone 1 - 4QU CoRE ¦ 1QU LoRE | Red Flag Warning - Destructive Fires | 2045 | 9.859e-09 | 1.6705e-08 | 9.3112e-09 | 10992.1562 | 299.42 | 10692.7362 | 0 | 0 | 0 | 0 | 1.377e-05 | 0.00010837 | 0 | 0.00010837 | 0.00018363 | 0 | 0.00018363 | 0.00010235 | 0 | 0.00010235 | [17 empty] | 7.3.3.17.5 (Remote Grid) Updates to grid topology to minimize risk of ignition in HFTDs Remote GridWLDFREquipment / facility failureAggregated | WLDFR | HFTD - Distribution - Tier 2 - 4QU CoRE ¦ 2QU LoRE | Red Flag Warning - Destructive Fires | Equipment / facility failure | Aggregated | 2047 | 7.2815e-07 | 522.2177 | 0.00038025 | 2047 | Mitigation | 0.95 | 45 | 0 | esc | 0.00097009 | 7.0637e-10 | 0.00097009 | 7.0637e-10
[79 empty] | WLDFR | HFTD - Distribution - Zone 1 - 4QU CoRE ¦ 1QU LoRE | Red Flag Warning - Destructive Fires | 2046 | 9.859e-09 | 1.6705e-08 | 9.3112e-09 | 10992.1562 | 299.42 | 10692.7362 | 0 | 0 | 0 | 0 | 1.377e-05 | 0.00010837 | 0 | 0.00010837 | 0.00018363 | 0 | 0.00018363 | 0.00010235 | 0 | 0.00010235 | [17 empty] | 7.3.3.17.5 (Remote Grid) Updates to grid topology to minimize risk of ignition in HFTDs Remote GridWLDFREquipment / facility failureAggregated | WLDFR | HFTD - Distribution - Tier 2 - 4QU CoRE ¦ 2QU LoRE | Red Flag Warning - Destructive Fires | Equipment / facility failure | Aggregated | 2048 | 7.2815e-07 | 522.2177 | 0.00038025 | 2048 | Mitigation | 0.95 | 45 | 0 | esc | 0.00097009 | 7.0637e-10 | 0.00097009 | 7.0637e-10
[79 empty] | WLDFR | HFTD - Distribution - Zone 1 - 4QU CoRE ¦ 1QU LoRE | Red Flag Warning - Destructive Fires | 2047 | 9.859e-09 | 1.6705e-08 | 9.3112e-09 | 10992.1562 | 299.42 | 10692.7362 | 0 | 0 | 0 | 0 | 1.377e-05 | 0.00010837 | 0 | 0.00010837 | 0.00018363 | 0 | 0.00018363 | 0.00010235 | 0 | 0.00010235 | [17 empty] | 7.3.3.17.5 (Remote Grid) Updates to grid topology to minimize risk of ignition in HFTDs Remote GridWLDFREquipment / facility failureAggregated | WLDFR | HFTD - Distribution - Tier 2 - 4QU CoRE ¦ 2QU LoRE | Red Flag Warning - Destructive Fires | Equipment / facility failure | Aggregated | 2049 | 7.2815e-07 | 522.2177 | 0.00038025 | 2049 | Mitigation | 0.95 | 45 | 0 | esc | 0.00097009 | 7.0637e-10 | 0.00097009 | 7.0637e-10
[79 empty] | WLDFR | HFTD - Distribution - Zone 1 - 4QU CoRE ¦ 1QU LoRE | Red Flag Warning - Destructive Fires | 2048 | 9.859e-09 | 1.6705e-08 | 9.3112e-09 | 11536.0538 | 319.4911 | 11216.5626 | 0 | 0 | 0 | 0 | 1.377e-05 | 0.00011373 | 0 | 0.00011373 | 0.00019272 | 0 | 0.00019272 | 0.00010742 | 0 | 0.00010742 | [17 empty] | 7.3.3.17.5 (Remote Grid) Updates to grid topology to minimize risk of ignition in HFTDs Remote GridWLDFREquipment / facility failureAggregated | WLDFR | HFTD - Distribution - Tier 2 - 4QU CoRE ¦ 2QU LoRE | Red Flag Warning - Destructive Fires | Equipment / facility failure | Aggregated | 2050 | 7.2815e-07 | 522.2177 | 0.00038025 | 2050 | Mitigation | 0.95 | 45 | 0 | esc | 0.00097009 | 7.0637e-10 | 0.00097009 | 7.0637e-10
[79 empty] | WLDFR | HFTD - Distribution - Zone 1 - 4QU CoRE ¦ 1QU LoRE | Red Flag Warning - Destructive Fires | 2049 | 9.859e-09 | 1.6705e-08 | 9.3112e-09 | 11536.0538 | 319.4911 | 11216.5626 | 0 | 0 | 0 | 0 | 1.377e-05 | 0.00011373 | 0 | 0.00011373 | 0.00019272 | 0 | 0.00019272 | 0.00010742 | 0 | 0.00010742 | [17 empty] | 7.3.3.17.5 (Remote Grid) Updates to grid topology to minimize risk of ignition in HFTDs Remote GridWLDFREquipment / facility failureAggregated | WLDFR | HFTD - Distribution - Tier 2 - 4QU CoRE ¦ 2QU LoRE | Red Flag Warning - Destructive Fires | Equipment / facility failure | Aggregated | 2051 | 7.2815e-07 | 522.2177 | 0.00038025 | 2051 | Mitigation | 0.95 | 45 | 0 | esc | 0.00097009 | 7.0637e-10 | 0.00097009 | 7.0637e-10
[79 empty] | WLDFR | HFTD - Distribution - Zone 1 - 4QU CoRE ¦ 1QU LoRE | Red Flag Warning - Destructive Fires | 2050 | 9.859e-09 | 1.6705e-08 | 9.3112e-09 | 11536.0538 | 319.4911 | 11216.5626 | 0 | 0 | 0 | 0 | 1.377e-05 | 0.00011373 | 0 | 0.00011373 | 0.00019272 | 0 | 0.00019272 | 0.00010742 | 0 | 0.00010742 | [17 empty] | 7.3.3.17.5 (Remote Grid) Updates to grid topology to minimize risk of ignition in HFTDs Remote GridWLDFREquipment / facility failureAggregated | WLDFR | HFTD - Distribution - Tier 2 - 4QU CoRE ¦ 2QU LoRE | Red Flag Warning - Destructive Fires | Equipment / facility failure | Aggregated | 2052 | 7.2815e-07 | 522.2177 | 0.00038025 | 2052 | Mitigation | 0.95 | 45 | 0 | esc | 0.00097009 | 7.0637e-10 | 0.00097009 | 7.0637e-10
[79 empty] | WLDFR | HFTD - Distribution - Zone 1 - 4QU CoRE ¦ 1QU LoRE | Red Flag Warning - Destructive Fires | 2051 | 9.859e-09 | 1.6705e-08 | 9.3112e-09 | 11536.0538 | 319.4911 | 11216.5626 | 0 | 0 | 0 | 0 | 1.377e-05 | 0.00011373 | 0 | 0.00011373 | 0.00019272 | 0 | 0.00019272 | 0.00010742 | 0 | 0.00010742 | [17 empty] | 7.3.3.17.5 (Remote Grid) Updates to grid topology to minimize risk of ignition in HFTDs Remote GridWLDFREquipment / facility failureAggregated | WLDFR | HFTD - Distribution - Tier 2 - 4QU CoRE ¦ 2QU LoRE | Red Flag Warning - Destructive Fires | Equipment / facility failure | Aggregated | 2053 | 7.2815e-07 | 522.2177 | 0.00038025 | 2053 | Mitigation | 0.95 | 45 | 0 | esc | 0.00097009 | 7.0637e-10 | 0.00097009 | 7.0637e-10
[79 empty] | WLDFR | HFTD - Distribution - Zone 1 - 4QU CoRE ¦ 1QU LoRE | Red Flag Warning - Destructive Fires | 2052 | 9.859e-09 | 1.6705e-08 | 9.3112e-09 | 11536.0538 | 319.4911 | 11216.5626 | 0 | 0 | 0 | 0 | 1.377e-05 | 0.00011373 | 0 | 0.00011373 | 0.00019272 | 0 | 0.00019272 | 0.00010742 | 0 | 0.00010742 | [17 empty] | 7.3.3.17.5 (Remote Grid) Updates to grid topology to minimize risk of ignition in HFTDs Remote GridWLDFREquipment / facility failureAggregated | WLDFR | HFTD - Distribution - Tier 2 - 4QU CoRE ¦ 2QU LoRE | Red Flag Warning - Destructive Fires | Equipment / facility failure | Aggregated | 2054 | 7.2815e-07 | 522.2177 | 0.00038025 | 2054 | Mitigation | 0.95 | 45 | 0 | esc | 0.00097009 | 7.0637e-10 | 0.00097009 | 7.0637e-10
[79 empty] | WLDFR | HFTD - Distribution - Zone 1 - 4QU CoRE ¦ 1QU LoRE | Red Flag Warning - Destructive Fires | 2053 | 9.859e-09 | 1.6705e-08 | 9.3112e-09 | 12097.6769 | 340.5356 | 11757.1413 | 0 | 0 | 0 | 0 | 1.377e-05 | 0.00011927 | 0 | 0.00011927 | 0.0002021 | 0 | 0.0002021 | 0.00011264 | 0 | 0.00011264 | [17 empty] | 7.3.3.17.5 (Remote Grid) Updates to grid topology to minimize risk of ignition in HFTDs Remote GridWLDFREquipment / facility failureAggregated | WLDFR | HFTD - Distribution - Tier 2 - 4QU CoRE ¦ 2QU LoRE | Red Flag Warning - Destructive Fires | Equipment / facility failure | Aggregated | 2055 | 7.2815e-07 | 522.2177 | 0.00038025 | 2055 | Mitigation | 0.95 | 45 | 0 | esc | 0.00097009 | 7.0637e-10 | 0.00097009 | 7.0637e-10
[79 empty] | WLDFR | HFTD - Distribution - Zone 1 - 4QU CoRE ¦ 1QU LoRE | Red Flag Warning - Destructive Fires | 2054 | 9.859e-09 | 1.6705e-08 | 9.3112e-09 | 12097.6769 | 340.5356 | 11757.1413 | 0 | 0 | 0 | 0 | 1.377e-05 | 0.00011927 | 0 | 0.00011927 | 0.0002021 | 0 | 0.0002021 | 0.00011264 | 0 | 0.00011264 | [17 empty] | 7.3.3.17.5 (Remote Grid) Updates to grid topology to minimize risk of ignition in HFTDs Remote GridWLDFREquipment / facility failureAggregated | WLDFR | HFTD - Distribution - Tier 2 - 4QU CoRE ¦ 2QU LoRE | Red Flag Warning - Destructive Fires | Equipment / facility failure | Aggregated | 2056 | 7.2815e-07 | 522.2177 | 0.00038025 | 2056 | Mitigation | 0.95 | 45 | 0 | esc | 0.00097009 | 7.0637e-10 | 0.00097009 | 7.0637e-10
[79 empty] | WLDFR | HFTD - Distribution - Zone 1 - 4QU CoRE ¦ 1QU LoRE | Red Flag Warning - Destructive Fires | 2055 | 9.859e-09 | 1.6705e-08 | 9.3112e-09 | 12097.6769 | 340.5356 | 11757.1413 | 0 | 0 | 0 | 0 | 1.377e-05 | 0.00011927 | 0 | 0.00011927 | 0.0002021 | 0 | 0.0002021 | 0.00011264 | 0 | 0.00011264 | [17 empty] | 7.3.3.17.5 (Remote Grid) Updates to grid topology to minimize risk of ignition in HFTDs Remote GridWLDFREquipment / facility failureAggregated | WLDFR | HFTD - Distribution - Tier 2 - 4QU CoRE ¦ 2QU LoRE | Red Flag Warning - Destructive Fires | Equipment / facility failure | Aggregated | 2057 | 7.2815e-07 | 522.2177 | 0.00038025 | 2057 | Mitigation | 0.95 | 45 | 0 | esc | 0.00097009 | 7.0637e-10 | 0.00097009 | 7.0637e-10
[79 empty] | WLDFR | HFTD - Distribution - Zone 1 - 4QU CoRE ¦ 1QU LoRE | Red Flag Warning - Destructive Fires | 2056 | 9.859e-09 | 1.6705e-08 | 9.3112e-09 | 12097.6769 | 340.5356 | 11757.1413 | 0 | 0 | 0 | 0 | 1.377e-05 | 0.00011927 | 0 | 0.00011927 | 0.0002021 | 0 | 0.0002021 | 0.00011264 | 0 | 0.00011264 | [17 empty] | 7.3.3.17.5 (Remote Grid) Updates to grid topology to minimize risk of ignition in HFTDs Remote GridWLDFREquipment / facility failureAggregated | WLDFR | HFTD - Distribution - Tier 2 - 4QU CoRE ¦ 2QU LoRE | Red Flag Warning - Destructive Fires | Equipment / facility failure | Aggregated | 2058 | 7.2815e-07 | 522.2177 | 0.00038025 | 2058 | Mitigation | 0.95 | 45 | 0 | esc | 0.00097009 | 7.0637e-10 | 0.00097009 | 7.0637e-10
[79 empty] | WLDFR | HFTD - Distribution - Zone 1 - 4QU CoRE ¦ 1QU LoRE | Red Flag Warning - Destructive Fires | 2057 | 9.859e-09 | 1.6705e-08 | 9.3112e-09 | 12097.6769 | 340.5356 | 11757.1413 | 0 | 0 | 0 | 0 | 1.377e-05 | 0.00011927 | 0 | 0.00011927 | 0.0002021 | 0 | 0.0002021 | 0.00011264 | 0 | 0.00011264 | [17 empty] | 7.3.3.17.5 (Remote Grid) Updates to grid topology to minimize risk of ignition in HFTDs Remote GridWLDFREquipment / facility failureAggregated | WLDFR | HFTD - Distribution - Tier 2 - 4QU CoRE ¦ 2QU LoRE | Red Flag Warning - Destructive Fires | Equipment / facility failure | Aggregated | 2059 | 7.2815e-07 | 522.2177 | 0.00038025 | 2059 | Mitigation | 0.95 | 45 | 0 | esc | 0.00097009 | 7.0637e-10 | 0.00097009 | 7.0637e-10
[79 empty] | WLDFR | HFTD - Distribution - Zone 1 - 4QU CoRE ¦ 1QU LoRE | Red Flag Warning - Destructive Fires | 2058 | 9.859e-09 | 1.6705e-08 | 9.3112e-09 | 12670.1796 | 362.3049 | 12307.8747 | 0 | 0 | 0 | 0 | 1.377e-05 | 0.00012491 | 0 | 0.00012491 | 0.00021166 | 0 | 0.00021166 | 0.00011798 | 0 | 0.00011798 | [17 empty] | 7.3.3.17.5 (Remote Grid) Updates to grid topology to minimize risk of ignition in HFTDs Remote GridWLDFREquipment / facility failureAggregated | WLDFR | HFTD - Distribution - Tier 2 - 4QU CoRE ¦ 2QU LoRE | Red Flag Warning - Destructive Fires | Equipment / facility failure | Aggregated | 2060 | 7.2815e-07 | 522.2177 | 0.00038025 | 2060 | Mitigation | 0.95 | 45 | 0 | esc | 0.00097009 | 7.0637e-10 | 0.00097009 | 7.0637e-10
[79 empty] | WLDFR | HFTD - Distribution - Zone 1 - 4QU CoRE ¦ 1QU LoRE | Red Flag Warning - Destructive Fires | 2059 | 9.859e-09 | 1.6705e-08 | 9.3112e-09 | 12670.1796 | 362.3049 | 12307.8747 | 0 | 0 | 0 | 0 | 1.377e-05 | 0.00012491 | 0 | 0.00012491 | 0.00021166 | 0 | 0.00021166 | 0.00011798 | 0 | 0.00011798 | [17 empty] | 7.3.3.17.5 (Remote Grid) Updates to grid topology to minimize risk of ignition in HFTDs Remote GridWLDFREquipment / facility failureAggregated | WLDFR | HFTD - Distribution - Tier 2 - 4QU CoRE ¦ 2QU LoRE | Red Flag Warning - Destructive Fires | Equipment / facility failure | Aggregated | 2061 | 7.2815e-07 | 522.2177 | 0.00038025 | 2061 | Mitigation | 0.95 | 45 | 0 | esc | 0.00097009 | 7.0637e-10 | 0.00097009 | 7.0637e-10
[79 empty] | WLDFR | HFTD - Distribution - Zone 1 - 4QU CoRE ¦ 1QU LoRE | Red Flag Warning - Destructive Fires | 2060 | 9.859e-09 | 1.6705e-08 | 9.3112e-09 | 12670.1796 | 362.3049 | 12307.8747 | 0 | 0 | 0 | 0 | 1.377e-05 | 0.00012491 | 0 | 0.00012491 | 0.00021166 | 0 | 0.00021166 | 0.00011798 | 0 | 0.00011798 | [17 empty] | 7.3.3.17.5 (Remote Grid) Updates to grid topology to minimize risk of ignition in HFTDs Remote GridWLDFREquipment / facility failureAggregated | WLDFR | HFTD - Distribution - Tier 2 - 4QU CoRE ¦ 2QU LoRE | Red Flag Warning - Destructive Fires | Equipment / facility failure | Aggregated | 2062 | 7.2815e-07 | 522.2177 | 0.00038025 | 2062 | Mitigation | 0.95 | 45 | 0 | esc | 0.00097009 | 7.0637e-10 | 0.00097009 | 7.0637e-10
[79 empty] | WLDFR | HFTD - Distribution - Zone 1 - 4QU CoRE ¦ 1QU LoRE | Red Flag Warning - Destructive Fires | 2061 | 9.859e-09 | 1.6705e-08 | 9.3112e-09 | 12670.1796 | 362.3049 | 12307.8747 | 0 | 0 | 0 | 0 | 1.377e-05 | 0.00012491 | 0 | 0.00012491 | 0.00021166 | 0 | 0.00021166 | 0.00011798 | 0 | 0.00011798 | [17 empty] | 7.3.3.17.5 (Remote Grid) Updates to grid topology to minimize risk of ignition in HFTDs Remote GridWLDFREquipment / facility failureAggregated | WLDFR | HFTD - Distribution - Tier 2 - 4QU CoRE ¦ 2QU LoRE | Red Flag Warning - Destructive Fires | Equipment / facility failure | Aggregated | 2063 | 7.2815e-07 | 522.2177 | 0.00038025 | 2063 | Mitigation | 0.95 | 45 | 0 | esc | 0.00097009 | 7.0637e-10 | 0.00097009 | 7.0637e-10
[79 empty] | WLDFR | HFTD - Distribution - Zone 1 - 4QU CoRE ¦ 1QU LoRE | Red Flag Warning - Destructive Fires | 2062 | 9.859e-09 | 1.6705e-08 | 9.3112e-09 | 12670.1796 | 362.3049 | 12307.8747 | 0 | 0 | 0 | 0 | 1.377e-05 | 0.00012491 | 0 | 0.00012491 | 0.00021166 | 0 | 0.00021166 | 0.00011798 | 0 | 0.00011798 | [17 empty] | 7.3.3.17.5 (Remote Grid) Updates to grid topology to minimize risk of ignition in HFTDs Remote GridWLDFREquipment / facility failureAggregated | WLDFR | HFTD - Distribution - Tier 2 - 4QU CoRE ¦ 2QU LoRE | Red Flag Warning - Destructive Fires | Equipment / facility failure | Aggregated | 2064 | 7.2815e-07 | 522.2177 | 0.00038025 | 2064 | Mitigation | 0.95 | 45 | 0 | esc | 0.00097009 | 7.0637e-10 | 0.00097009 | 7.0637e-10
[79 empty] | WLDFR | HFTD - Distribution - Zone 1 - 4QU CoRE ¦ 1QU LoRE | Red Flag Warning - Destructive Fires | 2063 | 9.859e-09 | 1.6705e-08 | 9.3112e-09 | 13246.6313 | 384.5316 | 12862.0997 | 0 | 0 | 0 | 0 | 1.377e-05 | 0.0001306 | 0 | 0.0001306 | 0.00022129 | 0 | 0.00022129 | 0.00012334 | 0 | 0.00012334 | [17 empty] | 7.3.3.17.5 (Remote Grid) Updates to grid topology to minimize risk of ignition in HFTDs Remote GridWLDFREquipment / facility failureAggregated | WLDFR | HFTD - Distribution - Tier 2 - 4QU CoRE ¦ 2QU LoRE | Red Flag Warning - Destructive Fires | Equipment / facility failure | Aggregated | 2065 | 7.2815e-07 | 522.2177 | 0.00038025 | 2065 | Mitigation | 0.95 | 45 | 0 | esc | 0.00097009 | 7.0637e-10 | 0.00097009 | 7.0637e-10
[79 empty] | WLDFR | HFTD - Distribution - Zone 1 - 4QU CoRE ¦ 1QU LoRE | Red Flag Warning - Destructive Fires | 2064 | 9.859e-09 | 1.6705e-08 | 9.3112e-09 | 13246.6313 | 384.5316 | 12862.0997 | 0 | 0 | 0 | 0 | 1.377e-05 | 0.0001306 | 0 | 0.0001306 | 0.00022129 | 0 | 0.00022129 | 0.00012334 | 0 | 0.00012334 | [17 empty] | 7.3.3.17.5 (Remote Grid) Updates to grid topology to minimize risk of ignition in HFTDs Remote GridWLDFREquipment / facility failureAggregated | WLDFR | HFTD - Distribution - Tier 2 - 4QU CoRE ¦ 2QU LoRE | Red Flag Warning - Destructive Fires | Equipment / facility failure | Aggregated | 2066 | 7.2815e-07 | 522.2177 | 0.00038025 | 2066 | Mitigation | 0.95 | 45 | 0 | esc | 0.00097009 | 7.0637e-10 | 0.00097009 | 7.0637e-10
[79 empty] | WLDFR | HFTD - Distribution - Zone 1 - 4QU CoRE ¦ 1QU LoRE | Red Flag Warning - Destructive Fires | 2065 | 9.859e-09 | 1.6705e-08 | 9.3112e-09 | 13246.6313 | 384.5316 | 12862.0997 | 0 | 0 | 0 | 0 | 1.377e-05 | 0.0001306 | 0 | 0.0001306 | 0.00022129 | 0 | 0.00022129 | 0.00012334 | 0 | 0.00012334 | [17 empty] | 7.3.3.17.5 (Remote Grid) Updates to grid topology to minimize risk of ignition in HFTDs Remote GridWLDFREquipment / facility failureAggregated | WLDFR | HFTD - Distribution - Tier 2 - 4QU CoRE ¦ 2QU LoRE | Red Flag Warning - Destructive Fires | Equipment / facility failure | Aggregated | 2067 | 7.2815e-07 | 522.2177 | 0.00038025 | 2067 | Mitigation | 0.95 | 45 | 0 | esc | 0 | 0 | 0.00097009 | 7.0637e-10
[79 empty] | WLDFR | HFTD - Distribution - Zone 1 - 4QU CoRE ¦ 1QU LoRE | Red Flag Warning - Destructive Fires | 2066 | 0 | 1.6705e-08 | 9.3112e-09 | 13246.6313 | 384.5316 | 12862.0997 | 0 | 0 | 0 | 0 | 1.377e-05 | 0 | 0 | 0 | 0.00022129 | 0 | 0.00022129 | 0.00012334 | 0 | 0.00012334 | [17 empty] | 7.3.3.17.5 (Remote Grid) Updates to grid topology to minimize risk of ignition in HFTDs Remote GridWLDFRVegetation ContactAggregated | WLDFR | HFTD - Distribution - Tier 2 - 4QU CoRE ¦ 2QU LoRE | Red Flag Warning - Destructive Fires | Vegetation Contact | Aggregated | 2022 | 1.2788e-06 | 522.2177 | 0.0006678 | 2022 | Mitigation | 0.95 | 45 | 0 | esc | 0.00097009 | 1.2405e-09 | 0 | 0
[79 empty] | WLDFR | HFTD - Distribution - Zone 1 - 4QU CoRE ¦ 1QU LoRE | Red Flag Warning - Destructive Fires | 2067 | 0 | 0 | 9.3112e-09 | 13246.6313 | 384.5316 | 12862.0997 | 0 | 0 | 0 | 0 | 1.377e-05 | 0 | 0 | 0 | 0 | 0 | 0 | 0.00012334 | 0 | 0.00012334 | [17 empty] | 7.3.3.17.5 (Remote Grid) Updates to grid topology to minimize risk of ignition in HFTDs Remote GridWLDFRVegetation ContactAggregated | WLDFR | HFTD - Distribution - Tier 2 - 4QU CoRE ¦ 2QU LoRE | Red Flag Warning - Destructive Fires | Vegetation Contact | Aggregated | 2023 | 1.2788e-06 | 522.2177 | 0.0006678 | 2023 | Mitigation | 0.95 | 45 | 0 | esc | 0.00097009 | 1.2405e-09 | 0.00097009 | 1.2405e-09
[79 empty] | WLDFR | HFTD - Distribution - Zone 1 - 4QU CoRE ¦ 1QU LoRE | Red Flag Warning - Large Fires | 2021 | 6.3855e-08 | 0 | 0 | 5.2406 | 0.69642 | 2.942 | 1.6022 | 0 | 0 | 0 | 8.9194e-05 | 3.3464e-07 | 0 | 3.3464e-07 | 0 | 0 | 0 | 0 | 0 | 0 | [17 empty] | 7.3.3.17.5 (Remote Grid) Updates to grid topology to minimize risk of ignition in HFTDs Remote GridWLDFRVegetation ContactAggregated | WLDFR | HFTD - Distribution - Tier 2 - 4QU CoRE ¦ 2QU LoRE | Red Flag Warning - Destructive Fires | Vegetation Contact | Aggregated | 2024 | 1.2788e-06 | 522.2177 | 0.0006678 | 2024 | Mitigation | 0.95 | 45 | 0 | esc | 0.00097009 | 1.2405e-09 | 0.00097009 | 1.2405e-09
[79 empty] | WLDFR | HFTD - Distribution - Zone 1 - 4QU CoRE ¦ 1QU LoRE | Red Flag Warning - Large Fires | 2022 | 6.342e-08 | 1.0746e-07 | 0 | 5.2406 | 0.69642 | 2.942 | 1.6022 | 0 | 0 | 0 | 8.8581e-05 | 3.3236e-07 | 0 | 3.3236e-07 | 5.6316e-07 | 0 | 5.6316e-07 | 0 | 0 | 0 | [17 empty] | 7.3.3.17.5 (Remote Grid) Updates to grid topology to minimize risk of ignition in HFTDs Remote GridWLDFRVegetation ContactAggregated | WLDFR | HFTD - Distribution - Tier 2 - 4QU CoRE ¦ 2QU LoRE | Red Flag Warning - Destructive Fires | Vegetation Contact | Aggregated | 2025 | 1.2788e-06 | 522.2177 | 0.0006678 | 2025 | Mitigation | 0.95 | 45 | 0 | esc | 0.00097009 | 1.2405e-09 | 0.00097009 | 1.2405e-09
[79 empty] | WLDFR | HFTD - Distribution - Zone 1 - 4QU CoRE ¦ 1QU LoRE | Red Flag Warning - Large Fires | 2023 | 6.342e-08 | 1.0746e-07 | 5.9897e-08 | 5.475 | 0.71896 | 3.0715 | 1.6846 | 0 | 0 | 0 | 8.8581e-05 | 3.4723e-07 | 0 | 3.4723e-07 | 5.8836e-07 | 0 | 5.8836e-07 | 3.2794e-07 | 0 | 3.2794e-07 | [17 empty] | 7.3.3.17.5 (Remote Grid) Updates to grid topology to minimize risk of ignition in HFTDs Remote GridWLDFRVegetation ContactAggregated | WLDFR | HFTD - Distribution - Tier 2 - 4QU CoRE ¦ 2QU LoRE | Red Flag Warning - Destructive Fires | Vegetation Contact | Aggregated | 2026 | 1.2788e-06 | 522.2177 | 0.0006678 | 2026 | Mitigation | 0.95 | 45 | 0 | esc | 0.00097009 | 1.2405e-09 | 0.00097009 | 1.2405e-09
[79 empty] | WLDFR | HFTD - Distribution - Zone 1 - 4QU CoRE ¦ 1QU LoRE | Red Flag Warning - Large Fires | 2024 | 6.342e-08 | 1.0746e-07 | 5.9897e-08 | 5.475 | 0.71896 | 3.0715 | 1.6846 | 0 | 0 | 0 | 8.8581e-05 | 3.4723e-07 | 0 | 3.4723e-07 | 5.8836e-07 | 0 | 5.8836e-07 | 3.2794e-07 | 0 | 3.2794e-07 | [17 empty] | 7.3.3.17.5 (Remote Grid) Updates to grid topology to minimize risk of ignition in HFTDs Remote GridWLDFRVegetation ContactAggregated | WLDFR | HFTD - Distribution - Tier 2 - 4QU CoRE ¦ 2QU LoRE | Red Flag Warning - Destructive Fires | Vegetation Contact | Aggregated | 2027 | 1.2788e-06 | 522.2177 | 0.0006678 | 2027 | Mitigation | 0.95 | 45 | 0 | esc | 0.00097009 | 1.2405e-09 | 0.00097009 | 1.2405e-09
[79 empty] | WLDFR | HFTD - Distribution - Zone 1 - 4QU CoRE ¦ 1QU LoRE | Red Flag Warning - Large Fires | 2025 | 6.342e-08 | 1.0746e-07 | 5.9897e-08 | 5.475 | 0.71896 | 3.0715 | 1.6846 | 0 | 0 | 0 | 8.8581e-05 | 3.4723e-07 | 0 | 3.4723e-07 | 5.8836e-07 | 0 | 5.8836e-07 | 3.2794e-07 | 0 | 3.2794e-07 | [17 empty] | 7.3.3.17.5 (Remote Grid) Updates to grid topology to minimize risk of ignition in HFTDs Remote GridWLDFRVegetation ContactAggregated | WLDFR | HFTD - Distribution - Tier 2 - 4QU CoRE ¦ 2QU LoRE | Red Flag Warning - Destructive Fires | Vegetation Contact | Aggregated | 2028 | 1.2788e-06 | 522.2177 | 0.0006678 | 2028 | Mitigation | 0.95 | 45 | 0 | esc | 0.00097009 | 1.2405e-09 | 0.00097009 | 1.2405e-09
[79 empty] | WLDFR | HFTD - Distribution - Zone 1 - 4QU CoRE ¦ 1QU LoRE | Red Flag Warning - Large Fires | 2026 | 6.342e-08 | 1.0746e-07 | 5.9897e-08 | 5.475 | 0.71896 | 3.0715 | 1.6846 | 0 | 0 | 0 | 8.8581e-05 | 3.4723e-07 | 0 | 3.4723e-07 | 5.8836e-07 | 0 | 5.8836e-07 | 3.2794e-07 | 0 | 3.2794e-07 | [17 empty] | 7.3.3.17.5 (Remote Grid) Updates to grid topology to minimize risk of ignition in HFTDs Remote GridWLDFRVegetation ContactAggregated | WLDFR | HFTD - Distribution - Tier 2 - 4QU CoRE ¦ 2QU LoRE | Red Flag Warning - Destructive Fires | Vegetation Contact | Aggregated | 2029 | 1.2788e-06 | 522.2177 | 0.0006678 | 2029 | Mitigation | 0.95 | 45 | 0 | esc | 0.00097009 | 1.2405e-09 | 0.00097009 | 1.2405e-09
[79 empty] | WLDFR | HFTD - Distribution - Zone 1 - 4QU CoRE ¦ 1QU LoRE | Red Flag Warning - Large Fires | 2027 | 6.342e-08 | 1.0746e-07 | 5.9897e-08 | 5.475 | 0.71896 | 3.0715 | 1.6846 | 0 | 0 | 0 | 8.8581e-05 | 3.4723e-07 | 0 | 3.4723e-07 | 5.8836e-07 | 0 | 5.8836e-07 | 3.2794e-07 | 0 | 3.2794e-07 | [17 empty] | 7.3.3.17.5 (Remote Grid) Updates to grid topology to minimize risk of ignition in HFTDs Remote GridWLDFRVegetation ContactAggregated | WLDFR | HFTD - Distribution - Tier 2 - 4QU CoRE ¦ 2QU LoRE | Red Flag Warning - Destructive Fires | Vegetation Contact | Aggregated | 2030 | 1.2788e-06 | 522.2177 | 0.0006678 | 2030 | Mitigation | 0.95 | 45 | 0 | esc | 0.00097009 | 1.2405e-09 | 0.00097009 | 1.2405e-09
[79 empty] | WLDFR | HFTD - Distribution - Zone 1 - 4QU CoRE ¦ 1QU LoRE | Red Flag Warning - Large Fires | 2028 | 6.342e-08 | 1.0746e-07 | 5.9897e-08 | 5.777 | 0.74734 | 3.238 | 1.7917 | 0 | 0 | 0 | 8.8581e-05 | 3.6638e-07 | 0 | 3.6638e-07 | 6.2081e-07 | 0 | 6.2081e-07 | 3.4603e-07 | 0 | 3.4603e-07 | [17 empty] | 7.3.3.17.5 (Remote Grid) Updates to grid topology to minimize risk of ignition in HFTDs Remote GridWLDFRVegetation ContactAggregated | WLDFR | HFTD - Distribution - Tier 2 - 4QU CoRE ¦ 2QU LoRE | Red Flag Warning - Destructive Fires | Vegetation Contact | Aggregated | 2031 | 1.2788e-06 | 522.2177 | 0.0006678 | 2031 | Mitigation | 0.95 | 45 | 0 | esc | 0.00097009 | 1.2405e-09 | 0.00097009 | 1.2405e-09
[79 empty] | WLDFR | HFTD - Distribution - Zone 1 - 4QU CoRE ¦ 1QU LoRE | Red Flag Warning - Large Fires | 2029 | 6.342e-08 | 1.0746e-07 | 5.9897e-08 | 5.777 | 0.74734 | 3.238 | 1.7917 | 0 | 0 | 0 | 8.8581e-05 | 3.6638e-07 | 0 | 3.6638e-07 | 6.2081e-07 | 0 | 6.2081e-07 | 3.4603e-07 | 0 | 3.4603e-07 | [17 empty] | 7.3.3.17.5 (Remote Grid) Updates to grid topology to minimize risk of ignition in HFTDs Remote GridWLDFRVegetation ContactAggregated | WLDFR | HFTD - Distribution - Tier 2 - 4QU CoRE ¦ 2QU LoRE | Red Flag Warning - Destructive Fires | Vegetation Contact | Aggregated | 2032 | 1.2788e-06 | 522.2177 | 0.0006678 | 2032 | Mitigation | 0.95 | 45 | 0 | esc | 0.00097009 | 1.2405e-09 | 0.00097009 | 1.2405e-09
[79 empty] | WLDFR | HFTD - Distribution - Zone 1 - 4QU CoRE ¦ 1QU LoRE | Red Flag Warning - Large Fires | 2030 | 6.342e-08 | 1.0746e-07 | 5.9897e-08 | 5.777 | 0.74734 | 3.238 | 1.7917 | 0 | 0 | 0 | 8.8581e-05 | 3.6638e-07 | 0 | 3.6638e-07 | 6.2081e-07 | 0 | 6.2081e-07 | 3.4603e-07 | 0 | 3.4603e-07 | [17 empty] | 7.3.3.17.5 (Remote Grid) Updates to grid topology to minimize risk of ignition in HFTDs Remote GridWLDFRVegetation ContactAggregated | WLDFR | HFTD - Distribution - Tier 2 - 4QU CoRE ¦ 2QU LoRE | Red Flag Warning - Destructive Fires | Vegetation Contact | Aggregated | 2033 | 1.2788e-06 | 522.2177 | 0.0006678 | 2033 | Mitigation | 0.95 | 45 | 0 | esc | 0.00097009 | 1.2405e-09 | 0.00097009 | 1.2405e-09
[79 empty] | WLDFR | HFTD - Distribution - Zone 1 - 4QU CoRE ¦ 1QU LoRE | Red Flag Warning - Large Fires | 2031 | 6.342e-08 | 1.0746e-07 | 5.9897e-08 | 5.777 | 0.74734 | 3.238 | 1.7917 | 0 | 0 | 0 | 8.8581e-05 | 3.6638e-07 | 0 | 3.6638e-07 | 6.2081e-07 | 0 | 6.2081e-07 | 3.4603e-07 | 0 | 3.4603e-07 | [17 empty] | 7.3.3.17.5 (Remote Grid) Updates to grid topology to minimize risk of ignition in HFTDs Remote GridWLDFRVegetation ContactAggregated | WLDFR | HFTD - Distribution - Tier 2 - 4QU CoRE ¦ 2QU LoRE | Red Flag Warning - Destructive Fires | Vegetation Contact | Aggregated | 2034 | 1.2788e-06 | 522.2177 | 0.0006678 | 2034 | Mitigation | 0.95 | 45 | 0 | esc | 0.00097009 | 1.2405e-09 | 0.00097009 | 1.2405e-09
[79 empty] | WLDFR | HFTD - Distribution - Zone 1 - 4QU CoRE ¦ 1QU LoRE | Red Flag Warning - Large Fires | 2032 | 6.342e-08 | 1.0746e-07 | 5.9897e-08 | 5.777 | 0.74734 | 3.238 | 1.7917 | 0 | 0 | 0 | 8.8581e-05 | 3.6638e-07 | 0 | 3.6638e-07 | 6.2081e-07 | 0 | 6.2081e-07 | 3.4603e-07 | 0 | 3.4603e-07 | [17 empty] | 7.3.3.17.5 (Remote Grid) Updates to grid topology to minimize risk of ignition in HFTDs Remote GridWLDFRVegetation ContactAggregated | WLDFR | HFTD - Distribution - Tier 2 - 4QU CoRE ¦ 2QU LoRE | Red Flag Warning - Destructive Fires | Vegetation Contact | Aggregated | 2035 | 1.2788e-06 | 522.2177 | 0.0006678 | 2035 | Mitigation | 0.95 | 45 | 0 | esc | 0.00097009 | 1.2405e-09 | 0.00097009 | 1.2405e-09
[79 empty] | WLDFR | HFTD - Distribution - Zone 1 - 4QU CoRE ¦ 1QU LoRE | Red Flag Warning - Large Fires | 2033 | 6.342e-08 | 1.0746e-07 | 5.9897e-08 | 6.1205 | 0.77885 | 3.4265 | 1.9151 | 0 | 0 | 0 | 8.8581e-05 | 3.8816e-07 | 0 | 3.8816e-07 | 6.5772e-07 | 0 | 6.5772e-07 | 3.666e-07 | 0 | 3.666e-07 | [17 empty] | 7.3.3.17.5 (Remote Grid) Updates to grid topology to minimize risk of ignition in HFTDs Remote GridWLDFRVegetation ContactAggregated | WLDFR | HFTD - Distribution - Tier 2 - 4QU CoRE ¦ 2QU LoRE | Red Flag Warning - Destructive Fires | Vegetation Contact | Aggregated | 2036 | 1.2788e-06 | 522.2177 | 0.0006678 | 2036 | Mitigation | 0.95 | 45 | 0 | esc | 0.00097009 | 1.2405e-09 | 0.00097009 | 1.2405e-09
[79 empty] | WLDFR | HFTD - Distribution - Zone 1 - 4QU CoRE ¦ 1QU LoRE | Red Flag Warning - Large Fires | 2034 | 6.342e-08 | 1.0746e-07 | 5.9897e-08 | 6.1205 | 0.77885 | 3.4265 | 1.9151 | 0 | 0 | 0 | 8.8581e-05 | 3.8816e-07 | 0 | 3.8816e-07 | 6.5772e-07 | 0 | 6.5772e-07 | 3.666e-07 | 0 | 3.666e-07 | [17 empty] | 7.3.3.17.5 (Remote Grid) Updates to grid topology to minimize risk of ignition in HFTDs Remote GridWLDFRVegetation ContactAggregated | WLDFR | HFTD - Distribution - Tier 2 - 4QU CoRE ¦ 2QU LoRE | Red Flag Warning - Destructive Fires | Vegetation Contact | Aggregated | 2037 | 1.2788e-06 | 522.2177 | 0.0006678 | 2037 | Mitigation | 0.95 | 45 | 0 | esc | 0.00097009 | 1.2405e-09 | 0.00097009 | 1.2405e-09
[79 empty] | WLDFR | HFTD - Distribution - Zone 1 - 4QU CoRE ¦ 1QU LoRE | Red Flag Warning - Large Fires | 2035 | 6.342e-08 | 1.0746e-07 | 5.9897e-08 | 6.1205 | 0.77885 | 3.4265 | 1.9151 | 0 | 0 | 0 | 8.8581e-05 | 3.8816e-07 | 0 | 3.8816e-07 | 6.5772e-07 | 0 | 6.5772e-07 | 3.666e-07 | 0 | 3.666e-07 | [17 empty] | 7.3.3.17.5 (Remote Grid) Updates to grid topology to minimize risk of ignition in HFTDs Remote GridWLDFRVegetation ContactAggregated | WLDFR | HFTD - Distribution - Tier 2 - 4QU CoRE ¦ 2QU LoRE | Red Flag Warning - Destructive Fires | Vegetation Contact | Aggregated | 2038 | 1.2788e-06 | 522.2177 | 0.0006678 | 2038 | Mitigation | 0.95 | 45 | 0 | esc | 0.00097009 | 1.2405e-09 | 0.00097009 | 1.2405e-09
[79 empty] | WLDFR | HFTD - Distribution - Zone 1 - 4QU CoRE ¦ 1QU LoRE | Red Flag Warning - Large Fires | 2036 | 6.342e-08 | 1.0746e-07 | 5.9897e-08 | 6.1205 | 0.77885 | 3.4265 | 1.9151 | 0 | 0 | 0 | 8.8581e-05 | 3.8816e-07 | 0 | 3.8816e-07 | 6.5772e-07 | 0 | 6.5772e-07 | 3.666e-07 | 0 | 3.666e-07 | [17 empty] | 7.3.3.17.5 (Remote Grid) Updates to grid topology to minimize risk of ignition in HFTDs Remote GridWLDFRVegetation ContactAggregated | WLDFR | HFTD - Distribution - Tier 2 - 4QU CoRE ¦ 2QU LoRE | Red Flag Warning - Destructive Fires | Vegetation Contact | Aggregated | 2039 | 1.2788e-06 | 522.2177 | 0.0006678 | 2039 | Mitigation | 0.95 | 45 | 0 | esc | 0.00097009 | 1.2405e-09 | 0.00097009 | 1.2405e-09
[79 empty] | WLDFR | HFTD - Distribution - Zone 1 - 4QU CoRE ¦ 1QU LoRE | Red Flag Warning - Large Fires | 2037 | 6.342e-08 | 1.0746e-07 | 5.9897e-08 | 6.1205 | 0.77885 | 3.4265 | 1.9151 | 0 | 0 | 0 | 8.8581e-05 | 3.8816e-07 | 0 | 3.8816e-07 | 6.5772e-07 | 0 | 6.5772e-07 | 3.666e-07 | 0 | 3.666e-07 | [17 empty] | 7.3.3.17.5 (Remote Grid) Updates to grid topology to minimize risk of ignition in HFTDs Remote GridWLDFRVegetation ContactAggregated | WLDFR | HFTD - Distribution - Tier 2 - 4QU CoRE ¦ 2QU LoRE | Red Flag Warning - Destructive Fires | Vegetation Contact | Aggregated | 2040 | 1.2788e-06 | 522.2177 | 0.0006678 | 2040 | Mitigation | 0.95 | 45 | 0 | esc | 0.00097009 | 1.2405e-09 | 0.00097009 | 1.2405e-09
[79 empty] | WLDFR | HFTD - Distribution - Zone 1 - 4QU CoRE ¦ 1QU LoRE | Red Flag Warning - Large Fires | 2038 | 6.342e-08 | 1.0746e-07 | 5.9897e-08 | 6.5028 | 0.81304 | 3.6355 | 2.0543 | 0 | 0 | 0 | 8.8581e-05 | 4.1241e-07 | 0 | 4.1241e-07 | 6.9881e-07 | 0 | 6.9881e-07 | 3.895e-07 | 0 | 3.895e-07 | [17 empty] | 7.3.3.17.5 (Remote Grid) Updates to grid topology to minimize risk of ignition in HFTDs Remote GridWLDFRVegetation ContactAggregated | WLDFR | HFTD - Distribution - Tier 2 - 4QU CoRE ¦ 2QU LoRE | Red Flag Warning - Destructive Fires | Vegetation Contact | Aggregated | 2041 | 1.2788e-06 | 522.2177 | 0.0006678 | 2041 | Mitigation | 0.95 | 45 | 0 | esc | 0.00097009 | 1.2405e-09 | 0.00097009 | 1.2405e-09
[79 empty] | WLDFR | HFTD - Distribution - Zone 1 - 4QU CoRE ¦ 1QU LoRE | Red Flag Warning - Large Fires | 2039 | 6.342e-08 | 1.0746e-07 | 5.9897e-08 | 6.5028 | 0.81304 | 3.6355 | 2.0543 | 0 | 0 | 0 | 8.8581e-05 | 4.1241e-07 | 0 | 4.1241e-07 | 6.9881e-07 | 0 | 6.9881e-07 | 3.895e-07 | 0 | 3.895e-07 | [17 empty] | 7.3.3.17.5 (Remote Grid) Updates to grid topology to minimize risk of ignition in HFTDs Remote GridWLDFRVegetation ContactAggregated | WLDFR | HFTD - Distribution - Tier 2 - 4QU CoRE ¦ 2QU LoRE | Red Flag Warning - Destructive Fires | Vegetation Contact | Aggregated | 2042 | 1.2788e-06 | 522.2177 | 0.0006678 | 2042 | Mitigation | 0.95 | 45 | 0 | esc | 0.00097009 | 1.2405e-09 | 0.00097009 | 1.2405e-09
[79 empty] | WLDFR | HFTD - Distribution - Zone 1 - 4QU CoRE ¦ 1QU LoRE | Red Flag Warning - Large Fires | 2040 | 6.342e-08 | 1.0746e-07 | 5.9897e-08 | 6.5028 | 0.81304 | 3.6355 | 2.0543 | 0 | 0 | 0 | 8.8581e-05 | 4.1241e-07 | 0 | 4.1241e-07 | 6.9881e-07 | 0 | 6.9881e-07 | 3.895e-07 | 0 | 3.895e-07 | [17 empty] | 7.3.3.17.5 (Remote Grid) Updates to grid topology to minimize risk of ignition in HFTDs Remote GridWLDFRVegetation ContactAggregated | WLDFR | HFTD - Distribution - Tier 2 - 4QU CoRE ¦ 2QU LoRE | Red Flag Warning - Destructive Fires | Vegetation Contact | Aggregated | 2043 | 1.2788e-06 | 522.2177 | 0.0006678 | 2043 | Mitigation | 0.95 | 45 | 0 | esc | 0.00097009 | 1.2405e-09 | 0.00097009 | 1.2405e-09
[79 empty] | WLDFR | HFTD - Distribution - Zone 1 - 4QU CoRE ¦ 1QU LoRE | Red Flag Warning - Large Fires | 2041 | 6.342e-08 | 1.0746e-07 | 5.9897e-08 | 6.5028 | 0.81304 | 3.6355 | 2.0543 | 0 | 0 | 0 | 8.8581e-05 | 4.1241e-07 | 0 | 4.1241e-07 | 6.9881e-07 | 0 | 6.9881e-07 | 3.895e-07 | 0 | 3.895e-07 | [17 empty] | 7.3.3.17.5 (Remote Grid) Updates to grid topology to minimize risk of ignition in HFTDs Remote GridWLDFRVegetation ContactAggregated | WLDFR | HFTD - Distribution - Tier 2 - 4QU CoRE ¦ 2QU LoRE | Red Flag Warning - Destructive Fires | Vegetation Contact | Aggregated | 2044 | 1.2788e-06 | 522.2177 | 0.0006678 | 2044 | Mitigation | 0.95 | 45 | 0 | esc | 0.00097009 | 1.2405e-09 | 0.00097009 | 1.2405e-09
[79 empty] | WLDFR | HFTD - Distribution - Zone 1 - 4QU CoRE ¦ 1QU LoRE | Red Flag Warning - Large Fires | 2042 | 6.342e-08 | 1.0746e-07 | 5.9897e-08 | 6.5028 | 0.81304 | 3.6355 | 2.0543 | 0 | 0 | 0 | 8.8581e-05 | 4.1241e-07 | 0 | 4.1241e-07 | 6.9881e-07 | 0 | 6.9881e-07 | 3.895e-07 | 0 | 3.895e-07 | [17 empty] | 7.3.3.17.5 (Remote Grid) Updates to grid topology to minimize risk of ignition in HFTDs Remote GridWLDFRVegetation ContactAggregated | WLDFR | HFTD - Distribution - Tier 2 - 4QU CoRE ¦ 2QU LoRE | Red Flag Warning - Destructive Fires | Vegetation Contact | Aggregated | 2045 | 1.2788e-06 | 522.2177 | 0.0006678 | 2045 | Mitigation | 0.95 | 45 | 0 | esc | 0.00097009 | 1.2405e-09 | 0.00097009 | 1.2405e-09
[79 empty] | WLDFR | HFTD - Distribution - Zone 1 - 4QU CoRE ¦ 1QU LoRE | Red Flag Warning - Large Fires | 2043 | 6.342e-08 | 1.0746e-07 | 5.9897e-08 | 6.9209 | 0.84944 | 3.8632 | 2.2083 | 0 | 0 | 0 | 8.8581e-05 | 4.3893e-07 | 0 | 4.3893e-07 | 7.4374e-07 | 0 | 7.4374e-07 | 4.1454e-07 | 0 | 4.1454e-07 | [17 empty] | 7.3.3.17.5 (Remote Grid) Updates to grid topology to minimize risk of ignition in HFTDs Remote GridWLDFRVegetation ContactAggregated | WLDFR | HFTD - Distribution - Tier 2 - 4QU CoRE ¦ 2QU LoRE | Red Flag Warning - Destructive Fires | Vegetation Contact | Aggregated | 2046 | 1.2788e-06 | 522.2177 | 0.0006678 | 2046 | Mitigation | 0.95 | 45 | 0 | esc | 0.00097009 | 1.2405e-09 | 0.00097009 | 1.2405e-09
[79 empty] | WLDFR | HFTD - Distribution - Zone 1 - 4QU CoRE ¦ 1QU LoRE | Red Flag Warning - Large Fires | 2044 | 6.342e-08 | 1.0746e-07 | 5.9897e-08 | 6.9209 | 0.84944 | 3.8632 | 2.2083 | 0 | 0 | 0 | 8.8581e-05 | 4.3893e-07 | 0 | 4.3893e-07 | 7.4374e-07 | 0 | 7.4374e-07 | 4.1454e-07 | 0 | 4.1454e-07 | [17 empty] | 7.3.3.17.5 (Remote Grid) Updates to grid topology to minimize risk of ignition in HFTDs Remote GridWLDFRVegetation ContactAggregated | WLDFR | HFTD - Distribution - Tier 2 - 4QU CoRE ¦ 2QU LoRE | Red Flag Warning - Destructive Fires | Vegetation Contact | Aggregated | 2047 | 1.2788e-06 | 522.2177 | 0.0006678 | 2047 | Mitigation | 0.95 | 45 | 0 | esc | 0.00097009 | 1.2405e-09 | 0.00097009 | 1.2405e-09
[79 empty] | WLDFR | HFTD - Distribution - Zone 1 - 4QU CoRE ¦ 1QU LoRE | Red Flag Warning - Large Fires | 2045 | 6.342e-08 | 1.0746e-07 | 5.9897e-08 | 6.9209 | 0.84944 | 3.8632 | 2.2083 | 0 | 0 | 0 | 8.8581e-05 | 4.3893e-07 | 0 | 4.3893e-07 | 7.4374e-07 | 0 | 7.4374e-07 | 4.1454e-07 | 0 | 4.1454e-07 | [17 empty] | 7.3.3.17.5 (Remote Grid) Updates to grid topology to minimize risk of ignition in HFTDs Remote GridWLDFRVegetation ContactAggregated | WLDFR | HFTD - Distribution - Tier 2 - 4QU CoRE ¦ 2QU LoRE | Red Flag Warning - Destructive Fires | Vegetation Contact | Aggregated | 2048 | 1.2788e-06 | 522.2177 | 0.0006678 | 2048 | Mitigation | 0.95 | 45 | 0 | esc | 0.00097009 | 1.2405e-09 | 0.00097009 | 1.2405e-09
[79 empty] | WLDFR | HFTD - Distribution - Zone 1 - 4QU CoRE ¦ 1QU LoRE | Red Flag Warning - Large Fires | 2046 | 6.342e-08 | 1.0746e-07 | 5.9897e-08 | 6.9209 | 0.84944 | 3.8632 | 2.2083 | 0 | 0 | 0 | 8.8581e-05 | 4.3893e-07 | 0 | 4.3893e-07 | 7.4374e-07 | 0 | 7.4374e-07 | 4.1454e-07 | 0 | 4.1454e-07 | [17 empty] | 7.3.3.17.5 (Remote Grid) Updates to grid topology to minimize risk of ignition in HFTDs Remote GridWLDFRVegetation ContactAggregated | WLDFR | HFTD - Distribution - Tier 2 - 4QU CoRE ¦ 2QU LoRE | Red Flag Warning - Destructive Fires | Vegetation Contact | Aggregated | 2049 | 1.2788e-06 | 522.2177 | 0.0006678 | 2049 | Mitigation | 0.95 | 45 | 0 | esc | 0.00097009 | 1.2405e-09 | 0.00097009 | 1.2405e-09
[79 empty] | WLDFR | HFTD - Distribution - Zone 1 - 4QU CoRE ¦ 1QU LoRE | Red Flag Warning - Large Fires | 2047 | 6.342e-08 | 1.0746e-07 | 5.9897e-08 | 6.9209 | 0.84944 | 3.8632 | 2.2083 | 0 | 0 | 0 | 8.8581e-05 | 4.3893e-07 | 0 | 4.3893e-07 | 7.4374e-07 | 0 | 7.4374e-07 | 4.1454e-07 | 0 | 4.1454e-07 | [17 empty] | 7.3.3.17.5 (Remote Grid) Updates to grid topology to minimize risk of ignition in HFTDs Remote GridWLDFRVegetation ContactAggregated | WLDFR | HFTD - Distribution - Tier 2 - 4QU CoRE ¦ 2QU LoRE | Red Flag Warning - Destructive Fires | Vegetation Contact | Aggregated | 2050 | 1.2788e-06 | 522.2177 | 0.0006678 | 2050 | Mitigation | 0.95 | 45 | 0 | esc | 0.00097009 | 1.2405e-09 | 0.00097009 | 1.2405e-09
[79 empty] | WLDFR | HFTD - Distribution - Zone 1 - 4QU CoRE ¦ 1QU LoRE | Red Flag Warning - Large Fires | 2048 | 6.342e-08 | 1.0746e-07 | 5.9897e-08 | 7.3713 | 0.88759 | 4.1075 | 2.3763 | 0 | 0 | 0 | 8.8581e-05 | 4.6749e-07 | 0 | 4.6749e-07 | 7.9214e-07 | 0 | 7.9214e-07 | 4.4152e-07 | 0 | 4.4152e-07 | [17 empty] | 7.3.3.17.5 (Remote Grid) Updates to grid topology to minimize risk of ignition in HFTDs Remote GridWLDFRVegetation ContactAggregated | WLDFR | HFTD - Distribution - Tier 2 - 4QU CoRE ¦ 2QU LoRE | Red Flag Warning - Destructive Fires | Vegetation Contact | Aggregated | 2051 | 1.2788e-06 | 522.2177 | 0.0006678 | 2051 | Mitigation | 0.95 | 45 | 0 | esc | 0.00097009 | 1.2405e-09 | 0.00097009 | 1.2405e-09
[79 empty] | WLDFR | HFTD - Distribution - Zone 1 - 4QU CoRE ¦ 1QU LoRE | Red Flag Warning - Large Fires | 2049 | 6.342e-08 | 1.0746e-07 | 5.9897e-08 | 7.3713 | 0.88759 | 4.1075 | 2.3763 | 0 | 0 | 0 | 8.8581e-05 | 4.6749e-07 | 0 | 4.6749e-07 | 7.9214e-07 | 0 | 7.9214e-07 | 4.4152e-07 | 0 | 4.4152e-07 | [17 empty] | 7.3.3.17.5 (Remote Grid) Updates to grid topology to minimize risk of ignition in HFTDs Remote GridWLDFRVegetation ContactAggregated | WLDFR | HFTD - Distribution - Tier 2 - 4QU CoRE ¦ 2QU LoRE | Red Flag Warning - Destructive Fires | Vegetation Contact | Aggregated | 2052 | 1.2788e-06 | 522.2177 | 0.0006678 | 2052 | Mitigation | 0.95 | 45 | 0 | esc | 0.00097009 | 1.2405e-09 | 0.00097009 | 1.2405e-09
[79 empty] | WLDFR | HFTD - Distribution - Zone 1 - 4QU CoRE ¦ 1QU LoRE | Red Flag Warning - Large Fires | 2050 | 6.342e-08 | 1.0746e-07 | 5.9897e-08 | 7.3713 | 0.88759 | 4.1075 | 2.3763 | 0 | 0 | 0 | 8.8581e-05 | 4.6749e-07 | 0 | 4.6749e-07 | 7.9214e-07 | 0 | 7.9214e-07 | 4.4152e-07 | 0 | 4.4152e-07 | [17 empty] | 7.3.3.17.5 (Remote Grid) Updates to grid topology to minimize risk of ignition in HFTDs Remote GridWLDFRVegetation ContactAggregated | WLDFR | HFTD - Distribution - Tier 2 - 4QU CoRE ¦ 2QU LoRE | Red Flag Warning - Destructive Fires | Vegetation Contact | Aggregated | 2053 | 1.2788e-06 | 522.2177 | 0.0006678 | 2053 | Mitigation | 0.95 | 45 | 0 | esc | 0.00097009 | 1.2405e-09 | 0.00097009 | 1.2405e-09
[79 empty] | WLDFR | HFTD - Distribution - Zone 1 - 4QU CoRE ¦ 1QU LoRE | Red Flag Warning - Large Fires | 2051 | 6.342e-08 | 1.0746e-07 | 5.9897e-08 | 7.3713 | 0.88759 | 4.1075 | 2.3763 | 0 | 0 | 0 | 8.8581e-05 | 4.6749e-07 | 0 | 4.6749e-07 | 7.9214e-07 | 0 | 7.9214e-07 | 4.4152e-07 | 0 | 4.4152e-07 | [17 empty] | 7.3.3.17.5 (Remote Grid) Updates to grid topology to minimize risk of ignition in HFTDs Remote GridWLDFRVegetation ContactAggregated | WLDFR | HFTD - Distribution - Tier 2 - 4QU CoRE ¦ 2QU LoRE | Red Flag Warning - Destructive Fires | Vegetation Contact | Aggregated | 2054 | 1.2788e-06 | 522.2177 | 0.0006678 | 2054 | Mitigation | 0.95 | 45 | 0 | esc | 0.00097009 | 1.2405e-09 | 0.00097009 | 1.2405e-09
[79 empty] | WLDFR | HFTD - Distribution - Zone 1 - 4QU CoRE ¦ 1QU LoRE | Red Flag Warning - Large Fires | 2052 | 6.342e-08 | 1.0746e-07 | 5.9897e-08 | 7.3713 | 0.88759 | 4.1075 | 2.3763 | 0 | 0 | 0 | 8.8581e-05 | 4.6749e-07 | 0 | 4.6749e-07 | 7.9214e-07 | 0 | 7.9214e-07 | 4.4152e-07 | 0 | 4.4152e-07 | [17 empty] | 7.3.3.17.5 (Remote Grid) Updates to grid topology to minimize risk of ignition in HFTDs Remote GridWLDFRVegetation ContactAggregated | WLDFR | HFTD - Distribution - Tier 2 - 4QU CoRE ¦ 2QU LoRE | Red Flag Warning - Destructive Fires | Vegetation Contact | Aggregated | 2055 | 1.2788e-06 | 522.2177 | 0.0006678 | 2055 | Mitigation | 0.95 | 45 | 0 | esc | 0.00097009 | 1.2405e-09 | 0.00097009 | 1.2405e-09
[79 empty] | WLDFR | HFTD - Distribution - Zone 1 - 4QU CoRE ¦ 1QU LoRE | Red Flag Warning - Large Fires | 2053 | 6.342e-08 | 1.0746e-07 | 5.9897e-08 | 7.8503 | 0.92702 | 4.3664 | 2.5569 | 0 | 0 | 0 | 8.8581e-05 | 4.9787e-07 | 0 | 4.9787e-07 | 8.4361e-07 | 0 | 8.4361e-07 | 4.7021e-07 | 0 | 4.7021e-07 | [17 empty] | 7.3.3.17.5 (Remote Grid) Updates to grid topology to minimize risk of ignition in HFTDs Remote GridWLDFRVegetation ContactAggregated | WLDFR | HFTD - Distribution - Tier 2 - 4QU CoRE ¦ 2QU LoRE | Red Flag Warning - Destructive Fires | Vegetation Contact | Aggregated | 2056 | 1.2788e-06 | 522.2177 | 0.0006678 | 2056 | Mitigation | 0.95 | 45 | 0 | esc | 0.00097009 | 1.2405e-09 | 0.00097009 | 1.2405e-09
[79 empty] | WLDFR | HFTD - Distribution - Zone 1 - 4QU CoRE ¦ 1QU LoRE | Red Flag Warning - Large Fires | 2054 | 6.342e-08 | 1.0746e-07 | 5.9897e-08 | 7.8503 | 0.92702 | 4.3664 | 2.5569 | 0 | 0 | 0 | 8.8581e-05 | 4.9787e-07 | 0 | 4.9787e-07 | 8.4361e-07 | 0 | 8.4361e-07 | 4.7021e-07 | 0 | 4.7021e-07 | [17 empty] | 7.3.3.17.5 (Remote Grid) Updates to grid topology to minimize risk of ignition in HFTDs Remote GridWLDFRVegetation ContactAggregated | WLDFR | HFTD - Distribution - Tier 2 - 4QU CoRE ¦ 2QU LoRE | Red Flag Warning - Destructive Fires | Vegetation Contact | Aggregated | 2057 | 1.2788e-06 | 522.2177 | 0.0006678 | 2057 | Mitigation | 0.95 | 45 | 0 | esc | 0.00097009 | 1.2405e-09 | 0.00097009 | 1.2405e-09
[79 empty] | WLDFR | HFTD - Distribution - Zone 1 - 4QU CoRE ¦ 1QU LoRE | Red Flag Warning - Large Fires | 2055 | 6.342e-08 | 1.0746e-07 | 5.9897e-08 | 7.8503 | 0.92702 | 4.3664 | 2.5569 | 0 | 0 | 0 | 8.8581e-05 | 4.9787e-07 | 0 | 4.9787e-07 | 8.4361e-07 | 0 | 8.4361e-07 | 4.7021e-07 | 0 | 4.7021e-07 | [17 empty] | 7.3.3.17.5 (Remote Grid) Updates to grid topology to minimize risk of ignition in HFTDs Remote GridWLDFRVegetation ContactAggregated | WLDFR | HFTD - Distribution - Tier 2 - 4QU CoRE ¦ 2QU LoRE | Red Flag Warning - Destructive Fires | Vegetation Contact | Aggregated | 2058 | 1.2788e-06 | 522.2177 | 0.0006678 | 2058 | Mitigation | 0.95 | 45 | 0 | esc | 0.00097009 | 1.2405e-09 | 0.00097009 | 1.2405e-09
[79 empty] | WLDFR | HFTD - Distribution - Zone 1 - 4QU CoRE ¦ 1QU LoRE | Red Flag Warning - Large Fires | 2056 | 6.342e-08 | 1.0746e-07 | 5.9897e-08 | 7.8503 | 0.92702 | 4.3664 | 2.5569 | 0 | 0 | 0 | 8.8581e-05 | 4.9787e-07 | 0 | 4.9787e-07 | 8.4361e-07 | 0 | 8.4361e-07 | 4.7021e-07 | 0 | 4.7021e-07 | [17 empty] | 7.3.3.17.5 (Remote Grid) Updates to grid topology to minimize risk of ignition in HFTDs Remote GridWLDFRVegetation ContactAggregated | WLDFR | HFTD - Distribution - Tier 2 - 4QU CoRE ¦ 2QU LoRE | Red Flag Warning - Destructive Fires | Vegetation Contact | Aggregated | 2059 | 1.2788e-06 | 522.2177 | 0.0006678 | 2059 | Mitigation | 0.95 | 45 | 0 | esc | 0.00097009 | 1.2405e-09 | 0.00097009 | 1.2405e-09
[79 empty] | WLDFR | HFTD - Distribution - Zone 1 - 4QU CoRE ¦ 1QU LoRE | Red Flag Warning - Large Fires | 2057 | 6.342e-08 | 1.0746e-07 | 5.9897e-08 | 7.8503 | 0.92702 | 4.3664 | 2.5569 | 0 | 0 | 0 | 8.8581e-05 | 4.9787e-07 | 0 | 4.9787e-07 | 8.4361e-07 | 0 | 8.4361e-07 | 4.7021e-07 | 0 | 4.7021e-07 | [17 empty] | 7.3.3.17.5 (Remote Grid) Updates to grid topology to minimize risk of ignition in HFTDs Remote GridWLDFRVegetation ContactAggregated | WLDFR | HFTD - Distribution - Tier 2 - 4QU CoRE ¦ 2QU LoRE | Red Flag Warning - Destructive Fires | Vegetation Contact | Aggregated | 2060 | 1.2788e-06 | 522.2177 | 0.0006678 | 2060 | Mitigation | 0.95 | 45 | 0 | esc | 0.00097009 | 1.2405e-09 | 0.00097009 | 1.2405e-09
[79 empty] | WLDFR | HFTD - Distribution - Zone 1 - 4QU CoRE ¦ 1QU LoRE | Red Flag Warning - Large Fires | 2058 | 6.342e-08 | 1.0746e-07 | 5.9897e-08 | 8.3524 | 0.96727 | 4.6367 | 2.7484 | 0 | 0 | 0 | 8.8581e-05 | 5.2971e-07 | 0 | 5.2971e-07 | 8.9756e-07 | 0 | 8.9756e-07 | 5.0028e-07 | 0 | 5.0028e-07 | [17 empty] | 7.3.3.17.5 (Remote Grid) Updates to grid topology to minimize risk of ignition in HFTDs Remote GridWLDFRVegetation ContactAggregated | WLDFR | HFTD - Distribution - Tier 2 - 4QU CoRE ¦ 2QU LoRE | Red Flag Warning - Destructive Fires | Vegetation Contact | Aggregated | 2061 | 1.2788e-06 | 522.2177 | 0.0006678 | 2061 | Mitigation | 0.95 | 45 | 0 | esc | 0.00097009 | 1.2405e-09 | 0.00097009 | 1.2405e-09
[79 empty] | WLDFR | HFTD - Distribution - Zone 1 - 4QU CoRE ¦ 1QU LoRE | Red Flag Warning - Large Fires | 2059 | 6.342e-08 | 1.0746e-07 | 5.9897e-08 | 8.3524 | 0.96727 | 4.6367 | 2.7484 | 0 | 0 | 0 | 8.8581e-05 | 5.2971e-07 | 0 | 5.2971e-07 | 8.9756e-07 | 0 | 8.9756e-07 | 5.0028e-07 | 0 | 5.0028e-07 | [17 empty] | 7.3.3.17.5 (Remote Grid) Updates to grid topology to minimize risk of ignition in HFTDs Remote GridWLDFRVegetation ContactAggregated | WLDFR | HFTD - Distribution - Tier 2 - 4QU CoRE ¦ 2QU LoRE | Red Flag Warning - Destructive Fires | Vegetation Contact | Aggregated | 2062 | 1.2788e-06 | 522.2177 | 0.0006678 | 2062 | Mitigation | 0.95 | 45 | 0 | esc | 0.00097009 | 1.2405e-09 | 0.00097009 | 1.2405e-09
[79 empty] | WLDFR | HFTD - Distribution - Zone 1 - 4QU CoRE ¦ 1QU LoRE | Red Flag Warning - Large Fires | 2060 | 6.342e-08 | 1.0746e-07 | 5.9897e-08 | 8.3524 | 0.96727 | 4.6367 | 2.7484 | 0 | 0 | 0 | 8.8581e-05 | 5.2971e-07 | 0 | 5.2971e-07 | 8.9756e-07 | 0 | 8.9756e-07 | 5.0028e-07 | 0 | 5.0028e-07 | [17 empty] | 7.3.3.17.5 (Remote Grid) Updates to grid topology to minimize risk of ignition in HFTDs Remote GridWLDFRVegetation ContactAggregated | WLDFR | HFTD - Distribution - Tier 2 - 4QU CoRE ¦ 2QU LoRE | Red Flag Warning - Destructive Fires | Vegetation Contact | Aggregated | 2063 | 1.2788e-06 | 522.2177 | 0.0006678 | 2063 | Mitigation | 0.95 | 45 | 0 | esc | 0.00097009 | 1.2405e-09 | 0.00097009 | 1.2405e-09
[79 empty] | WLDFR | HFTD - Distribution - Zone 1 - 4QU CoRE ¦ 1QU LoRE | Red Flag Warning - Large Fires | 2061 | 6.342e-08 | 1.0746e-07 | 5.9897e-08 | 8.3524 | 0.96727 | 4.6367 | 2.7484 | 0 | 0 | 0 | 8.8581e-05 | 5.2971e-07 | 0 | 5.2971e-07 | 8.9756e-07 | 0 | 8.9756e-07 | 5.0028e-07 | 0 | 5.0028e-07 | [17 empty] | 7.3.3.17.5 (Remote Grid) Updates to grid topology to minimize risk of ignition in HFTDs Remote GridWLDFRVegetation ContactAggregated | WLDFR | HFTD - Distribution - Tier 2 - 4QU CoRE ¦ 2QU LoRE | Red Flag Warning - Destructive Fires | Vegetation Contact | Aggregated | 2064 | 1.2788e-06 | 522.2177 | 0.0006678 | 2064 | Mitigation | 0.95 | 45 | 0 | esc | 0.00097009 | 1.2405e-09 | 0.00097009 | 1.2405e-09
[79 empty] | WLDFR | HFTD - Distribution - Zone 1 - 4QU CoRE ¦ 1QU LoRE | Red Flag Warning - Large Fires | 2062 | 6.342e-08 | 1.0746e-07 | 5.9897e-08 | 8.3524 | 0.96727 | 4.6367 | 2.7484 | 0 | 0 | 0 | 8.8581e-05 | 5.2971e-07 | 0 | 5.2971e-07 | 8.9756e-07 | 0 | 8.9756e-07 | 5.0028e-07 | 0 | 5.0028e-07 | [17 empty] | 7.3.3.17.5 (Remote Grid) Updates to grid topology to minimize risk of ignition in HFTDs Remote GridWLDFRVegetation ContactAggregated | WLDFR | HFTD - Distribution - Tier 2 - 4QU CoRE ¦ 2QU LoRE | Red Flag Warning - Destructive Fires | Vegetation Contact | Aggregated | 2065 | 1.2788e-06 | 522.2177 | 0.0006678 | 2065 | Mitigation | 0.95 | 45 | 0 | esc | 0.00097009 | 1.2405e-09 | 0.00097009 | 1.2405e-09
[79 empty] | WLDFR | HFTD - Distribution - Zone 1 - 4QU CoRE ¦ 1QU LoRE | Red Flag Warning - Large Fires | 2063 | 6.342e-08 | 1.0746e-07 | 5.9897e-08 | 8.872 | 1.0079 | 4.9153 | 2.9488 | 0 | 0 | 0 | 8.8581e-05 | 5.6266e-07 | 0 | 5.6266e-07 | 9.534e-07 | 0 | 9.534e-07 | 5.3141e-07 | 0 | 5.3141e-07 | [17 empty] | 7.3.3.17.5 (Remote Grid) Updates to grid topology to minimize risk of ignition in HFTDs Remote GridWLDFRVegetation ContactAggregated | WLDFR | HFTD - Distribution - Tier 2 - 4QU CoRE ¦ 2QU LoRE | Red Flag Warning - Destructive Fires | Vegetation Contact | Aggregated | 2066 | 1.2788e-06 | 522.2177 | 0.0006678 | 2066 | Mitigation | 0.95 | 45 | 0 | esc | 0.00097009 | 1.2405e-09 | 0.00097009 | 1.2405e-09
[79 empty] | WLDFR | HFTD - Distribution - Zone 1 - 4QU CoRE ¦ 1QU LoRE | Red Flag Warning - Large Fires | 2064 | 6.342e-08 | 1.0746e-07 | 5.9897e-08 | 8.872 | 1.0079 | 4.9153 | 2.9488 | 0 | 0 | 0 | 8.8581e-05 | 5.6266e-07 | 0 | 5.6266e-07 | 9.534e-07 | 0 | 9.534e-07 | 5.3141e-07 | 0 | 5.3141e-07 | [17 empty] | 7.3.3.17.5 (Remote Grid) Updates to grid topology to minimize risk of ignition in HFTDs Remote GridWLDFRVegetation ContactAggregated | WLDFR | HFTD - Distribution - Tier 2 - 4QU CoRE ¦ 2QU LoRE | Red Flag Warning - Destructive Fires | Vegetation Contact | Aggregated | 2067 | 1.2788e-06 | 522.2177 | 0.0006678 | 2067 | Mitigation | 0.95 | 45 | 0 | esc | 0 | 0 | 0.00097009 | 1.2405e-09
[79 empty] | WLDFR | HFTD - Distribution - Zone 1 - 4QU CoRE ¦ 1QU LoRE | Red Flag Warning - Large Fires | 2065 | 6.342e-08 | 1.0746e-07 | 5.9897e-08 | 8.872 | 1.0079 | 4.9153 | 2.9488 | 0 | 0 | 0 | 8.8581e-05 | 5.6266e-07 | 0 | 5.6266e-07 | 9.534e-07 | 0 | 9.534e-07 | 5.3141e-07 | 0 | 5.3141e-07 | [17 empty] | 7.3.3.17.5 (Remote Grid) Updates to grid topology to minimize risk of ignition in HFTDs Remote GridWLDFREquipment / facility failureAggregated | WLDFR | HFTD - Distribution - Tier 2 - 4QU CoRE ¦ 2QU LoRE | Red Flag Warning - Large Fires | Equipment / facility failure | Aggregated | 2022 | 1.0083e-05 | 522.2177 | 0.0052656 | 2022 | Mitigation | 0.95 | 45 | 0 | esc | 0.00097009 | 9.7816e-09 | 0 | 0
[79 empty] | WLDFR | HFTD - Distribution - Zone 1 - 4QU CoRE ¦ 1QU LoRE | Red Flag Warning - Large Fires | 2066 | 0 | 1.0746e-07 | 5.9897e-08 | 8.872 | 1.0079 | 4.9153 | 2.9488 | 0 | 0 | 0 | 8.8581e-05 | 0 | 0 | 0 | 9.534e-07 | 0 | 9.534e-07 | 5.3141e-07 | 0 | 5.3141e-07 | [17 empty] | 7.3.3.17.5 (Remote Grid) Updates to grid topology to minimize risk of ignition in HFTDs Remote GridWLDFREquipment / facility failureAggregated | WLDFR | HFTD - Distribution - Tier 2 - 4QU CoRE ¦ 2QU LoRE | Red Flag Warning - Large Fires | Equipment / facility failure | Aggregated | 2023 | 1.0083e-05 | 522.2177 | 0.0052656 | 2023 | Mitigation | 0.95 | 45 | 0 | esc | 0.00097009 | 9.7816e-09 | 0.00097009 | 9.7816e-09
[79 empty] | WLDFR | HFTD - Distribution - Zone 1 - 4QU CoRE ¦ 1QU LoRE | Red Flag Warning - Large Fires | 2067 | 0 | 0 | 5.9897e-08 | 8.872 | 1.0079 | 4.9153 | 2.9488 | 0 | 0 | 0 | 8.8581e-05 | 0 | 0 | 0 | 0 | 0 | 0 | 5.3141e-07 | 0 | 5.3141e-07 | [17 empty] | 7.3.3.17.5 (Remote Grid) Updates to grid topology to minimize risk of ignition in HFTDs Remote GridWLDFREquipment / facility failureAggregated | WLDFR | HFTD - Distribution - Tier 2 - 4QU CoRE ¦ 2QU LoRE | Red Flag Warning - Large Fires | Equipment / facility failure | Aggregated | 2024 | 1.0083e-05 | 522.2177 | 0.0052656 | 2024 | Mitigation | 0.95 | 45 | 0 | esc | 0.00097009 | 9.7816e-09 | 0.00097009 | 9.7816e-09
[79 empty] | WLDFR | HFTD - Distribution - Zone 1 - 4QU CoRE ¦ 1QU LoRE | Red Flag Warning - Small Fires | 2021 | 1.1503e-06 | 0 | 0 | 0.077901 | 0.036425 | 0.0015809 | 0.039895 | 0 | 0 | 0 | 0.0020201 | 8.9606e-08 | 0 | 8.9606e-08 | 0 | 0 | 0 | 0 | 0 | 0 | [17 empty] | 7.3.3.17.5 (Remote Grid) Updates to grid topology to minimize risk of ignition in HFTDs Remote GridWLDFREquipment / facility failureAggregated | WLDFR | HFTD - Distribution - Tier 2 - 4QU CoRE ¦ 2QU LoRE | Red Flag Warning - Large Fires | Equipment / facility failure | Aggregated | 2025 | 1.0083e-05 | 522.2177 | 0.0052656 | 2025 | Mitigation | 0.95 | 45 | 0 | esc | 0.00097009 | 9.7816e-09 | 0.00097009 | 9.7816e-09
[79 empty] | WLDFR | HFTD - Distribution - Zone 1 - 4QU CoRE ¦ 1QU LoRE | Red Flag Warning - Small Fires | 2022 | 1.1496e-06 | 1.9479e-06 | 0 | 0.077901 | 0.036425 | 0.0015809 | 0.039895 | 0 | 0 | 0 | 0.0020191 | 8.9552e-08 | 0 | 8.9552e-08 | 1.5174e-07 | 0 | 1.5174e-07 | 0 | 0 | 0 | [17 empty] | 7.3.3.17.5 (Remote Grid) Updates to grid topology to minimize risk of ignition in HFTDs Remote GridWLDFREquipment / facility failureAggregated | WLDFR | HFTD - Distribution - Tier 2 - 4QU CoRE ¦ 2QU LoRE | Red Flag Warning - Large Fires | Equipment / facility failure | Aggregated | 2026 | 1.0083e-05 | 522.2177 | 0.0052656 | 2026 | Mitigation | 0.95 | 45 | 0 | esc | 0.00097009 | 9.7816e-09 | 0.00097009 | 9.7816e-09
[79 empty] | WLDFR | HFTD - Distribution - Zone 1 - 4QU CoRE ¦ 1QU LoRE | Red Flag Warning - Small Fires | 2023 | 1.1496e-06 | 1.9479e-06 | 1.0857e-06 | 0.080408 | 0.03759 | 0.0016314 | 0.041187 | 0 | 0 | 0 | 0.0020191 | 9.2435e-08 | 0 | 9.2435e-08 | 1.5663e-07 | 0 | 1.5663e-07 | 8.7299e-08 | 0 | 8.7299e-08 | [17 empty] | 7.3.3.17.5 (Remote Grid) Updates to grid topology to minimize risk of ignition in HFTDs Remote GridWLDFREquipment / facility failureAggregated | WLDFR | HFTD - Distribution - Tier 2 - 4QU CoRE ¦ 2QU LoRE | Red Flag Warning - Large Fires | Equipment / facility failure | Aggregated | 2027 | 1.0083e-05 | 522.2177 | 0.0052656 | 2027 | Mitigation | 0.95 | 45 | 0 | esc | 0.00097009 | 9.7816e-09 | 0.00097009 | 9.7816e-09
[79 empty] | WLDFR | HFTD - Distribution - Zone 1 - 4QU CoRE ¦ 1QU LoRE | Red Flag Warning - Small Fires | 2024 | 1.1496e-06 | 1.9479e-06 | 1.0857e-06 | 0.080408 | 0.03759 | 0.0016314 | 0.041187 | 0 | 0 | 0 | 0.0020191 | 9.2435e-08 | 0 | 9.2435e-08 | 1.5663e-07 | 0 | 1.5663e-07 | 8.7299e-08 | 0 | 8.7299e-08 | [17 empty] | 7.3.3.17.5 (Remote Grid) Updates to grid topology to minimize risk of ignition in HFTDs Remote GridWLDFREquipment / facility failureAggregated | WLDFR | HFTD - Distribution - Tier 2 - 4QU CoRE ¦ 2QU LoRE | Red Flag Warning - Large Fires | Equipment / facility failure | Aggregated | 2028 | 1.0083e-05 | 522.2177 | 0.0052656 | 2028 | Mitigation | 0.95 | 45 | 0 | esc | 0.00097009 | 9.7816e-09 | 0.00097009 | 9.7816e-09
[79 empty] | WLDFR | HFTD - Distribution - Zone 1 - 4QU CoRE ¦ 1QU LoRE | Red Flag Warning - Small Fires | 2025 | 1.1496e-06 | 1.9479e-06 | 1.0857e-06 | 0.080408 | 0.03759 | 0.0016314 | 0.041187 | 0 | 0 | 0 | 0.0020191 | 9.2435e-08 | 0 | 9.2435e-08 | 1.5663e-07 | 0 | 1.5663e-07 | 8.7299e-08 | 0 | 8.7299e-08 | [17 empty] | 7.3.3.17.5 (Remote Grid) Updates to grid topology to minimize risk of ignition in HFTDs Remote GridWLDFREquipment / facility failureAggregated | WLDFR | HFTD - Distribution - Tier 2 - 4QU CoRE ¦ 2QU LoRE | Red Flag Warning - Large Fires | Equipment / facility failure | Aggregated | 2029 | 1.0083e-05 | 522.2177 | 0.0052656 | 2029 | Mitigation | 0.95 | 45 | 0 | esc | 0.00097009 | 9.7816e-09 | 0.00097009 | 9.7816e-09
[79 empty] | WLDFR | HFTD - Distribution - Zone 1 - 4QU CoRE ¦ 1QU LoRE | Red Flag Warning - Small Fires | 2026 | 1.1496e-06 | 1.9479e-06 | 1.0857e-06 | 0.080408 | 0.03759 | 0.0016314 | 0.041187 | 0 | 0 | 0 | 0.0020191 | 9.2435e-08 | 0 | 9.2435e-08 | 1.5663e-07 | 0 | 1.5663e-07 | 8.7299e-08 | 0 | 8.7299e-08 | [17 empty] | 7.3.3.17.5 (Remote Grid) Updates to grid topology to minimize risk of ignition in HFTDs Remote GridWLDFREquipment / facility failureAggregated | WLDFR | HFTD - Distribution - Tier 2 - 4QU CoRE ¦ 2QU LoRE | Red Flag Warning - Large Fires | Equipment / facility failure | Aggregated | 2030 | 1.0083e-05 | 522.2177 | 0.0052656 | 2030 | Mitigation | 0.95 | 45 | 0 | esc | 0.00097009 | 9.7816e-09 | 0.00097009 | 9.7816e-09
[79 empty] | WLDFR | HFTD - Distribution - Zone 1 - 4QU CoRE ¦ 1QU LoRE | Red Flag Warning - Small Fires | 2027 | 1.1496e-06 | 1.9479e-06 | 1.0857e-06 | 0.080408 | 0.03759 | 0.0016314 | 0.041187 | 0 | 0 | 0 | 0.0020191 | 9.2435e-08 | 0 | 9.2435e-08 | 1.5663e-07 | 0 | 1.5663e-07 | 8.7299e-08 | 0 | 8.7299e-08 | [17 empty] | 7.3.3.17.5 (Remote Grid) Updates to grid topology to minimize risk of ignition in HFTDs Remote GridWLDFREquipment / facility failureAggregated | WLDFR | HFTD - Distribution - Tier 2 - 4QU CoRE ¦ 2QU LoRE | Red Flag Warning - Large Fires | Equipment / facility failure | Aggregated | 2031 | 1.0083e-05 | 522.2177 | 0.0052656 | 2031 | Mitigation | 0.95 | 45 | 0 | esc | 0.00097009 | 9.7816e-09 | 0.00097009 | 9.7816e-09
[79 empty] | WLDFR | HFTD - Distribution - Zone 1 - 4QU CoRE ¦ 1QU LoRE | Red Flag Warning - Small Fires | 2028 | 1.1496e-06 | 1.9479e-06 | 1.0857e-06 | 0.083606 | 0.039055 | 0.001695 | 0.042856 | 0 | 0 | 0 | 0.0020191 | 9.6111e-08 | 0 | 9.6111e-08 | 1.6285e-07 | 0 | 1.6285e-07 | 9.0772e-08 | 0 | 9.0772e-08 | [17 empty] | 7.3.3.17.5 (Remote Grid) Updates to grid topology to minimize risk of ignition in HFTDs Remote GridWLDFREquipment / facility failureAggregated | WLDFR | HFTD - Distribution - Tier 2 - 4QU CoRE ¦ 2QU LoRE | Red Flag Warning - Large Fires | Equipment / facility failure | Aggregated | 2032 | 1.0083e-05 | 522.2177 | 0.0052656 | 2032 | Mitigation | 0.95 | 45 | 0 | esc | 0.00097009 | 9.7816e-09 | 0.00097009 | 9.7816e-09
[79 empty] | WLDFR | HFTD - Distribution - Zone 1 - 4QU CoRE ¦ 1QU LoRE | Red Flag Warning - Small Fires | 2029 | 1.1496e-06 | 1.9479e-06 | 1.0857e-06 | 0.083606 | 0.039055 | 0.001695 | 0.042856 | 0 | 0 | 0 | 0.0020191 | 9.6111e-08 | 0 | 9.6111e-08 | 1.6285e-07 | 0 | 1.6285e-07 | 9.0772e-08 | 0 | 9.0772e-08 | [17 empty] | 7.3.3.17.5 (Remote Grid) Updates to grid topology to minimize risk of ignition in HFTDs Remote GridWLDFREquipment / facility failureAggregated | WLDFR | HFTD - Distribution - Tier 2 - 4QU CoRE ¦ 2QU LoRE | Red Flag Warning - Large Fires | Equipment / facility failure | Aggregated | 2033 | 1.0083e-05 | 522.2177 | 0.0052656 | 2033 | Mitigation | 0.95 | 45 | 0 | esc | 0.00097009 | 9.7816e-09 | 0.00097009 | 9.7816e-09
[79 empty] | WLDFR | HFTD - Distribution - Zone 1 - 4QU CoRE ¦ 1QU LoRE | Red Flag Warning - Small Fires | 2030 | 1.1496e-06 | 1.9479e-06 | 1.0857e-06 | 0.083606 | 0.039055 | 0.001695 | 0.042856 | 0 | 0 | 0 | 0.0020191 | 9.6111e-08 | 0 | 9.6111e-08 | 1.6285e-07 | 0 | 1.6285e-07 | 9.0772e-08 | 0 | 9.0772e-08 | [17 empty] | 7.3.3.17.5 (Remote Grid) Updates to grid topology to minimize risk of ignition in HFTDs Remote GridWLDFREquipment / facility failureAggregated | WLDFR | HFTD - Distribution - Tier 2 - 4QU CoRE ¦ 2QU LoRE | Red Flag Warning - Large Fires | Equipment / facility failure | Aggregated | 2034 | 1.0083e-05 | 522.2177 | 0.0052656 | 2034 | Mitigation | 0.95 | 45 | 0 | esc | 0.00097009 | 9.7816e-09 | 0.00097009 | 9.7816e-09
[79 empty] | WLDFR | HFTD - Distribution - Zone 1 - 4QU CoRE ¦ 1QU LoRE | Red Flag Warning - Small Fires | 2031 | 1.1496e-06 | 1.9479e-06 | 1.0857e-06 | 0.083606 | 0.039055 | 0.001695 | 0.042856 | 0 | 0 | 0 | 0.0020191 | 9.6111e-08 | 0 | 9.6111e-08 | 1.6285e-07 | 0 | 1.6285e-07 | 9.0772e-08 | 0 | 9.0772e-08 | [17 empty] | 7.3.3.17.5 (Remote Grid) Updates to grid topology to minimize risk of ignition in HFTDs Remote GridWLDFREquipment / facility failureAggregated | WLDFR | HFTD - Distribution - Tier 2 - 4QU CoRE ¦ 2QU LoRE | Red Flag Warning - Large Fires | Equipment / facility failure | Aggregated | 2035 | 1.0083e-05 | 522.2177 | 0.0052656 | 2035 | Mitigation | 0.95 | 45 | 0 | esc | 0.00097009 | 9.7816e-09 | 0.00097009 | 9.7816e-09
[79 empty] | WLDFR | HFTD - Distribution - Zone 1 - 4QU CoRE ¦ 1QU LoRE | Red Flag Warning - Small Fires | 2032 | 1.1496e-06 | 1.9479e-06 | 1.0857e-06 | 0.083606 | 0.039055 | 0.001695 | 0.042856 | 0 | 0 | 0 | 0.0020191 | 9.6111e-08 | 0 | 9.6111e-08 | 1.6285e-07 | 0 | 1.6285e-07 | 9.0772e-08 | 0 | 9.0772e-08 | [17 empty] | 7.3.3.17.5 (Remote Grid) Updates to grid topology to minimize risk of ignition in HFTDs Remote GridWLDFREquipment / facility failureAggregated | WLDFR | HFTD - Distribution - Tier 2 - 4QU CoRE ¦ 2QU LoRE | Red Flag Warning - Large Fires | Equipment / facility failure | Aggregated | 2036 | 1.0083e-05 | 522.2177 | 0.0052656 | 2036 | Mitigation | 0.95 | 45 | 0 | esc | 0.00097009 | 9.7816e-09 | 0.00097009 | 9.7816e-09
[79 empty] | WLDFR | HFTD - Distribution - Zone 1 - 4QU CoRE ¦ 1QU LoRE | Red Flag Warning - Small Fires | 2033 | 1.1496e-06 | 1.9479e-06 | 1.0857e-06 | 0.087211 | 0.040679 | 0.0017655 | 0.044766 | 0 | 0 | 0 | 0.0020191 | 1.0025e-07 | 0 | 1.0025e-07 | 1.6988e-07 | 0 | 1.6988e-07 | 9.4685e-08 | 0 | 9.4685e-08 | [17 empty] | 7.3.3.17.5 (Remote Grid) Updates to grid topology to minimize risk of ignition in HFTDs Remote GridWLDFREquipment / facility failureAggregated | WLDFR | HFTD - Distribution - Tier 2 - 4QU CoRE ¦ 2QU LoRE | Red Flag Warning - Large Fires | Equipment / facility failure | Aggregated | 2037 | 1.0083e-05 | 522.2177 | 0.0052656 | 2037 | Mitigation | 0.95 | 45 | 0 | esc | 0.00097009 | 9.7816e-09 | 0.00097009 | 9.7816e-09
[79 empty] | WLDFR | HFTD - Distribution - Zone 1 - 4QU CoRE ¦ 1QU LoRE | Red Flag Warning - Small Fires | 2034 | 1.1496e-06 | 1.9479e-06 | 1.0857e-06 | 0.087211 | 0.040679 | 0.0017655 | 0.044766 | 0 | 0 | 0 | 0.0020191 | 1.0025e-07 | 0 | 1.0025e-07 | 1.6988e-07 | 0 | 1.6988e-07 | 9.4685e-08 | 0 | 9.4685e-08 | [17 empty] | 7.3.3.17.5 (Remote Grid) Updates to grid topology to minimize risk of ignition in HFTDs Remote GridWLDFREquipment / facility failureAggregated | WLDFR | HFTD - Distribution - Tier 2 - 4QU CoRE ¦ 2QU LoRE | Red Flag Warning - Large Fires | Equipment / facility failure | Aggregated | 2038 | 1.0083e-05 | 522.2177 | 0.0052656 | 2038 | Mitigation | 0.95 | 45 | 0 | esc | 0.00097009 | 9.7816e-09 | 0.00097009 | 9.7816e-09
[79 empty] | WLDFR | HFTD - Distribution - Zone 1 - 4QU CoRE ¦ 1QU LoRE | Red Flag Warning - Small Fires | 2035 | 1.1496e-06 | 1.9479e-06 | 1.0857e-06 | 0.087211 | 0.040679 | 0.0017655 | 0.044766 | 0 | 0 | 0 | 0.0020191 | 1.0025e-07 | 0 | 1.0025e-07 | 1.6988e-07 | 0 | 1.6988e-07 | 9.4685e-08 | 0 | 9.4685e-08 | [17 empty] | 7.3.3.17.5 (Remote Grid) Updates to grid topology to minimize risk of ignition in HFTDs Remote GridWLDFREquipment / facility failureAggregated | WLDFR | HFTD - Distribution - Tier 2 - 4QU CoRE ¦ 2QU LoRE | Red Flag Warning - Large Fires | Equipment / facility failure | Aggregated | 2039 | 1.0083e-05 | 522.2177 | 0.0052656 | 2039 | Mitigation | 0.95 | 45 | 0 | esc | 0.00097009 | 9.7816e-09 | 0.00097009 | 9.7816e-09
[79 empty] | WLDFR | HFTD - Distribution - Zone 1 - 4QU CoRE ¦ 1QU LoRE | Red Flag Warning - Small Fires | 2036 | 1.1496e-06 | 1.9479e-06 | 1.0857e-06 | 0.087211 | 0.040679 | 0.0017655 | 0.044766 | 0 | 0 | 0 | 0.0020191 | 1.0025e-07 | 0 | 1.0025e-07 | 1.6988e-07 | 0 | 1.6988e-07 | 9.4685e-08 | 0 | 9.4685e-08 | [17 empty] | 7.3.3.17.5 (Remote Grid) Updates to grid topology to minimize risk of ignition in HFTDs Remote GridWLDFREquipment / facility failureAggregated | WLDFR | HFTD - Distribution - Tier 2 - 4QU CoRE ¦ 2QU LoRE | Red Flag Warning - Large Fires | Equipment / facility failure | Aggregated | 2040 | 1.0083e-05 | 522.2177 | 0.0052656 | 2040 | Mitigation | 0.95 | 45 | 0 | esc | 0.00097009 | 9.7816e-09 | 0.00097009 | 9.7816e-09
[79 empty] | WLDFR | HFTD - Distribution - Zone 1 - 4QU CoRE ¦ 1QU LoRE | Red Flag Warning - Small Fires | 2037 | 1.1496e-06 | 1.9479e-06 | 1.0857e-06 | 0.087211 | 0.040679 | 0.0017655 | 0.044766 | 0 | 0 | 0 | 0.0020191 | 1.0025e-07 | 0 | 1.0025e-07 | 1.6988e-07 | 0 | 1.6988e-07 | 9.4685e-08 | 0 | 9.4685e-08 | [17 empty] | 7.3.3.17.5 (Remote Grid) Updates to grid topology to minimize risk of ignition in HFTDs Remote GridWLDFREquipment / facility failureAggregated | WLDFR | HFTD - Distribution - Tier 2 - 4QU CoRE ¦ 2QU LoRE | Red Flag Warning - Large Fires | Equipment / facility failure | Aggregated | 2041 | 1.0083e-05 | 522.2177 | 0.0052656 | 2041 | Mitigation | 0.95 | 45 | 0 | esc | 0.00097009 | 9.7816e-09 | 0.00097009 | 9.7816e-09
[79 empty] | WLDFR | HFTD - Distribution - Zone 1 - 4QU CoRE ¦ 1QU LoRE | Red Flag Warning - Small Fires | 2038 | 1.1496e-06 | 1.9479e-06 | 1.0857e-06 | 0.091184 | 0.042438 | 0.0018418 | 0.046905 | 0 | 0 | 0 | 0.0020191 | 1.0482e-07 | 0 | 1.0482e-07 | 1.7762e-07 | 0 | 1.7762e-07 | 9.8999e-08 | 0 | 9.8999e-08 | [17 empty] | 7.3.3.17.5 (Remote Grid) Updates to grid topology to minimize risk of ignition in HFTDs Remote GridWLDFREquipment / facility failureAggregated | WLDFR | HFTD - Distribution - Tier 2 - 4QU CoRE ¦ 2QU LoRE | Red Flag Warning - Large Fires | Equipment / facility failure | Aggregated | 2042 | 1.0083e-05 | 522.2177 | 0.0052656 | 2042 | Mitigation | 0.95 | 45 | 0 | esc | 0.00097009 | 9.7816e-09 | 0.00097009 | 9.7816e-09
[79 empty] | WLDFR | HFTD - Distribution - Zone 1 - 4QU CoRE ¦ 1QU LoRE | Red Flag Warning - Small Fires | 2039 | 1.1496e-06 | 1.9479e-06 | 1.0857e-06 | 0.091184 | 0.042438 | 0.0018418 | 0.046905 | 0 | 0 | 0 | 0.0020191 | 1.0482e-07 | 0 | 1.0482e-07 | 1.7762e-07 | 0 | 1.7762e-07 | 9.8999e-08 | 0 | 9.8999e-08 | [17 empty] | 7.3.3.17.5 (Remote Grid) Updates to grid topology to minimize risk of ignition in HFTDs Remote GridWLDFREquipment / facility failureAggregated | WLDFR | HFTD - Distribution - Tier 2 - 4QU CoRE ¦ 2QU LoRE | Red Flag Warning - Large Fires | Equipment / facility failure | Aggregated | 2043 | 1.0083e-05 | 522.2177 | 0.0052656 | 2043 | Mitigation | 0.95 | 45 | 0 | esc | 0.00097009 | 9.7816e-09 | 0.00097009 | 9.7816e-09
[79 empty] | WLDFR | HFTD - Distribution - Zone 1 - 4QU CoRE ¦ 1QU LoRE | Red Flag Warning - Small Fires | 2040 | 1.1496e-06 | 1.9479e-06 | 1.0857e-06 | 0.091184 | 0.042438 | 0.0018418 | 0.046905 | 0 | 0 | 0 | 0.0020191 | 1.0482e-07 | 0 | 1.0482e-07 | 1.7762e-07 | 0 | 1.7762e-07 | 9.8999e-08 | 0 | 9.8999e-08 | [17 empty] | 7.3.3.17.5 (Remote Grid) Updates to grid topology to minimize risk of ignition in HFTDs Remote GridWLDFREquipment / facility failureAggregated | WLDFR | HFTD - Distribution - Tier 2 - 4QU CoRE ¦ 2QU LoRE | Red Flag Warning - Large Fires | Equipment / facility failure | Aggregated | 2044 | 1.0083e-05 | 522.2177 | 0.0052656 | 2044 | Mitigation | 0.95 | 45 | 0 | esc | 0.00097009 | 9.7816e-09 | 0.00097009 | 9.7816e-09
[79 empty] | WLDFR | HFTD - Distribution - Zone 1 - 4QU CoRE ¦ 1QU LoRE | Red Flag Warning - Small Fires | 2041 | 1.1496e-06 | 1.9479e-06 | 1.0857e-06 | 0.091184 | 0.042438 | 0.0018418 | 0.046905 | 0 | 0 | 0 | 0.0020191 | 1.0482e-07 | 0 | 1.0482e-07 | 1.7762e-07 | 0 | 1.7762e-07 | 9.8999e-08 | 0 | 9.8999e-08 | [17 empty] | 7.3.3.17.5 (Remote Grid) Updates to grid topology to minimize risk of ignition in HFTDs Remote GridWLDFREquipment / facility failureAggregated | WLDFR | HFTD - Distribution - Tier 2 - 4QU CoRE ¦ 2QU LoRE | Red Flag Warning - Large Fires | Equipment / facility failure | Aggregated | 2045 | 1.0083e-05 | 522.2177 | 0.0052656 | 2045 | Mitigation | 0.95 | 45 | 0 | esc | 0.00097009 | 9.7816e-09 | 0.00097009 | 9.7816e-09
[79 empty] | WLDFR | HFTD - Distribution - Zone 1 - 4QU CoRE ¦ 1QU LoRE | Red Flag Warning - Small Fires | 2042 | 1.1496e-06 | 1.9479e-06 | 1.0857e-06 | 0.091184 | 0.042438 | 0.0018418 | 0.046905 | 0 | 0 | 0 | 0.0020191 | 1.0482e-07 | 0 | 1.0482e-07 | 1.7762e-07 | 0 | 1.7762e-07 | 9.8999e-08 | 0 | 9.8999e-08 | [17 empty] | 7.3.3.17.5 (Remote Grid) Updates to grid topology to minimize risk of ignition in HFTDs Remote GridWLDFREquipment / facility failureAggregated | WLDFR | HFTD - Distribution - Tier 2 - 4QU CoRE ¦ 2QU LoRE | Red Flag Warning - Large Fires | Equipment / facility failure | Aggregated | 2046 | 1.0083e-05 | 522.2177 | 0.0052656 | 2046 | Mitigation | 0.95 | 45 | 0 | esc | 0.00097009 | 9.7816e-09 | 0.00097009 | 9.7816e-09
[79 empty] | WLDFR | HFTD - Distribution - Zone 1 - 4QU CoRE ¦ 1QU LoRE | Red Flag Warning - Small Fires | 2043 | 1.1496e-06 | 1.9479e-06 | 1.0857e-06 | 0.095486 | 0.044306 | 0.0019228 | 0.049257 | 0 | 0 | 0 | 0.0020191 | 1.0977e-07 | 0 | 1.0977e-07 | 1.8599e-07 | 0 | 1.8599e-07 | 1.0367e-07 | 0 | 1.0367e-07 | [17 empty] | 7.3.3.17.5 (Remote Grid) Updates to grid topology to minimize risk of ignition in HFTDs Remote GridWLDFREquipment / facility failureAggregated | WLDFR | HFTD - Distribution - Tier 2 - 4QU CoRE ¦ 2QU LoRE | Red Flag Warning - Large Fires | Equipment / facility failure | Aggregated | 2047 | 1.0083e-05 | 522.2177 | 0.0052656 | 2047 | Mitigation | 0.95 | 45 | 0 | esc | 0.00097009 | 9.7816e-09 | 0.00097009 | 9.7816e-09
[79 empty] | WLDFR | HFTD - Distribution - Zone 1 - 4QU CoRE ¦ 1QU LoRE | Red Flag Warning - Small Fires | 2044 | 1.1496e-06 | 1.9479e-06 | 1.0857e-06 | 0.095486 | 0.044306 | 0.0019228 | 0.049257 | 0 | 0 | 0 | 0.0020191 | 1.0977e-07 | 0 | 1.0977e-07 | 1.8599e-07 | 0 | 1.8599e-07 | 1.0367e-07 | 0 | 1.0367e-07 | [17 empty] | 7.3.3.17.5 (Remote Grid) Updates to grid topology to minimize risk of ignition in HFTDs Remote GridWLDFREquipment / facility failureAggregated | WLDFR | HFTD - Distribution - Tier 2 - 4QU CoRE ¦ 2QU LoRE | Red Flag Warning - Large Fires | Equipment / facility failure | Aggregated | 2048 | 1.0083e-05 | 522.2177 | 0.0052656 | 2048 | Mitigation | 0.95 | 45 | 0 | esc | 0.00097009 | 9.7816e-09 | 0.00097009 | 9.7816e-09
[79 empty] | WLDFR | HFTD - Distribution - Zone 1 - 4QU CoRE ¦ 1QU LoRE | Red Flag Warning - Small Fires | 2045 | 1.1496e-06 | 1.9479e-06 | 1.0857e-06 | 0.095486 | 0.044306 | 0.0019228 | 0.049257 | 0 | 0 | 0 | 0.0020191 | 1.0977e-07 | 0 | 1.0977e-07 | 1.8599e-07 | 0 | 1.8599e-07 | 1.0367e-07 | 0 | 1.0367e-07 | [17 empty] | 7.3.3.17.5 (Remote Grid) Updates to grid topology to minimize risk of ignition in HFTDs Remote GridWLDFREquipment / facility failureAggregated | WLDFR | HFTD - Distribution - Tier 2 - 4QU CoRE ¦ 2QU LoRE | Red Flag Warning - Large Fires | Equipment / facility failure | Aggregated | 2049 | 1.0083e-05 | 522.2177 | 0.0052656 | 2049 | Mitigation | 0.95 | 45 | 0 | esc | 0.00097009 | 9.7816e-09 | 0.00097009 | 9.7816e-09
[79 empty] | WLDFR | HFTD - Distribution - Zone 1 - 4QU CoRE ¦ 1QU LoRE | Red Flag Warning - Small Fires | 2046 | 1.1496e-06 | 1.9479e-06 | 1.0857e-06 | 0.095486 | 0.044306 | 0.0019228 | 0.049257 | 0 | 0 | 0 | 0.0020191 | 1.0977e-07 | 0 | 1.0977e-07 | 1.8599e-07 | 0 | 1.8599e-07 | 1.0367e-07 | 0 | 1.0367e-07 | [17 empty] | 7.3.3.17.5 (Remote Grid) Updates to grid topology to minimize risk of ignition in HFTDs Remote GridWLDFREquipment / facility failureAggregated | WLDFR | HFTD - Distribution - Tier 2 - 4QU CoRE ¦ 2QU LoRE | Red Flag Warning - Large Fires | Equipment / facility failure | Aggregated | 2050 | 1.0083e-05 | 522.2177 | 0.0052656 | 2050 | Mitigation | 0.95 | 45 | 0 | esc | 0.00097009 | 9.7816e-09 | 0.00097009 | 9.7816e-09
[79 empty] | WLDFR | HFTD - Distribution - Zone 1 - 4QU CoRE ¦ 1QU LoRE | Red Flag Warning - Small Fires | 2047 | 1.1496e-06 | 1.9479e-06 | 1.0857e-06 | 0.095486 | 0.044306 | 0.0019228 | 0.049257 | 0 | 0 | 0 | 0.0020191 | 1.0977e-07 | 0 | 1.0977e-07 | 1.8599e-07 | 0 | 1.8599e-07 | 1.0367e-07 | 0 | 1.0367e-07 | [17 empty] | 7.3.3.17.5 (Remote Grid) Updates to grid topology to minimize risk of ignition in HFTDs Remote GridWLDFREquipment / facility failureAggregated | WLDFR | HFTD - Distribution - Tier 2 - 4QU CoRE ¦ 2QU LoRE | Red Flag Warning - Large Fires | Equipment / facility failure | Aggregated | 2051 | 1.0083e-05 | 522.2177 | 0.0052656 | 2051 | Mitigation | 0.95 | 45 | 0 | esc | 0.00097009 | 9.7816e-09 | 0.00097009 | 9.7816e-09
[79 empty] | WLDFR | HFTD - Distribution - Zone 1 - 4QU CoRE ¦ 1QU LoRE | Red Flag Warning - Small Fires | 2048 | 1.1496e-06 | 1.9479e-06 | 1.0857e-06 | 0.10007 | 0.04626 | 0.0020076 | 0.051804 | 0 | 0 | 0 | 0.0020191 | 1.1504e-07 | 0 | 1.1504e-07 | 1.9493e-07 | 0 | 1.9493e-07 | 1.0865e-07 | 0 | 1.0865e-07 | [17 empty] | 7.3.3.17.5 (Remote Grid) Updates to grid topology to minimize risk of ignition in HFTDs Remote GridWLDFREquipment / facility failureAggregated | WLDFR | HFTD - Distribution - Tier 2 - 4QU CoRE ¦ 2QU LoRE | Red Flag Warning - Large Fires | Equipment / facility failure | Aggregated | 2052 | 1.0083e-05 | 522.2177 | 0.0052656 | 2052 | Mitigation | 0.95 | 45 | 0 | esc | 0.00097009 | 9.7816e-09 | 0.00097009 | 9.7816e-09
[79 empty] | WLDFR | HFTD - Distribution - Zone 1 - 4QU CoRE ¦ 1QU LoRE | Red Flag Warning - Small Fires | 2049 | 1.1496e-06 | 1.9479e-06 | 1.0857e-06 | 0.10007 | 0.04626 | 0.0020076 | 0.051804 | 0 | 0 | 0 | 0.0020191 | 1.1504e-07 | 0 | 1.1504e-07 | 1.9493e-07 | 0 | 1.9493e-07 | 1.0865e-07 | 0 | 1.0865e-07 | [17 empty] | 7.3.3.17.5 (Remote Grid) Updates to grid topology to minimize risk of ignition in HFTDs Remote GridWLDFREquipment / facility failureAggregated | WLDFR | HFTD - Distribution - Tier 2 - 4QU CoRE ¦ 2QU LoRE | Red Flag Warning - Large Fires | Equipment / facility failure | Aggregated | 2053 | 1.0083e-05 | 522.2177 | 0.0052656 | 2053 | Mitigation | 0.95 | 45 | 0 | esc | 0.00097009 | 9.7816e-09 | 0.00097009 | 9.7816e-09
[79 empty] | WLDFR | HFTD - Distribution - Zone 1 - 4QU CoRE ¦ 1QU LoRE | Red Flag Warning - Small Fires | 2050 | 1.1496e-06 | 1.9479e-06 | 1.0857e-06 | 0.10007 | 0.04626 | 0.0020076 | 0.051804 | 0 | 0 | 0 | 0.0020191 | 1.1504e-07 | 0 | 1.1504e-07 | 1.9493e-07 | 0 | 1.9493e-07 | 1.0865e-07 | 0 | 1.0865e-07 | [17 empty] | 7.3.3.17.5 (Remote Grid) Updates to grid topology to minimize risk of ignition in HFTDs Remote GridWLDFREquipment / facility failureAggregated | WLDFR | HFTD - Distribution - Tier 2 - 4QU CoRE ¦ 2QU LoRE | Red Flag Warning - Large Fires | Equipment / facility failure | Aggregated | 2054 | 1.0083e-05 | 522.2177 | 0.0052656 | 2054 | Mitigation | 0.95 | 45 | 0 | esc | 0.00097009 | 9.7816e-09 | 0.00097009 | 9.7816e-09
[79 empty] | WLDFR | HFTD - Distribution - Zone 1 - 4QU CoRE ¦ 1QU LoRE | Red Flag Warning - Small Fires | 2051 | 1.1496e-06 | 1.9479e-06 | 1.0857e-06 | 0.10007 | 0.04626 | 0.0020076 | 0.051804 | 0 | 0 | 0 | 0.0020191 | 1.1504e-07 | 0 | 1.1504e-07 | 1.9493e-07 | 0 | 1.9493e-07 | 1.0865e-07 | 0 | 1.0865e-07 | [17 empty] | 7.3.3.17.5 (Remote Grid) Updates to grid topology to minimize risk of ignition in HFTDs Remote GridWLDFREquipment / facility failureAggregated | WLDFR | HFTD - Distribution - Tier 2 - 4QU CoRE ¦ 2QU LoRE | Red Flag Warning - Large Fires | Equipment / facility failure | Aggregated | 2055 | 1.0083e-05 | 522.2177 | 0.0052656 | 2055 | Mitigation | 0.95 | 45 | 0 | esc | 0.00097009 | 9.7816e-09 | 0.00097009 | 9.7816e-09
[79 empty] | WLDFR | HFTD - Distribution - Zone 1 - 4QU CoRE ¦ 1QU LoRE | Red Flag Warning - Small Fires | 2052 | 1.1496e-06 | 1.9479e-06 | 1.0857e-06 | 0.10007 | 0.04626 | 0.0020076 | 0.051804 | 0 | 0 | 0 | 0.0020191 | 1.1504e-07 | 0 | 1.1504e-07 | 1.9493e-07 | 0 | 1.9493e-07 | 1.0865e-07 | 0 | 1.0865e-07 | [17 empty] | 7.3.3.17.5 (Remote Grid) Updates to grid topology to minimize risk of ignition in HFTDs Remote GridWLDFREquipment / facility failureAggregated | WLDFR | HFTD - Distribution - Tier 2 - 4QU CoRE ¦ 2QU LoRE | Red Flag Warning - Large Fires | Equipment / facility failure | Aggregated | 2056 | 1.0083e-05 | 522.2177 | 0.0052656 | 2056 | Mitigation | 0.95 | 45 | 0 | esc | 0.00097009 | 9.7816e-09 | 0.00097009 | 9.7816e-09
[79 empty] | WLDFR | HFTD - Distribution - Zone 1 - 4QU CoRE ¦ 1QU LoRE | Red Flag Warning - Small Fires | 2053 | 1.1496e-06 | 1.9479e-06 | 1.0857e-06 | 0.10489 | 0.048274 | 0.002095 | 0.054525 | 0 | 0 | 0 | 0.0020191 | 1.2058e-07 | 0 | 1.2058e-07 | 2.0432e-07 | 0 | 2.0432e-07 | 1.1388e-07 | 0 | 1.1388e-07 | [17 empty] | 7.3.3.17.5 (Remote Grid) Updates to grid topology to minimize risk of ignition in HFTDs Remote GridWLDFREquipment / facility failureAggregated | WLDFR | HFTD - Distribution - Tier 2 - 4QU CoRE ¦ 2QU LoRE | Red Flag Warning - Large Fires | Equipment / facility failure | Aggregated | 2057 | 1.0083e-05 | 522.2177 | 0.0052656 | 2057 | Mitigation | 0.95 | 45 | 0 | esc | 0.00097009 | 9.7816e-09 | 0.00097009 | 9.7816e-09
[79 empty] | WLDFR | HFTD - Distribution - Zone 1 - 4QU CoRE ¦ 1QU LoRE | Red Flag Warning - Small Fires | 2054 | 1.1496e-06 | 1.9479e-06 | 1.0857e-06 | 0.10489 | 0.048274 | 0.002095 | 0.054525 | 0 | 0 | 0 | 0.0020191 | 1.2058e-07 | 0 | 1.2058e-07 | 2.0432e-07 | 0 | 2.0432e-07 | 1.1388e-07 | 0 | 1.1388e-07 | [17 empty] | 7.3.3.17.5 (Remote Grid) Updates to grid topology to minimize risk of ignition in HFTDs Remote GridWLDFREquipment / facility failureAggregated | WLDFR | HFTD - Distribution - Tier 2 - 4QU CoRE ¦ 2QU LoRE | Red Flag Warning - Large Fires | Equipment / facility failure | Aggregated | 2058 | 1.0083e-05 | 522.2177 | 0.0052656 | 2058 | Mitigation | 0.95 | 45 | 0 | esc | 0.00097009 | 9.7816e-09 | 0.00097009 | 9.7816e-09
[79 empty] | WLDFR | HFTD - Distribution - Zone 1 - 4QU CoRE ¦ 1QU LoRE | Red Flag Warning - Small Fires | 2055 | 1.1496e-06 | 1.9479e-06 | 1.0857e-06 | 0.10489 | 0.048274 | 0.002095 | 0.054525 | 0 | 0 | 0 | 0.0020191 | 1.2058e-07 | 0 | 1.2058e-07 | 2.0432e-07 | 0 | 2.0432e-07 | 1.1388e-07 | 0 | 1.1388e-07 | [17 empty] | 7.3.3.17.5 (Remote Grid) Updates to grid topology to minimize risk of ignition in HFTDs Remote GridWLDFREquipment / facility failureAggregated | WLDFR | HFTD - Distribution - Tier 2 - 4QU CoRE ¦ 2QU LoRE | Red Flag Warning - Large Fires | Equipment / facility failure | Aggregated | 2059 | 1.0083e-05 | 522.2177 | 0.0052656 | 2059 | Mitigation | 0.95 | 45 | 0 | esc | 0.00097009 | 9.7816e-09 | 0.00097009 | 9.7816e-09
[79 empty] | WLDFR | HFTD - Distribution - Zone 1 - 4QU CoRE ¦ 1QU LoRE | Red Flag Warning - Small Fires | 2056 | 1.1496e-06 | 1.9479e-06 | 1.0857e-06 | 0.10489 | 0.048274 | 0.002095 | 0.054525 | 0 | 0 | 0 | 0.0020191 | 1.2058e-07 | 0 | 1.2058e-07 | 2.0432e-07 | 0 | 2.0432e-07 | 1.1388e-07 | 0 | 1.1388e-07 | [17 empty] | 7.3.3.17.5 (Remote Grid) Updates to grid topology to minimize risk of ignition in HFTDs Remote GridWLDFREquipment / facility failureAggregated | WLDFR | HFTD - Distribution - Tier 2 - 4QU CoRE ¦ 2QU LoRE | Red Flag Warning - Large Fires | Equipment / facility failure | Aggregated | 2060 | 1.0083e-05 | 522.2177 | 0.0052656 | 2060 | Mitigation | 0.95 | 45 | 0 | esc | 0.00097009 | 9.7816e-09 | 0.00097009 | 9.7816e-09
[79 empty] | WLDFR | HFTD - Distribution - Zone 1 - 4QU CoRE ¦ 1QU LoRE | Red Flag Warning - Small Fires | 2057 | 1.1496e-06 | 1.9479e-06 | 1.0857e-06 | 0.10489 | 0.048274 | 0.002095 | 0.054525 | 0 | 0 | 0 | 0.0020191 | 1.2058e-07 | 0 | 1.2058e-07 | 2.0432e-07 | 0 | 2.0432e-07 | 1.1388e-07 | 0 | 1.1388e-07 | [17 empty] | 7.3.3.17.5 (Remote Grid) Updates to grid topology to minimize risk of ignition in HFTDs Remote GridWLDFREquipment / facility failureAggregated | WLDFR | HFTD - Distribution - Tier 2 - 4QU CoRE ¦ 2QU LoRE | Red Flag Warning - Large Fires | Equipment / facility failure | Aggregated | 2061 | 1.0083e-05 | 522.2177 | 0.0052656 | 2061 | Mitigation | 0.95 | 45 | 0 | esc | 0.00097009 | 9.7816e-09 | 0.00097009 | 9.7816e-09
[79 empty] | WLDFR | HFTD - Distribution - Zone 1 - 4QU CoRE ¦ 1QU LoRE | Red Flag Warning - Small Fires | 2058 | 1.1496e-06 | 1.9479e-06 | 1.0857e-06 | 0.1099 | 0.050325 | 0.0021839 | 0.057393 | 0 | 0 | 0 | 0.0020191 | 1.2634e-07 | 0 | 1.2634e-07 | 2.1408e-07 | 0 | 2.1408e-07 | 1.1932e-07 | 0 | 1.1932e-07 | [17 empty] | 7.3.3.17.5 (Remote Grid) Updates to grid topology to minimize risk of ignition in HFTDs Remote GridWLDFREquipment / facility failureAggregated | WLDFR | HFTD - Distribution - Tier 2 - 4QU CoRE ¦ 2QU LoRE | Red Flag Warning - Large Fires | Equipment / facility failure | Aggregated | 2062 | 1.0083e-05 | 522.2177 | 0.0052656 | 2062 | Mitigation | 0.95 | 45 | 0 | esc | 0.00097009 | 9.7816e-09 | 0.00097009 | 9.7816e-09
[79 empty] | WLDFR | HFTD - Distribution - Zone 1 - 4QU CoRE ¦ 1QU LoRE | Red Flag Warning - Small Fires | 2059 | 1.1496e-06 | 1.9479e-06 | 1.0857e-06 | 0.1099 | 0.050325 | 0.0021839 | 0.057393 | 0 | 0 | 0 | 0.0020191 | 1.2634e-07 | 0 | 1.2634e-07 | 2.1408e-07 | 0 | 2.1408e-07 | 1.1932e-07 | 0 | 1.1932e-07 | [17 empty] | 7.3.3.17.5 (Remote Grid) Updates to grid topology to minimize risk of ignition in HFTDs Remote GridWLDFREquipment / facility failureAggregated | WLDFR | HFTD - Distribution - Tier 2 - 4QU CoRE ¦ 2QU LoRE | Red Flag Warning - Large Fires | Equipment / facility failure | Aggregated | 2063 | 1.0083e-05 | 522.2177 | 0.0052656 | 2063 | Mitigation | 0.95 | 45 | 0 | esc | 0.00097009 | 9.7816e-09 | 0.00097009 | 9.7816e-09
[79 empty] | WLDFR | HFTD - Distribution - Zone 1 - 4QU CoRE ¦ 1QU LoRE | Red Flag Warning - Small Fires | 2060 | 1.1496e-06 | 1.9479e-06 | 1.0857e-06 | 0.1099 | 0.050325 | 0.0021839 | 0.057393 | 0 | 0 | 0 | 0.0020191 | 1.2634e-07 | 0 | 1.2634e-07 | 2.1408e-07 | 0 | 2.1408e-07 | 1.1932e-07 | 0 | 1.1932e-07 | [17 empty] | 7.3.3.17.5 (Remote Grid) Updates to grid topology to minimize risk of ignition in HFTDs Remote GridWLDFREquipment / facility failureAggregated | WLDFR | HFTD - Distribution - Tier 2 - 4QU CoRE ¦ 2QU LoRE | Red Flag Warning - Large Fires | Equipment / facility failure | Aggregated | 2064 | 1.0083e-05 | 522.2177 | 0.0052656 | 2064 | Mitigation | 0.95 | 45 | 0 | esc | 0.00097009 | 9.7816e-09 | 0.00097009 | 9.7816e-09
[79 empty] | WLDFR | HFTD - Distribution - Zone 1 - 4QU CoRE ¦ 1QU LoRE | Red Flag Warning - Small Fires | 2061 | 1.1496e-06 | 1.9479e-06 | 1.0857e-06 | 0.1099 | 0.050325 | 0.0021839 | 0.057393 | 0 | 0 | 0 | 0.0020191 | 1.2634e-07 | 0 | 1.2634e-07 | 2.1408e-07 | 0 | 2.1408e-07 | 1.1932e-07 | 0 | 1.1932e-07 | [17 empty] | 7.3.3.17.5 (Remote Grid) Updates to grid topology to minimize risk of ignition in HFTDs Remote GridWLDFREquipment / facility failureAggregated | WLDFR | HFTD - Distribution - Tier 2 - 4QU CoRE ¦ 2QU LoRE | Red Flag Warning - Large Fires | Equipment / facility failure | Aggregated | 2065 | 1.0083e-05 | 522.2177 | 0.0052656 | 2065 | Mitigation | 0.95 | 45 | 0 | esc | 0.00097009 | 9.7816e-09 | 0.00097009 | 9.7816e-09
[79 empty] | WLDFR | HFTD - Distribution - Zone 1 - 4QU CoRE ¦ 1QU LoRE | Red Flag Warning - Small Fires | 2062 | 1.1496e-06 | 1.9479e-06 | 1.0857e-06 | 0.1099 | 0.050325 | 0.0021839 | 0.057393 | 0 | 0 | 0 | 0.0020191 | 1.2634e-07 | 0 | 1.2634e-07 | 2.1408e-07 | 0 | 2.1408e-07 | 1.1932e-07 | 0 | 1.1932e-07 | [17 empty] | 7.3.3.17.5 (Remote Grid) Updates to grid topology to minimize risk of ignition in HFTDs Remote GridWLDFREquipment / facility failureAggregated | WLDFR | HFTD - Distribution - Tier 2 - 4QU CoRE ¦ 2QU LoRE | Red Flag Warning - Large Fires | Equipment / facility failure | Aggregated | 2066 | 1.0083e-05 | 522.2177 | 0.0052656 | 2066 | Mitigation | 0.95 | 45 | 0 | esc | 0.00097009 | 9.7816e-09 | 0.00097009 | 9.7816e-09
[79 empty] | WLDFR | HFTD - Distribution - Zone 1 - 4QU CoRE ¦ 1QU LoRE | Red Flag Warning - Small Fires | 2063 | 1.1496e-06 | 1.9479e-06 | 1.0857e-06 | 0.11504 | 0.052388 | 0.0022734 | 0.060377 | 0 | 0 | 0 | 0.0020191 | 1.3224e-07 | 0 | 1.3224e-07 | 2.2408e-07 | 0 | 2.2408e-07 | 1.249e-07 | 0 | 1.249e-07 | [17 empty] | 7.3.3.17.5 (Remote Grid) Updates to grid topology to minimize risk of ignition in HFTDs Remote GridWLDFREquipment / facility failureAggregated | WLDFR | HFTD - Distribution - Tier 2 - 4QU CoRE ¦ 2QU LoRE | Red Flag Warning - Large Fires | Equipment / facility failure | Aggregated | 2067 | 1.0083e-05 | 522.2177 | 0.0052656 | 2067 | Mitigation | 0.95 | 45 | 0 | esc | 0 | 0 | 0.00097009 | 9.7816e-09
[79 empty] | WLDFR | HFTD - Distribution - Zone 1 - 4QU CoRE ¦ 1QU LoRE | Red Flag Warning - Small Fires | 2064 | 1.1496e-06 | 1.9479e-06 | 1.0857e-06 | 0.11504 | 0.052388 | 0.0022734 | 0.060377 | 0 | 0 | 0 | 0.0020191 | 1.3224e-07 | 0 | 1.3224e-07 | 2.2408e-07 | 0 | 2.2408e-07 | 1.249e-07 | 0 | 1.249e-07 | [17 empty] | 7.3.3.17.5 (Remote Grid) Updates to grid topology to minimize risk of ignition in HFTDs Remote GridWLDFRVegetation ContactAggregated | WLDFR | HFTD - Distribution - Tier 2 - 4QU CoRE ¦ 2QU LoRE | Red Flag Warning - Large Fires | Vegetation Contact | Aggregated | 2022 | 1.6299e-05 | 522.2177 | 0.0085118 | 2022 | Mitigation | 0.95 | 45 | 0 | esc | 0.00097009 | 1.5812e-08 | 0 | 0
[79 empty] | WLDFR | HFTD - Distribution - Zone 1 - 4QU CoRE ¦ 1QU LoRE | Red Flag Warning - Small Fires | 2065 | 1.1496e-06 | 1.9479e-06 | 1.0857e-06 | 0.11504 | 0.052388 | 0.0022734 | 0.060377 | 0 | 0 | 0 | 0.0020191 | 1.3224e-07 | 0 | 1.3224e-07 | 2.2408e-07 | 0 | 2.2408e-07 | 1.249e-07 | 0 | 1.249e-07 | [17 empty] | 7.3.3.17.5 (Remote Grid) Updates to grid topology to minimize risk of ignition in HFTDs Remote GridWLDFRVegetation ContactAggregated | WLDFR | HFTD - Distribution - Tier 2 - 4QU CoRE ¦ 2QU LoRE | Red Flag Warning - Large Fires | Vegetation Contact | Aggregated | 2023 | 1.6299e-05 | 522.2177 | 0.0085118 | 2023 | Mitigation | 0.95 | 45 | 0 | esc | 0.00097009 | 1.5812e-08 | 0.00097009 | 1.5812e-08
[79 empty] | WLDFR | HFTD - Distribution - Zone 1 - 4QU CoRE ¦ 1QU LoRE | Red Flag Warning - Small Fires | 2066 | 0 | 1.9479e-06 | 1.0857e-06 | 0.11504 | 0.052388 | 0.0022734 | 0.060377 | 0 | 0 | 0 | 0.0020191 | 0 | 0 | 0 | 2.2408e-07 | 0 | 2.2408e-07 | 1.249e-07 | 0 | 1.249e-07 | [17 empty] | 7.3.3.17.5 (Remote Grid) Updates to grid topology to minimize risk of ignition in HFTDs Remote GridWLDFRVegetation ContactAggregated | WLDFR | HFTD - Distribution - Tier 2 - 4QU CoRE ¦ 2QU LoRE | Red Flag Warning - Large Fires | Vegetation Contact | Aggregated | 2024 | 1.6299e-05 | 522.2177 | 0.0085118 | 2024 | Mitigation | 0.95 | 45 | 0 | esc | 0.00097009 | 1.5812e-08 | 0.00097009 | 1.5812e-08
[79 empty] | WLDFR | HFTD - Distribution - Zone 1 - 4QU CoRE ¦ 1QU LoRE | Red Flag Warning - Small Fires | 2067 | 0 | 0 | 1.0857e-06 | 0.11504 | 0.052388 | 0.0022734 | 0.060377 | 0 | 0 | 0 | 0.0020191 | 0 | 0 | 0 | 0 | 0 | 0 | 1.249e-07 | 0 | 1.249e-07 | [17 empty] | 7.3.3.17.5 (Remote Grid) Updates to grid topology to minimize risk of ignition in HFTDs Remote GridWLDFRVegetation ContactAggregated | WLDFR | HFTD - Distribution - Tier 2 - 4QU CoRE ¦ 2QU LoRE | Red Flag Warning - Large Fires | Vegetation Contact | Aggregated | 2025 | 1.6299e-05 | 522.2177 | 0.0085118 | 2025 | Mitigation | 0.95 | 45 | 0 | esc | 0.00097009 | 1.5812e-08 | 0.00097009 | 1.5812e-08
[79 empty] | WLDFR | HFTD - Distribution - Zone 1 - 5QU CoRE ¦ 1QU LoRE | Non-Red Flag Warning - Catastrophic Fires | 2021 | 3.023e-11 | 0 | 0 | 14146.1306 | 222.2294 | 8585.7228 | 5338.1784 | 0 | 0 | 0 | 1.452e-07 | 4.2764e-07 | 0 | 4.2764e-07 | 0 | 0 | 0 | 0 | 0 | 0 | [17 empty] | 7.3.3.17.5 (Remote Grid) Updates to grid topology to minimize risk of ignition in HFTDs Remote GridWLDFRVegetation ContactAggregated | WLDFR | HFTD - Distribution - Tier 2 - 4QU CoRE ¦ 2QU LoRE | Red Flag Warning - Large Fires | Vegetation Contact | Aggregated | 2026 | 1.6299e-05 | 522.2177 | 0.0085118 | 2026 | Mitigation | 0.95 | 45 | 0 | esc | 0.00097009 | 1.5812e-08 | 0.00097009 | 1.5812e-08
[79 empty] | WLDFR | HFTD - Distribution - Zone 1 - 5QU CoRE ¦ 1QU LoRE | Non-Red Flag Warning - Catastrophic Fires | 2022 | 2.996e-11 | 5.0765e-11 | 0 | 14146.1306 | 222.2294 | 8585.7228 | 5338.1784 | 0 | 0 | 0 | 1.4407e-07 | 4.2381e-07 | 0 | 4.2381e-07 | 7.1813e-07 | 0 | 7.1813e-07 | 0 | 0 | 0 | [17 empty] | 7.3.3.17.5 (Remote Grid) Updates to grid topology to minimize risk of ignition in HFTDs Remote GridWLDFRVegetation ContactAggregated | WLDFR | HFTD - Distribution - Tier 2 - 4QU CoRE ¦ 2QU LoRE | Red Flag Warning - Large Fires | Vegetation Contact | Aggregated | 2027 | 1.6299e-05 | 522.2177 | 0.0085118 | 2027 | Mitigation | 0.95 | 45 | 0 | esc | 0.00097009 | 1.5812e-08 | 0.00097009 | 1.5812e-08
[79 empty] | WLDFR | HFTD - Distribution - Zone 1 - 5QU CoRE ¦ 1QU LoRE | Non-Red Flag Warning - Catastrophic Fires | 2023 | 2.996e-11 | 5.0765e-11 | 2.8295e-11 | 14664.6376 | 233.2301 | 8896.516 | 5534.8915 | 0 | 0 | 0 | 1.4407e-07 | 4.3935e-07 | 0 | 4.3935e-07 | 7.4445e-07 | 0 | 7.4445e-07 | 4.1494e-07 | 0 | 4.1494e-07 | [17 empty] | 7.3.3.17.5 (Remote Grid) Updates to grid topology to minimize risk of ignition in HFTDs Remote GridWLDFRVegetation ContactAggregated | WLDFR | HFTD - Distribution - Tier 2 - 4QU CoRE ¦ 2QU LoRE | Red Flag Warning - Large Fires | Vegetation Contact | Aggregated | 2028 | 1.6299e-05 | 522.2177 | 0.0085118 | 2028 | Mitigation | 0.95 | 45 | 0 | esc | 0.00097009 | 1.5812e-08 | 0.00097009 | 1.5812e-08
[79 empty] | WLDFR | HFTD - Distribution - Zone 1 - 5QU CoRE ¦ 1QU LoRE | Non-Red Flag Warning - Catastrophic Fires | 2024 | 2.996e-11 | 5.0765e-11 | 2.8295e-11 | 14664.6376 | 233.2301 | 8896.516 | 5534.8915 | 0 | 0 | 0 | 1.4407e-07 | 4.3935e-07 | 0 | 4.3935e-07 | 7.4445e-07 | 0 | 7.4445e-07 | 4.1494e-07 | 0 | 4.1494e-07 | [17 empty] | 7.3.3.17.5 (Remote Grid) Updates to grid topology to minimize risk of ignition in HFTDs Remote GridWLDFRVegetation ContactAggregated | WLDFR | HFTD - Distribution - Tier 2 - 4QU CoRE ¦ 2QU LoRE | Red Flag Warning - Large Fires | Vegetation Contact | Aggregated | 2029 | 1.6299e-05 | 522.2177 | 0.0085118 | 2029 | Mitigation | 0.95 | 45 | 0 | esc | 0.00097009 | 1.5812e-08 | 0.00097009 | 1.5812e-08
[79 empty] | WLDFR | HFTD - Distribution - Zone 1 - 5QU CoRE ¦ 1QU LoRE | Non-Red Flag Warning - Catastrophic Fires | 2025 | 2.996e-11 | 5.0765e-11 | 2.8295e-11 | 14664.6376 | 233.2301 | 8896.516 | 5534.8915 | 0 | 0 | 0 | 1.4407e-07 | 4.3935e-07 | 0 | 4.3935e-07 | 7.4445e-07 | 0 | 7.4445e-07 | 4.1494e-07 | 0 | 4.1494e-07 | [17 empty] | 7.3.3.17.5 (Remote Grid) Updates to grid topology to minimize risk of ignition in HFTDs Remote GridWLDFRVegetation ContactAggregated | WLDFR | HFTD - Distribution - Tier 2 - 4QU CoRE ¦ 2QU LoRE | Red Flag Warning - Large Fires | Vegetation Contact | Aggregated | 2030 | 1.6299e-05 | 522.2177 | 0.0085118 | 2030 | Mitigation | 0.95 | 45 | 0 | esc | 0.00097009 | 1.5812e-08 | 0.00097009 | 1.5812e-08
[79 empty] | WLDFR | HFTD - Distribution - Zone 1 - 5QU CoRE ¦ 1QU LoRE | Non-Red Flag Warning - Catastrophic Fires | 2026 | 2.996e-11 | 5.0765e-11 | 2.8295e-11 | 14664.6376 | 233.2301 | 8896.516 | 5534.8915 | 0 | 0 | 0 | 1.4407e-07 | 4.3935e-07 | 0 | 4.3935e-07 | 7.4445e-07 | 0 | 7.4445e-07 | 4.1494e-07 | 0 | 4.1494e-07 | [17 empty] | 7.3.3.17.5 (Remote Grid) Updates to grid topology to minimize risk of ignition in HFTDs Remote GridWLDFRVegetation ContactAggregated | WLDFR | HFTD - Distribution - Tier 2 - 4QU CoRE ¦ 2QU LoRE | Red Flag Warning - Large Fires | Vegetation Contact | Aggregated | 2031 | 1.6299e-05 | 522.2177 | 0.0085118 | 2031 | Mitigation | 0.95 | 45 | 0 | esc | 0.00097009 | 1.5812e-08 | 0.00097009 | 1.5812e-08
[79 empty] | WLDFR | HFTD - Distribution - Zone 1 - 5QU CoRE ¦ 1QU LoRE | Non-Red Flag Warning - Catastrophic Fires | 2027 | 2.996e-11 | 5.0765e-11 | 2.8295e-11 | 14664.6376 | 233.2301 | 8896.516 | 5534.8915 | 0 | 0 | 0 | 1.4407e-07 | 4.3935e-07 | 0 | 4.3935e-07 | 7.4445e-07 | 0 | 7.4445e-07 | 4.1494e-07 | 0 | 4.1494e-07 | [17 empty] | 7.3.3.17.5 (Remote Grid) Updates to grid topology to minimize risk of ignition in HFTDs Remote GridWLDFRVegetation ContactAggregated | WLDFR | HFTD - Distribution - Tier 2 - 4QU CoRE ¦ 2QU LoRE | Red Flag Warning - Large Fires | Vegetation Contact | Aggregated | 2032 | 1.6299e-05 | 522.2177 | 0.0085118 | 2032 | Mitigation | 0.95 | 45 | 0 | esc | 0.00097009 | 1.5812e-08 | 0.00097009 | 1.5812e-08
[79 empty] | WLDFR | HFTD - Distribution - Zone 1 - 5QU CoRE ¦ 1QU LoRE | Non-Red Flag Warning - Catastrophic Fires | 2028 | 2.996e-11 | 5.0765e-11 | 2.8295e-11 | 15317.9909 | 247.273 | 9287.6491 | 5783.0689 | 0 | 0 | 0 | 1.4407e-07 | 4.5892e-07 | 0 | 4.5892e-07 | 7.7762e-07 | 0 | 7.7762e-07 | 4.3343e-07 | 0 | 4.3343e-07 | [17 empty] | 7.3.3.17.5 (Remote Grid) Updates to grid topology to minimize risk of ignition in HFTDs Remote GridWLDFRVegetation ContactAggregated | WLDFR | HFTD - Distribution - Tier 2 - 4QU CoRE ¦ 2QU LoRE | Red Flag Warning - Large Fires | Vegetation Contact | Aggregated | 2033 | 1.6299e-05 | 522.2177 | 0.0085118 | 2033 | Mitigation | 0.95 | 45 | 0 | esc | 0.00097009 | 1.5812e-08 | 0.00097009 | 1.5812e-08
[79 empty] | WLDFR | HFTD - Distribution - Zone 1 - 5QU CoRE ¦ 1QU LoRE | Non-Red Flag Warning - Catastrophic Fires | 2029 | 2.996e-11 | 5.0765e-11 | 2.8295e-11 | 15317.9909 | 247.273 | 9287.6491 | 5783.0689 | 0 | 0 | 0 | 1.4407e-07 | 4.5892e-07 | 0 | 4.5892e-07 | 7.7762e-07 | 0 | 7.7762e-07 | 4.3343e-07 | 0 | 4.3343e-07 | [17 empty] | 7.3.3.17.5 (Remote Grid) Updates to grid topology to minimize risk of ignition in HFTDs Remote GridWLDFRVegetation ContactAggregated | WLDFR | HFTD - Distribution - Tier 2 - 4QU CoRE ¦ 2QU LoRE | Red Flag Warning - Large Fires | Vegetation Contact | Aggregated | 2034 | 1.6299e-05 | 522.2177 | 0.0085118 | 2034 | Mitigation | 0.95 | 45 | 0 | esc | 0.00097009 | 1.5812e-08 | 0.00097009 | 1.5812e-08
[79 empty] | WLDFR | HFTD - Distribution - Zone 1 - 5QU CoRE ¦ 1QU LoRE | Non-Red Flag Warning - Catastrophic Fires | 2030 | 2.996e-11 | 5.0765e-11 | 2.8295e-11 | 15317.9909 | 247.273 | 9287.6491 | 5783.0689 | 0 | 0 | 0 | 1.4407e-07 | 4.5892e-07 | 0 | 4.5892e-07 | 7.7762e-07 | 0 | 7.7762e-07 | 4.3343e-07 | 0 | 4.3343e-07 | [17 empty] | 7.3.3.17.5 (Remote Grid) Updates to grid topology to minimize risk of ignition in HFTDs Remote GridWLDFRVegetation ContactAggregated | WLDFR | HFTD - Distribution - Tier 2 - 4QU CoRE ¦ 2QU LoRE | Red Flag Warning - Large Fires | Vegetation Contact | Aggregated | 2035 | 1.6299e-05 | 522.2177 | 0.0085118 | 2035 | Mitigation | 0.95 | 45 | 0 | esc | 0.00097009 | 1.5812e-08 | 0.00097009 | 1.5812e-08
[79 empty] | WLDFR | HFTD - Distribution - Zone 1 - 5QU CoRE ¦ 1QU LoRE | Non-Red Flag Warning - Catastrophic Fires | 2031 | 2.996e-11 | 5.0765e-11 | 2.8295e-11 | 15317.9909 | 247.273 | 9287.6491 | 5783.0689 | 0 | 0 | 0 | 1.4407e-07 | 4.5892e-07 | 0 | 4.5892e-07 | 7.7762e-07 | 0 | 7.7762e-07 | 4.3343e-07 | 0 | 4.3343e-07 | [17 empty] | 7.3.3.17.5 (Remote Grid) Updates to grid topology to minimize risk of ignition in HFTDs Remote GridWLDFRVegetation ContactAggregated | WLDFR | HFTD - Distribution - Tier 2 - 4QU CoRE ¦ 2QU LoRE | Red Flag Warning - Large Fires | Vegetation Contact | Aggregated | 2036 | 1.6299e-05 | 522.2177 | 0.0085118 | 2036 | Mitigation | 0.95 | 45 | 0 | esc | 0.00097009 | 1.5812e-08 | 0.00097009 | 1.5812e-08
[79 empty] | WLDFR | HFTD - Distribution - Zone 1 - 5QU CoRE ¦ 1QU LoRE | Non-Red Flag Warning - Catastrophic Fires | 2032 | 2.996e-11 | 5.0765e-11 | 2.8295e-11 | 15317.9909 | 247.273 | 9287.6491 | 5783.0689 | 0 | 0 | 0 | 1.4407e-07 | 4.5892e-07 | 0 | 4.5892e-07 | 7.7762e-07 | 0 | 7.7762e-07 | 4.3343e-07 | 0 | 4.3343e-07 | [17 empty] | 7.3.3.17.5 (Remote Grid) Updates to grid topology to minimize risk of ignition in HFTDs Remote GridWLDFRVegetation ContactAggregated | WLDFR | HFTD - Distribution - Tier 2 - 4QU CoRE ¦ 2QU LoRE | Red Flag Warning - Large Fires | Vegetation Contact | Aggregated | 2037 | 1.6299e-05 | 522.2177 | 0.0085118 | 2037 | Mitigation | 0.95 | 45 | 0 | esc | 0.00097009 | 1.5812e-08 | 0.00097009 | 1.5812e-08
[79 empty] | WLDFR | HFTD - Distribution - Zone 1 - 5QU CoRE ¦ 1QU LoRE | Non-Red Flag Warning - Catastrophic Fires | 2033 | 2.996e-11 | 5.0765e-11 | 2.8295e-11 | 16044.1264 | 263.1074 | 9721.74 | 6059.2791 | 0 | 0 | 0 | 1.4407e-07 | 4.8068e-07 | 0 | 4.8068e-07 | 8.1448e-07 | 0 | 8.1448e-07 | 4.5397e-07 | 0 | 4.5397e-07 | [17 empty] | 7.3.3.17.5 (Remote Grid) Updates to grid topology to minimize risk of ignition in HFTDs Remote GridWLDFRVegetation ContactAggregated | WLDFR | HFTD - Distribution - Tier 2 - 4QU CoRE ¦ 2QU LoRE | Red Flag Warning - Large Fires | Vegetation Contact | Aggregated | 2038 | 1.6299e-05 | 522.2177 | 0.0085118 | 2038 | Mitigation | 0.95 | 45 | 0 | esc | 0.00097009 | 1.5812e-08 | 0.00097009 | 1.5812e-08
[79 empty] | WLDFR | HFTD - Distribution - Zone 1 - 5QU CoRE ¦ 1QU LoRE | Non-Red Flag Warning - Catastrophic Fires | 2034 | 2.996e-11 | 5.0765e-11 | 2.8295e-11 | 16044.1264 | 263.1074 | 9721.74 | 6059.2791 | 0 | 0 | 0 | 1.4407e-07 | 4.8068e-07 | 0 | 4.8068e-07 | 8.1448e-07 | 0 | 8.1448e-07 | 4.5397e-07 | 0 | 4.5397e-07 | [17 empty] | 7.3.3.17.5 (Remote Grid) Updates to grid topology to minimize risk of ignition in HFTDs Remote GridWLDFRVegetation ContactAggregated | WLDFR | HFTD - Distribution - Tier 2 - 4QU CoRE ¦ 2QU LoRE | Red Flag Warning - Large Fires | Vegetation Contact | Aggregated | 2039 | 1.6299e-05 | 522.2177 | 0.0085118 | 2039 | Mitigation | 0.95 | 45 | 0 | esc | 0.00097009 | 1.5812e-08 | 0.00097009 | 1.5812e-08
[79 empty] | WLDFR | HFTD - Distribution - Zone 1 - 5QU CoRE ¦ 1QU LoRE | Non-Red Flag Warning - Catastrophic Fires | 2035 | 2.996e-11 | 5.0765e-11 | 2.8295e-11 | 16044.1264 | 263.1074 | 9721.74 | 6059.2791 | 0 | 0 | 0 | 1.4407e-07 | 4.8068e-07 | 0 | 4.8068e-07 | 8.1448e-07 | 0 | 8.1448e-07 | 4.5397e-07 | 0 | 4.5397e-07 | [17 empty] | 7.3.3.17.5 (Remote Grid) Updates to grid topology to minimize risk of ignition in HFTDs Remote GridWLDFRVegetation ContactAggregated | WLDFR | HFTD - Distribution - Tier 2 - 4QU CoRE ¦ 2QU LoRE | Red Flag Warning - Large Fires | Vegetation Contact | Aggregated | 2040 | 1.6299e-05 | 522.2177 | 0.0085118 | 2040 | Mitigation | 0.95 | 45 | 0 | esc | 0.00097009 | 1.5812e-08 | 0.00097009 | 1.5812e-08
[79 empty] | WLDFR | HFTD - Distribution - Zone 1 - 5QU CoRE ¦ 1QU LoRE | Non-Red Flag Warning - Catastrophic Fires | 2036 | 2.996e-11 | 5.0765e-11 | 2.8295e-11 | 16044.1264 | 263.1074 | 9721.74 | 6059.2791 | 0 | 0 | 0 | 1.4407e-07 | 4.8068e-07 | 0 | 4.8068e-07 | 8.1448e-07 | 0 | 8.1448e-07 | 4.5397e-07 | 0 | 4.5397e-07 | [17 empty] | 7.3.3.17.5 (Remote Grid) Updates to grid topology to minimize risk of ignition in HFTDs Remote GridWLDFRVegetation ContactAggregated | WLDFR | HFTD - Distribution - Tier 2 - 4QU CoRE ¦ 2QU LoRE | Red Flag Warning - Large Fires | Vegetation Contact | Aggregated | 2041 | 1.6299e-05 | 522.2177 | 0.0085118 | 2041 | Mitigation | 0.95 | 45 | 0 | esc | 0.00097009 | 1.5812e-08 | 0.00097009 | 1.5812e-08
[79 empty] | WLDFR | HFTD - Distribution - Zone 1 - 5QU CoRE ¦ 1QU LoRE | Non-Red Flag Warning - Catastrophic Fires | 2037 | 2.996e-11 | 5.0765e-11 | 2.8295e-11 | 16044.1264 | 263.1074 | 9721.74 | 6059.2791 | 0 | 0 | 0 | 1.4407e-07 | 4.8068e-07 | 0 | 4.8068e-07 | 8.1448e-07 | 0 | 8.1448e-07 | 4.5397e-07 | 0 | 4.5397e-07 | [17 empty] | 7.3.3.17.5 (Remote Grid) Updates to grid topology to minimize risk of ignition in HFTDs Remote GridWLDFRVegetation ContactAggregated | WLDFR | HFTD - Distribution - Tier 2 - 4QU CoRE ¦ 2QU LoRE | Red Flag Warning - Large Fires | Vegetation Contact | Aggregated | 2042 | 1.6299e-05 | 522.2177 | 0.0085118 | 2042 | Mitigation | 0.95 | 45 | 0 | esc | 0.00097009 | 1.5812e-08 | 0.00097009 | 1.5812e-08
[79 empty] | WLDFR | HFTD - Distribution - Zone 1 - 5QU CoRE ¦ 1QU LoRE | Non-Red Flag Warning - Catastrophic Fires | 2038 | 2.996e-11 | 5.0765e-11 | 2.8295e-11 | 16832.3912 | 280.5544 | 10192.2718 | 6359.5651 | 0 | 0 | 0 | 1.4407e-07 | 5.0429e-07 | 0 | 5.0429e-07 | 8.545e-07 | 0 | 8.545e-07 | 4.7628e-07 | 0 | 4.7628e-07 | [17 empty] | 7.3.3.17.5 (Remote Grid) Updates to grid topology to minimize risk of ignition in HFTDs Remote GridWLDFRVegetation ContactAggregated | WLDFR | HFTD - Distribution - Tier 2 - 4QU CoRE ¦ 2QU LoRE | Red Flag Warning - Large Fires | Vegetation Contact | Aggregated | 2043 | 1.6299e-05 | 522.2177 | 0.0085118 | 2043 | Mitigation | 0.95 | 45 | 0 | esc | 0.00097009 | 1.5812e-08 | 0.00097009 | 1.5812e-08
[79 empty] | WLDFR | HFTD - Distribution - Zone 1 - 5QU CoRE ¦ 1QU LoRE | Non-Red Flag Warning - Catastrophic Fires | 2039 | 2.996e-11 | 5.0765e-11 | 2.8295e-11 | 16832.3912 | 280.5544 | 10192.2718 | 6359.5651 | 0 | 0 | 0 | 1.4407e-07 | 5.0429e-07 | 0 | 5.0429e-07 | 8.545e-07 | 0 | 8.545e-07 | 4.7628e-07 | 0 | 4.7628e-07 | [17 empty] | 7.3.3.17.5 (Remote Grid) Updates to grid topology to minimize risk of ignition in HFTDs Remote GridWLDFRVegetation ContactAggregated | WLDFR | HFTD - Distribution - Tier 2 - 4QU CoRE ¦ 2QU LoRE | Red Flag Warning - Large Fires | Vegetation Contact | Aggregated | 2044 | 1.6299e-05 | 522.2177 | 0.0085118 | 2044 | Mitigation | 0.95 | 45 | 0 | esc | 0.00097009 | 1.5812e-08 | 0.00097009 | 1.5812e-08
[79 empty] | WLDFR | HFTD - Distribution - Zone 1 - 5QU CoRE ¦ 1QU LoRE | Non-Red Flag Warning - Catastrophic Fires | 2040 | 2.996e-11 | 5.0765e-11 | 2.8295e-11 | 16832.3912 | 280.5544 | 10192.2718 | 6359.5651 | 0 | 0 | 0 | 1.4407e-07 | 5.0429e-07 | 0 | 5.0429e-07 | 8.545e-07 | 0 | 8.545e-07 | 4.7628e-07 | 0 | 4.7628e-07 | [17 empty] | 7.3.3.17.5 (Remote Grid) Updates to grid topology to minimize risk of ignition in HFTDs Remote GridWLDFRVegetation ContactAggregated | WLDFR | HFTD - Distribution - Tier 2 - 4QU CoRE ¦ 2QU LoRE | Red Flag Warning - Large Fires | Vegetation Contact | Aggregated | 2045 | 1.6299e-05 | 522.2177 | 0.0085118 | 2045 | Mitigation | 0.95 | 45 | 0 | esc | 0.00097009 | 1.5812e-08 | 0.00097009 | 1.5812e-08
[79 empty] | WLDFR | HFTD - Distribution - Zone 1 - 5QU CoRE ¦ 1QU LoRE | Non-Red Flag Warning - Catastrophic Fires | 2041 | 2.996e-11 | 5.0765e-11 | 2.8295e-11 | 16832.3912 | 280.5544 | 10192.2718 | 6359.5651 | 0 | 0 | 0 | 1.4407e-07 | 5.0429e-07 | 0 | 5.0429e-07 | 8.545e-07 | 0 | 8.545e-07 | 4.7628e-07 | 0 | 4.7628e-07 | [17 empty] | 7.3.3.17.5 (Remote Grid) Updates to grid topology to minimize risk of ignition in HFTDs Remote GridWLDFRVegetation ContactAggregated | WLDFR | HFTD - Distribution - Tier 2 - 4QU CoRE ¦ 2QU LoRE | Red Flag Warning - Large Fires | Vegetation Contact | Aggregated | 2046 | 1.6299e-05 | 522.2177 | 0.0085118 | 2046 | Mitigation | 0.95 | 45 | 0 | esc | 0.00097009 | 1.5812e-08 | 0.00097009 | 1.5812e-08
[79 empty] | WLDFR | HFTD - Distribution - Zone 1 - 5QU CoRE ¦ 1QU LoRE | Non-Red Flag Warning - Catastrophic Fires | 2042 | 2.996e-11 | 5.0765e-11 | 2.8295e-11 | 16832.3912 | 280.5544 | 10192.2718 | 6359.5651 | 0 | 0 | 0 | 1.4407e-07 | 5.0429e-07 | 0 | 5.0429e-07 | 8.545e-07 | 0 | 8.545e-07 | 4.7628e-07 | 0 | 4.7628e-07 | [17 empty] | 7.3.3.17.5 (Remote Grid) Updates to grid topology to minimize risk of ignition in HFTDs Remote GridWLDFRVegetation ContactAggregated | WLDFR | HFTD - Distribution - Tier 2 - 4QU CoRE ¦ 2QU LoRE | Red Flag Warning - Large Fires | Vegetation Contact | Aggregated | 2047 | 1.6299e-05 | 522.2177 | 0.0085118 | 2047 | Mitigation | 0.95 | 45 | 0 | esc | 0.00097009 | 1.5812e-08 | 0.00097009 | 1.5812e-08
[79 empty] | WLDFR | HFTD - Distribution - Zone 1 - 5QU CoRE ¦ 1QU LoRE | Non-Red Flag Warning - Catastrophic Fires | 2043 | 2.996e-11 | 5.0765e-11 | 2.8295e-11 | 17672.0852 | 299.42 | 10692.7362 | 6679.929 | 0 | 0 | 0 | 1.4407e-07 | 5.2945e-07 | 0 | 5.2945e-07 | 8.9713e-07 | 0 | 8.9713e-07 | 5.0004e-07 | 0 | 5.0004e-07 | [17 empty] | 7.3.3.17.5 (Remote Grid) Updates to grid topology to minimize risk of ignition in HFTDs Remote GridWLDFRVegetation ContactAggregated | WLDFR | HFTD - Distribution - Tier 2 - 4QU CoRE ¦ 2QU LoRE | Red Flag Warning - Large Fires | Vegetation Contact | Aggregated | 2048 | 1.6299e-05 | 522.2177 | 0.0085118 | 2048 | Mitigation | 0.95 | 45 | 0 | esc | 0.00097009 | 1.5812e-08 | 0.00097009 | 1.5812e-08
[79 empty] | WLDFR | HFTD - Distribution - Zone 1 - 5QU CoRE ¦ 1QU LoRE | Non-Red Flag Warning - Catastrophic Fires | 2044 | 2.996e-11 | 5.0765e-11 | 2.8295e-11 | 17672.0852 | 299.42 | 10692.7362 | 6679.929 | 0 | 0 | 0 | 1.4407e-07 | 5.2945e-07 | 0 | 5.2945e-07 | 8.9713e-07 | 0 | 8.9713e-07 | 5.0004e-07 | 0 | 5.0004e-07 | [17 empty] | 7.3.3.17.5 (Remote Grid) Updates to grid topology to minimize risk of ignition in HFTDs Remote GridWLDFRVegetation ContactAggregated | WLDFR | HFTD - Distribution - Tier 2 - 4QU CoRE ¦ 2QU LoRE | Red Flag Warning - Large Fires | Vegetation Contact | Aggregated | 2049 | 1.6299e-05 | 522.2177 | 0.0085118 | 2049 | Mitigation | 0.95 | 45 | 0 | esc | 0.00097009 | 1.5812e-08 | 0.00097009 | 1.5812e-08
[79 empty] | WLDFR | HFTD - Distribution - Zone 1 - 5QU CoRE ¦ 1QU LoRE | Non-Red Flag Warning - Catastrophic Fires | 2045 | 2.996e-11 | 5.0765e-11 | 2.8295e-11 | 17672.0852 | 299.42 | 10692.7362 | 6679.929 | 0 | 0 | 0 | 1.4407e-07 | 5.2945e-07 | 0 | 5.2945e-07 | 8.9713e-07 | 0 | 8.9713e-07 | 5.0004e-07 | 0 | 5.0004e-07 | [17 empty] | 7.3.3.17.5 (Remote Grid) Updates to grid topology to minimize risk of ignition in HFTDs Remote GridWLDFRVegetation ContactAggregated | WLDFR | HFTD - Distribution - Tier 2 - 4QU CoRE ¦ 2QU LoRE | Red Flag Warning - Large Fires | Vegetation Contact | Aggregated | 2050 | 1.6299e-05 | 522.2177 | 0.0085118 | 2050 | Mitigation | 0.95 | 45 | 0 | esc | 0.00097009 | 1.5812e-08 | 0.00097009 | 1.5812e-08
[79 empty] | WLDFR | HFTD - Distribution - Zone 1 - 5QU CoRE ¦ 1QU LoRE | Non-Red Flag Warning - Catastrophic Fires | 2046 | 2.996e-11 | 5.0765e-11 | 2.8295e-11 | 17672.0852 | 299.42 | 10692.7362 | 6679.929 | 0 | 0 | 0 | 1.4407e-07 | 5.2945e-07 | 0 | 5.2945e-07 | 8.9713e-07 | 0 | 8.9713e-07 | 5.0004e-07 | 0 | 5.0004e-07 | [17 empty] | 7.3.3.17.5 (Remote Grid) Updates to grid topology to minimize risk of ignition in HFTDs Remote GridWLDFRVegetation ContactAggregated | WLDFR | HFTD - Distribution - Tier 2 - 4QU CoRE ¦ 2QU LoRE | Red Flag Warning - Large Fires | Vegetation Contact | Aggregated | 2051 | 1.6299e-05 | 522.2177 | 0.0085118 | 2051 | Mitigation | 0.95 | 45 | 0 | esc | 0.00097009 | 1.5812e-08 | 0.00097009 | 1.5812e-08
[79 empty] | WLDFR | HFTD - Distribution - Zone 1 - 5QU CoRE ¦ 1QU LoRE | Non-Red Flag Warning - Catastrophic Fires | 2047 | 2.996e-11 | 5.0765e-11 | 2.8295e-11 | 17672.0852 | 299.42 | 10692.7362 | 6679.929 | 0 | 0 | 0 | 1.4407e-07 | 5.2945e-07 | 0 | 5.2945e-07 | 8.9713e-07 | 0 | 8.9713e-07 | 5.0004e-07 | 0 | 5.0004e-07 | [17 empty] | 7.3.3.17.5 (Remote Grid) Updates to grid topology to minimize risk of ignition in HFTDs Remote GridWLDFRVegetation ContactAggregated | WLDFR | HFTD - Distribution - Tier 2 - 4QU CoRE ¦ 2QU LoRE | Red Flag Warning - Large Fires | Vegetation Contact | Aggregated | 2052 | 1.6299e-05 | 522.2177 | 0.0085118 | 2052 | Mitigation | 0.95 | 45 | 0 | esc | 0.00097009 | 1.5812e-08 | 0.00097009 | 1.5812e-08
[79 empty] | WLDFR | HFTD - Distribution - Zone 1 - 5QU CoRE ¦ 1QU LoRE | Non-Red Flag Warning - Catastrophic Fires | 2048 | 2.996e-11 | 5.0765e-11 | 2.8295e-11 | 18552.3348 | 319.4911 | 11216.5626 | 7016.281 | 0 | 0 | 0 | 1.4407e-07 | 5.5582e-07 | 0 | 5.5582e-07 | 9.4181e-07 | 0 | 9.4181e-07 | 5.2494e-07 | 0 | 5.2494e-07 | [17 empty] | 7.3.3.17.5 (Remote Grid) Updates to grid topology to minimize risk of ignition in HFTDs Remote GridWLDFRVegetation ContactAggregated | WLDFR | HFTD - Distribution - Tier 2 - 4QU CoRE ¦ 2QU LoRE | Red Flag Warning - Large Fires | Vegetation Contact | Aggregated | 2053 | 1.6299e-05 | 522.2177 | 0.0085118 | 2053 | Mitigation | 0.95 | 45 | 0 | esc | 0.00097009 | 1.5812e-08 | 0.00097009 | 1.5812e-08
[79 empty] | WLDFR | HFTD - Distribution - Zone 1 - 5QU CoRE ¦ 1QU LoRE | Non-Red Flag Warning - Catastrophic Fires | 2049 | 2.996e-11 | 5.0765e-11 | 2.8295e-11 | 18552.3348 | 319.4911 | 11216.5626 | 7016.281 | 0 | 0 | 0 | 1.4407e-07 | 5.5582e-07 | 0 | 5.5582e-07 | 9.4181e-07 | 0 | 9.4181e-07 | 5.2494e-07 | 0 | 5.2494e-07 | [17 empty] | 7.3.3.17.5 (Remote Grid) Updates to grid topology to minimize risk of ignition in HFTDs Remote GridWLDFRVegetation ContactAggregated | WLDFR | HFTD - Distribution - Tier 2 - 4QU CoRE ¦ 2QU LoRE | Red Flag Warning - Large Fires | Vegetation Contact | Aggregated | 2054 | 1.6299e-05 | 522.2177 | 0.0085118 | 2054 | Mitigation | 0.95 | 45 | 0 | esc | 0.00097009 | 1.5812e-08 | 0.00097009 | 1.5812e-08
[79 empty] | WLDFR | HFTD - Distribution - Zone 1 - 5QU CoRE ¦ 1QU LoRE | Non-Red Flag Warning - Catastrophic Fires | 2050 | 2.996e-11 | 5.0765e-11 | 2.8295e-11 | 18552.3348 | 319.4911 | 11216.5626 | 7016.281 | 0 | 0 | 0 | 1.4407e-07 | 5.5582e-07 | 0 | 5.5582e-07 | 9.4181e-07 | 0 | 9.4181e-07 | 5.2494e-07 | 0 | 5.2494e-07 | [17 empty] | 7.3.3.17.5 (Remote Grid) Updates to grid topology to minimize risk of ignition in HFTDs Remote GridWLDFRVegetation ContactAggregated | WLDFR | HFTD - Distribution - Tier 2 - 4QU CoRE ¦ 2QU LoRE | Red Flag Warning - Large Fires | Vegetation Contact | Aggregated | 2055 | 1.6299e-05 | 522.2177 | 0.0085118 | 2055 | Mitigation | 0.95 | 45 | 0 | esc | 0.00097009 | 1.5812e-08 | 0.00097009 | 1.5812e-08
[79 empty] | WLDFR | HFTD - Distribution - Zone 1 - 5QU CoRE ¦ 1QU LoRE | Non-Red Flag Warning - Catastrophic Fires | 2051 | 2.996e-11 | 5.0765e-11 | 2.8295e-11 | 18552.3348 | 319.4911 | 11216.5626 | 7016.281 | 0 | 0 | 0 | 1.4407e-07 | 5.5582e-07 | 0 | 5.5582e-07 | 9.4181e-07 | 0 | 9.4181e-07 | 5.2494e-07 | 0 | 5.2494e-07 | [17 empty] | 7.3.3.17.5 (Remote Grid) Updates to grid topology to minimize risk of ignition in HFTDs Remote GridWLDFRVegetation ContactAggregated | WLDFR | HFTD - Distribution - Tier 2 - 4QU CoRE ¦ 2QU LoRE | Red Flag Warning - Large Fires | Vegetation Contact | Aggregated | 2056 | 1.6299e-05 | 522.2177 | 0.0085118 | 2056 | Mitigation | 0.95 | 45 | 0 | esc | 0.00097009 | 1.5812e-08 | 0.00097009 | 1.5812e-08
[79 empty] | WLDFR | HFTD - Distribution - Zone 1 - 5QU CoRE ¦ 1QU LoRE | Non-Red Flag Warning - Catastrophic Fires | 2052 | 2.996e-11 | 5.0765e-11 | 2.8295e-11 | 18552.3348 | 319.4911 | 11216.5626 | 7016.281 | 0 | 0 | 0 | 1.4407e-07 | 5.5582e-07 | 0 | 5.5582e-07 | 9.4181e-07 | 0 | 9.4181e-07 | 5.2494e-07 | 0 | 5.2494e-07 | [17 empty] | 7.3.3.17.5 (Remote Grid) Updates to grid topology to minimize risk of ignition in HFTDs Remote GridWLDFRVegetation ContactAggregated | WLDFR | HFTD - Distribution - Tier 2 - 4QU CoRE ¦ 2QU LoRE | Red Flag Warning - Large Fires | Vegetation Contact | Aggregated | 2057 | 1.6299e-05 | 522.2177 | 0.0085118 | 2057 | Mitigation | 0.95 | 45 | 0 | esc | 0.00097009 | 1.5812e-08 | 0.00097009 | 1.5812e-08
[79 empty] | WLDFR | HFTD - Distribution - Zone 1 - 5QU CoRE ¦ 1QU LoRE | Non-Red Flag Warning - Catastrophic Fires | 2053 | 2.996e-11 | 5.0765e-11 | 2.8295e-11 | 19462.1283 | 340.5356 | 11757.1413 | 7364.4514 | 0 | 0 | 0 | 1.4407e-07 | 5.8308e-07 | 0 | 5.8308e-07 | 9.88e-07 | 0 | 9.88e-07 | 5.5069e-07 | 0 | 5.5069e-07 | [17 empty] | 7.3.3.17.5 (Remote Grid) Updates to grid topology to minimize risk of ignition in HFTDs Remote GridWLDFRVegetation ContactAggregated | WLDFR | HFTD - Distribution - Tier 2 - 4QU CoRE ¦ 2QU LoRE | Red Flag Warning - Large Fires | Vegetation Contact | Aggregated | 2058 | 1.6299e-05 | 522.2177 | 0.0085118 | 2058 | Mitigation | 0.95 | 45 | 0 | esc | 0.00097009 | 1.5812e-08 | 0.00097009 | 1.5812e-08
[79 empty] | WLDFR | HFTD - Distribution - Zone 1 - 5QU CoRE ¦ 1QU LoRE | Non-Red Flag Warning - Catastrophic Fires | 2054 | 2.996e-11 | 5.0765e-11 | 2.8295e-11 | 19462.1283 | 340.5356 | 11757.1413 | 7364.4514 | 0 | 0 | 0 | 1.4407e-07 | 5.8308e-07 | 0 | 5.8308e-07 | 9.88e-07 | 0 | 9.88e-07 | 5.5069e-07 | 0 | 5.5069e-07 | [17 empty] | 7.3.3.17.5 (Remote Grid) Updates to grid topology to minimize risk of ignition in HFTDs Remote GridWLDFRVegetation ContactAggregated | WLDFR | HFTD - Distribution - Tier 2 - 4QU CoRE ¦ 2QU LoRE | Red Flag Warning - Large Fires | Vegetation Contact | Aggregated | 2059 | 1.6299e-05 | 522.2177 | 0.0085118 | 2059 | Mitigation | 0.95 | 45 | 0 | esc | 0.00097009 | 1.5812e-08 | 0.00097009 | 1.5812e-08
[79 empty] | WLDFR | HFTD - Distribution - Zone 1 - 5QU CoRE ¦ 1QU LoRE | Non-Red Flag Warning - Catastrophic Fires | 2055 | 2.996e-11 | 5.0765e-11 | 2.8295e-11 | 19462.1283 | 340.5356 | 11757.1413 | 7364.4514 | 0 | 0 | 0 | 1.4407e-07 | 5.8308e-07 | 0 | 5.8308e-07 | 9.88e-07 | 0 | 9.88e-07 | 5.5069e-07 | 0 | 5.5069e-07 | [17 empty] | 7.3.3.17.5 (Remote Grid) Updates to grid topology to minimize risk of ignition in HFTDs Remote GridWLDFRVegetation ContactAggregated | WLDFR | HFTD - Distribution - Tier 2 - 4QU CoRE ¦ 2QU LoRE | Red Flag Warning - Large Fires | Vegetation Contact | Aggregated | 2060 | 1.6299e-05 | 522.2177 | 0.0085118 | 2060 | Mitigation | 0.95 | 45 | 0 | esc | 0.00097009 | 1.5812e-08 | 0.00097009 | 1.5812e-08
[79 empty] | WLDFR | HFTD - Distribution - Zone 1 - 5QU CoRE ¦ 1QU LoRE | Non-Red Flag Warning - Catastrophic Fires | 2056 | 2.996e-11 | 5.0765e-11 | 2.8295e-11 | 19462.1283 | 340.5356 | 11757.1413 | 7364.4514 | 0 | 0 | 0 | 1.4407e-07 | 5.8308e-07 | 0 | 5.8308e-07 | 9.88e-07 | 0 | 9.88e-07 | 5.5069e-07 | 0 | 5.5069e-07 | [17 empty] | 7.3.3.17.5 (Remote Grid) Updates to grid topology to minimize risk of ignition in HFTDs Remote GridWLDFRVegetation ContactAggregated | WLDFR | HFTD - Distribution - Tier 2 - 4QU CoRE ¦ 2QU LoRE | Red Flag Warning - Large Fires | Vegetation Contact | Aggregated | 2061 | 1.6299e-05 | 522.2177 | 0.0085118 | 2061 | Mitigation | 0.95 | 45 | 0 | esc | 0.00097009 | 1.5812e-08 | 0.00097009 | 1.5812e-08
[79 empty] | WLDFR | HFTD - Distribution - Zone 1 - 5QU CoRE ¦ 1QU LoRE | Non-Red Flag Warning - Catastrophic Fires | 2057 | 2.996e-11 | 5.0765e-11 | 2.8295e-11 | 19462.1283 | 340.5356 | 11757.1413 | 7364.4514 | 0 | 0 | 0 | 1.4407e-07 | 5.8308e-07 | 0 | 5.8308e-07 | 9.88e-07 | 0 | 9.88e-07 | 5.5069e-07 | 0 | 5.5069e-07 | [17 empty] | 7.3.3.17.5 (Remote Grid) Updates to grid topology to minimize risk of ignition in HFTDs Remote GridWLDFRVegetation ContactAggregated | WLDFR | HFTD - Distribution - Tier 2 - 4QU CoRE ¦ 2QU LoRE | Red Flag Warning - Large Fires | Vegetation Contact | Aggregated | 2062 | 1.6299e-05 | 522.2177 | 0.0085118 | 2062 | Mitigation | 0.95 | 45 | 0 | esc | 0.00097009 | 1.5812e-08 | 0.00097009 | 1.5812e-08
[79 empty] | WLDFR | HFTD - Distribution - Zone 1 - 5QU CoRE ¦ 1QU LoRE | Non-Red Flag Warning - Catastrophic Fires | 2058 | 2.996e-11 | 5.0765e-11 | 2.8295e-11 | 20390.4035 | 362.3049 | 12307.8747 | 7720.2238 | 0 | 0 | 0 | 1.4407e-07 | 6.1089e-07 | 0 | 6.1089e-07 | 1.0351e-06 | 0 | 1.0351e-06 | 5.7695e-07 | 0 | 5.7695e-07 | [17 empty] | 7.3.3.17.5 (Remote Grid) Updates to grid topology to minimize risk of ignition in HFTDs Remote GridWLDFRVegetation ContactAggregated | WLDFR | HFTD - Distribution - Tier 2 - 4QU CoRE ¦ 2QU LoRE | Red Flag Warning - Large Fires | Vegetation Contact | Aggregated | 2063 | 1.6299e-05 | 522.2177 | 0.0085118 | 2063 | Mitigation | 0.95 | 45 | 0 | esc | 0.00097009 | 1.5812e-08 | 0.00097009 | 1.5812e-08
[79 empty] | WLDFR | HFTD - Distribution - Zone 1 - 5QU CoRE ¦ 1QU LoRE | Non-Red Flag Warning - Catastrophic Fires | 2059 | 2.996e-11 | 5.0765e-11 | 2.8295e-11 | 20390.4035 | 362.3049 | 12307.8747 | 7720.2238 | 0 | 0 | 0 | 1.4407e-07 | 6.1089e-07 | 0 | 6.1089e-07 | 1.0351e-06 | 0 | 1.0351e-06 | 5.7695e-07 | 0 | 5.7695e-07 | [17 empty] | 7.3.3.17.5 (Remote Grid) Updates to grid topology to minimize risk of ignition in HFTDs Remote GridWLDFRVegetation ContactAggregated | WLDFR | HFTD - Distribution - Tier 2 - 4QU CoRE ¦ 2QU LoRE | Red Flag Warning - Large Fires | Vegetation Contact | Aggregated | 2064 | 1.6299e-05 | 522.2177 | 0.0085118 | 2064 | Mitigation | 0.95 | 45 | 0 | esc | 0.00097009 | 1.5812e-08 | 0.00097009 | 1.5812e-08
[79 empty] | WLDFR | HFTD - Distribution - Zone 1 - 5QU CoRE ¦ 1QU LoRE | Non-Red Flag Warning - Catastrophic Fires | 2060 | 2.996e-11 | 5.0765e-11 | 2.8295e-11 | 20390.4035 | 362.3049 | 12307.8747 | 7720.2238 | 0 | 0 | 0 | 1.4407e-07 | 6.1089e-07 | 0 | 6.1089e-07 | 1.0351e-06 | 0 | 1.0351e-06 | 5.7695e-07 | 0 | 5.7695e-07 | [17 empty] | 7.3.3.17.5 (Remote Grid) Updates to grid topology to minimize risk of ignition in HFTDs Remote GridWLDFRVegetation ContactAggregated | WLDFR | HFTD - Distribution - Tier 2 - 4QU CoRE ¦ 2QU LoRE | Red Flag Warning - Large Fires | Vegetation Contact | Aggregated | 2065 | 1.6299e-05 | 522.2177 | 0.0085118 | 2065 | Mitigation | 0.95 | 45 | 0 | esc | 0.00097009 | 1.5812e-08 | 0.00097009 | 1.5812e-08
[79 empty] | WLDFR | HFTD - Distribution - Zone 1 - 5QU CoRE ¦ 1QU LoRE | Non-Red Flag Warning - Catastrophic Fires | 2061 | 2.996e-11 | 5.0765e-11 | 2.8295e-11 | 20390.4035 | 362.3049 | 12307.8747 | 7720.2238 | 0 | 0 | 0 | 1.4407e-07 | 6.1089e-07 | 0 | 6.1089e-07 | 1.0351e-06 | 0 | 1.0351e-06 | 5.7695e-07 | 0 | 5.7695e-07 | [17 empty] | 7.3.3.17.5 (Remote Grid) Updates to grid topology to minimize risk of ignition in HFTDs Remote GridWLDFRVegetation ContactAggregated | WLDFR | HFTD - Distribution - Tier 2 - 4QU CoRE ¦ 2QU LoRE | Red Flag Warning - Large Fires | Vegetation Contact | Aggregated | 2066 | 1.6299e-05 | 522.2177 | 0.0085118 | 2066 | Mitigation | 0.95 | 45 | 0 | esc | 0.00097009 | 1.5812e-08 | 0.00097009 | 1.5812e-08
[79 empty] | WLDFR | HFTD - Distribution - Zone 1 - 5QU CoRE ¦ 1QU LoRE | Non-Red Flag Warning - Catastrophic Fires | 2062 | 2.996e-11 | 5.0765e-11 | 2.8295e-11 | 20390.4035 | 362.3049 | 12307.8747 | 7720.2238 | 0 | 0 | 0 | 1.4407e-07 | 6.1089e-07 | 0 | 6.1089e-07 | 1.0351e-06 | 0 | 1.0351e-06 | 5.7695e-07 | 0 | 5.7695e-07 | [17 empty] | 7.3.3.17.5 (Remote Grid) Updates to grid topology to minimize risk of ignition in HFTDs Remote GridWLDFRVegetation ContactAggregated | WLDFR | HFTD - Distribution - Tier 2 - 4QU CoRE ¦ 2QU LoRE | Red Flag Warning - Large Fires | Vegetation Contact | Aggregated | 2067 | 1.6299e-05 | 522.2177 | 0.0085118 | 2067 | Mitigation | 0.95 | 45 | 0 | esc | 0 | 0 | 0.00097009 | 1.5812e-08
[79 empty] | WLDFR | HFTD - Distribution - Zone 1 - 5QU CoRE ¦ 1QU LoRE | Non-Red Flag Warning - Catastrophic Fires | 2063 | 2.996e-11 | 5.0765e-11 | 2.8295e-11 | 21325.9188 | 384.5316 | 12862.0997 | 8079.2876 | 0 | 0 | 0 | 1.4407e-07 | 6.3892e-07 | 0 | 6.3892e-07 | 1.0826e-06 | 0 | 1.0826e-06 | 6.0342e-07 | 0 | 6.0342e-07 | [17 empty] | 7.3.3.17.5 (Remote Grid) Updates to grid topology to minimize risk of ignition in HFTDs Remote GridWLDFRContact from objectAggregated | WLDFR | HFTD - Distribution - Tier 2 - 4QU CoRE ¦ 2QU LoRE | Red Flag Warning - Small Fires | Contact from object | Aggregated | 2022 | 3.4231e-05 | 522.2177 | 0.017876 | 2022 | Mitigation | 0.95 | 45 | 0 | esc | 0.00097009 | 3.3207e-08 | 0 | 0
[79 empty] | WLDFR | HFTD - Distribution - Zone 1 - 5QU CoRE ¦ 1QU LoRE | Non-Red Flag Warning - Catastrophic Fires | 2064 | 2.996e-11 | 5.0765e-11 | 2.8295e-11 | 21325.9188 | 384.5316 | 12862.0997 | 8079.2876 | 0 | 0 | 0 | 1.4407e-07 | 6.3892e-07 | 0 | 6.3892e-07 | 1.0826e-06 | 0 | 1.0826e-06 | 6.0342e-07 | 0 | 6.0342e-07 | [17 empty] | 7.3.3.17.5 (Remote Grid) Updates to grid topology to minimize risk of ignition in HFTDs Remote GridWLDFRContact from objectAggregated | WLDFR | HFTD - Distribution - Tier 2 - 4QU CoRE ¦ 2QU LoRE | Red Flag Warning - Small Fires | Contact from object | Aggregated | 2023 | 3.4231e-05 | 522.2177 | 0.017876 | 2023 | Mitigation | 0.95 | 45 | 0 | esc | 0.00097009 | 3.3207e-08 | 0.00097009 | 3.3207e-08
[79 empty] | WLDFR | HFTD - Distribution - Zone 1 - 5QU CoRE ¦ 1QU LoRE | Non-Red Flag Warning - Catastrophic Fires | 2065 | 2.996e-11 | 5.0765e-11 | 2.8295e-11 | 21325.9188 | 384.5316 | 12862.0997 | 8079.2876 | 0 | 0 | 0 | 1.4407e-07 | 6.3892e-07 | 0 | 6.3892e-07 | 1.0826e-06 | 0 | 1.0826e-06 | 6.0342e-07 | 0 | 6.0342e-07 | [17 empty] | 7.3.3.17.5 (Remote Grid) Updates to grid topology to minimize risk of ignition in HFTDs Remote GridWLDFRContact from objectAggregated | WLDFR | HFTD - Distribution - Tier 2 - 4QU CoRE ¦ 2QU LoRE | Red Flag Warning - Small Fires | Contact from object | Aggregated | 2024 | 3.4231e-05 | 522.2177 | 0.017876 | 2024 | Mitigation | 0.95 | 45 | 0 | esc | 0.00097009 | 3.3207e-08 | 0.00097009 | 3.3207e-08
[79 empty] | WLDFR | HFTD - Distribution - Zone 1 - 5QU CoRE ¦ 1QU LoRE | Non-Red Flag Warning - Catastrophic Fires | 2066 | 0 | 5.0765e-11 | 2.8295e-11 | 21325.9188 | 384.5316 | 12862.0997 | 8079.2876 | 0 | 0 | 0 | 1.4407e-07 | 0 | 0 | 0 | 1.0826e-06 | 0 | 1.0826e-06 | 6.0342e-07 | 0 | 6.0342e-07 | [17 empty] | 7.3.3.17.5 (Remote Grid) Updates to grid topology to minimize risk of ignition in HFTDs Remote GridWLDFRContact from objectAggregated | WLDFR | HFTD - Distribution - Tier 2 - 4QU CoRE ¦ 2QU LoRE | Red Flag Warning - Small Fires | Contact from object | Aggregated | 2025 | 3.4231e-05 | 522.2177 | 0.017876 | 2025 | Mitigation | 0.95 | 45 | 0 | esc | 0.00097009 | 3.3207e-08 | 0.00097009 | 3.3207e-08
[79 empty] | WLDFR | HFTD - Distribution - Zone 1 - 5QU CoRE ¦ 1QU LoRE | Non-Red Flag Warning - Catastrophic Fires | 2067 | 0 | 0 | 2.8295e-11 | 21325.9188 | 384.5316 | 12862.0997 | 8079.2876 | 0 | 0 | 0 | 1.4407e-07 | 0 | 0 | 0 | 0 | 0 | 0 | 6.0342e-07 | 0 | 6.0342e-07 | [17 empty] | 7.3.3.17.5 (Remote Grid) Updates to grid topology to minimize risk of ignition in HFTDs Remote GridWLDFRContact from objectAggregated | WLDFR | HFTD - Distribution - Tier 2 - 4QU CoRE ¦ 2QU LoRE | Red Flag Warning - Small Fires | Contact from object | Aggregated | 2026 | 3.4231e-05 | 522.2177 | 0.017876 | 2026 | Mitigation | 0.95 | 45 | 0 | esc | 0.00097009 | 3.3207e-08 | 0.00097009 | 3.3207e-08
[79 empty] | WLDFR | HFTD - Distribution - Zone 1 - 5QU CoRE ¦ 1QU LoRE | Non-Red Flag Warning - Destructive Fires | 2021 | 4.8626e-11 | 0 | 0 | 8807.9522 | 222.2294 | 8585.7228 | 0 | 0 | 0 | 0 | 2.063e-07 | 4.283e-07 | 0 | 4.283e-07 | 0 | 0 | 0 | 0 | 0 | 0 | [17 empty] | 7.3.3.17.5 (Remote Grid) Updates to grid topology to minimize risk of ignition in HFTDs Remote GridWLDFRContact from objectAggregated | WLDFR | HFTD - Distribution - Tier 2 - 4QU CoRE ¦ 2QU LoRE | Red Flag Warning - Small Fires | Contact from object | Aggregated | 2027 | 3.4231e-05 | 522.2177 | 0.017876 | 2027 | Mitigation | 0.95 | 45 | 0 | esc | 0.00097009 | 3.3207e-08 | 0.00097009 | 3.3207e-08
[79 empty] | WLDFR | HFTD - Distribution - Zone 1 - 5QU CoRE ¦ 1QU LoRE | Non-Red Flag Warning - Destructive Fires | 2022 | 4.8157e-11 | 8.1599e-11 | 0 | 8807.9522 | 222.2294 | 8585.7228 | 0 | 0 | 0 | 0 | 2.0458e-07 | 4.2416e-07 | 0 | 4.2416e-07 | 7.1872e-07 | 0 | 7.1872e-07 | 0 | 0 | 0 | [17 empty] | 7.3.3.17.5 (Remote Grid) Updates to grid topology to minimize risk of ignition in HFTDs Remote GridWLDFRContact from objectAggregated | WLDFR | HFTD - Distribution - Tier 2 - 4QU CoRE ¦ 2QU LoRE | Red Flag Warning - Small Fires | Contact from object | Aggregated | 2028 | 3.4231e-05 | 522.2177 | 0.017876 | 2028 | Mitigation | 0.95 | 45 | 0 | esc | 0.00097009 | 3.3207e-08 | 0.00097009 | 3.3207e-08
[79 empty] | WLDFR | HFTD - Distribution - Zone 1 - 5QU CoRE ¦ 1QU LoRE | Non-Red Flag Warning - Destructive Fires | 2023 | 4.8157e-11 | 8.1599e-11 | 4.5482e-11 | 9129.7461 | 233.2301 | 8896.516 | 0 | 0 | 0 | 0 | 2.0458e-07 | 4.3966e-07 | 0 | 4.3966e-07 | 7.4498e-07 | 0 | 7.4498e-07 | 4.1523e-07 | 0 | 4.1523e-07 | [17 empty] | 7.3.3.17.5 (Remote Grid) Updates to grid topology to minimize risk of ignition in HFTDs Remote GridWLDFRContact from objectAggregated | WLDFR | HFTD - Distribution - Tier 2 - 4QU CoRE ¦ 2QU LoRE | Red Flag Warning - Small Fires | Contact from object | Aggregated | 2029 | 3.4231e-05 | 522.2177 | 0.017876 | 2029 | Mitigation | 0.95 | 45 | 0 | esc | 0.00097009 | 3.3207e-08 | 0.00097009 | 3.3207e-08
[79 empty] | WLDFR | HFTD - Distribution - Zone 1 - 5QU CoRE ¦ 1QU LoRE | Non-Red Flag Warning - Destructive Fires | 2024 | 4.8157e-11 | 8.1599e-11 | 4.5482e-11 | 9129.7461 | 233.2301 | 8896.516 | 0 | 0 | 0 | 0 | 2.0458e-07 | 4.3966e-07 | 0 | 4.3966e-07 | 7.4498e-07 | 0 | 7.4498e-07 | 4.1523e-07 | 0 | 4.1523e-07 | [17 empty] | 7.3.3.17.5 (Remote Grid) Updates to grid topology to minimize risk of ignition in HFTDs Remote GridWLDFRContact from objectAggregated | WLDFR | HFTD - Distribution - Tier 2 - 4QU CoRE ¦ 2QU LoRE | Red Flag Warning - Small Fires | Contact from object | Aggregated | 2030 | 3.4231e-05 | 522.2177 | 0.017876 | 2030 | Mitigation | 0.95 | 45 | 0 | esc | 0.00097009 | 3.3207e-08 | 0.00097009 | 3.3207e-08
[79 empty] | WLDFR | HFTD - Distribution - Zone 1 - 5QU CoRE ¦ 1QU LoRE | Non-Red Flag Warning - Destructive Fires | 2025 | 4.8157e-11 | 8.1599e-11 | 4.5482e-11 | 9129.7461 | 233.2301 | 8896.516 | 0 | 0 | 0 | 0 | 2.0458e-07 | 4.3966e-07 | 0 | 4.3966e-07 | 7.4498e-07 | 0 | 7.4498e-07 | 4.1523e-07 | 0 | 4.1523e-07 | [17 empty] | 7.3.3.17.5 (Remote Grid) Updates to grid topology to minimize risk of ignition in HFTDs Remote GridWLDFRContact from objectAggregated | WLDFR | HFTD - Distribution - Tier 2 - 4QU CoRE ¦ 2QU LoRE | Red Flag Warning - Small Fires | Contact from object | Aggregated | 2031 | 3.4231e-05 | 522.2177 | 0.017876 | 2031 | Mitigation | 0.95 | 45 | 0 | esc | 0.00097009 | 3.3207e-08 | 0.00097009 | 3.3207e-08
[79 empty] | WLDFR | HFTD - Distribution - Zone 1 - 5QU CoRE ¦ 1QU LoRE | Non-Red Flag Warning - Destructive Fires | 2026 | 4.8157e-11 | 8.1599e-11 | 4.5482e-11 | 9129.7461 | 233.2301 | 8896.516 | 0 | 0 | 0 | 0 | 2.0458e-07 | 4.3966e-07 | 0 | 4.3966e-07 | 7.4498e-07 | 0 | 7.4498e-07 | 4.1523e-07 | 0 | 4.1523e-07 | [17 empty] | 7.3.3.17.5 (Remote Grid) Updates to grid topology to minimize risk of ignition in HFTDs Remote GridWLDFRContact from objectAggregated | WLDFR | HFTD - Distribution - Tier 2 - 4QU CoRE ¦ 2QU LoRE | Red Flag Warning - Small Fires | Contact from object | Aggregated | 2032 | 3.4231e-05 | 522.2177 | 0.017876 | 2032 | Mitigation | 0.95 | 45 | 0 | esc | 0.00097009 | 3.3207e-08 | 0.00097009 | 3.3207e-08
[79 empty] | WLDFR | HFTD - Distribution - Zone 1 - 5QU CoRE ¦ 1QU LoRE | Non-Red Flag Warning - Destructive Fires | 2027 | 4.8157e-11 | 8.1599e-11 | 4.5482e-11 | 9129.7461 | 233.2301 | 8896.516 | 0 | 0 | 0 | 0 | 2.0458e-07 | 4.3966e-07 | 0 | 4.3966e-07 | 7.4498e-07 | 0 | 7.4498e-07 | 4.1523e-07 | 0 | 4.1523e-07 | [17 empty] | 7.3.3.17.5 (Remote Grid) Updates to grid topology to minimize risk of ignition in HFTDs Remote GridWLDFRContact from objectAggregated | WLDFR | HFTD - Distribution - Tier 2 - 4QU CoRE ¦ 2QU LoRE | Red Flag Warning - Small Fires | Contact from object | Aggregated | 2033 | 3.4231e-05 | 522.2177 | 0.017876 | 2033 | Mitigation | 0.95 | 45 | 0 | esc | 0.00097009 | 3.3207e-08 | 0.00097009 | 3.3207e-08
[79 empty] | WLDFR | HFTD - Distribution - Zone 1 - 5QU CoRE ¦ 1QU LoRE | Non-Red Flag Warning - Destructive Fires | 2028 | 4.8157e-11 | 8.1599e-11 | 4.5482e-11 | 9534.9221 | 247.273 | 9287.6491 | 0 | 0 | 0 | 0 | 2.0458e-07 | 4.5917e-07 | 0 | 4.5917e-07 | 7.7804e-07 | 0 | 7.7804e-07 | 4.3366e-07 | 0 | 4.3366e-07 | [17 empty] | 7.3.3.17.5 (Remote Grid) Updates to grid topology to minimize risk of ignition in HFTDs Remote GridWLDFRContact from objectAggregated | WLDFR | HFTD - Distribution - Tier 2 - 4QU CoRE ¦ 2QU LoRE | Red Flag Warning - Small Fires | Contact from object | Aggregated | 2034 | 3.4231e-05 | 522.2177 | 0.017876 | 2034 | Mitigation | 0.95 | 45 | 0 | esc | 0.00097009 | 3.3207e-08 | 0.00097009 | 3.3207e-08
[79 empty] | WLDFR | HFTD - Distribution - Zone 1 - 5QU CoRE ¦ 1QU LoRE | Non-Red Flag Warning - Destructive Fires | 2029 | 4.8157e-11 | 8.1599e-11 | 4.5482e-11 | 9534.9221 | 247.273 | 9287.6491 | 0 | 0 | 0 | 0 | 2.0458e-07 | 4.5917e-07 | 0 | 4.5917e-07 | 7.7804e-07 | 0 | 7.7804e-07 | 4.3366e-07 | 0 | 4.3366e-07 | [17 empty] | 7.3.3.17.5 (Remote Grid) Updates to grid topology to minimize risk of ignition in HFTDs Remote GridWLDFRContact from objectAggregated | WLDFR | HFTD - Distribution - Tier 2 - 4QU CoRE ¦ 2QU LoRE | Red Flag Warning - Small Fires | Contact from object | Aggregated | 2035 | 3.4231e-05 | 522.2177 | 0.017876 | 2035 | Mitigation | 0.95 | 45 | 0 | esc | 0.00097009 | 3.3207e-08 | 0.00097009 | 3.3207e-08
[79 empty] | WLDFR | HFTD - Distribution - Zone 1 - 5QU CoRE ¦ 1QU LoRE | Non-Red Flag Warning - Destructive Fires | 2030 | 4.8157e-11 | 8.1599e-11 | 4.5482e-11 | 9534.9221 | 247.273 | 9287.6491 | 0 | 0 | 0 | 0 | 2.0458e-07 | 4.5917e-07 | 0 | 4.5917e-07 | 7.7804e-07 | 0 | 7.7804e-07 | 4.3366e-07 | 0 | 4.3366e-07 | [17 empty] | 7.3.3.17.5 (Remote Grid) Updates to grid topology to minimize risk of ignition in HFTDs Remote GridWLDFRContact from objectAggregated | WLDFR | HFTD - Distribution - Tier 2 - 4QU CoRE ¦ 2QU LoRE | Red Flag Warning - Small Fires | Contact from object | Aggregated | 2036 | 3.4231e-05 | 522.2177 | 0.017876 | 2036 | Mitigation | 0.95 | 45 | 0 | esc | 0.00097009 | 3.3207e-08 | 0.00097009 | 3.3207e-08
[79 empty] | WLDFR | HFTD - Distribution - Zone 1 - 5QU CoRE ¦ 1QU LoRE | Non-Red Flag Warning - Destructive Fires | 2031 | 4.8157e-11 | 8.1599e-11 | 4.5482e-11 | 9534.9221 | 247.273 | 9287.6491 | 0 | 0 | 0 | 0 | 2.0458e-07 | 4.5917e-07 | 0 | 4.5917e-07 | 7.7804e-07 | 0 | 7.7804e-07 | 4.3366e-07 | 0 | 4.3366e-07 | [17 empty] | 7.3.3.17.5 (Remote Grid) Updates to grid topology to minimize risk of ignition in HFTDs Remote GridWLDFRContact from objectAggregated | WLDFR | HFTD - Distribution - Tier 2 - 4QU CoRE ¦ 2QU LoRE | Red Flag Warning - Small Fires | Contact from object | Aggregated | 2037 | 3.4231e-05 | 522.2177 | 0.017876 | 2037 | Mitigation | 0.95 | 45 | 0 | esc | 0.00097009 | 3.3207e-08 | 0.00097009 | 3.3207e-08
[79 empty] | WLDFR | HFTD - Distribution - Zone 1 - 5QU CoRE ¦ 1QU LoRE | Non-Red Flag Warning - Destructive Fires | 2032 | 4.8157e-11 | 8.1599e-11 | 4.5482e-11 | 9534.9221 | 247.273 | 9287.6491 | 0 | 0 | 0 | 0 | 2.0458e-07 | 4.5917e-07 | 0 | 4.5917e-07 | 7.7804e-07 | 0 | 7.7804e-07 | 4.3366e-07 | 0 | 4.3366e-07 | [17 empty] | 7.3.3.17.5 (Remote Grid) Updates to grid topology to minimize risk of ignition in HFTDs Remote GridWLDFRContact from objectAggregated | WLDFR | HFTD - Distribution - Tier 2 - 4QU CoRE ¦ 2QU LoRE | Red Flag Warning - Small Fires | Contact from object | Aggregated | 2038 | 3.4231e-05 | 522.2177 | 0.017876 | 2038 | Mitigation | 0.95 | 45 | 0 | esc | 0.00097009 | 3.3207e-08 | 0.00097009 | 3.3207e-08
[79 empty] | WLDFR | HFTD - Distribution - Zone 1 - 5QU CoRE ¦ 1QU LoRE | Non-Red Flag Warning - Destructive Fires | 2033 | 4.8157e-11 | 8.1599e-11 | 4.5482e-11 | 9984.8474 | 263.1074 | 9721.74 | 0 | 0 | 0 | 0 | 2.0458e-07 | 4.8084e-07 | 0 | 4.8084e-07 | 8.1476e-07 | 0 | 8.1476e-07 | 4.5413e-07 | 0 | 4.5413e-07 | [17 empty] | 7.3.3.17.5 (Remote Grid) Updates to grid topology to minimize risk of ignition in HFTDs Remote GridWLDFRContact from objectAggregated | WLDFR | HFTD - Distribution - Tier 2 - 4QU CoRE ¦ 2QU LoRE | Red Flag Warning - Small Fires | Contact from object | Aggregated | 2039 | 3.4231e-05 | 522.2177 | 0.017876 | 2039 | Mitigation | 0.95 | 45 | 0 | esc | 0.00097009 | 3.3207e-08 | 0.00097009 | 3.3207e-08
[79 empty] | WLDFR | HFTD - Distribution - Zone 1 - 5QU CoRE ¦ 1QU LoRE | Non-Red Flag Warning - Destructive Fires | 2034 | 4.8157e-11 | 8.1599e-11 | 4.5482e-11 | 9984.8474 | 263.1074 | 9721.74 | 0 | 0 | 0 | 0 | 2.0458e-07 | 4.8084e-07 | 0 | 4.8084e-07 | 8.1476e-07 | 0 | 8.1476e-07 | 4.5413e-07 | 0 | 4.5413e-07 | [17 empty] | 7.3.3.17.5 (Remote Grid) Updates to grid topology to minimize risk of ignition in HFTDs Remote GridWLDFRContact from objectAggregated | WLDFR | HFTD - Distribution - Tier 2 - 4QU CoRE ¦ 2QU LoRE | Red Flag Warning - Small Fires | Contact from object | Aggregated | 2040 | 3.4231e-05 | 522.2177 | 0.017876 | 2040 | Mitigation | 0.95 | 45 | 0 | esc | 0.00097009 | 3.3207e-08 | 0.00097009 | 3.3207e-08
[79 empty] | WLDFR | HFTD - Distribution - Zone 1 - 5QU CoRE ¦ 1QU LoRE | Non-Red Flag Warning - Destructive Fires | 2035 | 4.8157e-11 | 8.1599e-11 | 4.5482e-11 | 9984.8474 | 263.1074 | 9721.74 | 0 | 0 | 0 | 0 | 2.0458e-07 | 4.8084e-07 | 0 | 4.8084e-07 | 8.1476e-07 | 0 | 8.1476e-07 | 4.5413e-07 | 0 | 4.5413e-07 | [17 empty] | 7.3.3.17.5 (Remote Grid) Updates to grid topology to minimize risk of ignition in HFTDs Remote GridWLDFRContact from objectAggregated | WLDFR | HFTD - Distribution - Tier 2 - 4QU CoRE ¦ 2QU LoRE | Red Flag Warning - Small Fires | Contact from object | Aggregated | 2041 | 3.4231e-05 | 522.2177 | 0.017876 | 2041 | Mitigation | 0.95 | 45 | 0 | esc | 0.00097009 | 3.3207e-08 | 0.00097009 | 3.3207e-08
[79 empty] | WLDFR | HFTD - Distribution - Zone 1 - 5QU CoRE ¦ 1QU LoRE | Non-Red Flag Warning - Destructive Fires | 2036 | 4.8157e-11 | 8.1599e-11 | 4.5482e-11 | 9984.8474 | 263.1074 | 9721.74 | 0 | 0 | 0 | 0 | 2.0458e-07 | 4.8084e-07 | 0 | 4.8084e-07 | 8.1476e-07 | 0 | 8.1476e-07 | 4.5413e-07 | 0 | 4.5413e-07 | [17 empty] | 7.3.3.17.5 (Remote Grid) Updates to grid topology to minimize risk of ignition in HFTDs Remote GridWLDFRContact from objectAggregated | WLDFR | HFTD - Distribution - Tier 2 - 4QU CoRE ¦ 2QU LoRE | Red Flag Warning - Small Fires | Contact from object | Aggregated | 2042 | 3.4231e-05 | 522.2177 | 0.017876 | 2042 | Mitigation | 0.95 | 45 | 0 | esc | 0.00097009 | 3.3207e-08 | 0.00097009 | 3.3207e-08
[79 empty] | WLDFR | HFTD - Distribution - Zone 1 - 5QU CoRE ¦ 1QU LoRE | Non-Red Flag Warning - Destructive Fires | 2037 | 4.8157e-11 | 8.1599e-11 | 4.5482e-11 | 9984.8474 | 263.1074 | 9721.74 | 0 | 0 | 0 | 0 | 2.0458e-07 | 4.8084e-07 | 0 | 4.8084e-07 | 8.1476e-07 | 0 | 8.1476e-07 | 4.5413e-07 | 0 | 4.5413e-07 | [17 empty] | 7.3.3.17.5 (Remote Grid) Updates to grid topology to minimize risk of ignition in HFTDs Remote GridWLDFRContact from objectAggregated | WLDFR | HFTD - Distribution - Tier 2 - 4QU CoRE ¦ 2QU LoRE | Red Flag Warning - Small Fires | Contact from object | Aggregated | 2043 | 3.4231e-05 | 522.2177 | 0.017876 | 2043 | Mitigation | 0.95 | 45 | 0 | esc | 0.00097009 | 3.3207e-08 | 0.00097009 | 3.3207e-08
[79 empty] | WLDFR | HFTD - Distribution - Zone 1 - 5QU CoRE ¦ 1QU LoRE | Non-Red Flag Warning - Destructive Fires | 2038 | 4.8157e-11 | 8.1599e-11 | 4.5482e-11 | 10472.8261 | 280.5544 | 10192.2718 | 0 | 0 | 0 | 0 | 2.0458e-07 | 5.0434e-07 | 0 | 5.0434e-07 | 8.5457e-07 | 0 | 8.5457e-07 | 4.7632e-07 | 0 | 4.7632e-07 | [17 empty] | 7.3.3.17.5 (Remote Grid) Updates to grid topology to minimize risk of ignition in HFTDs Remote GridWLDFRContact from objectAggregated | WLDFR | HFTD - Distribution - Tier 2 - 4QU CoRE ¦ 2QU LoRE | Red Flag Warning - Small Fires | Contact from object | Aggregated | 2044 | 3.4231e-05 | 522.2177 | 0.017876 | 2044 | Mitigation | 0.95 | 45 | 0 | esc | 0.00097009 | 3.3207e-08 | 0.00097009 | 3.3207e-08
[79 empty] | WLDFR | HFTD - Distribution - Zone 1 - 5QU CoRE ¦ 1QU LoRE | Non-Red Flag Warning - Destructive Fires | 2039 | 4.8157e-11 | 8.1599e-11 | 4.5482e-11 | 10472.8261 | 280.5544 | 10192.2718 | 0 | 0 | 0 | 0 | 2.0458e-07 | 5.0434e-07 | 0 | 5.0434e-07 | 8.5457e-07 | 0 | 8.5457e-07 | 4.7632e-07 | 0 | 4.7632e-07 | [17 empty] | 7.3.3.17.5 (Remote Grid) Updates to grid topology to minimize risk of ignition in HFTDs Remote GridWLDFRContact from objectAggregated | WLDFR | HFTD - Distribution - Tier 2 - 4QU CoRE ¦ 2QU LoRE | Red Flag Warning - Small Fires | Contact from object | Aggregated | 2045 | 3.4231e-05 | 522.2177 | 0.017876 | 2045 | Mitigation | 0.95 | 45 | 0 | esc | 0.00097009 | 3.3207e-08 | 0.00097009 | 3.3207e-08
[79 empty] | WLDFR | HFTD - Distribution - Zone 1 - 5QU CoRE ¦ 1QU LoRE | Non-Red Flag Warning - Destructive Fires | 2040 | 4.8157e-11 | 8.1599e-11 | 4.5482e-11 | 10472.8261 | 280.5544 | 10192.2718 | 0 | 0 | 0 | 0 | 2.0458e-07 | 5.0434e-07 | 0 | 5.0434e-07 | 8.5457e-07 | 0 | 8.5457e-07 | 4.7632e-07 | 0 | 4.7632e-07 | [17 empty] | 7.3.3.17.5 (Remote Grid) Updates to grid topology to minimize risk of ignition in HFTDs Remote GridWLDFRContact from objectAggregated | WLDFR | HFTD - Distribution - Tier 2 - 4QU CoRE ¦ 2QU LoRE | Red Flag Warning - Small Fires | Contact from object | Aggregated | 2046 | 3.4231e-05 | 522.2177 | 0.017876 | 2046 | Mitigation | 0.95 | 45 | 0 | esc | 0.00097009 | 3.3207e-08 | 0.00097009 | 3.3207e-08
[79 empty] | WLDFR | HFTD - Distribution - Zone 1 - 5QU CoRE ¦ 1QU LoRE | Non-Red Flag Warning - Destructive Fires | 2041 | 4.8157e-11 | 8.1599e-11 | 4.5482e-11 | 10472.8261 | 280.5544 | 10192.2718 | 0 | 0 | 0 | 0 | 2.0458e-07 | 5.0434e-07 | 0 | 5.0434e-07 | 8.5457e-07 | 0 | 8.5457e-07 | 4.7632e-07 | 0 | 4.7632e-07 | [17 empty] | 7.3.3.17.5 (Remote Grid) Updates to grid topology to minimize risk of ignition in HFTDs Remote GridWLDFRContact from objectAggregated | WLDFR | HFTD - Distribution - Tier 2 - 4QU CoRE ¦ 2QU LoRE | Red Flag Warning - Small Fires | Contact from object | Aggregated | 2047 | 3.4231e-05 | 522.2177 | 0.017876 | 2047 | Mitigation | 0.95 | 45 | 0 | esc | 0.00097009 | 3.3207e-08 | 0.00097009 | 3.3207e-08
[79 empty] | WLDFR | HFTD - Distribution - Zone 1 - 5QU CoRE ¦ 1QU LoRE | Non-Red Flag Warning - Destructive Fires | 2042 | 4.8157e-11 | 8.1599e-11 | 4.5482e-11 | 10472.8261 | 280.5544 | 10192.2718 | 0 | 0 | 0 | 0 | 2.0458e-07 | 5.0434e-07 | 0 | 5.0434e-07 | 8.5457e-07 | 0 | 8.5457e-07 | 4.7632e-07 | 0 | 4.7632e-07 | [17 empty] | 7.3.3.17.5 (Remote Grid) Updates to grid topology to minimize risk of ignition in HFTDs Remote GridWLDFRContact from objectAggregated | WLDFR | HFTD - Distribution - Tier 2 - 4QU CoRE ¦ 2QU LoRE | Red Flag Warning - Small Fires | Contact from object | Aggregated | 2048 | 3.4231e-05 | 522.2177 | 0.017876 | 2048 | Mitigation | 0.95 | 45 | 0 | esc | 0.00097009 | 3.3207e-08 | 0.00097009 | 3.3207e-08
[79 empty] | WLDFR | HFTD - Distribution - Zone 1 - 5QU CoRE ¦ 1QU LoRE | Non-Red Flag Warning - Destructive Fires | 2043 | 4.8157e-11 | 8.1599e-11 | 4.5482e-11 | 10992.1562 | 299.42 | 10692.7362 | 0 | 0 | 0 | 0 | 2.0458e-07 | 5.2935e-07 | 0 | 5.2935e-07 | 8.9695e-07 | 0 | 8.9695e-07 | 4.9994e-07 | 0 | 4.9994e-07 | [17 empty] | 7.3.3.17.5 (Remote Grid) Updates to grid topology to minimize risk of ignition in HFTDs Remote GridWLDFRContact from objectAggregated | WLDFR | HFTD - Distribution - Tier 2 - 4QU CoRE ¦ 2QU LoRE | Red Flag Warning - Small Fires | Contact from object | Aggregated | 2049 | 3.4231e-05 | 522.2177 | 0.017876 | 2049 | Mitigation | 0.95 | 45 | 0 | esc | 0.00097009 | 3.3207e-08 | 0.00097009 | 3.3207e-08
[79 empty] | WLDFR | HFTD - Distribution - Zone 1 - 5QU CoRE ¦ 1QU LoRE | Non-Red Flag Warning - Destructive Fires | 2044 | 4.8157e-11 | 8.1599e-11 | 4.5482e-11 | 10992.1562 | 299.42 | 10692.7362 | 0 | 0 | 0 | 0 | 2.0458e-07 | 5.2935e-07 | 0 | 5.2935e-07 | 8.9695e-07 | 0 | 8.9695e-07 | 4.9994e-07 | 0 | 4.9994e-07 | [17 empty] | 7.3.3.17.5 (Remote Grid) Updates to grid topology to minimize risk of ignition in HFTDs Remote GridWLDFRContact from objectAggregated | WLDFR | HFTD - Distribution - Tier 2 - 4QU CoRE ¦ 2QU LoRE | Red Flag Warning - Small Fires | Contact from object | Aggregated | 2050 | 3.4231e-05 | 522.2177 | 0.017876 | 2050 | Mitigation | 0.95 | 45 | 0 | esc | 0.00097009 | 3.3207e-08 | 0.00097009 | 3.3207e-08
[79 empty] | WLDFR | HFTD - Distribution - Zone 1 - 5QU CoRE ¦ 1QU LoRE | Non-Red Flag Warning - Destructive Fires | 2045 | 4.8157e-11 | 8.1599e-11 | 4.5482e-11 | 10992.1562 | 299.42 | 10692.7362 | 0 | 0 | 0 | 0 | 2.0458e-07 | 5.2935e-07 | 0 | 5.2935e-07 | 8.9695e-07 | 0 | 8.9695e-07 | 4.9994e-07 | 0 | 4.9994e-07 | [17 empty] | 7.3.3.17.5 (Remote Grid) Updates to grid topology to minimize risk of ignition in HFTDs Remote GridWLDFRContact from objectAggregated | WLDFR | HFTD - Distribution - Tier 2 - 4QU CoRE ¦ 2QU LoRE | Red Flag Warning - Small Fires | Contact from object | Aggregated | 2051 | 3.4231e-05 | 522.2177 | 0.017876 | 2051 | Mitigation | 0.95 | 45 | 0 | esc | 0.00097009 | 3.3207e-08 | 0.00097009 | 3.3207e-08
[79 empty] | WLDFR | HFTD - Distribution - Zone 1 - 5QU CoRE ¦ 1QU LoRE | Non-Red Flag Warning - Destructive Fires | 2046 | 4.8157e-11 | 8.1599e-11 | 4.5482e-11 | 10992.1562 | 299.42 | 10692.7362 | 0 | 0 | 0 | 0 | 2.0458e-07 | 5.2935e-07 | 0 | 5.2935e-07 | 8.9695e-07 | 0 | 8.9695e-07 | 4.9994e-07 | 0 | 4.9994e-07 | [17 empty] | 7.3.3.17.5 (Remote Grid) Updates to grid topology to minimize risk of ignition in HFTDs Remote GridWLDFRContact from objectAggregated | WLDFR | HFTD - Distribution - Tier 2 - 4QU CoRE ¦ 2QU LoRE | Red Flag Warning - Small Fires | Contact from object | Aggregated | 2052 | 3.4231e-05 | 522.2177 | 0.017876 | 2052 | Mitigation | 0.95 | 45 | 0 | esc | 0.00097009 | 3.3207e-08 | 0.00097009 | 3.3207e-08
[79 empty] | WLDFR | HFTD - Distribution - Zone 1 - 5QU CoRE ¦ 1QU LoRE | Non-Red Flag Warning - Destructive Fires | 2047 | 4.8157e-11 | 8.1599e-11 | 4.5482e-11 | 10992.1562 | 299.42 | 10692.7362 | 0 | 0 | 0 | 0 | 2.0458e-07 | 5.2935e-07 | 0 | 5.2935e-07 | 8.9695e-07 | 0 | 8.9695e-07 | 4.9994e-07 | 0 | 4.9994e-07 | [17 empty] | 7.3.3.17.5 (Remote Grid) Updates to grid topology to minimize risk of ignition in HFTDs Remote GridWLDFRContact from objectAggregated | WLDFR | HFTD - Distribution - Tier 2 - 4QU CoRE ¦ 2QU LoRE | Red Flag Warning - Small Fires | Contact from object | Aggregated | 2053 | 3.4231e-05 | 522.2177 | 0.017876 | 2053 | Mitigation | 0.95 | 45 | 0 | esc | 0.00097009 | 3.3207e-08 | 0.00097009 | 3.3207e-08
[79 empty] | WLDFR | HFTD - Distribution - Zone 1 - 5QU CoRE ¦ 1QU LoRE | Non-Red Flag Warning - Destructive Fires | 2048 | 4.8157e-11 | 8.1599e-11 | 4.5482e-11 | 11536.0538 | 319.4911 | 11216.5626 | 0 | 0 | 0 | 0 | 2.0458e-07 | 5.5554e-07 | 0 | 5.5554e-07 | 9.4133e-07 | 0 | 9.4133e-07 | 5.2468e-07 | 0 | 5.2468e-07 | [17 empty] | 7.3.3.17.5 (Remote Grid) Updates to grid topology to minimize risk of ignition in HFTDs Remote GridWLDFRContact from objectAggregated | WLDFR | HFTD - Distribution - Tier 2 - 4QU CoRE ¦ 2QU LoRE | Red Flag Warning - Small Fires | Contact from object | Aggregated | 2054 | 3.4231e-05 | 522.2177 | 0.017876 | 2054 | Mitigation | 0.95 | 45 | 0 | esc | 0.00097009 | 3.3207e-08 | 0.00097009 | 3.3207e-08
[79 empty] | WLDFR | HFTD - Distribution - Zone 1 - 5QU CoRE ¦ 1QU LoRE | Non-Red Flag Warning - Destructive Fires | 2049 | 4.8157e-11 | 8.1599e-11 | 4.5482e-11 | 11536.0538 | 319.4911 | 11216.5626 | 0 | 0 | 0 | 0 | 2.0458e-07 | 5.5554e-07 | 0 | 5.5554e-07 | 9.4133e-07 | 0 | 9.4133e-07 | 5.2468e-07 | 0 | 5.2468e-07 | [17 empty] | 7.3.3.17.5 (Remote Grid) Updates to grid topology to minimize risk of ignition in HFTDs Remote GridWLDFRContact from objectAggregated | WLDFR | HFTD - Distribution - Tier 2 - 4QU CoRE ¦ 2QU LoRE | Red Flag Warning - Small Fires | Contact from object | Aggregated | 2055 | 3.4231e-05 | 522.2177 | 0.017876 | 2055 | Mitigation | 0.95 | 45 | 0 | esc | 0.00097009 | 3.3207e-08 | 0.00097009 | 3.3207e-08
[79 empty] | WLDFR | HFTD - Distribution - Zone 1 - 5QU CoRE ¦ 1QU LoRE | Non-Red Flag Warning - Destructive Fires | 2050 | 4.8157e-11 | 8.1599e-11 | 4.5482e-11 | 11536.0538 | 319.4911 | 11216.5626 | 0 | 0 | 0 | 0 | 2.0458e-07 | 5.5554e-07 | 0 | 5.5554e-07 | 9.4133e-07 | 0 | 9.4133e-07 | 5.2468e-07 | 0 | 5.2468e-07 | [17 empty] | 7.3.3.17.5 (Remote Grid) Updates to grid topology to minimize risk of ignition in HFTDs Remote GridWLDFRContact from objectAggregated | WLDFR | HFTD - Distribution - Tier 2 - 4QU CoRE ¦ 2QU LoRE | Red Flag Warning - Small Fires | Contact from object | Aggregated | 2056 | 3.4231e-05 | 522.2177 | 0.017876 | 2056 | Mitigation | 0.95 | 45 | 0 | esc | 0.00097009 | 3.3207e-08 | 0.00097009 | 3.3207e-08
[79 empty] | WLDFR | HFTD - Distribution - Zone 1 - 5QU CoRE ¦ 1QU LoRE | Non-Red Flag Warning - Destructive Fires | 2051 | 4.8157e-11 | 8.1599e-11 | 4.5482e-11 | 11536.0538 | 319.4911 | 11216.5626 | 0 | 0 | 0 | 0 | 2.0458e-07 | 5.5554e-07 | 0 | 5.5554e-07 | 9.4133e-07 | 0 | 9.4133e-07 | 5.2468e-07 | 0 | 5.2468e-07 | [17 empty] | 7.3.3.17.5 (Remote Grid) Updates to grid topology to minimize risk of ignition in HFTDs Remote GridWLDFRContact from objectAggregated | WLDFR | HFTD - Distribution - Tier 2 - 4QU CoRE ¦ 2QU LoRE | Red Flag Warning - Small Fires | Contact from object | Aggregated | 2057 | 3.4231e-05 | 522.2177 | 0.017876 | 2057 | Mitigation | 0.95 | 45 | 0 | esc | 0.00097009 | 3.3207e-08 | 0.00097009 | 3.3207e-08
[79 empty] | WLDFR | HFTD - Distribution - Zone 1 - 5QU CoRE ¦ 1QU LoRE | Non-Red Flag Warning - Destructive Fires | 2052 | 4.8157e-11 | 8.1599e-11 | 4.5482e-11 | 11536.0538 | 319.4911 | 11216.5626 | 0 | 0 | 0 | 0 | 2.0458e-07 | 5.5554e-07 | 0 | 5.5554e-07 | 9.4133e-07 | 0 | 9.4133e-07 | 5.2468e-07 | 0 | 5.2468e-07 | [17 empty] | 7.3.3.17.5 (Remote Grid) Updates to grid topology to minimize risk of ignition in HFTDs Remote GridWLDFRContact from objectAggregated | WLDFR | HFTD - Distribution - Tier 2 - 4QU CoRE ¦ 2QU LoRE | Red Flag Warning - Small Fires | Contact from object | Aggregated | 2058 | 3.4231e-05 | 522.2177 | 0.017876 | 2058 | Mitigation | 0.95 | 45 | 0 | esc | 0.00097009 | 3.3207e-08 | 0.00097009 | 3.3207e-08
[79 empty] | WLDFR | HFTD - Distribution - Zone 1 - 5QU CoRE ¦ 1QU LoRE | Non-Red Flag Warning - Destructive Fires | 2053 | 4.8157e-11 | 8.1599e-11 | 4.5482e-11 | 12097.6769 | 340.5356 | 11757.1413 | 0 | 0 | 0 | 0 | 2.0458e-07 | 5.8259e-07 | 0 | 5.8259e-07 | 9.8716e-07 | 0 | 9.8716e-07 | 5.5022e-07 | 0 | 5.5022e-07 | [17 empty] | 7.3.3.17.5 (Remote Grid) Updates to grid topology to minimize risk of ignition in HFTDs Remote GridWLDFRContact from objectAggregated | WLDFR | HFTD - Distribution - Tier 2 - 4QU CoRE ¦ 2QU LoRE | Red Flag Warning - Small Fires | Contact from object | Aggregated | 2059 | 3.4231e-05 | 522.2177 | 0.017876 | 2059 | Mitigation | 0.95 | 45 | 0 | esc | 0.00097009 | 3.3207e-08 | 0.00097009 | 3.3207e-08
[79 empty] | WLDFR | HFTD - Distribution - Zone 1 - 5QU CoRE ¦ 1QU LoRE | Non-Red Flag Warning - Destructive Fires | 2054 | 4.8157e-11 | 8.1599e-11 | 4.5482e-11 | 12097.6769 | 340.5356 | 11757.1413 | 0 | 0 | 0 | 0 | 2.0458e-07 | 5.8259e-07 | 0 | 5.8259e-07 | 9.8716e-07 | 0 | 9.8716e-07 | 5.5022e-07 | 0 | 5.5022e-07 | [17 empty] | 7.3.3.17.5 (Remote Grid) Updates to grid topology to minimize risk of ignition in HFTDs Remote GridWLDFRContact from objectAggregated | WLDFR | HFTD - Distribution - Tier 2 - 4QU CoRE ¦ 2QU LoRE | Red Flag Warning - Small Fires | Contact from object | Aggregated | 2060 | 3.4231e-05 | 522.2177 | 0.017876 | 2060 | Mitigation | 0.95 | 45 | 0 | esc | 0.00097009 | 3.3207e-08 | 0.00097009 | 3.3207e-08
[79 empty] | WLDFR | HFTD - Distribution - Zone 1 - 5QU CoRE ¦ 1QU LoRE | Non-Red Flag Warning - Destructive Fires | 2055 | 4.8157e-11 | 8.1599e-11 | 4.5482e-11 | 12097.6769 | 340.5356 | 11757.1413 | 0 | 0 | 0 | 0 | 2.0458e-07 | 5.8259e-07 | 0 | 5.8259e-07 | 9.8716e-07 | 0 | 9.8716e-07 | 5.5022e-07 | 0 | 5.5022e-07 | [17 empty] | 7.3.3.17.5 (Remote Grid) Updates to grid topology to minimize risk of ignition in HFTDs Remote GridWLDFRContact from objectAggregated | WLDFR | HFTD - Distribution - Tier 2 - 4QU CoRE ¦ 2QU LoRE | Red Flag Warning - Small Fires | Contact from object | Aggregated | 2061 | 3.4231e-05 | 522.2177 | 0.017876 | 2061 | Mitigation | 0.95 | 45 | 0 | esc | 0.00097009 | 3.3207e-08 | 0.00097009 | 3.3207e-08
[79 empty] | WLDFR | HFTD - Distribution - Zone 1 - 5QU CoRE ¦ 1QU LoRE | Non-Red Flag Warning - Destructive Fires | 2056 | 4.8157e-11 | 8.1599e-11 | 4.5482e-11 | 12097.6769 | 340.5356 | 11757.1413 | 0 | 0 | 0 | 0 | 2.0458e-07 | 5.8259e-07 | 0 | 5.8259e-07 | 9.8716e-07 | 0 | 9.8716e-07 | 5.5022e-07 | 0 | 5.5022e-07 | [17 empty] | 7.3.3.17.5 (Remote Grid) Updates to grid topology to minimize risk of ignition in HFTDs Remote GridWLDFRContact from objectAggregated | WLDFR | HFTD - Distribution - Tier 2 - 4QU CoRE ¦ 2QU LoRE | Red Flag Warning - Small Fires | Contact from object | Aggregated | 2062 | 3.4231e-05 | 522.2177 | 0.017876 | 2062 | Mitigation | 0.95 | 45 | 0 | esc | 0.00097009 | 3.3207e-08 | 0.00097009 | 3.3207e-08
[79 empty] | WLDFR | HFTD - Distribution - Zone 1 - 5QU CoRE ¦ 1QU LoRE | Non-Red Flag Warning - Destructive Fires | 2057 | 4.8157e-11 | 8.1599e-11 | 4.5482e-11 | 12097.6769 | 340.5356 | 11757.1413 | 0 | 0 | 0 | 0 | 2.0458e-07 | 5.8259e-07 | 0 | 5.8259e-07 | 9.8716e-07 | 0 | 9.8716e-07 | 5.5022e-07 | 0 | 5.5022e-07 | [17 empty] | 7.3.3.17.5 (Remote Grid) Updates to grid topology to minimize risk of ignition in HFTDs Remote GridWLDFRContact from objectAggregated | WLDFR | HFTD - Distribution - Tier 2 - 4QU CoRE ¦ 2QU LoRE | Red Flag Warning - Small Fires | Contact from object | Aggregated | 2063 | 3.4231e-05 | 522.2177 | 0.017876 | 2063 | Mitigation | 0.95 | 45 | 0 | esc | 0.00097009 | 3.3207e-08 | 0.00097009 | 3.3207e-08
[79 empty] | WLDFR | HFTD - Distribution - Zone 1 - 5QU CoRE ¦ 1QU LoRE | Non-Red Flag Warning - Destructive Fires | 2058 | 4.8157e-11 | 8.1599e-11 | 4.5482e-11 | 12670.1796 | 362.3049 | 12307.8747 | 0 | 0 | 0 | 0 | 2.0458e-07 | 6.1016e-07 | 0 | 6.1016e-07 | 1.0339e-06 | 0 | 1.0339e-06 | 5.7626e-07 | 0 | 5.7626e-07 | [17 empty] | 7.3.3.17.5 (Remote Grid) Updates to grid topology to minimize risk of ignition in HFTDs Remote GridWLDFRContact from objectAggregated | WLDFR | HFTD - Distribution - Tier 2 - 4QU CoRE ¦ 2QU LoRE | Red Flag Warning - Small Fires | Contact from object | Aggregated | 2064 | 3.4231e-05 | 522.2177 | 0.017876 | 2064 | Mitigation | 0.95 | 45 | 0 | esc | 0.00097009 | 3.3207e-08 | 0.00097009 | 3.3207e-08
[79 empty] | WLDFR | HFTD - Distribution - Zone 1 - 5QU CoRE ¦ 1QU LoRE | Non-Red Flag Warning - Destructive Fires | 2059 | 4.8157e-11 | 8.1599e-11 | 4.5482e-11 | 12670.1796 | 362.3049 | 12307.8747 | 0 | 0 | 0 | 0 | 2.0458e-07 | 6.1016e-07 | 0 | 6.1016e-07 | 1.0339e-06 | 0 | 1.0339e-06 | 5.7626e-07 | 0 | 5.7626e-07 | [17 empty] | 7.3.3.17.5 (Remote Grid) Updates to grid topology to minimize risk of ignition in HFTDs Remote GridWLDFRContact from objectAggregated | WLDFR | HFTD - Distribution - Tier 2 - 4QU CoRE ¦ 2QU LoRE | Red Flag Warning - Small Fires | Contact from object | Aggregated | 2065 | 3.4231e-05 | 522.2177 | 0.017876 | 2065 | Mitigation | 0.95 | 45 | 0 | esc | 0.00097009 | 3.3207e-08 | 0.00097009 | 3.3207e-08
[79 empty] | WLDFR | HFTD - Distribution - Zone 1 - 5QU CoRE ¦ 1QU LoRE | Non-Red Flag Warning - Destructive Fires | 2060 | 4.8157e-11 | 8.1599e-11 | 4.5482e-11 | 12670.1796 | 362.3049 | 12307.8747 | 0 | 0 | 0 | 0 | 2.0458e-07 | 6.1016e-07 | 0 | 6.1016e-07 | 1.0339e-06 | 0 | 1.0339e-06 | 5.7626e-07 | 0 | 5.7626e-07 | [17 empty] | 7.3.3.17.5 (Remote Grid) Updates to grid topology to minimize risk of ignition in HFTDs Remote GridWLDFRContact from objectAggregated | WLDFR | HFTD - Distribution - Tier 2 - 4QU CoRE ¦ 2QU LoRE | Red Flag Warning - Small Fires | Contact from object | Aggregated | 2066 | 3.4231e-05 | 522.2177 | 0.017876 | 2066 | Mitigation | 0.95 | 45 | 0 | esc | 0.00097009 | 3.3207e-08 | 0.00097009 | 3.3207e-08
[79 empty] | WLDFR | HFTD - Distribution - Zone 1 - 5QU CoRE ¦ 1QU LoRE | Non-Red Flag Warning - Destructive Fires | 2061 | 4.8157e-11 | 8.1599e-11 | 4.5482e-11 | 12670.1796 | 362.3049 | 12307.8747 | 0 | 0 | 0 | 0 | 2.0458e-07 | 6.1016e-07 | 0 | 6.1016e-07 | 1.0339e-06 | 0 | 1.0339e-06 | 5.7626e-07 | 0 | 5.7626e-07 | [17 empty] | 7.3.3.17.5 (Remote Grid) Updates to grid topology to minimize risk of ignition in HFTDs Remote GridWLDFRContact from objectAggregated | WLDFR | HFTD - Distribution - Tier 2 - 4QU CoRE ¦ 2QU LoRE | Red Flag Warning - Small Fires | Contact from object | Aggregated | 2067 | 3.4231e-05 | 522.2177 | 0.017876 | 2067 | Mitigation | 0.95 | 45 | 0 | esc | 0 | 0 | 0.00097009 | 3.3207e-08
[79 empty] | WLDFR | HFTD - Distribution - Zone 1 - 5QU CoRE ¦ 1QU LoRE | Non-Red Flag Warning - Destructive Fires | 2062 | 4.8157e-11 | 8.1599e-11 | 4.5482e-11 | 12670.1796 | 362.3049 | 12307.8747 | 0 | 0 | 0 | 0 | 2.0458e-07 | 6.1016e-07 | 0 | 6.1016e-07 | 1.0339e-06 | 0 | 1.0339e-06 | 5.7626e-07 | 0 | 5.7626e-07 | [17 empty] | 7.3.3.17.5 (Remote Grid) Updates to grid topology to minimize risk of ignition in HFTDs Remote GridWLDFRContaminationAggregated | WLDFR | HFTD - Distribution - Tier 2 - 4QU CoRE ¦ 2QU LoRE | Red Flag Warning - Small Fires | Contamination | Aggregated | 2022 | 2.4011e-07 | 522.2177 | 0.00012539 | 2022 | Mitigation | 0.95 | 45 | 0 | esc | 0.00097009 | 2.3293e-10 | 0 | 0
[79 empty] | WLDFR | HFTD - Distribution - Zone 1 - 5QU CoRE ¦ 1QU LoRE | Non-Red Flag Warning - Destructive Fires | 2063 | 4.8157e-11 | 8.1599e-11 | 4.5482e-11 | 13246.6313 | 384.5316 | 12862.0997 | 0 | 0 | 0 | 0 | 2.0458e-07 | 6.3792e-07 | 0 | 6.3792e-07 | 1.0809e-06 | 0 | 1.0809e-06 | 6.0248e-07 | 0 | 6.0248e-07 | [17 empty] | 7.3.3.17.5 (Remote Grid) Updates to grid topology to minimize risk of ignition in HFTDs Remote GridWLDFRContaminationAggregated | WLDFR | HFTD - Distribution - Tier 2 - 4QU CoRE ¦ 2QU LoRE | Red Flag Warning - Small Fires | Contamination | Aggregated | 2023 | 2.4011e-07 | 522.2177 | 0.00012539 | 2023 | Mitigation | 0.95 | 45 | 0 | esc | 0.00097009 | 2.3293e-10 | 0.00097009 | 2.3293e-10
[79 empty] | WLDFR | HFTD - Distribution - Zone 1 - 5QU CoRE ¦ 1QU LoRE | Non-Red Flag Warning - Destructive Fires | 2064 | 4.8157e-11 | 8.1599e-11 | 4.5482e-11 | 13246.6313 | 384.5316 | 12862.0997 | 0 | 0 | 0 | 0 | 2.0458e-07 | 6.3792e-07 | 0 | 6.3792e-07 | 1.0809e-06 | 0 | 1.0809e-06 | 6.0248e-07 | 0 | 6.0248e-07 | [17 empty] | 7.3.3.17.5 (Remote Grid) Updates to grid topology to minimize risk of ignition in HFTDs Remote GridWLDFRContaminationAggregated | WLDFR | HFTD - Distribution - Tier 2 - 4QU CoRE ¦ 2QU LoRE | Red Flag Warning - Small Fires | Contamination | Aggregated | 2024 | 2.4011e-07 | 522.2177 | 0.00012539 | 2024 | Mitigation | 0.95 | 45 | 0 | esc | 0.00097009 | 2.3293e-10 | 0.00097009 | 2.3293e-10
[79 empty] | WLDFR | HFTD - Distribution - Zone 1 - 5QU CoRE ¦ 1QU LoRE | Non-Red Flag Warning - Destructive Fires | 2065 | 4.8157e-11 | 8.1599e-11 | 4.5482e-11 | 13246.6313 | 384.5316 | 12862.0997 | 0 | 0 | 0 | 0 | 2.0458e-07 | 6.3792e-07 | 0 | 6.3792e-07 | 1.0809e-06 | 0 | 1.0809e-06 | 6.0248e-07 | 0 | 6.0248e-07 | [17 empty] | 7.3.3.17.5 (Remote Grid) Updates to grid topology to minimize risk of ignition in HFTDs Remote GridWLDFRContaminationAggregated | WLDFR | HFTD - Distribution - Tier 2 - 4QU CoRE ¦ 2QU LoRE | Red Flag Warning - Small Fires | Contamination | Aggregated | 2025 | 2.4011e-07 | 522.2177 | 0.00012539 | 2025 | Mitigation | 0.95 | 45 | 0 | esc | 0.00097009 | 2.3293e-10 | 0.00097009 | 2.3293e-10
[79 empty] | WLDFR | HFTD - Distribution - Zone 1 - 5QU CoRE ¦ 1QU LoRE | Non-Red Flag Warning - Destructive Fires | 2066 | 0 | 8.1599e-11 | 4.5482e-11 | 13246.6313 | 384.5316 | 12862.0997 | 0 | 0 | 0 | 0 | 2.0458e-07 | 0 | 0 | 0 | 1.0809e-06 | 0 | 1.0809e-06 | 6.0248e-07 | 0 | 6.0248e-07 | [17 empty] | 7.3.3.17.5 (Remote Grid) Updates to grid topology to minimize risk of ignition in HFTDs Remote GridWLDFRContaminationAggregated | WLDFR | HFTD - Distribution - Tier 2 - 4QU CoRE ¦ 2QU LoRE | Red Flag Warning - Small Fires | Contamination | Aggregated | 2026 | 2.4011e-07 | 522.2177 | 0.00012539 | 2026 | Mitigation | 0.95 | 45 | 0 | esc | 0.00097009 | 2.3293e-10 | 0.00097009 | 2.3293e-10
[79 empty] | WLDFR | HFTD - Distribution - Zone 1 - 5QU CoRE ¦ 1QU LoRE | Non-Red Flag Warning - Destructive Fires | 2067 | 0 | 0 | 4.5482e-11 | 13246.6313 | 384.5316 | 12862.0997 | 0 | 0 | 0 | 0 | 2.0458e-07 | 0 | 0 | 0 | 0 | 0 | 0 | 6.0248e-07 | 0 | 6.0248e-07 | [17 empty] | 7.3.3.17.5 (Remote Grid) Updates to grid topology to minimize risk of ignition in HFTDs Remote GridWLDFRContaminationAggregated | WLDFR | HFTD - Distribution - Tier 2 - 4QU CoRE ¦ 2QU LoRE | Red Flag Warning - Small Fires | Contamination | Aggregated | 2027 | 2.4011e-07 | 522.2177 | 0.00012539 | 2027 | Mitigation | 0.95 | 45 | 0 | esc | 0.00097009 | 2.3293e-10 | 0.00097009 | 2.3293e-10
[79 empty] | WLDFR | HFTD - Distribution - Zone 1 - 5QU CoRE ¦ 1QU LoRE | Non-Red Flag Warning - Large Fires | 2021 | 1.7325e-08 | 0 | 0 | 5.2406 | 0.69642 | 2.942 | 1.6022 | 0 | 0 | 0 | 5.5994e-05 | 9.0795e-08 | 0 | 9.0795e-08 | 0 | 0 | 0 | 0 | 0 | 0 | [17 empty] | 7.3.3.17.5 (Remote Grid) Updates to grid topology to minimize risk of ignition in HFTDs Remote GridWLDFRContaminationAggregated | WLDFR | HFTD - Distribution - Tier 2 - 4QU CoRE ¦ 2QU LoRE | Red Flag Warning - Small Fires | Contamination | Aggregated | 2028 | 2.4011e-07 | 522.2177 | 0.00012539 | 2028 | Mitigation | 0.95 | 45 | 0 | esc | 0.00097009 | 2.3293e-10 | 0.00097009 | 2.3293e-10
[79 empty] | WLDFR | HFTD - Distribution - Zone 1 - 5QU CoRE ¦ 1QU LoRE | Non-Red Flag Warning - Large Fires | 2022 | 1.721e-08 | 2.9162e-08 | 0 | 5.2406 | 0.69642 | 2.942 | 1.6022 | 0 | 0 | 0 | 5.5635e-05 | 9.0192e-08 | 0 | 9.0192e-08 | 1.5283e-07 | 0 | 1.5283e-07 | 0 | 0 | 0 | [17 empty] | 7.3.3.17.5 (Remote Grid) Updates to grid topology to minimize risk of ignition in HFTDs Remote GridWLDFRContaminationAggregated | WLDFR | HFTD - Distribution - Tier 2 - 4QU CoRE ¦ 2QU LoRE | Red Flag Warning - Small Fires | Contamination | Aggregated | 2029 | 2.4011e-07 | 522.2177 | 0.00012539 | 2029 | Mitigation | 0.95 | 45 | 0 | esc | 0.00097009 | 2.3293e-10 | 0.00097009 | 2.3293e-10
[79 empty] | WLDFR | HFTD - Distribution - Zone 1 - 5QU CoRE ¦ 1QU LoRE | Non-Red Flag Warning - Large Fires | 2023 | 1.721e-08 | 2.9162e-08 | 1.6254e-08 | 5.475 | 0.71896 | 3.0715 | 1.6846 | 0 | 0 | 0 | 5.5635e-05 | 9.4227e-08 | 0 | 9.4227e-08 | 1.5966e-07 | 0 | 1.5966e-07 | 8.8993e-08 | 0 | 8.8993e-08 | [17 empty] | 7.3.3.17.5 (Remote Grid) Updates to grid topology to minimize risk of ignition in HFTDs Remote GridWLDFRContaminationAggregated | WLDFR | HFTD - Distribution - Tier 2 - 4QU CoRE ¦ 2QU LoRE | Red Flag Warning - Small Fires | Contamination | Aggregated | 2030 | 2.4011e-07 | 522.2177 | 0.00012539 | 2030 | Mitigation | 0.95 | 45 | 0 | esc | 0.00097009 | 2.3293e-10 | 0.00097009 | 2.3293e-10
[79 empty] | WLDFR | HFTD - Distribution - Zone 1 - 5QU CoRE ¦ 1QU LoRE | Non-Red Flag Warning - Large Fires | 2024 | 1.721e-08 | 2.9162e-08 | 1.6254e-08 | 5.475 | 0.71896 | 3.0715 | 1.6846 | 0 | 0 | 0 | 5.5635e-05 | 9.4227e-08 | 0 | 9.4227e-08 | 1.5966e-07 | 0 | 1.5966e-07 | 8.8993e-08 | 0 | 8.8993e-08 | [17 empty] | 7.3.3.17.5 (Remote Grid) Updates to grid topology to minimize risk of ignition in HFTDs Remote GridWLDFRContaminationAggregated | WLDFR | HFTD - Distribution - Tier 2 - 4QU CoRE ¦ 2QU LoRE | Red Flag Warning - Small Fires | Contamination | Aggregated | 2031 | 2.4011e-07 | 522.2177 | 0.00012539 | 2031 | Mitigation | 0.95 | 45 | 0 | esc | 0.00097009 | 2.3293e-10 | 0.00097009 | 2.3293e-10
[79 empty] | WLDFR | HFTD - Distribution - Zone 1 - 5QU CoRE ¦ 1QU LoRE | Non-Red Flag Warning - Large Fires | 2025 | 1.721e-08 | 2.9162e-08 | 1.6254e-08 | 5.475 | 0.71896 | 3.0715 | 1.6846 | 0 | 0 | 0 | 5.5635e-05 | 9.4227e-08 | 0 | 9.4227e-08 | 1.5966e-07 | 0 | 1.5966e-07 | 8.8993e-08 | 0 | 8.8993e-08 | [17 empty] | 7.3.3.17.5 (Remote Grid) Updates to grid topology to minimize risk of ignition in HFTDs Remote GridWLDFRContaminationAggregated | WLDFR | HFTD - Distribution - Tier 2 - 4QU CoRE ¦ 2QU LoRE | Red Flag Warning - Small Fires | Contamination | Aggregated | 2032 | 2.4011e-07 | 522.2177 | 0.00012539 | 2032 | Mitigation | 0.95 | 45 | 0 | esc | 0.00097009 | 2.3293e-10 | 0.00097009 | 2.3293e-10
[79 empty] | WLDFR | HFTD - Distribution - Zone 1 - 5QU CoRE ¦ 1QU LoRE | Non-Red Flag Warning - Large Fires | 2026 | 1.721e-08 | 2.9162e-08 | 1.6254e-08 | 5.475 | 0.71896 | 3.0715 | 1.6846 | 0 | 0 | 0 | 5.5635e-05 | 9.4227e-08 | 0 | 9.4227e-08 | 1.5966e-07 | 0 | 1.5966e-07 | 8.8993e-08 | 0 | 8.8993e-08 | [17 empty] | 7.3.3.17.5 (Remote Grid) Updates to grid topology to minimize risk of ignition in HFTDs Remote GridWLDFRContaminationAggregated | WLDFR | HFTD - Distribution - Tier 2 - 4QU CoRE ¦ 2QU LoRE | Red Flag Warning - Small Fires | Contamination | Aggregated | 2033 | 2.4011e-07 | 522.2177 | 0.00012539 | 2033 | Mitigation | 0.95 | 45 | 0 | esc | 0.00097009 | 2.3293e-10 | 0.00097009 | 2.3293e-10
[79 empty] | WLDFR | HFTD - Distribution - Zone 1 - 5QU CoRE ¦ 1QU LoRE | Non-Red Flag Warning - Large Fires | 2027 | 1.721e-08 | 2.9162e-08 | 1.6254e-08 | 5.475 | 0.71896 | 3.0715 | 1.6846 | 0 | 0 | 0 | 5.5635e-05 | 9.4227e-08 | 0 | 9.4227e-08 | 1.5966e-07 | 0 | 1.5966e-07 | 8.8993e-08 | 0 | 8.8993e-08 | [17 empty] | 7.3.3.17.5 (Remote Grid) Updates to grid topology to minimize risk of ignition in HFTDs Remote GridWLDFRContaminationAggregated | WLDFR | HFTD - Distribution - Tier 2 - 4QU CoRE ¦ 2QU LoRE | Red Flag Warning - Small Fires | Contamination | Aggregated | 2034 | 2.4011e-07 | 522.2177 | 0.00012539 | 2034 | Mitigation | 0.95 | 45 | 0 | esc | 0.00097009 | 2.3293e-10 | 0.00097009 | 2.3293e-10
[79 empty] | WLDFR | HFTD - Distribution - Zone 1 - 5QU CoRE ¦ 1QU LoRE | Non-Red Flag Warning - Large Fires | 2028 | 1.721e-08 | 2.9162e-08 | 1.6254e-08 | 5.777 | 0.74734 | 3.238 | 1.7917 | 0 | 0 | 0 | 5.5635e-05 | 9.9425e-08 | 0 | 9.9425e-08 | 1.6847e-07 | 0 | 1.6847e-07 | 9.3901e-08 | 0 | 9.3901e-08 | [17 empty] | 7.3.3.17.5 (Remote Grid) Updates to grid topology to minimize risk of ignition in HFTDs Remote GridWLDFRContaminationAggregated | WLDFR | HFTD - Distribution - Tier 2 - 4QU CoRE ¦ 2QU LoRE | Red Flag Warning - Small Fires | Contamination | Aggregated | 2035 | 2.4011e-07 | 522.2177 | 0.00012539 | 2035 | Mitigation | 0.95 | 45 | 0 | esc | 0.00097009 | 2.3293e-10 | 0.00097009 | 2.3293e-10
[79 empty] | WLDFR | HFTD - Distribution - Zone 1 - 5QU CoRE ¦ 1QU LoRE | Non-Red Flag Warning - Large Fires | 2029 | 1.721e-08 | 2.9162e-08 | 1.6254e-08 | 5.777 | 0.74734 | 3.238 | 1.7917 | 0 | 0 | 0 | 5.5635e-05 | 9.9425e-08 | 0 | 9.9425e-08 | 1.6847e-07 | 0 | 1.6847e-07 | 9.3901e-08 | 0 | 9.3901e-08 | [17 empty] | 7.3.3.17.5 (Remote Grid) Updates to grid topology to minimize risk of ignition in HFTDs Remote GridWLDFRContaminationAggregated | WLDFR | HFTD - Distribution - Tier 2 - 4QU CoRE ¦ 2QU LoRE | Red Flag Warning - Small Fires | Contamination | Aggregated | 2036 | 2.4011e-07 | 522.2177 | 0.00012539 | 2036 | Mitigation | 0.95 | 45 | 0 | esc | 0.00097009 | 2.3293e-10 | 0.00097009 | 2.3293e-10
[79 empty] | WLDFR | HFTD - Distribution - Zone 1 - 5QU CoRE ¦ 1QU LoRE | Non-Red Flag Warning - Large Fires | 2030 | 1.721e-08 | 2.9162e-08 | 1.6254e-08 | 5.777 | 0.74734 | 3.238 | 1.7917 | 0 | 0 | 0 | 5.5635e-05 | 9.9425e-08 | 0 | 9.9425e-08 | 1.6847e-07 | 0 | 1.6847e-07 | 9.3901e-08 | 0 | 9.3901e-08 | [17 empty] | 7.3.3.17.5 (Remote Grid) Updates to grid topology to minimize risk of ignition in HFTDs Remote GridWLDFRContaminationAggregated | WLDFR | HFTD - Distribution - Tier 2 - 4QU CoRE ¦ 2QU LoRE | Red Flag Warning - Small Fires | Contamination | Aggregated | 2037 | 2.4011e-07 | 522.2177 | 0.00012539 | 2037 | Mitigation | 0.95 | 45 | 0 | esc | 0.00097009 | 2.3293e-10 | 0.00097009 | 2.3293e-10
[79 empty] | WLDFR | HFTD - Distribution - Zone 1 - 5QU CoRE ¦ 1QU LoRE | Non-Red Flag Warning - Large Fires | 2031 | 1.721e-08 | 2.9162e-08 | 1.6254e-08 | 5.777 | 0.74734 | 3.238 | 1.7917 | 0 | 0 | 0 | 5.5635e-05 | 9.9425e-08 | 0 | 9.9425e-08 | 1.6847e-07 | 0 | 1.6847e-07 | 9.3901e-08 | 0 | 9.3901e-08 | [17 empty] | 7.3.3.17.5 (Remote Grid) Updates to grid topology to minimize risk of ignition in HFTDs Remote GridWLDFRContaminationAggregated | WLDFR | HFTD - Distribution - Tier 2 - 4QU CoRE ¦ 2QU LoRE | Red Flag Warning - Small Fires | Contamination | Aggregated | 2038 | 2.4011e-07 | 522.2177 | 0.00012539 | 2038 | Mitigation | 0.95 | 45 | 0 | esc | 0.00097009 | 2.3293e-10 | 0.00097009 | 2.3293e-10
[79 empty] | WLDFR | HFTD - Distribution - Zone 1 - 5QU CoRE ¦ 1QU LoRE | Non-Red Flag Warning - Large Fires | 2032 | 1.721e-08 | 2.9162e-08 | 1.6254e-08 | 5.777 | 0.74734 | 3.238 | 1.7917 | 0 | 0 | 0 | 5.5635e-05 | 9.9425e-08 | 0 | 9.9425e-08 | 1.6847e-07 | 0 | 1.6847e-07 | 9.3901e-08 | 0 | 9.3901e-08 | [17 empty] | 7.3.3.17.5 (Remote Grid) Updates to grid topology to minimize risk of ignition in HFTDs Remote GridWLDFRContaminationAggregated | WLDFR | HFTD - Distribution - Tier 2 - 4QU CoRE ¦ 2QU LoRE | Red Flag Warning - Small Fires | Contamination | Aggregated | 2039 | 2.4011e-07 | 522.2177 | 0.00012539 | 2039 | Mitigation | 0.95 | 45 | 0 | esc | 0.00097009 | 2.3293e-10 | 0.00097009 | 2.3293e-10
[79 empty] | WLDFR | HFTD - Distribution - Zone 1 - 5QU CoRE ¦ 1QU LoRE | Non-Red Flag Warning - Large Fires | 2033 | 1.721e-08 | 2.9162e-08 | 1.6254e-08 | 6.1205 | 0.77885 | 3.4265 | 1.9151 | 0 | 0 | 0 | 5.5635e-05 | 1.0534e-07 | 0 | 1.0534e-07 | 1.7849e-07 | 0 | 1.7849e-07 | 9.9484e-08 | 0 | 9.9484e-08 | [17 empty] | 7.3.3.17.5 (Remote Grid) Updates to grid topology to minimize risk of ignition in HFTDs Remote GridWLDFRContaminationAggregated | WLDFR | HFTD - Distribution - Tier 2 - 4QU CoRE ¦ 2QU LoRE | Red Flag Warning - Small Fires | Contamination | Aggregated | 2040 | 2.4011e-07 | 522.2177 | 0.00012539 | 2040 | Mitigation | 0.95 | 45 | 0 | esc | 0.00097009 | 2.3293e-10 | 0.00097009 | 2.3293e-10
[79 empty] | WLDFR | HFTD - Distribution - Zone 1 - 5QU CoRE ¦ 1QU LoRE | Non-Red Flag Warning - Large Fires | 2034 | 1.721e-08 | 2.9162e-08 | 1.6254e-08 | 6.1205 | 0.77885 | 3.4265 | 1.9151 | 0 | 0 | 0 | 5.5635e-05 | 1.0534e-07 | 0 | 1.0534e-07 | 1.7849e-07 | 0 | 1.7849e-07 | 9.9484e-08 | 0 | 9.9484e-08 | [17 empty] | 7.3.3.17.5 (Remote Grid) Updates to grid topology to minimize risk of ignition in HFTDs Remote GridWLDFRContaminationAggregated | WLDFR | HFTD - Distribution - Tier 2 - 4QU CoRE ¦ 2QU LoRE | Red Flag Warning - Small Fires | Contamination | Aggregated | 2041 | 2.4011e-07 | 522.2177 | 0.00012539 | 2041 | Mitigation | 0.95 | 45 | 0 | esc | 0.00097009 | 2.3293e-10 | 0.00097009 | 2.3293e-10
[79 empty] | WLDFR | HFTD - Distribution - Zone 1 - 5QU CoRE ¦ 1QU LoRE | Non-Red Flag Warning - Large Fires | 2035 | 1.721e-08 | 2.9162e-08 | 1.6254e-08 | 6.1205 | 0.77885 | 3.4265 | 1.9151 | 0 | 0 | 0 | 5.5635e-05 | 1.0534e-07 | 0 | 1.0534e-07 | 1.7849e-07 | 0 | 1.7849e-07 | 9.9484e-08 | 0 | 9.9484e-08 | [17 empty] | 7.3.3.17.5 (Remote Grid) Updates to grid topology to minimize risk of ignition in HFTDs Remote GridWLDFRContaminationAggregated | WLDFR | HFTD - Distribution - Tier 2 - 4QU CoRE ¦ 2QU LoRE | Red Flag Warning - Small Fires | Contamination | Aggregated | 2042 | 2.4011e-07 | 522.2177 | 0.00012539 | 2042 | Mitigation | 0.95 | 45 | 0 | esc | 0.00097009 | 2.3293e-10 | 0.00097009 | 2.3293e-10
[79 empty] | WLDFR | HFTD - Distribution - Zone 1 - 5QU CoRE ¦ 1QU LoRE | Non-Red Flag Warning - Large Fires | 2036 | 1.721e-08 | 2.9162e-08 | 1.6254e-08 | 6.1205 | 0.77885 | 3.4265 | 1.9151 | 0 | 0 | 0 | 5.5635e-05 | 1.0534e-07 | 0 | 1.0534e-07 | 1.7849e-07 | 0 | 1.7849e-07 | 9.9484e-08 | 0 | 9.9484e-08 | [17 empty] | 7.3.3.17.5 (Remote Grid) Updates to grid topology to minimize risk of ignition in HFTDs Remote GridWLDFRContaminationAggregated | WLDFR | HFTD - Distribution - Tier 2 - 4QU CoRE ¦ 2QU LoRE | Red Flag Warning - Small Fires | Contamination | Aggregated | 2043 | 2.4011e-07 | 522.2177 | 0.00012539 | 2043 | Mitigation | 0.95 | 45 | 0 | esc | 0.00097009 | 2.3293e-10 | 0.00097009 | 2.3293e-10
[79 empty] | WLDFR | HFTD - Distribution - Zone 1 - 5QU CoRE ¦ 1QU LoRE | Non-Red Flag Warning - Large Fires | 2037 | 1.721e-08 | 2.9162e-08 | 1.6254e-08 | 6.1205 | 0.77885 | 3.4265 | 1.9151 | 0 | 0 | 0 | 5.5635e-05 | 1.0534e-07 | 0 | 1.0534e-07 | 1.7849e-07 | 0 | 1.7849e-07 | 9.9484e-08 | 0 | 9.9484e-08 | [17 empty] | 7.3.3.17.5 (Remote Grid) Updates to grid topology to minimize risk of ignition in HFTDs Remote GridWLDFRContaminationAggregated | WLDFR | HFTD - Distribution - Tier 2 - 4QU CoRE ¦ 2QU LoRE | Red Flag Warning - Small Fires | Contamination | Aggregated | 2044 | 2.4011e-07 | 522.2177 | 0.00012539 | 2044 | Mitigation | 0.95 | 45 | 0 | esc | 0.00097009 | 2.3293e-10 | 0.00097009 | 2.3293e-10
[79 empty] | WLDFR | HFTD - Distribution - Zone 1 - 5QU CoRE ¦ 1QU LoRE | Non-Red Flag Warning - Large Fires | 2038 | 1.721e-08 | 2.9162e-08 | 1.6254e-08 | 6.5028 | 0.81304 | 3.6355 | 2.0543 | 0 | 0 | 0 | 5.5635e-05 | 1.1192e-07 | 0 | 1.1192e-07 | 1.8964e-07 | 0 | 1.8964e-07 | 1.057e-07 | 0 | 1.057e-07 | [17 empty] | 7.3.3.17.5 (Remote Grid) Updates to grid topology to minimize risk of ignition in HFTDs Remote GridWLDFRContaminationAggregated | WLDFR | HFTD - Distribution - Tier 2 - 4QU CoRE ¦ 2QU LoRE | Red Flag Warning - Small Fires | Contamination | Aggregated | 2045 | 2.4011e-07 | 522.2177 | 0.00012539 | 2045 | Mitigation | 0.95 | 45 | 0 | esc | 0.00097009 | 2.3293e-10 | 0.00097009 | 2.3293e-10
[79 empty] | WLDFR | HFTD - Distribution - Zone 1 - 5QU CoRE ¦ 1QU LoRE | Non-Red Flag Warning - Large Fires | 2039 | 1.721e-08 | 2.9162e-08 | 1.6254e-08 | 6.5028 | 0.81304 | 3.6355 | 2.0543 | 0 | 0 | 0 | 5.5635e-05 | 1.1192e-07 | 0 | 1.1192e-07 | 1.8964e-07 | 0 | 1.8964e-07 | 1.057e-07 | 0 | 1.057e-07 | [17 empty] | 7.3.3.17.5 (Remote Grid) Updates to grid topology to minimize risk of ignition in HFTDs Remote GridWLDFRContaminationAggregated | WLDFR | HFTD - Distribution - Tier 2 - 4QU CoRE ¦ 2QU LoRE | Red Flag Warning - Small Fires | Contamination | Aggregated | 2046 | 2.4011e-07 | 522.2177 | 0.00012539 | 2046 | Mitigation | 0.95 | 45 | 0 | esc | 0.00097009 | 2.3293e-10 | 0.00097009 | 2.3293e-10
[79 empty] | WLDFR | HFTD - Distribution - Zone 1 - 5QU CoRE ¦ 1QU LoRE | Non-Red Flag Warning - Large Fires | 2040 | 1.721e-08 | 2.9162e-08 | 1.6254e-08 | 6.5028 | 0.81304 | 3.6355 | 2.0543 | 0 | 0 | 0 | 5.5635e-05 | 1.1192e-07 | 0 | 1.1192e-07 | 1.8964e-07 | 0 | 1.8964e-07 | 1.057e-07 | 0 | 1.057e-07 | [17 empty] | 7.3.3.17.5 (Remote Grid) Updates to grid topology to minimize risk of ignition in HFTDs Remote GridWLDFRContaminationAggregated | WLDFR | HFTD - Distribution - Tier 2 - 4QU CoRE ¦ 2QU LoRE | Red Flag Warning - Small Fires | Contamination | Aggregated | 2047 | 2.4011e-07 | 522.2177 | 0.00012539 | 2047 | Mitigation | 0.95 | 45 | 0 | esc | 0.00097009 | 2.3293e-10 | 0.00097009 | 2.3293e-10
[79 empty] | WLDFR | HFTD - Distribution - Zone 1 - 5QU CoRE ¦ 1QU LoRE | Non-Red Flag Warning - Large Fires | 2041 | 1.721e-08 | 2.9162e-08 | 1.6254e-08 | 6.5028 | 0.81304 | 3.6355 | 2.0543 | 0 | 0 | 0 | 5.5635e-05 | 1.1192e-07 | 0 | 1.1192e-07 | 1.8964e-07 | 0 | 1.8964e-07 | 1.057e-07 | 0 | 1.057e-07 | [17 empty] | 7.3.3.17.5 (Remote Grid) Updates to grid topology to minimize risk of ignition in HFTDs Remote GridWLDFRContaminationAggregated | WLDFR | HFTD - Distribution - Tier 2 - 4QU CoRE ¦ 2QU LoRE | Red Flag Warning - Small Fires | Contamination | Aggregated | 2048 | 2.4011e-07 | 522.2177 | 0.00012539 | 2048 | Mitigation | 0.95 | 45 | 0 | esc | 0.00097009 | 2.3293e-10 | 0.00097009 | 2.3293e-10
[79 empty] | WLDFR | HFTD - Distribution - Zone 1 - 5QU CoRE ¦ 1QU LoRE | Non-Red Flag Warning - Large Fires | 2042 | 1.721e-08 | 2.9162e-08 | 1.6254e-08 | 6.5028 | 0.81304 | 3.6355 | 2.0543 | 0 | 0 | 0 | 5.5635e-05 | 1.1192e-07 | 0 | 1.1192e-07 | 1.8964e-07 | 0 | 1.8964e-07 | 1.057e-07 | 0 | 1.057e-07 | [17 empty] | 7.3.3.17.5 (Remote Grid) Updates to grid topology to minimize risk of ignition in HFTDs Remote GridWLDFRContaminationAggregated | WLDFR | HFTD - Distribution - Tier 2 - 4QU CoRE ¦ 2QU LoRE | Red Flag Warning - Small Fires | Contamination | Aggregated | 2049 | 2.4011e-07 | 522.2177 | 0.00012539 | 2049 | Mitigation | 0.95 | 45 | 0 | esc | 0.00097009 | 2.3293e-10 | 0.00097009 | 2.3293e-10
[79 empty] | WLDFR | HFTD - Distribution - Zone 1 - 5QU CoRE ¦ 1QU LoRE | Non-Red Flag Warning - Large Fires | 2043 | 1.721e-08 | 2.9162e-08 | 1.6254e-08 | 6.9209 | 0.84944 | 3.8632 | 2.2083 | 0 | 0 | 0 | 5.5635e-05 | 1.1911e-07 | 0 | 1.1911e-07 | 2.0183e-07 | 0 | 2.0183e-07 | 1.1249e-07 | 0 | 1.1249e-07 | [17 empty] | 7.3.3.17.5 (Remote Grid) Updates to grid topology to minimize risk of ignition in HFTDs Remote GridWLDFRContaminationAggregated | WLDFR | HFTD - Distribution - Tier 2 - 4QU CoRE ¦ 2QU LoRE | Red Flag Warning - Small Fires | Contamination | Aggregated | 2050 | 2.4011e-07 | 522.2177 | 0.00012539 | 2050 | Mitigation | 0.95 | 45 | 0 | esc | 0.00097009 | 2.3293e-10 | 0.00097009 | 2.3293e-10
[79 empty] | WLDFR | HFTD - Distribution - Zone 1 - 5QU CoRE ¦ 1QU LoRE | Non-Red Flag Warning - Large Fires | 2044 | 1.721e-08 | 2.9162e-08 | 1.6254e-08 | 6.9209 | 0.84944 | 3.8632 | 2.2083 | 0 | 0 | 0 | 5.5635e-05 | 1.1911e-07 | 0 | 1.1911e-07 | 2.0183e-07 | 0 | 2.0183e-07 | 1.1249e-07 | 0 | 1.1249e-07 | [17 empty] | 7.3.3.17.5 (Remote Grid) Updates to grid topology to minimize risk of ignition in HFTDs Remote GridWLDFRContaminationAggregated | WLDFR | HFTD - Distribution - Tier 2 - 4QU CoRE ¦ 2QU LoRE | Red Flag Warning - Small Fires | Contamination | Aggregated | 2051 | 2.4011e-07 | 522.2177 | 0.00012539 | 2051 | Mitigation | 0.95 | 45 | 0 | esc | 0.00097009 | 2.3293e-10 | 0.00097009 | 2.3293e-10
[79 empty] | WLDFR | HFTD - Distribution - Zone 1 - 5QU CoRE ¦ 1QU LoRE | Non-Red Flag Warning - Large Fires | 2045 | 1.721e-08 | 2.9162e-08 | 1.6254e-08 | 6.9209 | 0.84944 | 3.8632 | 2.2083 | 0 | 0 | 0 | 5.5635e-05 | 1.1911e-07 | 0 | 1.1911e-07 | 2.0183e-07 | 0 | 2.0183e-07 | 1.1249e-07 | 0 | 1.1249e-07 | [17 empty] | 7.3.3.17.5 (Remote Grid) Updates to grid topology to minimize risk of ignition in HFTDs Remote GridWLDFRContaminationAggregated | WLDFR | HFTD - Distribution - Tier 2 - 4QU CoRE ¦ 2QU LoRE | Red Flag Warning - Small Fires | Contamination | Aggregated | 2052 | 2.4011e-07 | 522.2177 | 0.00012539 | 2052 | Mitigation | 0.95 | 45 | 0 | esc | 0.00097009 | 2.3293e-10 | 0.00097009 | 2.3293e-10
[79 empty] | WLDFR | HFTD - Distribution - Zone 1 - 5QU CoRE ¦ 1QU LoRE | Non-Red Flag Warning - Large Fires | 2046 | 1.721e-08 | 2.9162e-08 | 1.6254e-08 | 6.9209 | 0.84944 | 3.8632 | 2.2083 | 0 | 0 | 0 | 5.5635e-05 | 1.1911e-07 | 0 | 1.1911e-07 | 2.0183e-07 | 0 | 2.0183e-07 | 1.1249e-07 | 0 | 1.1249e-07 | [17 empty] | 7.3.3.17.5 (Remote Grid) Updates to grid topology to minimize risk of ignition in HFTDs Remote GridWLDFRContaminationAggregated | WLDFR | HFTD - Distribution - Tier 2 - 4QU CoRE ¦ 2QU LoRE | Red Flag Warning - Small Fires | Contamination | Aggregated | 2053 | 2.4011e-07 | 522.2177 | 0.00012539 | 2053 | Mitigation | 0.95 | 45 | 0 | esc | 0.00097009 | 2.3293e-10 | 0.00097009 | 2.3293e-10
[79 empty] | WLDFR | HFTD - Distribution - Zone 1 - 5QU CoRE ¦ 1QU LoRE | Non-Red Flag Warning - Large Fires | 2047 | 1.721e-08 | 2.9162e-08 | 1.6254e-08 | 6.9209 | 0.84944 | 3.8632 | 2.2083 | 0 | 0 | 0 | 5.5635e-05 | 1.1911e-07 | 0 | 1.1911e-07 | 2.0183e-07 | 0 | 2.0183e-07 | 1.1249e-07 | 0 | 1.1249e-07 | [17 empty] | 7.3.3.17.5 (Remote Grid) Updates to grid topology to minimize risk of ignition in HFTDs Remote GridWLDFRContaminationAggregated | WLDFR | HFTD - Distribution - Tier 2 - 4QU CoRE ¦ 2QU LoRE | Red Flag Warning - Small Fires | Contamination | Aggregated | 2054 | 2.4011e-07 | 522.2177 | 0.00012539 | 2054 | Mitigation | 0.95 | 45 | 0 | esc | 0.00097009 | 2.3293e-10 | 0.00097009 | 2.3293e-10
[79 empty] | WLDFR | HFTD - Distribution - Zone 1 - 5QU CoRE ¦ 1QU LoRE | Non-Red Flag Warning - Large Fires | 2048 | 1.721e-08 | 2.9162e-08 | 1.6254e-08 | 7.3713 | 0.88759 | 4.1075 | 2.3763 | 0 | 0 | 0 | 5.5635e-05 | 1.2686e-07 | 0 | 1.2686e-07 | 2.1496e-07 | 0 | 2.1496e-07 | 1.1982e-07 | 0 | 1.1982e-07 | [17 empty] | 7.3.3.17.5 (Remote Grid) Updates to grid topology to minimize risk of ignition in HFTDs Remote GridWLDFRContaminationAggregated | WLDFR | HFTD - Distribution - Tier 2 - 4QU CoRE ¦ 2QU LoRE | Red Flag Warning - Small Fires | Contamination | Aggregated | 2055 | 2.4011e-07 | 522.2177 | 0.00012539 | 2055 | Mitigation | 0.95 | 45 | 0 | esc | 0.00097009 | 2.3293e-10 | 0.00097009 | 2.3293e-10
[79 empty] | WLDFR | HFTD - Distribution - Zone 1 - 5QU CoRE ¦ 1QU LoRE | Non-Red Flag Warning - Large Fires | 2049 | 1.721e-08 | 2.9162e-08 | 1.6254e-08 | 7.3713 | 0.88759 | 4.1075 | 2.3763 | 0 | 0 | 0 | 5.5635e-05 | 1.2686e-07 | 0 | 1.2686e-07 | 2.1496e-07 | 0 | 2.1496e-07 | 1.1982e-07 | 0 | 1.1982e-07 | [17 empty] | 7.3.3.17.5 (Remote Grid) Updates to grid topology to minimize risk of ignition in HFTDs Remote GridWLDFRContaminationAggregated | WLDFR | HFTD - Distribution - Tier 2 - 4QU CoRE ¦ 2QU LoRE | Red Flag Warning - Small Fires | Contamination | Aggregated | 2056 | 2.4011e-07 | 522.2177 | 0.00012539 | 2056 | Mitigation | 0.95 | 45 | 0 | esc | 0.00097009 | 2.3293e-10 | 0.00097009 | 2.3293e-10
[79 empty] | WLDFR | HFTD - Distribution - Zone 1 - 5QU CoRE ¦ 1QU LoRE | Non-Red Flag Warning - Large Fires | 2050 | 1.721e-08 | 2.9162e-08 | 1.6254e-08 | 7.3713 | 0.88759 | 4.1075 | 2.3763 | 0 | 0 | 0 | 5.5635e-05 | 1.2686e-07 | 0 | 1.2686e-07 | 2.1496e-07 | 0 | 2.1496e-07 | 1.1982e-07 | 0 | 1.1982e-07 | [17 empty] | 7.3.3.17.5 (Remote Grid) Updates to grid topology to minimize risk of ignition in HFTDs Remote GridWLDFRContaminationAggregated | WLDFR | HFTD - Distribution - Tier 2 - 4QU CoRE ¦ 2QU LoRE | Red Flag Warning - Small Fires | Contamination | Aggregated | 2057 | 2.4011e-07 | 522.2177 | 0.00012539 | 2057 | Mitigation | 0.95 | 45 | 0 | esc | 0.00097009 | 2.3293e-10 | 0.00097009 | 2.3293e-10
[79 empty] | WLDFR | HFTD - Distribution - Zone 1 - 5QU CoRE ¦ 1QU LoRE | Non-Red Flag Warning - Large Fires | 2051 | 1.721e-08 | 2.9162e-08 | 1.6254e-08 | 7.3713 | 0.88759 | 4.1075 | 2.3763 | 0 | 0 | 0 | 5.5635e-05 | 1.2686e-07 | 0 | 1.2686e-07 | 2.1496e-07 | 0 | 2.1496e-07 | 1.1982e-07 | 0 | 1.1982e-07 | [17 empty] | 7.3.3.17.5 (Remote Grid) Updates to grid topology to minimize risk of ignition in HFTDs Remote GridWLDFRContaminationAggregated | WLDFR | HFTD - Distribution - Tier 2 - 4QU CoRE ¦ 2QU LoRE | Red Flag Warning - Small Fires | Contamination | Aggregated | 2058 | 2.4011e-07 | 522.2177 | 0.00012539 | 2058 | Mitigation | 0.95 | 45 | 0 | esc | 0.00097009 | 2.3293e-10 | 0.00097009 | 2.3293e-10
[79 empty] | WLDFR | HFTD - Distribution - Zone 1 - 5QU CoRE ¦ 1QU LoRE | Non-Red Flag Warning - Large Fires | 2052 | 1.721e-08 | 2.9162e-08 | 1.6254e-08 | 7.3713 | 0.88759 | 4.1075 | 2.3763 | 0 | 0 | 0 | 5.5635e-05 | 1.2686e-07 | 0 | 1.2686e-07 | 2.1496e-07 | 0 | 2.1496e-07 | 1.1982e-07 | 0 | 1.1982e-07 | [17 empty] | 7.3.3.17.5 (Remote Grid) Updates to grid topology to minimize risk of ignition in HFTDs Remote GridWLDFRContaminationAggregated | WLDFR | HFTD - Distribution - Tier 2 - 4QU CoRE ¦ 2QU LoRE | Red Flag Warning - Small Fires | Contamination | Aggregated | 2059 | 2.4011e-07 | 522.2177 | 0.00012539 | 2059 | Mitigation | 0.95 | 45 | 0 | esc | 0.00097009 | 2.3293e-10 | 0.00097009 | 2.3293e-10
[79 empty] | WLDFR | HFTD - Distribution - Zone 1 - 5QU CoRE ¦ 1QU LoRE | Non-Red Flag Warning - Large Fires | 2053 | 1.721e-08 | 2.9162e-08 | 1.6254e-08 | 7.8503 | 0.92702 | 4.3664 | 2.5569 | 0 | 0 | 0 | 5.5635e-05 | 1.3511e-07 | 0 | 1.3511e-07 | 2.2893e-07 | 0 | 2.2893e-07 | 1.276e-07 | 0 | 1.276e-07 | [17 empty] | 7.3.3.17.5 (Remote Grid) Updates to grid topology to minimize risk of ignition in HFTDs Remote GridWLDFRContaminationAggregated | WLDFR | HFTD - Distribution - Tier 2 - 4QU CoRE ¦ 2QU LoRE | Red Flag Warning - Small Fires | Contamination | Aggregated | 2060 | 2.4011e-07 | 522.2177 | 0.00012539 | 2060 | Mitigation | 0.95 | 45 | 0 | esc | 0.00097009 | 2.3293e-10 | 0.00097009 | 2.3293e-10
[79 empty] | WLDFR | HFTD - Distribution - Zone 1 - 5QU CoRE ¦ 1QU LoRE | Non-Red Flag Warning - Large Fires | 2054 | 1.721e-08 | 2.9162e-08 | 1.6254e-08 | 7.8503 | 0.92702 | 4.3664 | 2.5569 | 0 | 0 | 0 | 5.5635e-05 | 1.3511e-07 | 0 | 1.3511e-07 | 2.2893e-07 | 0 | 2.2893e-07 | 1.276e-07 | 0 | 1.276e-07 | [17 empty] | 7.3.3.17.5 (Remote Grid) Updates to grid topology to minimize risk of ignition in HFTDs Remote GridWLDFRContaminationAggregated | WLDFR | HFTD - Distribution - Tier 2 - 4QU CoRE ¦ 2QU LoRE | Red Flag Warning - Small Fires | Contamination | Aggregated | 2061 | 2.4011e-07 | 522.2177 | 0.00012539 | 2061 | Mitigation | 0.95 | 45 | 0 | esc | 0.00097009 | 2.3293e-10 | 0.00097009 | 2.3293e-10
[79 empty] | WLDFR | HFTD - Distribution - Zone 1 - 5QU CoRE ¦ 1QU LoRE | Non-Red Flag Warning - Large Fires | 2055 | 1.721e-08 | 2.9162e-08 | 1.6254e-08 | 7.8503 | 0.92702 | 4.3664 | 2.5569 | 0 | 0 | 0 | 5.5635e-05 | 1.3511e-07 | 0 | 1.3511e-07 | 2.2893e-07 | 0 | 2.2893e-07 | 1.276e-07 | 0 | 1.276e-07 | [17 empty] | 7.3.3.17.5 (Remote Grid) Updates to grid topology to minimize risk of ignition in HFTDs Remote GridWLDFRContaminationAggregated | WLDFR | HFTD - Distribution - Tier 2 - 4QU CoRE ¦ 2QU LoRE | Red Flag Warning - Small Fires | Contamination | Aggregated | 2062 | 2.4011e-07 | 522.2177 | 0.00012539 | 2062 | Mitigation | 0.95 | 45 | 0 | esc | 0.00097009 | 2.3293e-10 | 0.00097009 | 2.3293e-10
[79 empty] | WLDFR | HFTD - Distribution - Zone 1 - 5QU CoRE ¦ 1QU LoRE | Non-Red Flag Warning - Large Fires | 2056 | 1.721e-08 | 2.9162e-08 | 1.6254e-08 | 7.8503 | 0.92702 | 4.3664 | 2.5569 | 0 | 0 | 0 | 5.5635e-05 | 1.3511e-07 | 0 | 1.3511e-07 | 2.2893e-07 | 0 | 2.2893e-07 | 1.276e-07 | 0 | 1.276e-07 | [17 empty] | 7.3.3.17.5 (Remote Grid) Updates to grid topology to minimize risk of ignition in HFTDs Remote GridWLDFRContaminationAggregated | WLDFR | HFTD - Distribution - Tier 2 - 4QU CoRE ¦ 2QU LoRE | Red Flag Warning - Small Fires | Contamination | Aggregated | 2063 | 2.4011e-07 | 522.2177 | 0.00012539 | 2063 | Mitigation | 0.95 | 45 | 0 | esc | 0.00097009 | 2.3293e-10 | 0.00097009 | 2.3293e-10
[79 empty] | WLDFR | HFTD - Distribution - Zone 1 - 5QU CoRE ¦ 1QU LoRE | Non-Red Flag Warning - Large Fires | 2057 | 1.721e-08 | 2.9162e-08 | 1.6254e-08 | 7.8503 | 0.92702 | 4.3664 | 2.5569 | 0 | 0 | 0 | 5.5635e-05 | 1.3511e-07 | 0 | 1.3511e-07 | 2.2893e-07 | 0 | 2.2893e-07 | 1.276e-07 | 0 | 1.276e-07 | [17 empty] | 7.3.3.17.5 (Remote Grid) Updates to grid topology to minimize risk of ignition in HFTDs Remote GridWLDFRContaminationAggregated | WLDFR | HFTD - Distribution - Tier 2 - 4QU CoRE ¦ 2QU LoRE | Red Flag Warning - Small Fires | Contamination | Aggregated | 2064 | 2.4011e-07 | 522.2177 | 0.00012539 | 2064 | Mitigation | 0.95 | 45 | 0 | esc | 0.00097009 | 2.3293e-10 | 0.00097009 | 2.3293e-10
[79 empty] | WLDFR | HFTD - Distribution - Zone 1 - 5QU CoRE ¦ 1QU LoRE | Non-Red Flag Warning - Large Fires | 2058 | 1.721e-08 | 2.9162e-08 | 1.6254e-08 | 8.3524 | 0.96727 | 4.6367 | 2.7484 | 0 | 0 | 0 | 5.5635e-05 | 1.4375e-07 | 0 | 1.4375e-07 | 2.4357e-07 | 0 | 2.4357e-07 | 1.3576e-07 | 0 | 1.3576e-07 | [17 empty] | 7.3.3.17.5 (Remote Grid) Updates to grid topology to minimize risk of ignition in HFTDs Remote GridWLDFRContaminationAggregated | WLDFR | HFTD - Distribution - Tier 2 - 4QU CoRE ¦ 2QU LoRE | Red Flag Warning - Small Fires | Contamination | Aggregated | 2065 | 2.4011e-07 | 522.2177 | 0.00012539 | 2065 | Mitigation | 0.95 | 45 | 0 | esc | 0.00097009 | 2.3293e-10 | 0.00097009 | 2.3293e-10
[79 empty] | WLDFR | HFTD - Distribution - Zone 1 - 5QU CoRE ¦ 1QU LoRE | Non-Red Flag Warning - Large Fires | 2059 | 1.721e-08 | 2.9162e-08 | 1.6254e-08 | 8.3524 | 0.96727 | 4.6367 | 2.7484 | 0 | 0 | 0 | 5.5635e-05 | 1.4375e-07 | 0 | 1.4375e-07 | 2.4357e-07 | 0 | 2.4357e-07 | 1.3576e-07 | 0 | 1.3576e-07 | [17 empty] | 7.3.3.17.5 (Remote Grid) Updates to grid topology to minimize risk of ignition in HFTDs Remote GridWLDFRContaminationAggregated | WLDFR | HFTD - Distribution - Tier 2 - 4QU CoRE ¦ 2QU LoRE | Red Flag Warning - Small Fires | Contamination | Aggregated | 2066 | 2.4011e-07 | 522.2177 | 0.00012539 | 2066 | Mitigation | 0.95 | 45 | 0 | esc | 0.00097009 | 2.3293e-10 | 0.00097009 | 2.3293e-10
[79 empty] | WLDFR | HFTD - Distribution - Zone 1 - 5QU CoRE ¦ 1QU LoRE | Non-Red Flag Warning - Large Fires | 2060 | 1.721e-08 | 2.9162e-08 | 1.6254e-08 | 8.3524 | 0.96727 | 4.6367 | 2.7484 | 0 | 0 | 0 | 5.5635e-05 | 1.4375e-07 | 0 | 1.4375e-07 | 2.4357e-07 | 0 | 2.4357e-07 | 1.3576e-07 | 0 | 1.3576e-07 | [17 empty] | 7.3.3.17.5 (Remote Grid) Updates to grid topology to minimize risk of ignition in HFTDs Remote GridWLDFRContaminationAggregated | WLDFR | HFTD - Distribution - Tier 2 - 4QU CoRE ¦ 2QU LoRE | Red Flag Warning - Small Fires | Contamination | Aggregated | 2067 | 2.4011e-07 | 522.2177 | 0.00012539 | 2067 | Mitigation | 0.95 | 45 | 0 | esc | 0 | 0 | 0.00097009 | 2.3293e-10
[79 empty] | WLDFR | HFTD - Distribution - Zone 1 - 5QU CoRE ¦ 1QU LoRE | Non-Red Flag Warning - Large Fires | 2061 | 1.721e-08 | 2.9162e-08 | 1.6254e-08 | 8.3524 | 0.96727 | 4.6367 | 2.7484 | 0 | 0 | 0 | 5.5635e-05 | 1.4375e-07 | 0 | 1.4375e-07 | 2.4357e-07 | 0 | 2.4357e-07 | 1.3576e-07 | 0 | 1.3576e-07 | [17 empty] | 7.3.3.17.5 (Remote Grid) Updates to grid topology to minimize risk of ignition in HFTDs Remote GridWLDFREquipment / facility failureAggregated | WLDFR | HFTD - Distribution - Tier 2 - 4QU CoRE ¦ 2QU LoRE | Red Flag Warning - Small Fires | Equipment / facility failure | Aggregated | 2022 | 0.00011183 | 522.2177 | 0.058399 | 2022 | Mitigation | 0.95 | 45 | 0 | esc | 0.00097009 | 1.0848e-07 | 0 | 0
[79 empty] | WLDFR | HFTD - Distribution - Zone 1 - 5QU CoRE ¦ 1QU LoRE | Non-Red Flag Warning - Large Fires | 2062 | 1.721e-08 | 2.9162e-08 | 1.6254e-08 | 8.3524 | 0.96727 | 4.6367 | 2.7484 | 0 | 0 | 0 | 5.5635e-05 | 1.4375e-07 | 0 | 1.4375e-07 | 2.4357e-07 | 0 | 2.4357e-07 | 1.3576e-07 | 0 | 1.3576e-07 | [17 empty] | 7.3.3.17.5 (Remote Grid) Updates to grid topology to minimize risk of ignition in HFTDs Remote GridWLDFREquipment / facility failureAggregated | WLDFR | HFTD - Distribution - Tier 2 - 4QU CoRE ¦ 2QU LoRE | Red Flag Warning - Small Fires | Equipment / facility failure | Aggregated | 2023 | 0.00011183 | 522.2177 | 0.058399 | 2023 | Mitigation | 0.95 | 45 | 0 | esc | 0.00097009 | 1.0848e-07 | 0.00097009 | 1.0848e-07
[79 empty] | WLDFR | HFTD - Distribution - Zone 1 - 5QU CoRE ¦ 1QU LoRE | Non-Red Flag Warning - Large Fires | 2063 | 1.721e-08 | 2.9162e-08 | 1.6254e-08 | 8.872 | 1.0079 | 4.9153 | 2.9488 | 0 | 0 | 0 | 5.5635e-05 | 1.5269e-07 | 0 | 1.5269e-07 | 2.5873e-07 | 0 | 2.5873e-07 | 1.4421e-07 | 0 | 1.4421e-07 | [17 empty] | 7.3.3.17.5 (Remote Grid) Updates to grid topology to minimize risk of ignition in HFTDs Remote GridWLDFREquipment / facility failureAggregated | WLDFR | HFTD - Distribution - Tier 2 - 4QU CoRE ¦ 2QU LoRE | Red Flag Warning - Small Fires | Equipment / facility failure | Aggregated | 2024 | 0.00011183 | 522.2177 | 0.058399 | 2024 | Mitigation | 0.95 | 45 | 0 | esc | 0.00097009 | 1.0848e-07 | 0.00097009 | 1.0848e-07
[79 empty] | WLDFR | HFTD - Distribution - Zone 1 - 5QU CoRE ¦ 1QU LoRE | Non-Red Flag Warning - Large Fires | 2064 | 1.721e-08 | 2.9162e-08 | 1.6254e-08 | 8.872 | 1.0079 | 4.9153 | 2.9488 | 0 | 0 | 0 | 5.5635e-05 | 1.5269e-07 | 0 | 1.5269e-07 | 2.5873e-07 | 0 | 2.5873e-07 | 1.4421e-07 | 0 | 1.4421e-07 | [17 empty] | 7.3.3.17.5 (Remote Grid) Updates to grid topology to minimize risk of ignition in HFTDs Remote GridWLDFREquipment / facility failureAggregated | WLDFR | HFTD - Distribution - Tier 2 - 4QU CoRE ¦ 2QU LoRE | Red Flag Warning - Small Fires | Equipment / facility failure | Aggregated | 2025 | 0.00011183 | 522.2177 | 0.058399 | 2025 | Mitigation | 0.95 | 45 | 0 | esc | 0.00097009 | 1.0848e-07 | 0.00097009 | 1.0848e-07
[79 empty] | WLDFR | HFTD - Distribution - Zone 1 - 5QU CoRE ¦ 1QU LoRE | Non-Red Flag Warning - Large Fires | 2065 | 1.721e-08 | 2.9162e-08 | 1.6254e-08 | 8.872 | 1.0079 | 4.9153 | 2.9488 | 0 | 0 | 0 | 5.5635e-05 | 1.5269e-07 | 0 | 1.5269e-07 | 2.5873e-07 | 0 | 2.5873e-07 | 1.4421e-07 | 0 | 1.4421e-07 | [17 empty] | 7.3.3.17.5 (Remote Grid) Updates to grid topology to minimize risk of ignition in HFTDs Remote GridWLDFREquipment / facility failureAggregated | WLDFR | HFTD - Distribution - Tier 2 - 4QU CoRE ¦ 2QU LoRE | Red Flag Warning - Small Fires | Equipment / facility failure | Aggregated | 2026 | 0.00011183 | 522.2177 | 0.058399 | 2026 | Mitigation | 0.95 | 45 | 0 | esc | 0.00097009 | 1.0848e-07 | 0.00097009 | 1.0848e-07
[79 empty] | WLDFR | HFTD - Distribution - Zone 1 - 5QU CoRE ¦ 1QU LoRE | Non-Red Flag Warning - Large Fires | 2066 | 0 | 2.9162e-08 | 1.6254e-08 | 8.872 | 1.0079 | 4.9153 | 2.9488 | 0 | 0 | 0 | 5.5635e-05 | 0 | 0 | 0 | 2.5873e-07 | 0 | 2.5873e-07 | 1.4421e-07 | 0 | 1.4421e-07 | [17 empty] | 7.3.3.17.5 (Remote Grid) Updates to grid topology to minimize risk of ignition in HFTDs Remote GridWLDFREquipment / facility failureAggregated | WLDFR | HFTD - Distribution - Tier 2 - 4QU CoRE ¦ 2QU LoRE | Red Flag Warning - Small Fires | Equipment / facility failure | Aggregated | 2027 | 0.00011183 | 522.2177 | 0.058399 | 2027 | Mitigation | 0.95 | 45 | 0 | esc | 0.00097009 | 1.0848e-07 | 0.00097009 | 1.0848e-07
[79 empty] | WLDFR | HFTD - Distribution - Zone 1 - 5QU CoRE ¦ 1QU LoRE | Non-Red Flag Warning - Large Fires | 2067 | 0 | 0 | 1.6254e-08 | 8.872 | 1.0079 | 4.9153 | 2.9488 | 0 | 0 | 0 | 5.5635e-05 | 0 | 0 | 0 | 0 | 0 | 0 | 1.4421e-07 | 0 | 1.4421e-07 | [17 empty] | 7.3.3.17.5 (Remote Grid) Updates to grid topology to minimize risk of ignition in HFTDs Remote GridWLDFREquipment / facility failureAggregated | WLDFR | HFTD - Distribution - Tier 2 - 4QU CoRE ¦ 2QU LoRE | Red Flag Warning - Small Fires | Equipment / facility failure | Aggregated | 2028 | 0.00011183 | 522.2177 | 0.058399 | 2028 | Mitigation | 0.95 | 45 | 0 | esc | 0.00097009 | 1.0848e-07 | 0.00097009 | 1.0848e-07
[79 empty] | WLDFR | HFTD - Distribution - Zone 1 - 5QU CoRE ¦ 1QU LoRE | Non-Red Flag Warning - Small Fires | 2021 | 8.7394e-06 | 0 | 0 | 0.077901 | 0.036425 | 0.0015809 | 0.039895 | 0 | 0 | 0 | 0.021094 | 6.808e-07 | 0 | 6.808e-07 | 0 | 0 | 0 | 0 | 0 | 0 | [17 empty] | 7.3.3.17.5 (Remote Grid) Updates to grid topology to minimize risk of ignition in HFTDs Remote GridWLDFREquipment / facility failureAggregated | WLDFR | HFTD - Distribution - Tier 2 - 4QU CoRE ¦ 2QU LoRE | Red Flag Warning - Small Fires | Equipment / facility failure | Aggregated | 2029 | 0.00011183 | 522.2177 | 0.058399 | 2029 | Mitigation | 0.95 | 45 | 0 | esc | 0.00097009 | 1.0848e-07 | 0.00097009 | 1.0848e-07
[79 empty] | WLDFR | HFTD - Distribution - Zone 1 - 5QU CoRE ¦ 1QU LoRE | Non-Red Flag Warning - Small Fires | 2022 | 8.7328e-06 | 1.4797e-05 | 0 | 0.077901 | 0.036425 | 0.0015809 | 0.039895 | 0 | 0 | 0 | 0.021083 | 6.8029e-07 | 0 | 6.8029e-07 | 1.1527e-06 | 0 | 1.1527e-06 | 0 | 0 | 0 | [17 empty] | 7.3.3.17.5 (Remote Grid) Updates to grid topology to minimize risk of ignition in HFTDs Remote GridWLDFREquipment / facility failureAggregated | WLDFR | HFTD - Distribution - Tier 2 - 4QU CoRE ¦ 2QU LoRE | Red Flag Warning - Small Fires | Equipment / facility failure | Aggregated | 2030 | 0.00011183 | 522.2177 | 0.058399 | 2030 | Mitigation | 0.95 | 45 | 0 | esc | 0.00097009 | 1.0848e-07 | 0.00097009 | 1.0848e-07
[79 empty] | WLDFR | HFTD - Distribution - Zone 1 - 5QU CoRE ¦ 1QU LoRE | Non-Red Flag Warning - Small Fires | 2023 | 8.7328e-06 | 1.4797e-05 | 8.2476e-06 | 0.080408 | 0.03759 | 0.0016314 | 0.041187 | 0 | 0 | 0 | 0.021083 | 7.0219e-07 | 0 | 7.0219e-07 | 1.1898e-06 | 0 | 1.1898e-06 | 6.6318e-07 | 0 | 6.6318e-07 | [17 empty] | 7.3.3.17.5 (Remote Grid) Updates to grid topology to minimize risk of ignition in HFTDs Remote GridWLDFREquipment / facility failureAggregated | WLDFR | HFTD - Distribution - Tier 2 - 4QU CoRE ¦ 2QU LoRE | Red Flag Warning - Small Fires | Equipment / facility failure | Aggregated | 2031 | 0.00011183 | 522.2177 | 0.058399 | 2031 | Mitigation | 0.95 | 45 | 0 | esc | 0.00097009 | 1.0848e-07 | 0.00097009 | 1.0848e-07
[79 empty] | WLDFR | HFTD - Distribution - Zone 1 - 5QU CoRE ¦ 1QU LoRE | Non-Red Flag Warning - Small Fires | 2024 | 8.7328e-06 | 1.4797e-05 | 8.2476e-06 | 0.080408 | 0.03759 | 0.0016314 | 0.041187 | 0 | 0 | 0 | 0.021083 | 7.0219e-07 | 0 | 7.0219e-07 | 1.1898e-06 | 0 | 1.1898e-06 | 6.6318e-07 | 0 | 6.6318e-07 | [17 empty] | 7.3.3.17.5 (Remote Grid) Updates to grid topology to minimize risk of ignition in HFTDs Remote GridWLDFREquipment / facility failureAggregated | WLDFR | HFTD - Distribution - Tier 2 - 4QU CoRE ¦ 2QU LoRE | Red Flag Warning - Small Fires | Equipment / facility failure | Aggregated | 2032 | 0.00011183 | 522.2177 | 0.058399 | 2032 | Mitigation | 0.95 | 45 | 0 | esc | 0.00097009 | 1.0848e-07 | 0.00097009 | 1.0848e-07
[79 empty] | WLDFR | HFTD - Distribution - Zone 1 - 5QU CoRE ¦ 1QU LoRE | Non-Red Flag Warning - Small Fires | 2025 | 8.7328e-06 | 1.4797e-05 | 8.2476e-06 | 0.080408 | 0.03759 | 0.0016314 | 0.041187 | 0 | 0 | 0 | 0.021083 | 7.0219e-07 | 0 | 7.0219e-07 | 1.1898e-06 | 0 | 1.1898e-06 | 6.6318e-07 | 0 | 6.6318e-07 | [17 empty] | 7.3.3.17.5 (Remote Grid) Updates to grid topology to minimize risk of ignition in HFTDs Remote GridWLDFREquipment / facility failureAggregated | WLDFR | HFTD - Distribution - Tier 2 - 4QU CoRE ¦ 2QU LoRE | Red Flag Warning - Small Fires | Equipment / facility failure | Aggregated | 2033 | 0.00011183 | 522.2177 | 0.058399 | 2033 | Mitigation | 0.95 | 45 | 0 | esc | 0.00097009 | 1.0848e-07 | 0.00097009 | 1.0848e-07
[79 empty] | WLDFR | HFTD - Distribution - Zone 1 - 5QU CoRE ¦ 1QU LoRE | Non-Red Flag Warning - Small Fires | 2026 | 8.7328e-06 | 1.4797e-05 | 8.2476e-06 | 0.080408 | 0.03759 | 0.0016314 | 0.041187 | 0 | 0 | 0 | 0.021083 | 7.0219e-07 | 0 | 7.0219e-07 | 1.1898e-06 | 0 | 1.1898e-06 | 6.6318e-07 | 0 | 6.6318e-07 | [17 empty] | 7.3.3.17.5 (Remote Grid) Updates to grid topology to minimize risk of ignition in HFTDs Remote GridWLDFREquipment / facility failureAggregated | WLDFR | HFTD - Distribution - Tier 2 - 4QU CoRE ¦ 2QU LoRE | Red Flag Warning - Small Fires | Equipment / facility failure | Aggregated | 2034 | 0.00011183 | 522.2177 | 0.058399 | 2034 | Mitigation | 0.95 | 45 | 0 | esc | 0.00097009 | 1.0848e-07 | 0.00097009 | 1.0848e-07
[79 empty] | WLDFR | HFTD - Distribution - Zone 1 - 5QU CoRE ¦ 1QU LoRE | Non-Red Flag Warning - Small Fires | 2027 | 8.7328e-06 | 1.4797e-05 | 8.2476e-06 | 0.080408 | 0.03759 | 0.0016314 | 0.041187 | 0 | 0 | 0 | 0.021083 | 7.0219e-07 | 0 | 7.0219e-07 | 1.1898e-06 | 0 | 1.1898e-06 | 6.6318e-07 | 0 | 6.6318e-07 | [17 empty] | 7.3.3.17.5 (Remote Grid) Updates to grid topology to minimize risk of ignition in HFTDs Remote GridWLDFREquipment / facility failureAggregated | WLDFR | HFTD - Distribution - Tier 2 - 4QU CoRE ¦ 2QU LoRE | Red Flag Warning - Small Fires | Equipment / facility failure | Aggregated | 2035 | 0.00011183 | 522.2177 | 0.058399 | 2035 | Mitigation | 0.95 | 45 | 0 | esc | 0.00097009 | 1.0848e-07 | 0.00097009 | 1.0848e-07
[79 empty] | WLDFR | HFTD - Distribution - Zone 1 - 5QU CoRE ¦ 1QU LoRE | Non-Red Flag Warning - Small Fires | 2028 | 8.7328e-06 | 1.4797e-05 | 8.2476e-06 | 0.083606 | 0.039055 | 0.001695 | 0.042856 | 0 | 0 | 0 | 0.021083 | 7.3011e-07 | 0 | 7.3011e-07 | 1.2371e-06 | 0 | 1.2371e-06 | 6.8955e-07 | 0 | 6.8955e-07 | [17 empty] | 7.3.3.17.5 (Remote Grid) Updates to grid topology to minimize risk of ignition in HFTDs Remote GridWLDFREquipment / facility failureAggregated | WLDFR | HFTD - Distribution - Tier 2 - 4QU CoRE ¦ 2QU LoRE | Red Flag Warning - Small Fires | Equipment / facility failure | Aggregated | 2036 | 0.00011183 | 522.2177 | 0.058399 | 2036 | Mitigation | 0.95 | 45 | 0 | esc | 0.00097009 | 1.0848e-07 | 0.00097009 | 1.0848e-07
[79 empty] | WLDFR | HFTD - Distribution - Zone 1 - 5QU CoRE ¦ 1QU LoRE | Non-Red Flag Warning - Small Fires | 2029 | 8.7328e-06 | 1.4797e-05 | 8.2476e-06 | 0.083606 | 0.039055 | 0.001695 | 0.042856 | 0 | 0 | 0 | 0.021083 | 7.3011e-07 | 0 | 7.3011e-07 | 1.2371e-06 | 0 | 1.2371e-06 | 6.8955e-07 | 0 | 6.8955e-07 | [17 empty] | 7.3.3.17.5 (Remote Grid) Updates to grid topology to minimize risk of ignition in HFTDs Remote GridWLDFREquipment / facility failureAggregated | WLDFR | HFTD - Distribution - Tier 2 - 4QU CoRE ¦ 2QU LoRE | Red Flag Warning - Small Fires | Equipment / facility failure | Aggregated | 2037 | 0.00011183 | 522.2177 | 0.058399 | 2037 | Mitigation | 0.95 | 45 | 0 | esc | 0.00097009 | 1.0848e-07 | 0.00097009 | 1.0848e-07
[79 empty] | WLDFR | HFTD - Distribution - Zone 1 - 5QU CoRE ¦ 1QU LoRE | Non-Red Flag Warning - Small Fires | 2030 | 8.7328e-06 | 1.4797e-05 | 8.2476e-06 | 0.083606 | 0.039055 | 0.001695 | 0.042856 | 0 | 0 | 0 | 0.021083 | 7.3011e-07 | 0 | 7.3011e-07 | 1.2371e-06 | 0 | 1.2371e-06 | 6.8955e-07 | 0 | 6.8955e-07 | [17 empty] | 7.3.3.17.5 (Remote Grid) Updates to grid topology to minimize risk of ignition in HFTDs Remote GridWLDFREquipment / facility failureAggregated | WLDFR | HFTD - Distribution - Tier 2 - 4QU CoRE ¦ 2QU LoRE | Red Flag Warning - Small Fires | Equipment / facility failure | Aggregated | 2038 | 0.00011183 | 522.2177 | 0.058399 | 2038 | Mitigation | 0.95 | 45 | 0 | esc | 0.00097009 | 1.0848e-07 | 0.00097009 | 1.0848e-07
[79 empty] | WLDFR | HFTD - Distribution - Zone 1 - 5QU CoRE ¦ 1QU LoRE | Non-Red Flag Warning - Small Fires | 2031 | 8.7328e-06 | 1.4797e-05 | 8.2476e-06 | 0.083606 | 0.039055 | 0.001695 | 0.042856 | 0 | 0 | 0 | 0.021083 | 7.3011e-07 | 0 | 7.3011e-07 | 1.2371e-06 | 0 | 1.2371e-06 | 6.8955e-07 | 0 | 6.8955e-07 | [17 empty] | 7.3.3.17.5 (Remote Grid) Updates to grid topology to minimize risk of ignition in HFTDs Remote GridWLDFREquipment / facility failureAggregated | WLDFR | HFTD - Distribution - Tier 2 - 4QU CoRE ¦ 2QU LoRE | Red Flag Warning - Small Fires | Equipment / facility failure | Aggregated | 2039 | 0.00011183 | 522.2177 | 0.058399 | 2039 | Mitigation | 0.95 | 45 | 0 | esc | 0.00097009 | 1.0848e-07 | 0.00097009 | 1.0848e-07
[79 empty] | WLDFR | HFTD - Distribution - Zone 1 - 5QU CoRE ¦ 1QU LoRE | Non-Red Flag Warning - Small Fires | 2032 | 8.7328e-06 | 1.4797e-05 | 8.2476e-06 | 0.083606 | 0.039055 | 0.001695 | 0.042856 | 0 | 0 | 0 | 0.021083 | 7.3011e-07 | 0 | 7.3011e-07 | 1.2371e-06 | 0 | 1.2371e-06 | 6.8955e-07 | 0 | 6.8955e-07 | [17 empty] | 7.3.3.17.5 (Remote Grid) Updates to grid topology to minimize risk of ignition in HFTDs Remote GridWLDFREquipment / facility failureAggregated | WLDFR | HFTD - Distribution - Tier 2 - 4QU CoRE ¦ 2QU LoRE | Red Flag Warning - Small Fires | Equipment / facility failure | Aggregated | 2040 | 0.00011183 | 522.2177 | 0.058399 | 2040 | Mitigation | 0.95 | 45 | 0 | esc | 0.00097009 | 1.0848e-07 | 0.00097009 | 1.0848e-07
[79 empty] | WLDFR | HFTD - Distribution - Zone 1 - 5QU CoRE ¦ 1QU LoRE | Non-Red Flag Warning - Small Fires | 2033 | 8.7328e-06 | 1.4797e-05 | 8.2476e-06 | 0.087211 | 0.040679 | 0.0017655 | 0.044766 | 0 | 0 | 0 | 0.021083 | 7.6159e-07 | 0 | 7.6159e-07 | 1.2905e-06 | 0 | 1.2905e-06 | 7.1928e-07 | 0 | 7.1928e-07 | [17 empty] | 7.3.3.17.5 (Remote Grid) Updates to grid topology to minimize risk of ignition in HFTDs Remote GridWLDFREquipment / facility failureAggregated | WLDFR | HFTD - Distribution - Tier 2 - 4QU CoRE ¦ 2QU LoRE | Red Flag Warning - Small Fires | Equipment / facility failure | Aggregated | 2041 | 0.00011183 | 522.2177 | 0.058399 | 2041 | Mitigation | 0.95 | 45 | 0 | esc | 0.00097009 | 1.0848e-07 | 0.00097009 | 1.0848e-07
[79 empty] | WLDFR | HFTD - Distribution - Zone 1 - 5QU CoRE ¦ 1QU LoRE | Non-Red Flag Warning - Small Fires | 2034 | 8.7328e-06 | 1.4797e-05 | 8.2476e-06 | 0.087211 | 0.040679 | 0.0017655 | 0.044766 | 0 | 0 | 0 | 0.021083 | 7.6159e-07 | 0 | 7.6159e-07 | 1.2905e-06 | 0 | 1.2905e-06 | 7.1928e-07 | 0 | 7.1928e-07 | [17 empty] | 7.3.3.17.5 (Remote Grid) Updates to grid topology to minimize risk of ignition in HFTDs Remote GridWLDFREquipment / facility failureAggregated | WLDFR | HFTD - Distribution - Tier 2 - 4QU CoRE ¦ 2QU LoRE | Red Flag Warning - Small Fires | Equipment / facility failure | Aggregated | 2042 | 0.00011183 | 522.2177 | 0.058399 | 2042 | Mitigation | 0.95 | 45 | 0 | esc | 0.00097009 | 1.0848e-07 | 0.00097009 | 1.0848e-07
[79 empty] | WLDFR | HFTD - Distribution - Zone 1 - 5QU CoRE ¦ 1QU LoRE | Non-Red Flag Warning - Small Fires | 2035 | 8.7328e-06 | 1.4797e-05 | 8.2476e-06 | 0.087211 | 0.040679 | 0.0017655 | 0.044766 | 0 | 0 | 0 | 0.021083 | 7.6159e-07 | 0 | 7.6159e-07 | 1.2905e-06 | 0 | 1.2905e-06 | 7.1928e-07 | 0 | 7.1928e-07 | [17 empty] | 7.3.3.17.5 (Remote Grid) Updates to grid topology to minimize risk of ignition in HFTDs Remote GridWLDFREquipment / facility failureAggregated | WLDFR | HFTD - Distribution - Tier 2 - 4QU CoRE ¦ 2QU LoRE | Red Flag Warning - Small Fires | Equipment / facility failure | Aggregated | 2043 | 0.00011183 | 522.2177 | 0.058399 | 2043 | Mitigation | 0.95 | 45 | 0 | esc | 0.00097009 | 1.0848e-07 | 0.00097009 | 1.0848e-07
[79 empty] | WLDFR | HFTD - Distribution - Zone 1 - 5QU CoRE ¦ 1QU LoRE | Non-Red Flag Warning - Small Fires | 2036 | 8.7328e-06 | 1.4797e-05 | 8.2476e-06 | 0.087211 | 0.040679 | 0.0017655 | 0.044766 | 0 | 0 | 0 | 0.021083 | 7.6159e-07 | 0 | 7.6159e-07 | 1.2905e-06 | 0 | 1.2905e-06 | 7.1928e-07 | 0 | 7.1928e-07 | [17 empty] | 7.3.3.17.5 (Remote Grid) Updates to grid topology to minimize risk of ignition in HFTDs Remote GridWLDFREquipment / facility failureAggregated | WLDFR | HFTD - Distribution - Tier 2 - 4QU CoRE ¦ 2QU LoRE | Red Flag Warning - Small Fires | Equipment / facility failure | Aggregated | 2044 | 0.00011183 | 522.2177 | 0.058399 | 2044 | Mitigation | 0.95 | 45 | 0 | esc | 0.00097009 | 1.0848e-07 | 0.00097009 | 1.0848e-07
[79 empty] | WLDFR | HFTD - Distribution - Zone 1 - 5QU CoRE ¦ 1QU LoRE | Non-Red Flag Warning - Small Fires | 2037 | 8.7328e-06 | 1.4797e-05 | 8.2476e-06 | 0.087211 | 0.040679 | 0.0017655 | 0.044766 | 0 | 0 | 0 | 0.021083 | 7.6159e-07 | 0 | 7.6159e-07 | 1.2905e-06 | 0 | 1.2905e-06 | 7.1928e-07 | 0 | 7.1928e-07 | [17 empty] | 7.3.3.17.5 (Remote Grid) Updates to grid topology to minimize risk of ignition in HFTDs Remote GridWLDFREquipment / facility failureAggregated | WLDFR | HFTD - Distribution - Tier 2 - 4QU CoRE ¦ 2QU LoRE | Red Flag Warning - Small Fires | Equipment / facility failure | Aggregated | 2045 | 0.00011183 | 522.2177 | 0.058399 | 2045 | Mitigation | 0.95 | 45 | 0 | esc | 0.00097009 | 1.0848e-07 | 0.00097009 | 1.0848e-07
[79 empty] | WLDFR | HFTD - Distribution - Zone 1 - 5QU CoRE ¦ 1QU LoRE | Non-Red Flag Warning - Small Fires | 2038 | 8.7328e-06 | 1.4797e-05 | 8.2476e-06 | 0.091184 | 0.042438 | 0.0018418 | 0.046905 | 0 | 0 | 0 | 0.021083 | 7.9629e-07 | 0 | 7.9629e-07 | 1.3493e-06 | 0 | 1.3493e-06 | 7.5205e-07 | 0 | 7.5205e-07 | [17 empty] | 7.3.3.17.5 (Remote Grid) Updates to grid topology to minimize risk of ignition in HFTDs Remote GridWLDFREquipment / facility failureAggregated | WLDFR | HFTD - Distribution - Tier 2 - 4QU CoRE ¦ 2QU LoRE | Red Flag Warning - Small Fires | Equipment / facility failure | Aggregated | 2046 | 0.00011183 | 522.2177 | 0.058399 | 2046 | Mitigation | 0.95 | 45 | 0 | esc | 0.00097009 | 1.0848e-07 | 0.00097009 | 1.0848e-07
[79 empty] | WLDFR | HFTD - Distribution - Zone 1 - 5QU CoRE ¦ 1QU LoRE | Non-Red Flag Warning - Small Fires | 2039 | 8.7328e-06 | 1.4797e-05 | 8.2476e-06 | 0.091184 | 0.042438 | 0.0018418 | 0.046905 | 0 | 0 | 0 | 0.021083 | 7.9629e-07 | 0 | 7.9629e-07 | 1.3493e-06 | 0 | 1.3493e-06 | 7.5205e-07 | 0 | 7.5205e-07 | [17 empty] | 7.3.3.17.5 (Remote Grid) Updates to grid topology to minimize risk of ignition in HFTDs Remote GridWLDFREquipment / facility failureAggregated | WLDFR | HFTD - Distribution - Tier 2 - 4QU CoRE ¦ 2QU LoRE | Red Flag Warning - Small Fires | Equipment / facility failure | Aggregated | 2047 | 0.00011183 | 522.2177 | 0.058399 | 2047 | Mitigation | 0.95 | 45 | 0 | esc | 0.00097009 | 1.0848e-07 | 0.00097009 | 1.0848e-07
[79 empty] | WLDFR | HFTD - Distribution - Zone 1 - 5QU CoRE ¦ 1QU LoRE | Non-Red Flag Warning - Small Fires | 2040 | 8.7328e-06 | 1.4797e-05 | 8.2476e-06 | 0.091184 | 0.042438 | 0.0018418 | 0.046905 | 0 | 0 | 0 | 0.021083 | 7.9629e-07 | 0 | 7.9629e-07 | 1.3493e-06 | 0 | 1.3493e-06 | 7.5205e-07 | 0 | 7.5205e-07 | [17 empty] | 7.3.3.17.5 (Remote Grid) Updates to grid topology to minimize risk of ignition in HFTDs Remote GridWLDFREquipment / facility failureAggregated | WLDFR | HFTD - Distribution - Tier 2 - 4QU CoRE ¦ 2QU LoRE | Red Flag Warning - Small Fires | Equipment / facility failure | Aggregated | 2048 | 0.00011183 | 522.2177 | 0.058399 | 2048 | Mitigation | 0.95 | 45 | 0 | esc | 0.00097009 | 1.0848e-07 | 0.00097009 | 1.0848e-07
[79 empty] | WLDFR | HFTD - Distribution - Zone 1 - 5QU CoRE ¦ 1QU LoRE | Non-Red Flag Warning - Small Fires | 2041 | 8.7328e-06 | 1.4797e-05 | 8.2476e-06 | 0.091184 | 0.042438 | 0.0018418 | 0.046905 | 0 | 0 | 0 | 0.021083 | 7.9629e-07 | 0 | 7.9629e-07 | 1.3493e-06 | 0 | 1.3493e-06 | 7.5205e-07 | 0 | 7.5205e-07 | [17 empty] | 7.3.3.17.5 (Remote Grid) Updates to grid topology to minimize risk of ignition in HFTDs Remote GridWLDFREquipment / facility failureAggregated | WLDFR | HFTD - Distribution - Tier 2 - 4QU CoRE ¦ 2QU LoRE | Red Flag Warning - Small Fires | Equipment / facility failure | Aggregated | 2049 | 0.00011183 | 522.2177 | 0.058399 | 2049 | Mitigation | 0.95 | 45 | 0 | esc | 0.00097009 | 1.0848e-07 | 0.00097009 | 1.0848e-07
[79 empty] | WLDFR | HFTD - Distribution - Zone 1 - 5QU CoRE ¦ 1QU LoRE | Non-Red Flag Warning - Small Fires | 2042 | 8.7328e-06 | 1.4797e-05 | 8.2476e-06 | 0.091184 | 0.042438 | 0.0018418 | 0.046905 | 0 | 0 | 0 | 0.021083 | 7.9629e-07 | 0 | 7.9629e-07 | 1.3493e-06 | 0 | 1.3493e-06 | 7.5205e-07 | 0 | 7.5205e-07 | [17 empty] | 7.3.3.17.5 (Remote Grid) Updates to grid topology to minimize risk of ignition in HFTDs Remote GridWLDFREquipment / facility failureAggregated | WLDFR | HFTD - Distribution - Tier 2 - 4QU CoRE ¦ 2QU LoRE | Red Flag Warning - Small Fires | Equipment / facility failure | Aggregated | 2050 | 0.00011183 | 522.2177 | 0.058399 | 2050 | Mitigation | 0.95 | 45 | 0 | esc | 0.00097009 | 1.0848e-07 | 0.00097009 | 1.0848e-07
[79 empty] | WLDFR | HFTD - Distribution - Zone 1 - 5QU CoRE ¦ 1QU LoRE | Non-Red Flag Warning - Small Fires | 2043 | 8.7328e-06 | 1.4797e-05 | 8.2476e-06 | 0.095486 | 0.044306 | 0.0019228 | 0.049257 | 0 | 0 | 0 | 0.021083 | 8.3385e-07 | 0 | 8.3385e-07 | 1.4129e-06 | 0 | 1.4129e-06 | 7.8753e-07 | 0 | 7.8753e-07 | [17 empty] | 7.3.3.17.5 (Remote Grid) Updates to grid topology to minimize risk of ignition in HFTDs Remote GridWLDFREquipment / facility failureAggregated | WLDFR | HFTD - Distribution - Tier 2 - 4QU CoRE ¦ 2QU LoRE | Red Flag Warning - Small Fires | Equipment / facility failure | Aggregated | 2051 | 0.00011183 | 522.2177 | 0.058399 | 2051 | Mitigation | 0.95 | 45 | 0 | esc | 0.00097009 | 1.0848e-07 | 0.00097009 | 1.0848e-07
[79 empty] | WLDFR | HFTD - Distribution - Zone 1 - 5QU CoRE ¦ 1QU LoRE | Non-Red Flag Warning - Small Fires | 2044 | 8.7328e-06 | 1.4797e-05 | 8.2476e-06 | 0.095486 | 0.044306 | 0.0019228 | 0.049257 | 0 | 0 | 0 | 0.021083 | 8.3385e-07 | 0 | 8.3385e-07 | 1.4129e-06 | 0 | 1.4129e-06 | 7.8753e-07 | 0 | 7.8753e-07 | [17 empty] | 7.3.3.17.5 (Remote Grid) Updates to grid topology to minimize risk of ignition in HFTDs Remote GridWLDFREquipment / facility failureAggregated | WLDFR | HFTD - Distribution - Tier 2 - 4QU CoRE ¦ 2QU LoRE | Red Flag Warning - Small Fires | Equipment / facility failure | Aggregated | 2052 | 0.00011183 | 522.2177 | 0.058399 | 2052 | Mitigation | 0.95 | 45 | 0 | esc | 0.00097009 | 1.0848e-07 | 0.00097009 | 1.0848e-07
[79 empty] | WLDFR | HFTD - Distribution - Zone 1 - 5QU CoRE ¦ 1QU LoRE | Non-Red Flag Warning - Small Fires | 2045 | 8.7328e-06 | 1.4797e-05 | 8.2476e-06 | 0.095486 | 0.044306 | 0.0019228 | 0.049257 | 0 | 0 | 0 | 0.021083 | 8.3385e-07 | 0 | 8.3385e-07 | 1.4129e-06 | 0 | 1.4129e-06 | 7.8753e-07 | 0 | 7.8753e-07 | [17 empty] | 7.3.3.17.5 (Remote Grid) Updates to grid topology to minimize risk of ignition in HFTDs Remote GridWLDFREquipment / facility failureAggregated | WLDFR | HFTD - Distribution - Tier 2 - 4QU CoRE ¦ 2QU LoRE | Red Flag Warning - Small Fires | Equipment / facility failure | Aggregated | 2053 | 0.00011183 | 522.2177 | 0.058399 | 2053 | Mitigation | 0.95 | 45 | 0 | esc | 0.00097009 | 1.0848e-07 | 0.00097009 | 1.0848e-07
[79 empty] | WLDFR | HFTD - Distribution - Zone 1 - 5QU CoRE ¦ 1QU LoRE | Non-Red Flag Warning - Small Fires | 2046 | 8.7328e-06 | 1.4797e-05 | 8.2476e-06 | 0.095486 | 0.044306 | 0.0019228 | 0.049257 | 0 | 0 | 0 | 0.021083 | 8.3385e-07 | 0 | 8.3385e-07 | 1.4129e-06 | 0 | 1.4129e-06 | 7.8753e-07 | 0 | 7.8753e-07 | [17 empty] | 7.3.3.17.5 (Remote Grid) Updates to grid topology to minimize risk of ignition in HFTDs Remote GridWLDFREquipment / facility failureAggregated | WLDFR | HFTD - Distribution - Tier 2 - 4QU CoRE ¦ 2QU LoRE | Red Flag Warning - Small Fires | Equipment / facility failure | Aggregated | 2054 | 0.00011183 | 522.2177 | 0.058399 | 2054 | Mitigation | 0.95 | 45 | 0 | esc | 0.00097009 | 1.0848e-07 | 0.00097009 | 1.0848e-07
[79 empty] | WLDFR | HFTD - Distribution - Zone 1 - 5QU CoRE ¦ 1QU LoRE | Non-Red Flag Warning - Small Fires | 2047 | 8.7328e-06 | 1.4797e-05 | 8.2476e-06 | 0.095486 | 0.044306 | 0.0019228 | 0.049257 | 0 | 0 | 0 | 0.021083 | 8.3385e-07 | 0 | 8.3385e-07 | 1.4129e-06 | 0 | 1.4129e-06 | 7.8753e-07 | 0 | 7.8753e-07 | [17 empty] | 7.3.3.17.5 (Remote Grid) Updates to grid topology to minimize risk of ignition in HFTDs Remote GridWLDFREquipment / facility failureAggregated | WLDFR | HFTD - Distribution - Tier 2 - 4QU CoRE ¦ 2QU LoRE | Red Flag Warning - Small Fires | Equipment / facility failure | Aggregated | 2055 | 0.00011183 | 522.2177 | 0.058399 | 2055 | Mitigation | 0.95 | 45 | 0 | esc | 0.00097009 | 1.0848e-07 | 0.00097009 | 1.0848e-07
[79 empty] | WLDFR | HFTD - Distribution - Zone 1 - 5QU CoRE ¦ 1QU LoRE | Non-Red Flag Warning - Small Fires | 2048 | 8.7328e-06 | 1.4797e-05 | 8.2476e-06 | 0.10007 | 0.04626 | 0.0020076 | 0.051804 | 0 | 0 | 0 | 0.021083 | 8.739e-07 | 0 | 8.739e-07 | 1.4808e-06 | 0 | 1.4808e-06 | 8.2535e-07 | 0 | 8.2535e-07 | [17 empty] | 7.3.3.17.5 (Remote Grid) Updates to grid topology to minimize risk of ignition in HFTDs Remote GridWLDFREquipment / facility failureAggregated | WLDFR | HFTD - Distribution - Tier 2 - 4QU CoRE ¦ 2QU LoRE | Red Flag Warning - Small Fires | Equipment / facility failure | Aggregated | 2056 | 0.00011183 | 522.2177 | 0.058399 | 2056 | Mitigation | 0.95 | 45 | 0 | esc | 0.00097009 | 1.0848e-07 | 0.00097009 | 1.0848e-07
[79 empty] | WLDFR | HFTD - Distribution - Zone 1 - 5QU CoRE ¦ 1QU LoRE | Non-Red Flag Warning - Small Fires | 2049 | 8.7328e-06 | 1.4797e-05 | 8.2476e-06 | 0.10007 | 0.04626 | 0.0020076 | 0.051804 | 0 | 0 | 0 | 0.021083 | 8.739e-07 | 0 | 8.739e-07 | 1.4808e-06 | 0 | 1.4808e-06 | 8.2535e-07 | 0 | 8.2535e-07 | [17 empty] | 7.3.3.17.5 (Remote Grid) Updates to grid topology to minimize risk of ignition in HFTDs Remote GridWLDFREquipment / facility failureAggregated | WLDFR | HFTD - Distribution - Tier 2 - 4QU CoRE ¦ 2QU LoRE | Red Flag Warning - Small Fires | Equipment / facility failure | Aggregated | 2057 | 0.00011183 | 522.2177 | 0.058399 | 2057 | Mitigation | 0.95 | 45 | 0 | esc | 0.00097009 | 1.0848e-07 | 0.00097009 | 1.0848e-07
[79 empty] | WLDFR | HFTD - Distribution - Zone 1 - 5QU CoRE ¦ 1QU LoRE | Non-Red Flag Warning - Small Fires | 2050 | 8.7328e-06 | 1.4797e-05 | 8.2476e-06 | 0.10007 | 0.04626 | 0.0020076 | 0.051804 | 0 | 0 | 0 | 0.021083 | 8.739e-07 | 0 | 8.739e-07 | 1.4808e-06 | 0 | 1.4808e-06 | 8.2535e-07 | 0 | 8.2535e-07 | [17 empty] | 7.3.3.17.5 (Remote Grid) Updates to grid topology to minimize risk of ignition in HFTDs Remote GridWLDFREquipment / facility failureAggregated | WLDFR | HFTD - Distribution - Tier 2 - 4QU CoRE ¦ 2QU LoRE | Red Flag Warning - Small Fires | Equipment / facility failure | Aggregated | 2058 | 0.00011183 | 522.2177 | 0.058399 | 2058 | Mitigation | 0.95 | 45 | 0 | esc | 0.00097009 | 1.0848e-07 | 0.00097009 | 1.0848e-07
[79 empty] | WLDFR | HFTD - Distribution - Zone 1 - 5QU CoRE ¦ 1QU LoRE | Non-Red Flag Warning - Small Fires | 2051 | 8.7328e-06 | 1.4797e-05 | 8.2476e-06 | 0.10007 | 0.04626 | 0.0020076 | 0.051804 | 0 | 0 | 0 | 0.021083 | 8.739e-07 | 0 | 8.739e-07 | 1.4808e-06 | 0 | 1.4808e-06 | 8.2535e-07 | 0 | 8.2535e-07 | [17 empty] | 7.3.3.17.5 (Remote Grid) Updates to grid topology to minimize risk of ignition in HFTDs Remote GridWLDFREquipment / facility failureAggregated | WLDFR | HFTD - Distribution - Tier 2 - 4QU CoRE ¦ 2QU LoRE | Red Flag Warning - Small Fires | Equipment / facility failure | Aggregated | 2059 | 0.00011183 | 522.2177 | 0.058399 | 2059 | Mitigation | 0.95 | 45 | 0 | esc | 0.00097009 | 1.0848e-07 | 0.00097009 | 1.0848e-07
[79 empty] | WLDFR | HFTD - Distribution - Zone 1 - 5QU CoRE ¦ 1QU LoRE | Non-Red Flag Warning - Small Fires | 2052 | 8.7328e-06 | 1.4797e-05 | 8.2476e-06 | 0.10007 | 0.04626 | 0.0020076 | 0.051804 | 0 | 0 | 0 | 0.021083 | 8.739e-07 | 0 | 8.739e-07 | 1.4808e-06 | 0 | 1.4808e-06 | 8.2535e-07 | 0 | 8.2535e-07 | [17 empty] | 7.3.3.17.5 (Remote Grid) Updates to grid topology to minimize risk of ignition in HFTDs Remote GridWLDFREquipment / facility failureAggregated | WLDFR | HFTD - Distribution - Tier 2 - 4QU CoRE ¦ 2QU LoRE | Red Flag Warning - Small Fires | Equipment / facility failure | Aggregated | 2060 | 0.00011183 | 522.2177 | 0.058399 | 2060 | Mitigation | 0.95 | 45 | 0 | esc | 0.00097009 | 1.0848e-07 | 0.00097009 | 1.0848e-07
[79 empty] | WLDFR | HFTD - Distribution - Zone 1 - 5QU CoRE ¦ 1QU LoRE | Non-Red Flag Warning - Small Fires | 2053 | 8.7328e-06 | 1.4797e-05 | 8.2476e-06 | 0.10489 | 0.048274 | 0.002095 | 0.054525 | 0 | 0 | 0 | 0.021083 | 9.1602e-07 | 0 | 9.1602e-07 | 1.5521e-06 | 0 | 1.5521e-06 | 8.6513e-07 | 0 | 8.6513e-07 | [17 empty] | 7.3.3.17.5 (Remote Grid) Updates to grid topology to minimize risk of ignition in HFTDs Remote GridWLDFREquipment / facility failureAggregated | WLDFR | HFTD - Distribution - Tier 2 - 4QU CoRE ¦ 2QU LoRE | Red Flag Warning - Small Fires | Equipment / facility failure | Aggregated | 2061 | 0.00011183 | 522.2177 | 0.058399 | 2061 | Mitigation | 0.95 | 45 | 0 | esc | 0.00097009 | 1.0848e-07 | 0.00097009 | 1.0848e-07
[79 empty] | WLDFR | HFTD - Distribution - Zone 1 - 5QU CoRE ¦ 1QU LoRE | Non-Red Flag Warning - Small Fires | 2054 | 8.7328e-06 | 1.4797e-05 | 8.2476e-06 | 0.10489 | 0.048274 | 0.002095 | 0.054525 | 0 | 0 | 0 | 0.021083 | 9.1602e-07 | 0 | 9.1602e-07 | 1.5521e-06 | 0 | 1.5521e-06 | 8.6513e-07 | 0 | 8.6513e-07 | [17 empty] | 7.3.3.17.5 (Remote Grid) Updates to grid topology to minimize risk of ignition in HFTDs Remote GridWLDFREquipment / facility failureAggregated | WLDFR | HFTD - Distribution - Tier 2 - 4QU CoRE ¦ 2QU LoRE | Red Flag Warning - Small Fires | Equipment / facility failure | Aggregated | 2062 | 0.00011183 | 522.2177 | 0.058399 | 2062 | Mitigation | 0.95 | 45 | 0 | esc | 0.00097009 | 1.0848e-07 | 0.00097009 | 1.0848e-07
[79 empty] | WLDFR | HFTD - Distribution - Zone 1 - 5QU CoRE ¦ 1QU LoRE | Non-Red Flag Warning - Small Fires | 2055 | 8.7328e-06 | 1.4797e-05 | 8.2476e-06 | 0.10489 | 0.048274 | 0.002095 | 0.054525 | 0 | 0 | 0 | 0.021083 | 9.1602e-07 | 0 | 9.1602e-07 | 1.5521e-06 | 0 | 1.5521e-06 | 8.6513e-07 | 0 | 8.6513e-07 | [17 empty] | 7.3.3.17.5 (Remote Grid) Updates to grid topology to minimize risk of ignition in HFTDs Remote GridWLDFREquipment / facility failureAggregated | WLDFR | HFTD - Distribution - Tier 2 - 4QU CoRE ¦ 2QU LoRE | Red Flag Warning - Small Fires | Equipment / facility failure | Aggregated | 2063 | 0.00011183 | 522.2177 | 0.058399 | 2063 | Mitigation | 0.95 | 45 | 0 | esc | 0.00097009 | 1.0848e-07 | 0.00097009 | 1.0848e-07
[79 empty] | WLDFR | HFTD - Distribution - Zone 1 - 5QU CoRE ¦ 1QU LoRE | Non-Red Flag Warning - Small Fires | 2056 | 8.7328e-06 | 1.4797e-05 | 8.2476e-06 | 0.10489 | 0.048274 | 0.002095 | 0.054525 | 0 | 0 | 0 | 0.021083 | 9.1602e-07 | 0 | 9.1602e-07 | 1.5521e-06 | 0 | 1.5521e-06 | 8.6513e-07 | 0 | 8.6513e-07 | [17 empty] | 7.3.3.17.5 (Remote Grid) Updates to grid topology to minimize risk of ignition in HFTDs Remote GridWLDFREquipment / facility failureAggregated | WLDFR | HFTD - Distribution - Tier 2 - 4QU CoRE ¦ 2QU LoRE | Red Flag Warning - Small Fires | Equipment / facility failure | Aggregated | 2064 | 0.00011183 | 522.2177 | 0.058399 | 2064 | Mitigation | 0.95 | 45 | 0 | esc | 0.00097009 | 1.0848e-07 | 0.00097009 | 1.0848e-07
[79 empty] | WLDFR | HFTD - Distribution - Zone 1 - 5QU CoRE ¦ 1QU LoRE | Non-Red Flag Warning - Small Fires | 2057 | 8.7328e-06 | 1.4797e-05 | 8.2476e-06 | 0.10489 | 0.048274 | 0.002095 | 0.054525 | 0 | 0 | 0 | 0.021083 | 9.1602e-07 | 0 | 9.1602e-07 | 1.5521e-06 | 0 | 1.5521e-06 | 8.6513e-07 | 0 | 8.6513e-07 | [17 empty] | 7.3.3.17.5 (Remote Grid) Updates to grid topology to minimize risk of ignition in HFTDs Remote GridWLDFREquipment / facility failureAggregated | WLDFR | HFTD - Distribution - Tier 2 - 4QU CoRE ¦ 2QU LoRE | Red Flag Warning - Small Fires | Equipment / facility failure | Aggregated | 2065 | 0.00011183 | 522.2177 | 0.058399 | 2065 | Mitigation | 0.95 | 45 | 0 | esc | 0.00097009 | 1.0848e-07 | 0.00097009 | 1.0848e-07
[79 empty] | WLDFR | HFTD - Distribution - Zone 1 - 5QU CoRE ¦ 1QU LoRE | Non-Red Flag Warning - Small Fires | 2058 | 8.7328e-06 | 1.4797e-05 | 8.2476e-06 | 0.1099 | 0.050325 | 0.0021839 | 0.057393 | 0 | 0 | 0 | 0.021083 | 9.5975e-07 | 0 | 9.5975e-07 | 1.6262e-06 | 0 | 1.6262e-06 | 9.0643e-07 | 0 | 9.0643e-07 | [17 empty] | 7.3.3.17.5 (Remote Grid) Updates to grid topology to minimize risk of ignition in HFTDs Remote GridWLDFREquipment / facility failureAggregated | WLDFR | HFTD - Distribution - Tier 2 - 4QU CoRE ¦ 2QU LoRE | Red Flag Warning - Small Fires | Equipment / facility failure | Aggregated | 2066 | 0.00011183 | 522.2177 | 0.058399 | 2066 | Mitigation | 0.95 | 45 | 0 | esc | 0.00097009 | 1.0848e-07 | 0.00097009 | 1.0848e-07
[79 empty] | WLDFR | HFTD - Distribution - Zone 1 - 5QU CoRE ¦ 1QU LoRE | Non-Red Flag Warning - Small Fires | 2059 | 8.7328e-06 | 1.4797e-05 | 8.2476e-06 | 0.1099 | 0.050325 | 0.0021839 | 0.057393 | 0 | 0 | 0 | 0.021083 | 9.5975e-07 | 0 | 9.5975e-07 | 1.6262e-06 | 0 | 1.6262e-06 | 9.0643e-07 | 0 | 9.0643e-07 | [17 empty] | 7.3.3.17.5 (Remote Grid) Updates to grid topology to minimize risk of ignition in HFTDs Remote GridWLDFREquipment / facility failureAggregated | WLDFR | HFTD - Distribution - Tier 2 - 4QU CoRE ¦ 2QU LoRE | Red Flag Warning - Small Fires | Equipment / facility failure | Aggregated | 2067 | 0.00011183 | 522.2177 | 0.058399 | 2067 | Mitigation | 0.95 | 45 | 0 | esc | 0 | 0 | 0.00097009 | 1.0848e-07
[79 empty] | WLDFR | HFTD - Distribution - Zone 1 - 5QU CoRE ¦ 1QU LoRE | Non-Red Flag Warning - Small Fires | 2060 | 8.7328e-06 | 1.4797e-05 | 8.2476e-06 | 0.1099 | 0.050325 | 0.0021839 | 0.057393 | 0 | 0 | 0 | 0.021083 | 9.5975e-07 | 0 | 9.5975e-07 | 1.6262e-06 | 0 | 1.6262e-06 | 9.0643e-07 | 0 | 9.0643e-07 | [17 empty] | 7.3.3.17.5 (Remote Grid) Updates to grid topology to minimize risk of ignition in HFTDs Remote GridWLDFRVegetation ContactAggregated | WLDFR | HFTD - Distribution - Tier 2 - 4QU CoRE ¦ 2QU LoRE | Red Flag Warning - Small Fires | Vegetation Contact | Aggregated | 2022 | 0.00055636 | 522.2177 | 0.29054 | 2022 | Mitigation | 0.95 | 45 | 0 | esc | 0.00097009 | 5.3972e-07 | 0 | 0
[79 empty] | WLDFR | HFTD - Distribution - Zone 1 - 5QU CoRE ¦ 1QU LoRE | Non-Red Flag Warning - Small Fires | 2061 | 8.7328e-06 | 1.4797e-05 | 8.2476e-06 | 0.1099 | 0.050325 | 0.0021839 | 0.057393 | 0 | 0 | 0 | 0.021083 | 9.5975e-07 | 0 | 9.5975e-07 | 1.6262e-06 | 0 | 1.6262e-06 | 9.0643e-07 | 0 | 9.0643e-07 | [17 empty] | 7.3.3.17.5 (Remote Grid) Updates to grid topology to minimize risk of ignition in HFTDs Remote GridWLDFRVegetation ContactAggregated | WLDFR | HFTD - Distribution - Tier 2 - 4QU CoRE ¦ 2QU LoRE | Red Flag Warning - Small Fires | Vegetation Contact | Aggregated | 2023 | 0.00055636 | 522.2177 | 0.29054 | 2023 | Mitigation | 0.95 | 45 | 0 | esc | 0.00097009 | 5.3972e-07 | 0.00097009 | 5.3972e-07
[79 empty] | WLDFR | HFTD - Distribution - Zone 1 - 5QU CoRE ¦ 1QU LoRE | Non-Red Flag Warning - Small Fires | 2062 | 8.7328e-06 | 1.4797e-05 | 8.2476e-06 | 0.1099 | 0.050325 | 0.0021839 | 0.057393 | 0 | 0 | 0 | 0.021083 | 9.5975e-07 | 0 | 9.5975e-07 | 1.6262e-06 | 0 | 1.6262e-06 | 9.0643e-07 | 0 | 9.0643e-07 | [17 empty] | 7.3.3.17.5 (Remote Grid) Updates to grid topology to minimize risk of ignition in HFTDs Remote GridWLDFRVegetation ContactAggregated | WLDFR | HFTD - Distribution - Tier 2 - 4QU CoRE ¦ 2QU LoRE | Red Flag Warning - Small Fires | Vegetation Contact | Aggregated | 2024 | 0.00055636 | 522.2177 | 0.29054 | 2024 | Mitigation | 0.95 | 45 | 0 | esc | 0.00097009 | 5.3972e-07 | 0.00097009 | 5.3972e-07
[79 empty] | WLDFR | HFTD - Distribution - Zone 1 - 5QU CoRE ¦ 1QU LoRE | Non-Red Flag Warning - Small Fires | 2063 | 8.7328e-06 | 1.4797e-05 | 8.2476e-06 | 0.11504 | 0.052388 | 0.0022734 | 0.060377 | 0 | 0 | 0 | 0.021083 | 1.0046e-06 | 0 | 1.0046e-06 | 1.7022e-06 | 0 | 1.7022e-06 | 9.4879e-07 | 0 | 9.4879e-07 | [17 empty] | 7.3.3.17.5 (Remote Grid) Updates to grid topology to minimize risk of ignition in HFTDs Remote GridWLDFRVegetation ContactAggregated | WLDFR | HFTD - Distribution - Tier 2 - 4QU CoRE ¦ 2QU LoRE | Red Flag Warning - Small Fires | Vegetation Contact | Aggregated | 2025 | 0.00055636 | 522.2177 | 0.29054 | 2025 | Mitigation | 0.95 | 45 | 0 | esc | 0.00097009 | 5.3972e-07 | 0.00097009 | 5.3972e-07
[79 empty] | WLDFR | HFTD - Distribution - Zone 1 - 5QU CoRE ¦ 1QU LoRE | Non-Red Flag Warning - Small Fires | 2064 | 8.7328e-06 | 1.4797e-05 | 8.2476e-06 | 0.11504 | 0.052388 | 0.0022734 | 0.060377 | 0 | 0 | 0 | 0.021083 | 1.0046e-06 | 0 | 1.0046e-06 | 1.7022e-06 | 0 | 1.7022e-06 | 9.4879e-07 | 0 | 9.4879e-07 | [17 empty] | 7.3.3.17.5 (Remote Grid) Updates to grid topology to minimize risk of ignition in HFTDs Remote GridWLDFRVegetation ContactAggregated | WLDFR | HFTD - Distribution - Tier 2 - 4QU CoRE ¦ 2QU LoRE | Red Flag Warning - Small Fires | Vegetation Contact | Aggregated | 2026 | 0.00055636 | 522.2177 | 0.29054 | 2026 | Mitigation | 0.95 | 45 | 0 | esc | 0.00097009 | 5.3972e-07 | 0.00097009 | 5.3972e-07
[79 empty] | WLDFR | HFTD - Distribution - Zone 1 - 5QU CoRE ¦ 1QU LoRE | Non-Red Flag Warning - Small Fires | 2065 | 8.7328e-06 | 1.4797e-05 | 8.2476e-06 | 0.11504 | 0.052388 | 0.0022734 | 0.060377 | 0 | 0 | 0 | 0.021083 | 1.0046e-06 | 0 | 1.0046e-06 | 1.7022e-06 | 0 | 1.7022e-06 | 9.4879e-07 | 0 | 9.4879e-07 | [17 empty] | 7.3.3.17.5 (Remote Grid) Updates to grid topology to minimize risk of ignition in HFTDs Remote GridWLDFRVegetation ContactAggregated | WLDFR | HFTD - Distribution - Tier 2 - 4QU CoRE ¦ 2QU LoRE | Red Flag Warning - Small Fires | Vegetation Contact | Aggregated | 2027 | 0.00055636 | 522.2177 | 0.29054 | 2027 | Mitigation | 0.95 | 45 | 0 | esc | 0.00097009 | 5.3972e-07 | 0.00097009 | 5.3972e-07
[79 empty] | WLDFR | HFTD - Distribution - Zone 1 - 5QU CoRE ¦ 1QU LoRE | Non-Red Flag Warning - Small Fires | 2066 | 0 | 1.4797e-05 | 8.2476e-06 | 0.11504 | 0.052388 | 0.0022734 | 0.060377 | 0 | 0 | 0 | 0.021083 | 0 | 0 | 0 | 1.7022e-06 | 0 | 1.7022e-06 | 9.4879e-07 | 0 | 9.4879e-07 | [17 empty] | 7.3.3.17.5 (Remote Grid) Updates to grid topology to minimize risk of ignition in HFTDs Remote GridWLDFRVegetation ContactAggregated | WLDFR | HFTD - Distribution - Tier 2 - 4QU CoRE ¦ 2QU LoRE | Red Flag Warning - Small Fires | Vegetation Contact | Aggregated | 2028 | 0.00055636 | 522.2177 | 0.29054 | 2028 | Mitigation | 0.95 | 45 | 0 | esc | 0.00097009 | 5.3972e-07 | 0.00097009 | 5.3972e-07
[79 empty] | WLDFR | HFTD - Distribution - Zone 1 - 5QU CoRE ¦ 1QU LoRE | Non-Red Flag Warning - Small Fires | 2067 | 0 | 0 | 8.2476e-06 | 0.11504 | 0.052388 | 0.0022734 | 0.060377 | 0 | 0 | 0 | 0.021083 | 0 | 0 | 0 | 0 | 0 | 0 | 9.4879e-07 | 0 | 9.4879e-07 | [17 empty] | 7.3.3.17.5 (Remote Grid) Updates to grid topology to minimize risk of ignition in HFTDs Remote GridWLDFRVegetation ContactAggregated | WLDFR | HFTD - Distribution - Tier 2 - 4QU CoRE ¦ 2QU LoRE | Red Flag Warning - Small Fires | Vegetation Contact | Aggregated | 2029 | 0.00055636 | 522.2177 | 0.29054 | 2029 | Mitigation | 0.95 | 45 | 0 | esc | 0.00097009 | 5.3972e-07 | 0.00097009 | 5.3972e-07
[79 empty] | WLDFR | HFTD - Distribution - Zone 1 - 5QU CoRE ¦ 1QU LoRE | Red Flag Warning - Catastrophic Fires | 2021 | 2.0144e-10 | 0 | 0 | 14146.1306 | 222.2294 | 8585.7228 | 5338.1784 | 0 | 0 | 0 | 2.9273e-07 | 2.8496e-06 | 0 | 2.8496e-06 | 0 | 0 | 0 | 0 | 0 | 0 | [17 empty] | 7.3.3.17.5 (Remote Grid) Updates to grid topology to minimize risk of ignition in HFTDs Remote GridWLDFRVegetation ContactAggregated | WLDFR | HFTD - Distribution - Tier 2 - 4QU CoRE ¦ 2QU LoRE | Red Flag Warning - Small Fires | Vegetation Contact | Aggregated | 2030 | 0.00055636 | 522.2177 | 0.29054 | 2030 | Mitigation | 0.95 | 45 | 0 | esc | 0.00097009 | 5.3972e-07 | 0.00097009 | 5.3972e-07
[79 empty] | WLDFR | HFTD - Distribution - Zone 1 - 5QU CoRE ¦ 1QU LoRE | Red Flag Warning - Catastrophic Fires | 2022 | 1.9908e-10 | 3.3734e-10 | 0 | 14146.1306 | 222.2294 | 8585.7228 | 5338.1784 | 0 | 0 | 0 | 2.8936e-07 | 2.8163e-06 | 0 | 2.8163e-06 | 4.772e-06 | 0 | 4.772e-06 | 0 | 0 | 0 | [17 empty] | 7.3.3.17.5 (Remote Grid) Updates to grid topology to minimize risk of ignition in HFTDs Remote GridWLDFRVegetation ContactAggregated | WLDFR | HFTD - Distribution - Tier 2 - 4QU CoRE ¦ 2QU LoRE | Red Flag Warning - Small Fires | Vegetation Contact | Aggregated | 2031 | 0.00055636 | 522.2177 | 0.29054 | 2031 | Mitigation | 0.95 | 45 | 0 | esc | 0.00097009 | 5.3972e-07 | 0.00097009 | 5.3972e-07
[79 empty] | WLDFR | HFTD - Distribution - Zone 1 - 5QU CoRE ¦ 1QU LoRE | Red Flag Warning - Catastrophic Fires | 2023 | 1.9908e-10 | 3.3734e-10 | 1.8802e-10 | 14664.6376 | 233.2301 | 8896.516 | 5534.8915 | 0 | 0 | 0 | 2.8936e-07 | 2.9195e-06 | 0 | 2.9195e-06 | 4.9469e-06 | 0 | 4.9469e-06 | 2.7573e-06 | 0 | 2.7573e-06 | [17 empty] | 7.3.3.17.5 (Remote Grid) Updates to grid topology to minimize risk of ignition in HFTDs Remote GridWLDFRVegetation ContactAggregated | WLDFR | HFTD - Distribution - Tier 2 - 4QU CoRE ¦ 2QU LoRE | Red Flag Warning - Small Fires | Vegetation Contact | Aggregated | 2032 | 0.00055636 | 522.2177 | 0.29054 | 2032 | Mitigation | 0.95 | 45 | 0 | esc | 0.00097009 | 5.3972e-07 | 0.00097009 | 5.3972e-07
[79 empty] | WLDFR | HFTD - Distribution - Zone 1 - 5QU CoRE ¦ 1QU LoRE | Red Flag Warning - Catastrophic Fires | 2024 | 1.9908e-10 | 3.3734e-10 | 1.8802e-10 | 14664.6376 | 233.2301 | 8896.516 | 5534.8915 | 0 | 0 | 0 | 2.8936e-07 | 2.9195e-06 | 0 | 2.9195e-06 | 4.9469e-06 | 0 | 4.9469e-06 | 2.7573e-06 | 0 | 2.7573e-06 | [17 empty] | 7.3.3.17.5 (Remote Grid) Updates to grid topology to minimize risk of ignition in HFTDs Remote GridWLDFRVegetation ContactAggregated | WLDFR | HFTD - Distribution - Tier 2 - 4QU CoRE ¦ 2QU LoRE | Red Flag Warning - Small Fires | Vegetation Contact | Aggregated | 2033 | 0.00055636 | 522.2177 | 0.29054 | 2033 | Mitigation | 0.95 | 45 | 0 | esc | 0.00097009 | 5.3972e-07 | 0.00097009 | 5.3972e-07
[79 empty] | WLDFR | HFTD - Distribution - Zone 1 - 5QU CoRE ¦ 1QU LoRE | Red Flag Warning - Catastrophic Fires | 2025 | 1.9908e-10 | 3.3734e-10 | 1.8802e-10 | 14664.6376 | 233.2301 | 8896.516 | 5534.8915 | 0 | 0 | 0 | 2.8936e-07 | 2.9195e-06 | 0 | 2.9195e-06 | 4.9469e-06 | 0 | 4.9469e-06 | 2.7573e-06 | 0 | 2.7573e-06 | [17 empty] | 7.3.3.17.5 (Remote Grid) Updates to grid topology to minimize risk of ignition in HFTDs Remote GridWLDFRVegetation ContactAggregated | WLDFR | HFTD - Distribution - Tier 2 - 4QU CoRE ¦ 2QU LoRE | Red Flag Warning - Small Fires | Vegetation Contact | Aggregated | 2034 | 0.00055636 | 522.2177 | 0.29054 | 2034 | Mitigation | 0.95 | 45 | 0 | esc | 0.00097009 | 5.3972e-07 | 0.00097009 | 5.3972e-07
[79 empty] | WLDFR | HFTD - Distribution - Zone 1 - 5QU CoRE ¦ 1QU LoRE | Red Flag Warning - Catastrophic Fires | 2026 | 1.9908e-10 | 3.3734e-10 | 1.8802e-10 | 14664.6376 | 233.2301 | 8896.516 | 5534.8915 | 0 | 0 | 0 | 2.8936e-07 | 2.9195e-06 | 0 | 2.9195e-06 | 4.9469e-06 | 0 | 4.9469e-06 | 2.7573e-06 | 0 | 2.7573e-06 | [17 empty] | 7.3.3.17.5 (Remote Grid) Updates to grid topology to minimize risk of ignition in HFTDs Remote GridWLDFRVegetation ContactAggregated | WLDFR | HFTD - Distribution - Tier 2 - 4QU CoRE ¦ 2QU LoRE | Red Flag Warning - Small Fires | Vegetation Contact | Aggregated | 2035 | 0.00055636 | 522.2177 | 0.29054 | 2035 | Mitigation | 0.95 | 45 | 0 | esc | 0.00097009 | 5.3972e-07 | 0.00097009 | 5.3972e-07
[79 empty] | WLDFR | HFTD - Distribution - Zone 1 - 5QU CoRE ¦ 1QU LoRE | Red Flag Warning - Catastrophic Fires | 2027 | 1.9908e-10 | 3.3734e-10 | 1.8802e-10 | 14664.6376 | 233.2301 | 8896.516 | 5534.8915 | 0 | 0 | 0 | 2.8936e-07 | 2.9195e-06 | 0 | 2.9195e-06 | 4.9469e-06 | 0 | 4.9469e-06 | 2.7573e-06 | 0 | 2.7573e-06 | [17 empty] | 7.3.3.17.5 (Remote Grid) Updates to grid topology to minimize risk of ignition in HFTDs Remote GridWLDFRVegetation ContactAggregated | WLDFR | HFTD - Distribution - Tier 2 - 4QU CoRE ¦ 2QU LoRE | Red Flag Warning - Small Fires | Vegetation Contact | Aggregated | 2036 | 0.00055636 | 522.2177 | 0.29054 | 2036 | Mitigation | 0.95 | 45 | 0 | esc | 0.00097009 | 5.3972e-07 | 0.00097009 | 5.3972e-07
[79 empty] | WLDFR | HFTD - Distribution - Zone 1 - 5QU CoRE ¦ 1QU LoRE | Red Flag Warning - Catastrophic Fires | 2028 | 1.9908e-10 | 3.3734e-10 | 1.8802e-10 | 15317.9909 | 247.273 | 9287.6491 | 5783.0689 | 0 | 0 | 0 | 2.8936e-07 | 3.0496e-06 | 0 | 3.0496e-06 | 5.1673e-06 | 0 | 5.1673e-06 | 2.8801e-06 | 0 | 2.8801e-06 | [17 empty] | 7.3.3.17.5 (Remote Grid) Updates to grid topology to minimize risk of ignition in HFTDs Remote GridWLDFRVegetation ContactAggregated | WLDFR | HFTD - Distribution - Tier 2 - 4QU CoRE ¦ 2QU LoRE | Red Flag Warning - Small Fires | Vegetation Contact | Aggregated | 2037 | 0.00055636 | 522.2177 | 0.29054 | 2037 | Mitigation | 0.95 | 45 | 0 | esc | 0.00097009 | 5.3972e-07 | 0.00097009 | 5.3972e-07
[79 empty] | WLDFR | HFTD - Distribution - Zone 1 - 5QU CoRE ¦ 1QU LoRE | Red Flag Warning - Catastrophic Fires | 2029 | 1.9908e-10 | 3.3734e-10 | 1.8802e-10 | 15317.9909 | 247.273 | 9287.6491 | 5783.0689 | 0 | 0 | 0 | 2.8936e-07 | 3.0496e-06 | 0 | 3.0496e-06 | 5.1673e-06 | 0 | 5.1673e-06 | 2.8801e-06 | 0 | 2.8801e-06 | [17 empty] | 7.3.3.17.5 (Remote Grid) Updates to grid topology to minimize risk of ignition in HFTDs Remote GridWLDFRVegetation ContactAggregated | WLDFR | HFTD - Distribution - Tier 2 - 4QU CoRE ¦ 2QU LoRE | Red Flag Warning - Small Fires | Vegetation Contact | Aggregated | 2038 | 0.00055636 | 522.2177 | 0.29054 | 2038 | Mitigation | 0.95 | 45 | 0 | esc | 0.00097009 | 5.3972e-07 | 0.00097009 | 5.3972e-07
[79 empty] | WLDFR | HFTD - Distribution - Zone 1 - 5QU CoRE ¦ 1QU LoRE | Red Flag Warning - Catastrophic Fires | 2030 | 1.9908e-10 | 3.3734e-10 | 1.8802e-10 | 15317.9909 | 247.273 | 9287.6491 | 5783.0689 | 0 | 0 | 0 | 2.8936e-07 | 3.0496e-06 | 0 | 3.0496e-06 | 5.1673e-06 | 0 | 5.1673e-06 | 2.8801e-06 | 0 | 2.8801e-06 | [17 empty] | 7.3.3.17.5 (Remote Grid) Updates to grid topology to minimize risk of ignition in HFTDs Remote GridWLDFRVegetation ContactAggregated | WLDFR | HFTD - Distribution - Tier 2 - 4QU CoRE ¦ 2QU LoRE | Red Flag Warning - Small Fires | Vegetation Contact | Aggregated | 2039 | 0.00055636 | 522.2177 | 0.29054 | 2039 | Mitigation | 0.95 | 45 | 0 | esc | 0.00097009 | 5.3972e-07 | 0.00097009 | 5.3972e-07
[79 empty] | WLDFR | HFTD - Distribution - Zone 1 - 5QU CoRE ¦ 1QU LoRE | Red Flag Warning - Catastrophic Fires | 2031 | 1.9908e-10 | 3.3734e-10 | 1.8802e-10 | 15317.9909 | 247.273 | 9287.6491 | 5783.0689 | 0 | 0 | 0 | 2.8936e-07 | 3.0496e-06 | 0 | 3.0496e-06 | 5.1673e-06 | 0 | 5.1673e-06 | 2.8801e-06 | 0 | 2.8801e-06 | [17 empty] | 7.3.3.17.5 (Remote Grid) Updates to grid topology to minimize risk of ignition in HFTDs Remote GridWLDFRVegetation ContactAggregated | WLDFR | HFTD - Distribution - Tier 2 - 4QU CoRE ¦ 2QU LoRE | Red Flag Warning - Small Fires | Vegetation Contact | Aggregated | 2040 | 0.00055636 | 522.2177 | 0.29054 | 2040 | Mitigation | 0.95 | 45 | 0 | esc | 0.00097009 | 5.3972e-07 | 0.00097009 | 5.3972e-07
[79 empty] | WLDFR | HFTD - Distribution - Zone 1 - 5QU CoRE ¦ 1QU LoRE | Red Flag Warning - Catastrophic Fires | 2032 | 1.9908e-10 | 3.3734e-10 | 1.8802e-10 | 15317.9909 | 247.273 | 9287.6491 | 5783.0689 | 0 | 0 | 0 | 2.8936e-07 | 3.0496e-06 | 0 | 3.0496e-06 | 5.1673e-06 | 0 | 5.1673e-06 | 2.8801e-06 | 0 | 2.8801e-06 | [17 empty] | 7.3.3.17.5 (Remote Grid) Updates to grid topology to minimize risk of ignition in HFTDs Remote GridWLDFRVegetation ContactAggregated | WLDFR | HFTD - Distribution - Tier 2 - 4QU CoRE ¦ 2QU LoRE | Red Flag Warning - Small Fires | Vegetation Contact | Aggregated | 2041 | 0.00055636 | 522.2177 | 0.29054 | 2041 | Mitigation | 0.95 | 45 | 0 | esc | 0.00097009 | 5.3972e-07 | 0.00097009 | 5.3972e-07
[79 empty] | WLDFR | HFTD - Distribution - Zone 1 - 5QU CoRE ¦ 1QU LoRE | Red Flag Warning - Catastrophic Fires | 2033 | 1.9908e-10 | 3.3734e-10 | 1.8802e-10 | 16044.1264 | 263.1074 | 9721.74 | 6059.2791 | 0 | 0 | 0 | 2.8936e-07 | 3.1941e-06 | 0 | 3.1941e-06 | 5.4123e-06 | 0 | 5.4123e-06 | 3.0167e-06 | 0 | 3.0167e-06 | [17 empty] | 7.3.3.17.5 (Remote Grid) Updates to grid topology to minimize risk of ignition in HFTDs Remote GridWLDFRVegetation ContactAggregated | WLDFR | HFTD - Distribution - Tier 2 - 4QU CoRE ¦ 2QU LoRE | Red Flag Warning - Small Fires | Vegetation Contact | Aggregated | 2042 | 0.00055636 | 522.2177 | 0.29054 | 2042 | Mitigation | 0.95 | 45 | 0 | esc | 0.00097009 | 5.3972e-07 | 0.00097009 | 5.3972e-07
[79 empty] | WLDFR | HFTD - Distribution - Zone 1 - 5QU CoRE ¦ 1QU LoRE | Red Flag Warning - Catastrophic Fires | 2034 | 1.9908e-10 | 3.3734e-10 | 1.8802e-10 | 16044.1264 | 263.1074 | 9721.74 | 6059.2791 | 0 | 0 | 0 | 2.8936e-07 | 3.1941e-06 | 0 | 3.1941e-06 | 5.4123e-06 | 0 | 5.4123e-06 | 3.0167e-06 | 0 | 3.0167e-06 | [17 empty] | 7.3.3.17.5 (Remote Grid) Updates to grid topology to minimize risk of ignition in HFTDs Remote GridWLDFRVegetation ContactAggregated | WLDFR | HFTD - Distribution - Tier 2 - 4QU CoRE ¦ 2QU LoRE | Red Flag Warning - Small Fires | Vegetation Contact | Aggregated | 2043 | 0.00055636 | 522.2177 | 0.29054 | 2043 | Mitigation | 0.95 | 45 | 0 | esc | 0.00097009 | 5.3972e-07 | 0.00097009 | 5.3972e-07
[79 empty] | WLDFR | HFTD - Distribution - Zone 1 - 5QU CoRE ¦ 1QU LoRE | Red Flag Warning - Catastrophic Fires | 2035 | 1.9908e-10 | 3.3734e-10 | 1.8802e-10 | 16044.1264 | 263.1074 | 9721.74 | 6059.2791 | 0 | 0 | 0 | 2.8936e-07 | 3.1941e-06 | 0 | 3.1941e-06 | 5.4123e-06 | 0 | 5.4123e-06 | 3.0167e-06 | 0 | 3.0167e-06 | [17 empty] | 7.3.3.17.5 (Remote Grid) Updates to grid topology to minimize risk of ignition in HFTDs Remote GridWLDFRVegetation ContactAggregated | WLDFR | HFTD - Distribution - Tier 2 - 4QU CoRE ¦ 2QU LoRE | Red Flag Warning - Small Fires | Vegetation Contact | Aggregated | 2044 | 0.00055636 | 522.2177 | 0.29054 | 2044 | Mitigation | 0.95 | 45 | 0 | esc | 0.00097009 | 5.3972e-07 | 0.00097009 | 5.3972e-07
[79 empty] | WLDFR | HFTD - Distribution - Zone 1 - 5QU CoRE ¦ 1QU LoRE | Red Flag Warning - Catastrophic Fires | 2036 | 1.9908e-10 | 3.3734e-10 | 1.8802e-10 | 16044.1264 | 263.1074 | 9721.74 | 6059.2791 | 0 | 0 | 0 | 2.8936e-07 | 3.1941e-06 | 0 | 3.1941e-06 | 5.4123e-06 | 0 | 5.4123e-06 | 3.0167e-06 | 0 | 3.0167e-06 | [17 empty] | 7.3.3.17.5 (Remote Grid) Updates to grid topology to minimize risk of ignition in HFTDs Remote GridWLDFRVegetation ContactAggregated | WLDFR | HFTD - Distribution - Tier 2 - 4QU CoRE ¦ 2QU LoRE | Red Flag Warning - Small Fires | Vegetation Contact | Aggregated | 2045 | 0.00055636 | 522.2177 | 0.29054 | 2045 | Mitigation | 0.95 | 45 | 0 | esc | 0.00097009 | 5.3972e-07 | 0.00097009 | 5.3972e-07
[79 empty] | WLDFR | HFTD - Distribution - Zone 1 - 5QU CoRE ¦ 1QU LoRE | Red Flag Warning - Catastrophic Fires | 2037 | 1.9908e-10 | 3.3734e-10 | 1.8802e-10 | 16044.1264 | 263.1074 | 9721.74 | 6059.2791 | 0 | 0 | 0 | 2.8936e-07 | 3.1941e-06 | 0 | 3.1941e-06 | 5.4123e-06 | 0 | 5.4123e-06 | 3.0167e-06 | 0 | 3.0167e-06 | [17 empty] | 7.3.3.17.5 (Remote Grid) Updates to grid topology to minimize risk of ignition in HFTDs Remote GridWLDFRVegetation ContactAggregated | WLDFR | HFTD - Distribution - Tier 2 - 4QU CoRE ¦ 2QU LoRE | Red Flag Warning - Small Fires | Vegetation Contact | Aggregated | 2046 | 0.00055636 | 522.2177 | 0.29054 | 2046 | Mitigation | 0.95 | 45 | 0 | esc | 0.00097009 | 5.3972e-07 | 0.00097009 | 5.3972e-07
[79 empty] | WLDFR | HFTD - Distribution - Zone 1 - 5QU CoRE ¦ 1QU LoRE | Red Flag Warning - Catastrophic Fires | 2038 | 1.9908e-10 | 3.3734e-10 | 1.8802e-10 | 16832.3912 | 280.5544 | 10192.2718 | 6359.5651 | 0 | 0 | 0 | 2.8936e-07 | 3.3511e-06 | 0 | 3.3511e-06 | 5.6782e-06 | 0 | 5.6782e-06 | 3.1649e-06 | 0 | 3.1649e-06 | [17 empty] | 7.3.3.17.5 (Remote Grid) Updates to grid topology to minimize risk of ignition in HFTDs Remote GridWLDFRVegetation ContactAggregated | WLDFR | HFTD - Distribution - Tier 2 - 4QU CoRE ¦ 2QU LoRE | Red Flag Warning - Small Fires | Vegetation Contact | Aggregated | 2047 | 0.00055636 | 522.2177 | 0.29054 | 2047 | Mitigation | 0.95 | 45 | 0 | esc | 0.00097009 | 5.3972e-07 | 0.00097009 | 5.3972e-07
[79 empty] | WLDFR | HFTD - Distribution - Zone 1 - 5QU CoRE ¦ 1QU LoRE | Red Flag Warning - Catastrophic Fires | 2039 | 1.9908e-10 | 3.3734e-10 | 1.8802e-10 | 16832.3912 | 280.5544 | 10192.2718 | 6359.5651 | 0 | 0 | 0 | 2.8936e-07 | 3.3511e-06 | 0 | 3.3511e-06 | 5.6782e-06 | 0 | 5.6782e-06 | 3.1649e-06 | 0 | 3.1649e-06 | [17 empty] | 7.3.3.17.5 (Remote Grid) Updates to grid topology to minimize risk of ignition in HFTDs Remote GridWLDFRVegetation ContactAggregated | WLDFR | HFTD - Distribution - Tier 2 - 4QU CoRE ¦ 2QU LoRE | Red Flag Warning - Small Fires | Vegetation Contact | Aggregated | 2048 | 0.00055636 | 522.2177 | 0.29054 | 2048 | Mitigation | 0.95 | 45 | 0 | esc | 0.00097009 | 5.3972e-07 | 0.00097009 | 5.3972e-07
[79 empty] | WLDFR | HFTD - Distribution - Zone 1 - 5QU CoRE ¦ 1QU LoRE | Red Flag Warning - Catastrophic Fires | 2040 | 1.9908e-10 | 3.3734e-10 | 1.8802e-10 | 16832.3912 | 280.5544 | 10192.2718 | 6359.5651 | 0 | 0 | 0 | 2.8936e-07 | 3.3511e-06 | 0 | 3.3511e-06 | 5.6782e-06 | 0 | 5.6782e-06 | 3.1649e-06 | 0 | 3.1649e-06 | [17 empty] | 7.3.3.17.5 (Remote Grid) Updates to grid topology to minimize risk of ignition in HFTDs Remote GridWLDFRVegetation ContactAggregated | WLDFR | HFTD - Distribution - Tier 2 - 4QU CoRE ¦ 2QU LoRE | Red Flag Warning - Small Fires | Vegetation Contact | Aggregated | 2049 | 0.00055636 | 522.2177 | 0.29054 | 2049 | Mitigation | 0.95 | 45 | 0 | esc | 0.00097009 | 5.3972e-07 | 0.00097009 | 5.3972e-07
[79 empty] | WLDFR | HFTD - Distribution - Zone 1 - 5QU CoRE ¦ 1QU LoRE | Red Flag Warning - Catastrophic Fires | 2041 | 1.9908e-10 | 3.3734e-10 | 1.8802e-10 | 16832.3912 | 280.5544 | 10192.2718 | 6359.5651 | 0 | 0 | 0 | 2.8936e-07 | 3.3511e-06 | 0 | 3.3511e-06 | 5.6782e-06 | 0 | 5.6782e-06 | 3.1649e-06 | 0 | 3.1649e-06 | [17 empty] | 7.3.3.17.5 (Remote Grid) Updates to grid topology to minimize risk of ignition in HFTDs Remote GridWLDFRVegetation ContactAggregated | WLDFR | HFTD - Distribution - Tier 2 - 4QU CoRE ¦ 2QU LoRE | Red Flag Warning - Small Fires | Vegetation Contact | Aggregated | 2050 | 0.00055636 | 522.2177 | 0.29054 | 2050 | Mitigation | 0.95 | 45 | 0 | esc | 0.00097009 | 5.3972e-07 | 0.00097009 | 5.3972e-07
[79 empty] | WLDFR | HFTD - Distribution - Zone 1 - 5QU CoRE ¦ 1QU LoRE | Red Flag Warning - Catastrophic Fires | 2042 | 1.9908e-10 | 3.3734e-10 | 1.8802e-10 | 16832.3912 | 280.5544 | 10192.2718 | 6359.5651 | 0 | 0 | 0 | 2.8936e-07 | 3.3511e-06 | 0 | 3.3511e-06 | 5.6782e-06 | 0 | 5.6782e-06 | 3.1649e-06 | 0 | 3.1649e-06 | [17 empty] | 7.3.3.17.5 (Remote Grid) Updates to grid topology to minimize risk of ignition in HFTDs Remote GridWLDFRVegetation ContactAggregated | WLDFR | HFTD - Distribution - Tier 2 - 4QU CoRE ¦ 2QU LoRE | Red Flag Warning - Small Fires | Vegetation Contact | Aggregated | 2051 | 0.00055636 | 522.2177 | 0.29054 | 2051 | Mitigation | 0.95 | 45 | 0 | esc | 0.00097009 | 5.3972e-07 | 0.00097009 | 5.3972e-07
[79 empty] | WLDFR | HFTD - Distribution - Zone 1 - 5QU CoRE ¦ 1QU LoRE | Red Flag Warning - Catastrophic Fires | 2043 | 1.9908e-10 | 3.3734e-10 | 1.8802e-10 | 17672.0852 | 299.42 | 10692.7362 | 6679.929 | 0 | 0 | 0 | 2.8936e-07 | 3.5182e-06 | 0 | 3.5182e-06 | 5.9614e-06 | 0 | 5.9614e-06 | 3.3228e-06 | 0 | 3.3228e-06 | [17 empty] | 7.3.3.17.5 (Remote Grid) Updates to grid topology to minimize risk of ignition in HFTDs Remote GridWLDFRVegetation ContactAggregated | WLDFR | HFTD - Distribution - Tier 2 - 4QU CoRE ¦ 2QU LoRE | Red Flag Warning - Small Fires | Vegetation Contact | Aggregated | 2052 | 0.00055636 | 522.2177 | 0.29054 | 2052 | Mitigation | 0.95 | 45 | 0 | esc | 0.00097009 | 5.3972e-07 | 0.00097009 | 5.3972e-07
[79 empty] | WLDFR | HFTD - Distribution - Zone 1 - 5QU CoRE ¦ 1QU LoRE | Red Flag Warning - Catastrophic Fires | 2044 | 1.9908e-10 | 3.3734e-10 | 1.8802e-10 | 17672.0852 | 299.42 | 10692.7362 | 6679.929 | 0 | 0 | 0 | 2.8936e-07 | 3.5182e-06 | 0 | 3.5182e-06 | 5.9614e-06 | 0 | 5.9614e-06 | 3.3228e-06 | 0 | 3.3228e-06 | [17 empty] | 7.3.3.17.5 (Remote Grid) Updates to grid topology to minimize risk of ignition in HFTDs Remote GridWLDFRVegetation ContactAggregated | WLDFR | HFTD - Distribution - Tier 2 - 4QU CoRE ¦ 2QU LoRE | Red Flag Warning - Small Fires | Vegetation Contact | Aggregated | 2053 | 0.00055636 | 522.2177 | 0.29054 | 2053 | Mitigation | 0.95 | 45 | 0 | esc | 0.00097009 | 5.3972e-07 | 0.00097009 | 5.3972e-07
[79 empty] | WLDFR | HFTD - Distribution - Zone 1 - 5QU CoRE ¦ 1QU LoRE | Red Flag Warning - Catastrophic Fires | 2045 | 1.9908e-10 | 3.3734e-10 | 1.8802e-10 | 17672.0852 | 299.42 | 10692.7362 | 6679.929 | 0 | 0 | 0 | 2.8936e-07 | 3.5182e-06 | 0 | 3.5182e-06 | 5.9614e-06 | 0 | 5.9614e-06 | 3.3228e-06 | 0 | 3.3228e-06 | [17 empty] | 7.3.3.17.5 (Remote Grid) Updates to grid topology to minimize risk of ignition in HFTDs Remote GridWLDFRVegetation ContactAggregated | WLDFR | HFTD - Distribution - Tier 2 - 4QU CoRE ¦ 2QU LoRE | Red Flag Warning - Small Fires | Vegetation Contact | Aggregated | 2054 | 0.00055636 | 522.2177 | 0.29054 | 2054 | Mitigation | 0.95 | 45 | 0 | esc | 0.00097009 | 5.3972e-07 | 0.00097009 | 5.3972e-07
[79 empty] | WLDFR | HFTD - Distribution - Zone 1 - 5QU CoRE ¦ 1QU LoRE | Red Flag Warning - Catastrophic Fires | 2046 | 1.9908e-10 | 3.3734e-10 | 1.8802e-10 | 17672.0852 | 299.42 | 10692.7362 | 6679.929 | 0 | 0 | 0 | 2.8936e-07 | 3.5182e-06 | 0 | 3.5182e-06 | 5.9614e-06 | 0 | 5.9614e-06 | 3.3228e-06 | 0 | 3.3228e-06 | [17 empty] | 7.3.3.17.5 (Remote Grid) Updates to grid topology to minimize risk of ignition in HFTDs Remote GridWLDFRVegetation ContactAggregated | WLDFR | HFTD - Distribution - Tier 2 - 4QU CoRE ¦ 2QU LoRE | Red Flag Warning - Small Fires | Vegetation Contact | Aggregated | 2055 | 0.00055636 | 522.2177 | 0.29054 | 2055 | Mitigation | 0.95 | 45 | 0 | esc | 0.00097009 | 5.3972e-07 | 0.00097009 | 5.3972e-07
[79 empty] | WLDFR | HFTD - Distribution - Zone 1 - 5QU CoRE ¦ 1QU LoRE | Red Flag Warning - Catastrophic Fires | 2047 | 1.9908e-10 | 3.3734e-10 | 1.8802e-10 | 17672.0852 | 299.42 | 10692.7362 | 6679.929 | 0 | 0 | 0 | 2.8936e-07 | 3.5182e-06 | 0 | 3.5182e-06 | 5.9614e-06 | 0 | 5.9614e-06 | 3.3228e-06 | 0 | 3.3228e-06 | [17 empty] | 7.3.3.17.5 (Remote Grid) Updates to grid topology to minimize risk of ignition in HFTDs Remote GridWLDFRVegetation ContactAggregated | WLDFR | HFTD - Distribution - Tier 2 - 4QU CoRE ¦ 2QU LoRE | Red Flag Warning - Small Fires | Vegetation Contact | Aggregated | 2056 | 0.00055636 | 522.2177 | 0.29054 | 2056 | Mitigation | 0.95 | 45 | 0 | esc | 0.00097009 | 5.3972e-07 | 0.00097009 | 5.3972e-07
[79 empty] | WLDFR | HFTD - Distribution - Zone 1 - 5QU CoRE ¦ 1QU LoRE | Red Flag Warning - Catastrophic Fires | 2048 | 1.9908e-10 | 3.3734e-10 | 1.8802e-10 | 18552.3348 | 319.4911 | 11216.5626 | 7016.281 | 0 | 0 | 0 | 2.8936e-07 | 3.6935e-06 | 0 | 3.6935e-06 | 6.2584e-06 | 0 | 6.2584e-06 | 3.4883e-06 | 0 | 3.4883e-06 | [17 empty] | 7.3.3.17.5 (Remote Grid) Updates to grid topology to minimize risk of ignition in HFTDs Remote GridWLDFRVegetation ContactAggregated | WLDFR | HFTD - Distribution - Tier 2 - 4QU CoRE ¦ 2QU LoRE | Red Flag Warning - Small Fires | Vegetation Contact | Aggregated | 2057 | 0.00055636 | 522.2177 | 0.29054 | 2057 | Mitigation | 0.95 | 45 | 0 | esc | 0.00097009 | 5.3972e-07 | 0.00097009 | 5.3972e-07
[79 empty] | WLDFR | HFTD - Distribution - Zone 1 - 5QU CoRE ¦ 1QU LoRE | Red Flag Warning - Catastrophic Fires | 2049 | 1.9908e-10 | 3.3734e-10 | 1.8802e-10 | 18552.3348 | 319.4911 | 11216.5626 | 7016.281 | 0 | 0 | 0 | 2.8936e-07 | 3.6935e-06 | 0 | 3.6935e-06 | 6.2584e-06 | 0 | 6.2584e-06 | 3.4883e-06 | 0 | 3.4883e-06 | [17 empty] | 7.3.3.17.5 (Remote Grid) Updates to grid topology to minimize risk of ignition in HFTDs Remote GridWLDFRVegetation ContactAggregated | WLDFR | HFTD - Distribution - Tier 2 - 4QU CoRE ¦ 2QU LoRE | Red Flag Warning - Small Fires | Vegetation Contact | Aggregated | 2058 | 0.00055636 | 522.2177 | 0.29054 | 2058 | Mitigation | 0.95 | 45 | 0 | esc | 0.00097009 | 5.3972e-07 | 0.00097009 | 5.3972e-07
[79 empty] | WLDFR | HFTD - Distribution - Zone 1 - 5QU CoRE ¦ 1QU LoRE | Red Flag Warning - Catastrophic Fires | 2050 | 1.9908e-10 | 3.3734e-10 | 1.8802e-10 | 18552.3348 | 319.4911 | 11216.5626 | 7016.281 | 0 | 0 | 0 | 2.8936e-07 | 3.6935e-06 | 0 | 3.6935e-06 | 6.2584e-06 | 0 | 6.2584e-06 | 3.4883e-06 | 0 | 3.4883e-06 | [17 empty] | 7.3.3.17.5 (Remote Grid) Updates to grid topology to minimize risk of ignition in HFTDs Remote GridWLDFRVegetation ContactAggregated | WLDFR | HFTD - Distribution - Tier 2 - 4QU CoRE ¦ 2QU LoRE | Red Flag Warning - Small Fires | Vegetation Contact | Aggregated | 2059 | 0.00055636 | 522.2177 | 0.29054 | 2059 | Mitigation | 0.95 | 45 | 0 | esc | 0.00097009 | 5.3972e-07 | 0.00097009 | 5.3972e-07
[79 empty] | WLDFR | HFTD - Distribution - Zone 1 - 5QU CoRE ¦ 1QU LoRE | Red Flag Warning - Catastrophic Fires | 2051 | 1.9908e-10 | 3.3734e-10 | 1.8802e-10 | 18552.3348 | 319.4911 | 11216.5626 | 7016.281 | 0 | 0 | 0 | 2.8936e-07 | 3.6935e-06 | 0 | 3.6935e-06 | 6.2584e-06 | 0 | 6.2584e-06 | 3.4883e-06 | 0 | 3.4883e-06 | [17 empty] | 7.3.3.17.5 (Remote Grid) Updates to grid topology to minimize risk of ignition in HFTDs Remote GridWLDFRVegetation ContactAggregated | WLDFR | HFTD - Distribution - Tier 2 - 4QU CoRE ¦ 2QU LoRE | Red Flag Warning - Small Fires | Vegetation Contact | Aggregated | 2060 | 0.00055636 | 522.2177 | 0.29054 | 2060 | Mitigation | 0.95 | 45 | 0 | esc | 0.00097009 | 5.3972e-07 | 0.00097009 | 5.3972e-07
[79 empty] | WLDFR | HFTD - Distribution - Zone 1 - 5QU CoRE ¦ 1QU LoRE | Red Flag Warning - Catastrophic Fires | 2052 | 1.9908e-10 | 3.3734e-10 | 1.8802e-10 | 18552.3348 | 319.4911 | 11216.5626 | 7016.281 | 0 | 0 | 0 | 2.8936e-07 | 3.6935e-06 | 0 | 3.6935e-06 | 6.2584e-06 | 0 | 6.2584e-06 | 3.4883e-06 | 0 | 3.4883e-06 | [17 empty] | 7.3.3.17.5 (Remote Grid) Updates to grid topology to minimize risk of ignition in HFTDs Remote GridWLDFRVegetation ContactAggregated | WLDFR | HFTD - Distribution - Tier 2 - 4QU CoRE ¦ 2QU LoRE | Red Flag Warning - Small Fires | Vegetation Contact | Aggregated | 2061 | 0.00055636 | 522.2177 | 0.29054 | 2061 | Mitigation | 0.95 | 45 | 0 | esc | 0.00097009 | 5.3972e-07 | 0.00097009 | 5.3972e-07
[79 empty] | WLDFR | HFTD - Distribution - Zone 1 - 5QU CoRE ¦ 1QU LoRE | Red Flag Warning - Catastrophic Fires | 2053 | 1.9908e-10 | 3.3734e-10 | 1.8802e-10 | 19462.1283 | 340.5356 | 11757.1413 | 7364.4514 | 0 | 0 | 0 | 2.8936e-07 | 3.8746e-06 | 0 | 3.8746e-06 | 6.5653e-06 | 0 | 6.5653e-06 | 3.6593e-06 | 0 | 3.6593e-06 | [17 empty] | 7.3.3.17.5 (Remote Grid) Updates to grid topology to minimize risk of ignition in HFTDs Remote GridWLDFRVegetation ContactAggregated | WLDFR | HFTD - Distribution - Tier 2 - 4QU CoRE ¦ 2QU LoRE | Red Flag Warning - Small Fires | Vegetation Contact | Aggregated | 2062 | 0.00055636 | 522.2177 | 0.29054 | 2062 | Mitigation | 0.95 | 45 | 0 | esc | 0.00097009 | 5.3972e-07 | 0.00097009 | 5.3972e-07
[79 empty] | WLDFR | HFTD - Distribution - Zone 1 - 5QU CoRE ¦ 1QU LoRE | Red Flag Warning - Catastrophic Fires | 2054 | 1.9908e-10 | 3.3734e-10 | 1.8802e-10 | 19462.1283 | 340.5356 | 11757.1413 | 7364.4514 | 0 | 0 | 0 | 2.8936e-07 | 3.8746e-06 | 0 | 3.8746e-06 | 6.5653e-06 | 0 | 6.5653e-06 | 3.6593e-06 | 0 | 3.6593e-06 | [17 empty] | 7.3.3.17.5 (Remote Grid) Updates to grid topology to minimize risk of ignition in HFTDs Remote GridWLDFRVegetation ContactAggregated | WLDFR | HFTD - Distribution - Tier 2 - 4QU CoRE ¦ 2QU LoRE | Red Flag Warning - Small Fires | Vegetation Contact | Aggregated | 2063 | 0.00055636 | 522.2177 | 0.29054 | 2063 | Mitigation | 0.95 | 45 | 0 | esc | 0.00097009 | 5.3972e-07 | 0.00097009 | 5.3972e-07
[79 empty] | WLDFR | HFTD - Distribution - Zone 1 - 5QU CoRE ¦ 1QU LoRE | Red Flag Warning - Catastrophic Fires | 2055 | 1.9908e-10 | 3.3734e-10 | 1.8802e-10 | 19462.1283 | 340.5356 | 11757.1413 | 7364.4514 | 0 | 0 | 0 | 2.8936e-07 | 3.8746e-06 | 0 | 3.8746e-06 | 6.5653e-06 | 0 | 6.5653e-06 | 3.6593e-06 | 0 | 3.6593e-06 | [17 empty] | 7.3.3.17.5 (Remote Grid) Updates to grid topology to minimize risk of ignition in HFTDs Remote GridWLDFRVegetation ContactAggregated | WLDFR | HFTD - Distribution - Tier 2 - 4QU CoRE ¦ 2QU LoRE | Red Flag Warning - Small Fires | Vegetation Contact | Aggregated | 2064 | 0.00055636 | 522.2177 | 0.29054 | 2064 | Mitigation | 0.95 | 45 | 0 | esc | 0.00097009 | 5.3972e-07 | 0.00097009 | 5.3972e-07
[79 empty] | WLDFR | HFTD - Distribution - Zone 1 - 5QU CoRE ¦ 1QU LoRE | Red Flag Warning - Catastrophic Fires | 2056 | 1.9908e-10 | 3.3734e-10 | 1.8802e-10 | 19462.1283 | 340.5356 | 11757.1413 | 7364.4514 | 0 | 0 | 0 | 2.8936e-07 | 3.8746e-06 | 0 | 3.8746e-06 | 6.5653e-06 | 0 | 6.5653e-06 | 3.6593e-06 | 0 | 3.6593e-06 | [17 empty] | 7.3.3.17.5 (Remote Grid) Updates to grid topology to minimize risk of ignition in HFTDs Remote GridWLDFRVegetation ContactAggregated | WLDFR | HFTD - Distribution - Tier 2 - 4QU CoRE ¦ 2QU LoRE | Red Flag Warning - Small Fires | Vegetation Contact | Aggregated | 2065 | 0.00055636 | 522.2177 | 0.29054 | 2065 | Mitigation | 0.95 | 45 | 0 | esc | 0.00097009 | 5.3972e-07 | 0.00097009 | 5.3972e-07
[79 empty] | WLDFR | HFTD - Distribution - Zone 1 - 5QU CoRE ¦ 1QU LoRE | Red Flag Warning - Catastrophic Fires | 2057 | 1.9908e-10 | 3.3734e-10 | 1.8802e-10 | 19462.1283 | 340.5356 | 11757.1413 | 7364.4514 | 0 | 0 | 0 | 2.8936e-07 | 3.8746e-06 | 0 | 3.8746e-06 | 6.5653e-06 | 0 | 6.5653e-06 | 3.6593e-06 | 0 | 3.6593e-06 | [17 empty] | 7.3.3.17.5 (Remote Grid) Updates to grid topology to minimize risk of ignition in HFTDs Remote GridWLDFRVegetation ContactAggregated | WLDFR | HFTD - Distribution - Tier 2 - 4QU CoRE ¦ 2QU LoRE | Red Flag Warning - Small Fires | Vegetation Contact | Aggregated | 2066 | 0.00055636 | 522.2177 | 0.29054 | 2066 | Mitigation | 0.95 | 45 | 0 | esc | 0.00097009 | 5.3972e-07 | 0.00097009 | 5.3972e-07
[79 empty] | WLDFR | HFTD - Distribution - Zone 1 - 5QU CoRE ¦ 1QU LoRE | Red Flag Warning - Catastrophic Fires | 2058 | 1.9908e-10 | 3.3734e-10 | 1.8802e-10 | 20390.4035 | 362.3049 | 12307.8747 | 7720.2238 | 0 | 0 | 0 | 2.8936e-07 | 4.0594e-06 | 0 | 4.0594e-06 | 6.8784e-06 | 0 | 6.8784e-06 | 3.8339e-06 | 0 | 3.8339e-06 | [17 empty] | 7.3.3.17.5 (Remote Grid) Updates to grid topology to minimize risk of ignition in HFTDs Remote GridWLDFRVegetation ContactAggregated | WLDFR | HFTD - Distribution - Tier 2 - 4QU CoRE ¦ 2QU LoRE | Red Flag Warning - Small Fires | Vegetation Contact | Aggregated | 2067 | 0.00055636 | 522.2177 | 0.29054 | 2067 | Mitigation | 0.95 | 45 | 0 | esc | 0 | 0 | 0.00097009 | 5.3972e-07
[79 empty] | WLDFR | HFTD - Distribution - Zone 1 - 5QU CoRE ¦ 1QU LoRE | Red Flag Warning - Catastrophic Fires | 2059 | 1.9908e-10 | 3.3734e-10 | 1.8802e-10 | 20390.4035 | 362.3049 | 12307.8747 | 7720.2238 | 0 | 0 | 0 | 2.8936e-07 | 4.0594e-06 | 0 | 4.0594e-06 | 6.8784e-06 | 0 | 6.8784e-06 | 3.8339e-06 | 0 | 3.8339e-06 | [17 empty] | 7.3.3.17.5 (Remote Grid) Updates to grid topology to minimize risk of ignition in HFTDs Remote GridWLDFRWire-to-wire contactAggregated | WLDFR | HFTD - Distribution - Tier 2 - 4QU CoRE ¦ 2QU LoRE | Red Flag Warning - Small Fires | Wire-to-wire contact | Aggregated | 2022 | 1.0892e-05 | 522.2177 | 0.0056882 | 2022 | Mitigation | 0.95 | 45 | 0 | esc | 0.00097009 | 1.0567e-08 | 0 | 0
[79 empty] | WLDFR | HFTD - Distribution - Zone 1 - 5QU CoRE ¦ 1QU LoRE | Red Flag Warning - Catastrophic Fires | 2060 | 1.9908e-10 | 3.3734e-10 | 1.8802e-10 | 20390.4035 | 362.3049 | 12307.8747 | 7720.2238 | 0 | 0 | 0 | 2.8936e-07 | 4.0594e-06 | 0 | 4.0594e-06 | 6.8784e-06 | 0 | 6.8784e-06 | 3.8339e-06 | 0 | 3.8339e-06 | [17 empty] | 7.3.3.17.5 (Remote Grid) Updates to grid topology to minimize risk of ignition in HFTDs Remote GridWLDFRWire-to-wire contactAggregated | WLDFR | HFTD - Distribution - Tier 2 - 4QU CoRE ¦ 2QU LoRE | Red Flag Warning - Small Fires | Wire-to-wire contact | Aggregated | 2023 | 1.0892e-05 | 522.2177 | 0.0056882 | 2023 | Mitigation | 0.95 | 45 | 0 | esc | 0.00097009 | 1.0567e-08 | 0.00097009 | 1.0567e-08
[79 empty] | WLDFR | HFTD - Distribution - Zone 1 - 5QU CoRE ¦ 1QU LoRE | Red Flag Warning - Catastrophic Fires | 2061 | 1.9908e-10 | 3.3734e-10 | 1.8802e-10 | 20390.4035 | 362.3049 | 12307.8747 | 7720.2238 | 0 | 0 | 0 | 2.8936e-07 | 4.0594e-06 | 0 | 4.0594e-06 | 6.8784e-06 | 0 | 6.8784e-06 | 3.8339e-06 | 0 | 3.8339e-06 | [17 empty] | 7.3.3.17.5 (Remote Grid) Updates to grid topology to minimize risk of ignition in HFTDs Remote GridWLDFRWire-to-wire contactAggregated | WLDFR | HFTD - Distribution - Tier 2 - 4QU CoRE ¦ 2QU LoRE | Red Flag Warning - Small Fires | Wire-to-wire contact | Aggregated | 2024 | 1.0892e-05 | 522.2177 | 0.0056882 | 2024 | Mitigation | 0.95 | 45 | 0 | esc | 0.00097009 | 1.0567e-08 | 0.00097009 | 1.0567e-08
[79 empty] | WLDFR | HFTD - Distribution - Zone 1 - 5QU CoRE ¦ 1QU LoRE | Red Flag Warning - Catastrophic Fires | 2062 | 1.9908e-10 | 3.3734e-10 | 1.8802e-10 | 20390.4035 | 362.3049 | 12307.8747 | 7720.2238 | 0 | 0 | 0 | 2.8936e-07 | 4.0594e-06 | 0 | 4.0594e-06 | 6.8784e-06 | 0 | 6.8784e-06 | 3.8339e-06 | 0 | 3.8339e-06 | [17 empty] | 7.3.3.17.5 (Remote Grid) Updates to grid topology to minimize risk of ignition in HFTDs Remote GridWLDFRWire-to-wire contactAggregated | WLDFR | HFTD - Distribution - Tier 2 - 4QU CoRE ¦ 2QU LoRE | Red Flag Warning - Small Fires | Wire-to-wire contact | Aggregated | 2025 | 1.0892e-05 | 522.2177 | 0.0056882 | 2025 | Mitigation | 0.95 | 45 | 0 | esc | 0.00097009 | 1.0567e-08 | 0.00097009 | 1.0567e-08
[79 empty] | WLDFR | HFTD - Distribution - Zone 1 - 5QU CoRE ¦ 1QU LoRE | Red Flag Warning - Catastrophic Fires | 2063 | 1.9908e-10 | 3.3734e-10 | 1.8802e-10 | 21325.9188 | 384.5316 | 12862.0997 | 8079.2876 | 0 | 0 | 0 | 2.8936e-07 | 4.2456e-06 | 0 | 4.2456e-06 | 7.194e-06 | 0 | 7.194e-06 | 4.0098e-06 | 0 | 4.0098e-06 | [17 empty] | 7.3.3.17.5 (Remote Grid) Updates to grid topology to minimize risk of ignition in HFTDs Remote GridWLDFRWire-to-wire contactAggregated | WLDFR | HFTD - Distribution - Tier 2 - 4QU CoRE ¦ 2QU LoRE | Red Flag Warning - Small Fires | Wire-to-wire contact | Aggregated | 2026 | 1.0892e-05 | 522.2177 | 0.0056882 | 2026 | Mitigation | 0.95 | 45 | 0 | esc | 0.00097009 | 1.0567e-08 | 0.00097009 | 1.0567e-08
[79 empty] | WLDFR | HFTD - Distribution - Zone 1 - 5QU CoRE ¦ 1QU LoRE | Red Flag Warning - Catastrophic Fires | 2064 | 1.9908e-10 | 3.3734e-10 | 1.8802e-10 | 21325.9188 | 384.5316 | 12862.0997 | 8079.2876 | 0 | 0 | 0 | 2.8936e-07 | 4.2456e-06 | 0 | 4.2456e-06 | 7.194e-06 | 0 | 7.194e-06 | 4.0098e-06 | 0 | 4.0098e-06 | [17 empty] | 7.3.3.17.5 (Remote Grid) Updates to grid topology to minimize risk of ignition in HFTDs Remote GridWLDFRWire-to-wire contactAggregated | WLDFR | HFTD - Distribution - Tier 2 - 4QU CoRE ¦ 2QU LoRE | Red Flag Warning - Small Fires | Wire-to-wire contact | Aggregated | 2027 | 1.0892e-05 | 522.2177 | 0.0056882 | 2027 | Mitigation | 0.95 | 45 | 0 | esc | 0.00097009 | 1.0567e-08 | 0.00097009 | 1.0567e-08
[79 empty] | WLDFR | HFTD - Distribution - Zone 1 - 5QU CoRE ¦ 1QU LoRE | Red Flag Warning - Catastrophic Fires | 2065 | 1.9908e-10 | 3.3734e-10 | 1.8802e-10 | 21325.9188 | 384.5316 | 12862.0997 | 8079.2876 | 0 | 0 | 0 | 2.8936e-07 | 4.2456e-06 | 0 | 4.2456e-06 | 7.194e-06 | 0 | 7.194e-06 | 4.0098e-06 | 0 | 4.0098e-06 | [17 empty] | 7.3.3.17.5 (Remote Grid) Updates to grid topology to minimize risk of ignition in HFTDs Remote GridWLDFRWire-to-wire contactAggregated | WLDFR | HFTD - Distribution - Tier 2 - 4QU CoRE ¦ 2QU LoRE | Red Flag Warning - Small Fires | Wire-to-wire contact | Aggregated | 2028 | 1.0892e-05 | 522.2177 | 0.0056882 | 2028 | Mitigation | 0.95 | 45 | 0 | esc | 0.00097009 | 1.0567e-08 | 0.00097009 | 1.0567e-08
[79 empty] | WLDFR | HFTD - Distribution - Zone 1 - 5QU CoRE ¦ 1QU LoRE | Red Flag Warning - Catastrophic Fires | 2066 | 0 | 3.3734e-10 | 1.8802e-10 | 21325.9188 | 384.5316 | 12862.0997 | 8079.2876 | 0 | 0 | 0 | 2.8936e-07 | 0 | 0 | 0 | 7.194e-06 | 0 | 7.194e-06 | 4.0098e-06 | 0 | 4.0098e-06 | [17 empty] | 7.3.3.17.5 (Remote Grid) Updates to grid topology to minimize risk of ignition in HFTDs Remote GridWLDFRWire-to-wire contactAggregated | WLDFR | HFTD - Distribution - Tier 2 - 4QU CoRE ¦ 2QU LoRE | Red Flag Warning - Small Fires | Wire-to-wire contact | Aggregated | 2029 | 1.0892e-05 | 522.2177 | 0.0056882 | 2029 | Mitigation | 0.95 | 45 | 0 | esc | 0.00097009 | 1.0567e-08 | 0.00097009 | 1.0567e-08
[79 empty] | WLDFR | HFTD - Distribution - Zone 1 - 5QU CoRE ¦ 1QU LoRE | Red Flag Warning - Catastrophic Fires | 2067 | 0 | 0 | 1.8802e-10 | 21325.9188 | 384.5316 | 12862.0997 | 8079.2876 | 0 | 0 | 0 | 2.8936e-07 | 0 | 0 | 0 | 0 | 0 | 0 | 4.0098e-06 | 0 | 4.0098e-06 | [17 empty] | 7.3.3.17.5 (Remote Grid) Updates to grid topology to minimize risk of ignition in HFTDs Remote GridWLDFRWire-to-wire contactAggregated | WLDFR | HFTD - Distribution - Tier 2 - 4QU CoRE ¦ 2QU LoRE | Red Flag Warning - Small Fires | Wire-to-wire contact | Aggregated | 2030 | 1.0892e-05 | 522.2177 | 0.0056882 | 2030 | Mitigation | 0.95 | 45 | 0 | esc | 0.00097009 | 1.0567e-08 | 0.00097009 | 1.0567e-08
[79 empty] | WLDFR | HFTD - Distribution - Zone 1 - 5QU CoRE ¦ 1QU LoRE | Red Flag Warning - Destructive Fires | 2021 | 8.8829e-11 | 0 | 0 | 8807.9522 | 222.2294 | 8585.7228 | 0 | 0 | 0 | 0 | 1.2808e-07 | 7.824e-07 | 0 | 7.824e-07 | 0 | 0 | 0 | 0 | 0 | 0 | [17 empty] | 7.3.3.17.5 (Remote Grid) Updates to grid topology to minimize risk of ignition in HFTDs Remote GridWLDFRWire-to-wire contactAggregated | WLDFR | HFTD - Distribution - Tier 2 - 4QU CoRE ¦ 2QU LoRE | Red Flag Warning - Small Fires | Wire-to-wire contact | Aggregated | 2031 | 1.0892e-05 | 522.2177 | 0.0056882 | 2031 | Mitigation | 0.95 | 45 | 0 | esc | 0.00097009 | 1.0567e-08 | 0.00097009 | 1.0567e-08
[79 empty] | WLDFR | HFTD - Distribution - Zone 1 - 5QU CoRE ¦ 1QU LoRE | Red Flag Warning - Destructive Fires | 2022 | 8.7742e-11 | 1.4867e-10 | 0 | 8807.9522 | 222.2294 | 8585.7228 | 0 | 0 | 0 | 0 | 1.2653e-07 | 7.7283e-07 | 0 | 7.7283e-07 | 1.3095e-06 | 0 | 1.3095e-06 | 0 | 0 | 0 | [17 empty] | 7.3.3.17.5 (Remote Grid) Updates to grid topology to minimize risk of ignition in HFTDs Remote GridWLDFRWire-to-wire contactAggregated | WLDFR | HFTD - Distribution - Tier 2 - 4QU CoRE ¦ 2QU LoRE | Red Flag Warning - Small Fires | Wire-to-wire contact | Aggregated | 2032 | 1.0892e-05 | 522.2177 | 0.0056882 | 2032 | Mitigation | 0.95 | 45 | 0 | esc | 0.00097009 | 1.0567e-08 | 0.00097009 | 1.0567e-08
[79 empty] | WLDFR | HFTD - Distribution - Zone 1 - 5QU CoRE ¦ 1QU LoRE | Red Flag Warning - Destructive Fires | 2023 | 8.7742e-11 | 1.4867e-10 | 8.2868e-11 | 9129.7461 | 233.2301 | 8896.516 | 0 | 0 | 0 | 0 | 1.2653e-07 | 8.0106e-07 | 0 | 8.0106e-07 | 1.3574e-06 | 0 | 1.3574e-06 | 7.5656e-07 | 0 | 7.5656e-07 | [17 empty] | 7.3.3.17.5 (Remote Grid) Updates to grid topology to minimize risk of ignition in HFTDs Remote GridWLDFRWire-to-wire contactAggregated | WLDFR | HFTD - Distribution - Tier 2 - 4QU CoRE ¦ 2QU LoRE | Red Flag Warning - Small Fires | Wire-to-wire contact | Aggregated | 2033 | 1.0892e-05 | 522.2177 | 0.0056882 | 2033 | Mitigation | 0.95 | 45 | 0 | esc | 0.00097009 | 1.0567e-08 | 0.00097009 | 1.0567e-08
[79 empty] | WLDFR | HFTD - Distribution - Zone 1 - 5QU CoRE ¦ 1QU LoRE | Red Flag Warning - Destructive Fires | 2024 | 8.7742e-11 | 1.4867e-10 | 8.2868e-11 | 9129.7461 | 233.2301 | 8896.516 | 0 | 0 | 0 | 0 | 1.2653e-07 | 8.0106e-07 | 0 | 8.0106e-07 | 1.3574e-06 | 0 | 1.3574e-06 | 7.5656e-07 | 0 | 7.5656e-07 | [17 empty] | 7.3.3.17.5 (Remote Grid) Updates to grid topology to minimize risk of ignition in HFTDs Remote GridWLDFRWire-to-wire contactAggregated | WLDFR | HFTD - Distribution - Tier 2 - 4QU CoRE ¦ 2QU LoRE | Red Flag Warning - Small Fires | Wire-to-wire contact | Aggregated | 2034 | 1.0892e-05 | 522.2177 | 0.0056882 | 2034 | Mitigation | 0.95 | 45 | 0 | esc | 0.00097009 | 1.0567e-08 | 0.00097009 | 1.0567e-08
[79 empty] | WLDFR | HFTD - Distribution - Zone 1 - 5QU CoRE ¦ 1QU LoRE | Red Flag Warning - Destructive Fires | 2025 | 8.7742e-11 | 1.4867e-10 | 8.2868e-11 | 9129.7461 | 233.2301 | 8896.516 | 0 | 0 | 0 | 0 | 1.2653e-07 | 8.0106e-07 | 0 | 8.0106e-07 | 1.3574e-06 | 0 | 1.3574e-06 | 7.5656e-07 | 0 | 7.5656e-07 | [17 empty] | 7.3.3.17.5 (Remote Grid) Updates to grid topology to minimize risk of ignition in HFTDs Remote GridWLDFRWire-to-wire contactAggregated | WLDFR | HFTD - Distribution - Tier 2 - 4QU CoRE ¦ 2QU LoRE | Red Flag Warning - Small Fires | Wire-to-wire contact | Aggregated | 2035 | 1.0892e-05 | 522.2177 | 0.0056882 | 2035 | Mitigation | 0.95 | 45 | 0 | esc | 0.00097009 | 1.0567e-08 | 0.00097009 | 1.0567e-08
[79 empty] | WLDFR | HFTD - Distribution - Zone 1 - 5QU CoRE ¦ 1QU LoRE | Red Flag Warning - Destructive Fires | 2026 | 8.7742e-11 | 1.4867e-10 | 8.2868e-11 | 9129.7461 | 233.2301 | 8896.516 | 0 | 0 | 0 | 0 | 1.2653e-07 | 8.0106e-07 | 0 | 8.0106e-07 | 1.3574e-06 | 0 | 1.3574e-06 | 7.5656e-07 | 0 | 7.5656e-07 | [17 empty] | 7.3.3.17.5 (Remote Grid) Updates to grid topology to minimize risk of ignition in HFTDs Remote GridWLDFRWire-to-wire contactAggregated | WLDFR | HFTD - Distribution - Tier 2 - 4QU CoRE ¦ 2QU LoRE | Red Flag Warning - Small Fires | Wire-to-wire contact | Aggregated | 2036 | 1.0892e-05 | 522.2177 | 0.0056882 | 2036 | Mitigation | 0.95 | 45 | 0 | esc | 0.00097009 | 1.0567e-08 | 0.00097009 | 1.0567e-08
[79 empty] | WLDFR | HFTD - Distribution - Zone 1 - 5QU CoRE ¦ 1QU LoRE | Red Flag Warning - Destructive Fires | 2027 | 8.7742e-11 | 1.4867e-10 | 8.2868e-11 | 9129.7461 | 233.2301 | 8896.516 | 0 | 0 | 0 | 0 | 1.2653e-07 | 8.0106e-07 | 0 | 8.0106e-07 | 1.3574e-06 | 0 | 1.3574e-06 | 7.5656e-07 | 0 | 7.5656e-07 | [17 empty] | 7.3.3.17.5 (Remote Grid) Updates to grid topology to minimize risk of ignition in HFTDs Remote GridWLDFRWire-to-wire contactAggregated | WLDFR | HFTD - Distribution - Tier 2 - 4QU CoRE ¦ 2QU LoRE | Red Flag Warning - Small Fires | Wire-to-wire contact | Aggregated | 2037 | 1.0892e-05 | 522.2177 | 0.0056882 | 2037 | Mitigation | 0.95 | 45 | 0 | esc | 0.00097009 | 1.0567e-08 | 0.00097009 | 1.0567e-08
[79 empty] | WLDFR | HFTD - Distribution - Zone 1 - 5QU CoRE ¦ 1QU LoRE | Red Flag Warning - Destructive Fires | 2028 | 8.7742e-11 | 1.4867e-10 | 8.2868e-11 | 9534.9221 | 247.273 | 9287.6491 | 0 | 0 | 0 | 0 | 1.2653e-07 | 8.3661e-07 | 0 | 8.3661e-07 | 1.4176e-06 | 0 | 1.4176e-06 | 7.9014e-07 | 0 | 7.9014e-07 | [17 empty] | 7.3.3.17.5 (Remote Grid) Updates to grid topology to minimize risk of ignition in HFTDs Remote GridWLDFRWire-to-wire contactAggregated | WLDFR | HFTD - Distribution - Tier 2 - 4QU CoRE ¦ 2QU LoRE | Red Flag Warning - Small Fires | Wire-to-wire contact | Aggregated | 2038 | 1.0892e-05 | 522.2177 | 0.0056882 | 2038 | Mitigation | 0.95 | 45 | 0 | esc | 0.00097009 | 1.0567e-08 | 0.00097009 | 1.0567e-08
[79 empty] | WLDFR | HFTD - Distribution - Zone 1 - 5QU CoRE ¦ 1QU LoRE | Red Flag Warning - Destructive Fires | 2029 | 8.7742e-11 | 1.4867e-10 | 8.2868e-11 | 9534.9221 | 247.273 | 9287.6491 | 0 | 0 | 0 | 0 | 1.2653e-07 | 8.3661e-07 | 0 | 8.3661e-07 | 1.4176e-06 | 0 | 1.4176e-06 | 7.9014e-07 | 0 | 7.9014e-07 | [17 empty] | 7.3.3.17.5 (Remote Grid) Updates to grid topology to minimize risk of ignition in HFTDs Remote GridWLDFRWire-to-wire contactAggregated | WLDFR | HFTD - Distribution - Tier 2 - 4QU CoRE ¦ 2QU LoRE | Red Flag Warning - Small Fires | Wire-to-wire contact | Aggregated | 2039 | 1.0892e-05 | 522.2177 | 0.0056882 | 2039 | Mitigation | 0.95 | 45 | 0 | esc | 0.00097009 | 1.0567e-08 | 0.00097009 | 1.0567e-08
[79 empty] | WLDFR | HFTD - Distribution - Zone 1 - 5QU CoRE ¦ 1QU LoRE | Red Flag Warning - Destructive Fires | 2030 | 8.7742e-11 | 1.4867e-10 | 8.2868e-11 | 9534.9221 | 247.273 | 9287.6491 | 0 | 0 | 0 | 0 | 1.2653e-07 | 8.3661e-07 | 0 | 8.3661e-07 | 1.4176e-06 | 0 | 1.4176e-06 | 7.9014e-07 | 0 | 7.9014e-07 | [17 empty] | 7.3.3.17.5 (Remote Grid) Updates to grid topology to minimize risk of ignition in HFTDs Remote GridWLDFRWire-to-wire contactAggregated | WLDFR | HFTD - Distribution - Tier 2 - 4QU CoRE ¦ 2QU LoRE | Red Flag Warning - Small Fires | Wire-to-wire contact | Aggregated | 2040 | 1.0892e-05 | 522.2177 | 0.0056882 | 2040 | Mitigation | 0.95 | 45 | 0 | esc | 0.00097009 | 1.0567e-08 | 0.00097009 | 1.0567e-08
[79 empty] | WLDFR | HFTD - Distribution - Zone 1 - 5QU CoRE ¦ 1QU LoRE | Red Flag Warning - Destructive Fires | 2031 | 8.7742e-11 | 1.4867e-10 | 8.2868e-11 | 9534.9221 | 247.273 | 9287.6491 | 0 | 0 | 0 | 0 | 1.2653e-07 | 8.3661e-07 | 0 | 8.3661e-07 | 1.4176e-06 | 0 | 1.4176e-06 | 7.9014e-07 | 0 | 7.9014e-07 | [17 empty] | 7.3.3.17.5 (Remote Grid) Updates to grid topology to minimize risk of ignition in HFTDs Remote GridWLDFRWire-to-wire contactAggregated | WLDFR | HFTD - Distribution - Tier 2 - 4QU CoRE ¦ 2QU LoRE | Red Flag Warning - Small Fires | Wire-to-wire contact | Aggregated | 2041 | 1.0892e-05 | 522.2177 | 0.0056882 | 2041 | Mitigation | 0.95 | 45 | 0 | esc | 0.00097009 | 1.0567e-08 | 0.00097009 | 1.0567e-08
[79 empty] | WLDFR | HFTD - Distribution - Zone 1 - 5QU CoRE ¦ 1QU LoRE | Red Flag Warning - Destructive Fires | 2032 | 8.7742e-11 | 1.4867e-10 | 8.2868e-11 | 9534.9221 | 247.273 | 9287.6491 | 0 | 0 | 0 | 0 | 1.2653e-07 | 8.3661e-07 | 0 | 8.3661e-07 | 1.4176e-06 | 0 | 1.4176e-06 | 7.9014e-07 | 0 | 7.9014e-07 | [17 empty] | 7.3.3.17.5 (Remote Grid) Updates to grid topology to minimize risk of ignition in HFTDs Remote GridWLDFRWire-to-wire contactAggregated | WLDFR | HFTD - Distribution - Tier 2 - 4QU CoRE ¦ 2QU LoRE | Red Flag Warning - Small Fires | Wire-to-wire contact | Aggregated | 2042 | 1.0892e-05 | 522.2177 | 0.0056882 | 2042 | Mitigation | 0.95 | 45 | 0 | esc | 0.00097009 | 1.0567e-08 | 0.00097009 | 1.0567e-08
[79 empty] | WLDFR | HFTD - Distribution - Zone 1 - 5QU CoRE ¦ 1QU LoRE | Red Flag Warning - Destructive Fires | 2033 | 8.7742e-11 | 1.4867e-10 | 8.2868e-11 | 9984.8474 | 263.1074 | 9721.74 | 0 | 0 | 0 | 0 | 1.2653e-07 | 8.7609e-07 | 0 | 8.7609e-07 | 1.4845e-06 | 0 | 1.4845e-06 | 8.2742e-07 | 0 | 8.2742e-07 | [17 empty] | 7.3.3.17.5 (Remote Grid) Updates to grid topology to minimize risk of ignition in HFTDs Remote GridWLDFRWire-to-wire contactAggregated | WLDFR | HFTD - Distribution - Tier 2 - 4QU CoRE ¦ 2QU LoRE | Red Flag Warning - Small Fires | Wire-to-wire contact | Aggregated | 2043 | 1.0892e-05 | 522.2177 | 0.0056882 | 2043 | Mitigation | 0.95 | 45 | 0 | esc | 0.00097009 | 1.0567e-08 | 0.00097009 | 1.0567e-08
[79 empty] | WLDFR | HFTD - Distribution - Zone 1 - 5QU CoRE ¦ 1QU LoRE | Red Flag Warning - Destructive Fires | 2034 | 8.7742e-11 | 1.4867e-10 | 8.2868e-11 | 9984.8474 | 263.1074 | 9721.74 | 0 | 0 | 0 | 0 | 1.2653e-07 | 8.7609e-07 | 0 | 8.7609e-07 | 1.4845e-06 | 0 | 1.4845e-06 | 8.2742e-07 | 0 | 8.2742e-07 | [17 empty] | 7.3.3.17.5 (Remote Grid) Updates to grid topology to minimize risk of ignition in HFTDs Remote GridWLDFRWire-to-wire contactAggregated | WLDFR | HFTD - Distribution - Tier 2 - 4QU CoRE ¦ 2QU LoRE | Red Flag Warning - Small Fires | Wire-to-wire contact | Aggregated | 2044 | 1.0892e-05 | 522.2177 | 0.0056882 | 2044 | Mitigation | 0.95 | 45 | 0 | esc | 0.00097009 | 1.0567e-08 | 0.00097009 | 1.0567e-08
[79 empty] | WLDFR | HFTD - Distribution - Zone 1 - 5QU CoRE ¦ 1QU LoRE | Red Flag Warning - Destructive Fires | 2035 | 8.7742e-11 | 1.4867e-10 | 8.2868e-11 | 9984.8474 | 263.1074 | 9721.74 | 0 | 0 | 0 | 0 | 1.2653e-07 | 8.7609e-07 | 0 | 8.7609e-07 | 1.4845e-06 | 0 | 1.4845e-06 | 8.2742e-07 | 0 | 8.2742e-07 | [17 empty] | 7.3.3.17.5 (Remote Grid) Updates to grid topology to minimize risk of ignition in HFTDs Remote GridWLDFRWire-to-wire contactAggregated | WLDFR | HFTD - Distribution - Tier 2 - 4QU CoRE ¦ 2QU LoRE | Red Flag Warning - Small Fires | Wire-to-wire contact | Aggregated | 2045 | 1.0892e-05 | 522.2177 | 0.0056882 | 2045 | Mitigation | 0.95 | 45 | 0 | esc | 0.00097009 | 1.0567e-08 | 0.00097009 | 1.0567e-08
[79 empty] | WLDFR | HFTD - Distribution - Zone 1 - 5QU CoRE ¦ 1QU LoRE | Red Flag Warning - Destructive Fires | 2036 | 8.7742e-11 | 1.4867e-10 | 8.2868e-11 | 9984.8474 | 263.1074 | 9721.74 | 0 | 0 | 0 | 0 | 1.2653e-07 | 8.7609e-07 | 0 | 8.7609e-07 | 1.4845e-06 | 0 | 1.4845e-06 | 8.2742e-07 | 0 | 8.2742e-07 | [17 empty] | 7.3.3.17.5 (Remote Grid) Updates to grid topology to minimize risk of ignition in HFTDs Remote GridWLDFRWire-to-wire contactAggregated | WLDFR | HFTD - Distribution - Tier 2 - 4QU CoRE ¦ 2QU LoRE | Red Flag Warning - Small Fires | Wire-to-wire contact | Aggregated | 2046 | 1.0892e-05 | 522.2177 | 0.0056882 | 2046 | Mitigation | 0.95 | 45 | 0 | esc | 0.00097009 | 1.0567e-08 | 0.00097009 | 1.0567e-08
[79 empty] | WLDFR | HFTD - Distribution - Zone 1 - 5QU CoRE ¦ 1QU LoRE | Red Flag Warning - Destructive Fires | 2037 | 8.7742e-11 | 1.4867e-10 | 8.2868e-11 | 9984.8474 | 263.1074 | 9721.74 | 0 | 0 | 0 | 0 | 1.2653e-07 | 8.7609e-07 | 0 | 8.7609e-07 | 1.4845e-06 | 0 | 1.4845e-06 | 8.2742e-07 | 0 | 8.2742e-07 | [17 empty] | 7.3.3.17.5 (Remote Grid) Updates to grid topology to minimize risk of ignition in HFTDs Remote GridWLDFRWire-to-wire contactAggregated | WLDFR | HFTD - Distribution - Tier 2 - 4QU CoRE ¦ 2QU LoRE | Red Flag Warning - Small Fires | Wire-to-wire contact | Aggregated | 2047 | 1.0892e-05 | 522.2177 | 0.0056882 | 2047 | Mitigation | 0.95 | 45 | 0 | esc | 0.00097009 | 1.0567e-08 | 0.00097009 | 1.0567e-08
[79 empty] | WLDFR | HFTD - Distribution - Zone 1 - 5QU CoRE ¦ 1QU LoRE | Red Flag Warning - Destructive Fires | 2038 | 8.7742e-11 | 1.4867e-10 | 8.2868e-11 | 10472.8261 | 280.5544 | 10192.2718 | 0 | 0 | 0 | 0 | 1.2653e-07 | 9.1891e-07 | 0 | 9.1891e-07 | 1.557e-06 | 0 | 1.557e-06 | 8.6786e-07 | 0 | 8.6786e-07 | [17 empty] | 7.3.3.17.5 (Remote Grid) Updates to grid topology to minimize risk of ignition in HFTDs Remote GridWLDFRWire-to-wire contactAggregated | WLDFR | HFTD - Distribution - Tier 2 - 4QU CoRE ¦ 2QU LoRE | Red Flag Warning - Small Fires | Wire-to-wire contact | Aggregated | 2048 | 1.0892e-05 | 522.2177 | 0.0056882 | 2048 | Mitigation | 0.95 | 45 | 0 | esc | 0.00097009 | 1.0567e-08 | 0.00097009 | 1.0567e-08
[79 empty] | WLDFR | HFTD - Distribution - Zone 1 - 5QU CoRE ¦ 1QU LoRE | Red Flag Warning - Destructive Fires | 2039 | 8.7742e-11 | 1.4867e-10 | 8.2868e-11 | 10472.8261 | 280.5544 | 10192.2718 | 0 | 0 | 0 | 0 | 1.2653e-07 | 9.1891e-07 | 0 | 9.1891e-07 | 1.557e-06 | 0 | 1.557e-06 | 8.6786e-07 | 0 | 8.6786e-07 | [17 empty] | 7.3.3.17.5 (Remote Grid) Updates to grid topology to minimize risk of ignition in HFTDs Remote GridWLDFRWire-to-wire contactAggregated | WLDFR | HFTD - Distribution - Tier 2 - 4QU CoRE ¦ 2QU LoRE | Red Flag Warning - Small Fires | Wire-to-wire contact | Aggregated | 2049 | 1.0892e-05 | 522.2177 | 0.0056882 | 2049 | Mitigation | 0.95 | 45 | 0 | esc | 0.00097009 | 1.0567e-08 | 0.00097009 | 1.0567e-08
[79 empty] | WLDFR | HFTD - Distribution - Zone 1 - 5QU CoRE ¦ 1QU LoRE | Red Flag Warning - Destructive Fires | 2040 | 8.7742e-11 | 1.4867e-10 | 8.2868e-11 | 10472.8261 | 280.5544 | 10192.2718 | 0 | 0 | 0 | 0 | 1.2653e-07 | 9.1891e-07 | 0 | 9.1891e-07 | 1.557e-06 | 0 | 1.557e-06 | 8.6786e-07 | 0 | 8.6786e-07 | [17 empty] | 7.3.3.17.5 (Remote Grid) Updates to grid topology to minimize risk of ignition in HFTDs Remote GridWLDFRWire-to-wire contactAggregated | WLDFR | HFTD - Distribution - Tier 2 - 4QU CoRE ¦ 2QU LoRE | Red Flag Warning - Small Fires | Wire-to-wire contact | Aggregated | 2050 | 1.0892e-05 | 522.2177 | 0.0056882 | 2050 | Mitigation | 0.95 | 45 | 0 | esc | 0.00097009 | 1.0567e-08 | 0.00097009 | 1.0567e-08
[79 empty] | WLDFR | HFTD - Distribution - Zone 1 - 5QU CoRE ¦ 1QU LoRE | Red Flag Warning - Destructive Fires | 2041 | 8.7742e-11 | 1.4867e-10 | 8.2868e-11 | 10472.8261 | 280.5544 | 10192.2718 | 0 | 0 | 0 | 0 | 1.2653e-07 | 9.1891e-07 | 0 | 9.1891e-07 | 1.557e-06 | 0 | 1.557e-06 | 8.6786e-07 | 0 | 8.6786e-07 | [17 empty] | 7.3.3.17.5 (Remote Grid) Updates to grid topology to minimize risk of ignition in HFTDs Remote GridWLDFRWire-to-wire contactAggregated | WLDFR | HFTD - Distribution - Tier 2 - 4QU CoRE ¦ 2QU LoRE | Red Flag Warning - Small Fires | Wire-to-wire contact | Aggregated | 2051 | 1.0892e-05 | 522.2177 | 0.0056882 | 2051 | Mitigation | 0.95 | 45 | 0 | esc | 0.00097009 | 1.0567e-08 | 0.00097009 | 1.0567e-08
[79 empty] | WLDFR | HFTD - Distribution - Zone 1 - 5QU CoRE ¦ 1QU LoRE | Red Flag Warning - Destructive Fires | 2042 | 8.7742e-11 | 1.4867e-10 | 8.2868e-11 | 10472.8261 | 280.5544 | 10192.2718 | 0 | 0 | 0 | 0 | 1.2653e-07 | 9.1891e-07 | 0 | 9.1891e-07 | 1.557e-06 | 0 | 1.557e-06 | 8.6786e-07 | 0 | 8.6786e-07 | [17 empty] | 7.3.3.17.5 (Remote Grid) Updates to grid topology to minimize risk of ignition in HFTDs Remote GridWLDFRWire-to-wire contactAggregated | WLDFR | HFTD - Distribution - Tier 2 - 4QU CoRE ¦ 2QU LoRE | Red Flag Warning - Small Fires | Wire-to-wire contact | Aggregated | 2052 | 1.0892e-05 | 522.2177 | 0.0056882 | 2052 | Mitigation | 0.95 | 45 | 0 | esc | 0.00097009 | 1.0567e-08 | 0.00097009 | 1.0567e-08
[79 empty] | WLDFR | HFTD - Distribution - Zone 1 - 5QU CoRE ¦ 1QU LoRE | Red Flag Warning - Destructive Fires | 2043 | 8.7742e-11 | 1.4867e-10 | 8.2868e-11 | 10992.1562 | 299.42 | 10692.7362 | 0 | 0 | 0 | 0 | 1.2653e-07 | 9.6448e-07 | 0 | 9.6448e-07 | 1.6342e-06 | 0 | 1.6342e-06 | 9.1089e-07 | 0 | 9.1089e-07 | [17 empty] | 7.3.3.17.5 (Remote Grid) Updates to grid topology to minimize risk of ignition in HFTDs Remote GridWLDFRWire-to-wire contactAggregated | WLDFR | HFTD - Distribution - Tier 2 - 4QU CoRE ¦ 2QU LoRE | Red Flag Warning - Small Fires | Wire-to-wire contact | Aggregated | 2053 | 1.0892e-05 | 522.2177 | 0.0056882 | 2053 | Mitigation | 0.95 | 45 | 0 | esc | 0.00097009 | 1.0567e-08 | 0.00097009 | 1.0567e-08
[79 empty] | WLDFR | HFTD - Distribution - Zone 1 - 5QU CoRE ¦ 1QU LoRE | Red Flag Warning - Destructive Fires | 2044 | 8.7742e-11 | 1.4867e-10 | 8.2868e-11 | 10992.1562 | 299.42 | 10692.7362 | 0 | 0 | 0 | 0 | 1.2653e-07 | 9.6448e-07 | 0 | 9.6448e-07 | 1.6342e-06 | 0 | 1.6342e-06 | 9.1089e-07 | 0 | 9.1089e-07 | [17 empty] | 7.3.3.17.5 (Remote Grid) Updates to grid topology to minimize risk of ignition in HFTDs Remote GridWLDFRWire-to-wire contactAggregated | WLDFR | HFTD - Distribution - Tier 2 - 4QU CoRE ¦ 2QU LoRE | Red Flag Warning - Small Fires | Wire-to-wire contact | Aggregated | 2054 | 1.0892e-05 | 522.2177 | 0.0056882 | 2054 | Mitigation | 0.95 | 45 | 0 | esc | 0.00097009 | 1.0567e-08 | 0.00097009 | 1.0567e-08
[79 empty] | WLDFR | HFTD - Distribution - Zone 1 - 5QU CoRE ¦ 1QU LoRE | Red Flag Warning - Destructive Fires | 2045 | 8.7742e-11 | 1.4867e-10 | 8.2868e-11 | 10992.1562 | 299.42 | 10692.7362 | 0 | 0 | 0 | 0 | 1.2653e-07 | 9.6448e-07 | 0 | 9.6448e-07 | 1.6342e-06 | 0 | 1.6342e-06 | 9.1089e-07 | 0 | 9.1089e-07 | [17 empty] | 7.3.3.17.5 (Remote Grid) Updates to grid topology to minimize risk of ignition in HFTDs Remote GridWLDFRWire-to-wire contactAggregated | WLDFR | HFTD - Distribution - Tier 2 - 4QU CoRE ¦ 2QU LoRE | Red Flag Warning - Small Fires | Wire-to-wire contact | Aggregated | 2055 | 1.0892e-05 | 522.2177 | 0.0056882 | 2055 | Mitigation | 0.95 | 45 | 0 | esc | 0.00097009 | 1.0567e-08 | 0.00097009 | 1.0567e-08
[79 empty] | WLDFR | HFTD - Distribution - Zone 1 - 5QU CoRE ¦ 1QU LoRE | Red Flag Warning - Destructive Fires | 2046 | 8.7742e-11 | 1.4867e-10 | 8.2868e-11 | 10992.1562 | 299.42 | 10692.7362 | 0 | 0 | 0 | 0 | 1.2653e-07 | 9.6448e-07 | 0 | 9.6448e-07 | 1.6342e-06 | 0 | 1.6342e-06 | 9.1089e-07 | 0 | 9.1089e-07 | [17 empty] | 7.3.3.17.5 (Remote Grid) Updates to grid topology to minimize risk of ignition in HFTDs Remote GridWLDFRWire-to-wire contactAggregated | WLDFR | HFTD - Distribution - Tier 2 - 4QU CoRE ¦ 2QU LoRE | Red Flag Warning - Small Fires | Wire-to-wire contact | Aggregated | 2056 | 1.0892e-05 | 522.2177 | 0.0056882 | 2056 | Mitigation | 0.95 | 45 | 0 | esc | 0.00097009 | 1.0567e-08 | 0.00097009 | 1.0567e-08
[79 empty] | WLDFR | HFTD - Distribution - Zone 1 - 5QU CoRE ¦ 1QU LoRE | Red Flag Warning - Destructive Fires | 2047 | 8.7742e-11 | 1.4867e-10 | 8.2868e-11 | 10992.1562 | 299.42 | 10692.7362 | 0 | 0 | 0 | 0 | 1.2653e-07 | 9.6448e-07 | 0 | 9.6448e-07 | 1.6342e-06 | 0 | 1.6342e-06 | 9.1089e-07 | 0 | 9.1089e-07 | [17 empty] | 7.3.3.17.5 (Remote Grid) Updates to grid topology to minimize risk of ignition in HFTDs Remote GridWLDFRWire-to-wire contactAggregated | WLDFR | HFTD - Distribution - Tier 2 - 4QU CoRE ¦ 2QU LoRE | Red Flag Warning - Small Fires | Wire-to-wire contact | Aggregated | 2057 | 1.0892e-05 | 522.2177 | 0.0056882 | 2057 | Mitigation | 0.95 | 45 | 0 | esc | 0.00097009 | 1.0567e-08 | 0.00097009 | 1.0567e-08
[79 empty] | WLDFR | HFTD - Distribution - Zone 1 - 5QU CoRE ¦ 1QU LoRE | Red Flag Warning - Destructive Fires | 2048 | 8.7742e-11 | 1.4867e-10 | 8.2868e-11 | 11536.0538 | 319.4911 | 11216.5626 | 0 | 0 | 0 | 0 | 1.2653e-07 | 1.0122e-06 | 0 | 1.0122e-06 | 1.7151e-06 | 0 | 1.7151e-06 | 9.5596e-07 | 0 | 9.5596e-07 | [17 empty] | 7.3.3.17.5 (Remote Grid) Updates to grid topology to minimize risk of ignition in HFTDs Remote GridWLDFRWire-to-wire contactAggregated | WLDFR | HFTD - Distribution - Tier 2 - 4QU CoRE ¦ 2QU LoRE | Red Flag Warning - Small Fires | Wire-to-wire contact | Aggregated | 2058 | 1.0892e-05 | 522.2177 | 0.0056882 | 2058 | Mitigation | 0.95 | 45 | 0 | esc | 0.00097009 | 1.0567e-08 | 0.00097009 | 1.0567e-08
[79 empty] | WLDFR | HFTD - Distribution - Zone 1 - 5QU CoRE ¦ 1QU LoRE | Red Flag Warning - Destructive Fires | 2049 | 8.7742e-11 | 1.4867e-10 | 8.2868e-11 | 11536.0538 | 319.4911 | 11216.5626 | 0 | 0 | 0 | 0 | 1.2653e-07 | 1.0122e-06 | 0 | 1.0122e-06 | 1.7151e-06 | 0 | 1.7151e-06 | 9.5596e-07 | 0 | 9.5596e-07 | [17 empty] | 7.3.3.17.5 (Remote Grid) Updates to grid topology to minimize risk of ignition in HFTDs Remote GridWLDFRWire-to-wire contactAggregated | WLDFR | HFTD - Distribution - Tier 2 - 4QU CoRE ¦ 2QU LoRE | Red Flag Warning - Small Fires | Wire-to-wire contact | Aggregated | 2059 | 1.0892e-05 | 522.2177 | 0.0056882 | 2059 | Mitigation | 0.95 | 45 | 0 | esc | 0.00097009 | 1.0567e-08 | 0.00097009 | 1.0567e-08
[79 empty] | WLDFR | HFTD - Distribution - Zone 1 - 5QU CoRE ¦ 1QU LoRE | Red Flag Warning - Destructive Fires | 2050 | 8.7742e-11 | 1.4867e-10 | 8.2868e-11 | 11536.0538 | 319.4911 | 11216.5626 | 0 | 0 | 0 | 0 | 1.2653e-07 | 1.0122e-06 | 0 | 1.0122e-06 | 1.7151e-06 | 0 | 1.7151e-06 | 9.5596e-07 | 0 | 9.5596e-07 | [17 empty] | 7.3.3.17.5 (Remote Grid) Updates to grid topology to minimize risk of ignition in HFTDs Remote GridWLDFRWire-to-wire contactAggregated | WLDFR | HFTD - Distribution - Tier 2 - 4QU CoRE ¦ 2QU LoRE | Red Flag Warning - Small Fires | Wire-to-wire contact | Aggregated | 2060 | 1.0892e-05 | 522.2177 | 0.0056882 | 2060 | Mitigation | 0.95 | 45 | 0 | esc | 0.00097009 | 1.0567e-08 | 0.00097009 | 1.0567e-08
[79 empty] | WLDFR | HFTD - Distribution - Zone 1 - 5QU CoRE ¦ 1QU LoRE | Red Flag Warning - Destructive Fires | 2051 | 8.7742e-11 | 1.4867e-10 | 8.2868e-11 | 11536.0538 | 319.4911 | 11216.5626 | 0 | 0 | 0 | 0 | 1.2653e-07 | 1.0122e-06 | 0 | 1.0122e-06 | 1.7151e-06 | 0 | 1.7151e-06 | 9.5596e-07 | 0 | 9.5596e-07 | [17 empty] | 7.3.3.17.5 (Remote Grid) Updates to grid topology to minimize risk of ignition in HFTDs Remote GridWLDFRWire-to-wire contactAggregated | WLDFR | HFTD - Distribution - Tier 2 - 4QU CoRE ¦ 2QU LoRE | Red Flag Warning - Small Fires | Wire-to-wire contact | Aggregated | 2061 | 1.0892e-05 | 522.2177 | 0.0056882 | 2061 | Mitigation | 0.95 | 45 | 0 | esc | 0.00097009 | 1.0567e-08 | 0.00097009 | 1.0567e-08
[79 empty] | WLDFR | HFTD - Distribution - Zone 1 - 5QU CoRE ¦ 1QU LoRE | Red Flag Warning - Destructive Fires | 2052 | 8.7742e-11 | 1.4867e-10 | 8.2868e-11 | 11536.0538 | 319.4911 | 11216.5626 | 0 | 0 | 0 | 0 | 1.2653e-07 | 1.0122e-06 | 0 | 1.0122e-06 | 1.7151e-06 | 0 | 1.7151e-06 | 9.5596e-07 | 0 | 9.5596e-07 | [17 empty] | 7.3.3.17.5 (Remote Grid) Updates to grid topology to minimize risk of ignition in HFTDs Remote GridWLDFRWire-to-wire contactAggregated | WLDFR | HFTD - Distribution - Tier 2 - 4QU CoRE ¦ 2QU LoRE | Red Flag Warning - Small Fires | Wire-to-wire contact | Aggregated | 2062 | 1.0892e-05 | 522.2177 | 0.0056882 | 2062 | Mitigation | 0.95 | 45 | 0 | esc | 0.00097009 | 1.0567e-08 | 0.00097009 | 1.0567e-08
[79 empty] | WLDFR | HFTD - Distribution - Zone 1 - 5QU CoRE ¦ 1QU LoRE | Red Flag Warning - Destructive Fires | 2053 | 8.7742e-11 | 1.4867e-10 | 8.2868e-11 | 12097.6769 | 340.5356 | 11757.1413 | 0 | 0 | 0 | 0 | 1.2653e-07 | 1.0615e-06 | 0 | 1.0615e-06 | 1.7986e-06 | 0 | 1.7986e-06 | 1.0025e-06 | 0 | 1.0025e-06 | [17 empty] | 7.3.3.17.5 (Remote Grid) Updates to grid topology to minimize risk of ignition in HFTDs Remote GridWLDFRWire-to-wire contactAggregated | WLDFR | HFTD - Distribution - Tier 2 - 4QU CoRE ¦ 2QU LoRE | Red Flag Warning - Small Fires | Wire-to-wire contact | Aggregated | 2063 | 1.0892e-05 | 522.2177 | 0.0056882 | 2063 | Mitigation | 0.95 | 45 | 0 | esc | 0.00097009 | 1.0567e-08 | 0.00097009 | 1.0567e-08
[79 empty] | WLDFR | HFTD - Distribution - Zone 1 - 5QU CoRE ¦ 1QU LoRE | Red Flag Warning - Destructive Fires | 2054 | 8.7742e-11 | 1.4867e-10 | 8.2868e-11 | 12097.6769 | 340.5356 | 11757.1413 | 0 | 0 | 0 | 0 | 1.2653e-07 | 1.0615e-06 | 0 | 1.0615e-06 | 1.7986e-06 | 0 | 1.7986e-06 | 1.0025e-06 | 0 | 1.0025e-06 | [17 empty] | 7.3.3.17.5 (Remote Grid) Updates to grid topology to minimize risk of ignition in HFTDs Remote GridWLDFRWire-to-wire contactAggregated | WLDFR | HFTD - Distribution - Tier 2 - 4QU CoRE ¦ 2QU LoRE | Red Flag Warning - Small Fires | Wire-to-wire contact | Aggregated | 2064 | 1.0892e-05 | 522.2177 | 0.0056882 | 2064 | Mitigation | 0.95 | 45 | 0 | esc | 0.00097009 | 1.0567e-08 | 0.00097009 | 1.0567e-08
[79 empty] | WLDFR | HFTD - Distribution - Zone 1 - 5QU CoRE ¦ 1QU LoRE | Red Flag Warning - Destructive Fires | 2055 | 8.7742e-11 | 1.4867e-10 | 8.2868e-11 | 12097.6769 | 340.5356 | 11757.1413 | 0 | 0 | 0 | 0 | 1.2653e-07 | 1.0615e-06 | 0 | 1.0615e-06 | 1.7986e-06 | 0 | 1.7986e-06 | 1.0025e-06 | 0 | 1.0025e-06 | [17 empty] | 7.3.3.17.5 (Remote Grid) Updates to grid topology to minimize risk of ignition in HFTDs Remote GridWLDFRWire-to-wire contactAggregated | WLDFR | HFTD - Distribution - Tier 2 - 4QU CoRE ¦ 2QU LoRE | Red Flag Warning - Small Fires | Wire-to-wire contact | Aggregated | 2065 | 1.0892e-05 | 522.2177 | 0.0056882 | 2065 | Mitigation | 0.95 | 45 | 0 | esc | 0.00097009 | 1.0567e-08 | 0.00097009 | 1.0567e-08
[79 empty] | WLDFR | HFTD - Distribution - Zone 1 - 5QU CoRE ¦ 1QU LoRE | Red Flag Warning - Destructive Fires | 2056 | 8.7742e-11 | 1.4867e-10 | 8.2868e-11 | 12097.6769 | 340.5356 | 11757.1413 | 0 | 0 | 0 | 0 | 1.2653e-07 | 1.0615e-06 | 0 | 1.0615e-06 | 1.7986e-06 | 0 | 1.7986e-06 | 1.0025e-06 | 0 | 1.0025e-06 | [17 empty] | 7.3.3.17.5 (Remote Grid) Updates to grid topology to minimize risk of ignition in HFTDs Remote GridWLDFRWire-to-wire contactAggregated | WLDFR | HFTD - Distribution - Tier 2 - 4QU CoRE ¦ 2QU LoRE | Red Flag Warning - Small Fires | Wire-to-wire contact | Aggregated | 2066 | 1.0892e-05 | 522.2177 | 0.0056882 | 2066 | Mitigation | 0.95 | 45 | 0 | esc | 0.00097009 | 1.0567e-08 | 0.00097009 | 1.0567e-08
[79 empty] | WLDFR | HFTD - Distribution - Zone 1 - 5QU CoRE ¦ 1QU LoRE | Red Flag Warning - Destructive Fires | 2057 | 8.7742e-11 | 1.4867e-10 | 8.2868e-11 | 12097.6769 | 340.5356 | 11757.1413 | 0 | 0 | 0 | 0 | 1.2653e-07 | 1.0615e-06 | 0 | 1.0615e-06 | 1.7986e-06 | 0 | 1.7986e-06 | 1.0025e-06 | 0 | 1.0025e-06 | [17 empty] | 7.3.3.17.5 (Remote Grid) Updates to grid topology to minimize risk of ignition in HFTDs Remote GridWLDFRWire-to-wire contactAggregated | WLDFR | HFTD - Distribution - Tier 2 - 4QU CoRE ¦ 2QU LoRE | Red Flag Warning - Small Fires | Wire-to-wire contact | Aggregated | 2067 | 1.0892e-05 | 522.2177 | 0.0056882 | 2067 | Mitigation | 0.95 | 45 | 0 | esc | 0 | 0 | 0.00097009 | 1.0567e-08
[79 empty] | WLDFR | HFTD - Distribution - Zone 1 - 5QU CoRE ¦ 1QU LoRE | Red Flag Warning - Destructive Fires | 2058 | 8.7742e-11 | 1.4867e-10 | 8.2868e-11 | 12670.1796 | 362.3049 | 12307.8747 | 0 | 0 | 0 | 0 | 1.2653e-07 | 1.1117e-06 | 0 | 1.1117e-06 | 1.8837e-06 | 0 | 1.8837e-06 | 1.0499e-06 | 0 | 1.0499e-06 | [17 empty] | 7.3.3.17.5 (Remote Grid) Updates to grid topology to minimize risk of ignition in HFTDs Remote GridWLDFRContact from objectAggregated | WLDFR | HFTD - Distribution - Tier 2 - 4QU CoRE ¦ 3QU LoRE | Non-Red Flag Warning - Catastrophic Fires | Contact from object | Aggregated | 2022 | 2.3978e-07 | 750.2287 | 0.00017989 | 2022 | Mitigation | 0.95 | 45 | 0 | esc | 0.00097009 | 2.3261e-10 | 0 | 0
[79 empty] | WLDFR | HFTD - Distribution - Zone 1 - 5QU CoRE ¦ 1QU LoRE | Red Flag Warning - Destructive Fires | 2059 | 8.7742e-11 | 1.4867e-10 | 8.2868e-11 | 12670.1796 | 362.3049 | 12307.8747 | 0 | 0 | 0 | 0 | 1.2653e-07 | 1.1117e-06 | 0 | 1.1117e-06 | 1.8837e-06 | 0 | 1.8837e-06 | 1.0499e-06 | 0 | 1.0499e-06 | [17 empty] | 7.3.3.17.5 (Remote Grid) Updates to grid topology to minimize risk of ignition in HFTDs Remote GridWLDFRContact from objectAggregated | WLDFR | HFTD - Distribution - Tier 2 - 4QU CoRE ¦ 3QU LoRE | Non-Red Flag Warning - Catastrophic Fires | Contact from object | Aggregated | 2023 | 2.3978e-07 | 750.2287 | 0.00017989 | 2023 | Mitigation | 0.95 | 45 | 0 | esc | 0.00097009 | 2.3261e-10 | 0.00097009 | 2.3261e-10
[79 empty] | WLDFR | HFTD - Distribution - Zone 1 - 5QU CoRE ¦ 1QU LoRE | Red Flag Warning - Destructive Fires | 2060 | 8.7742e-11 | 1.4867e-10 | 8.2868e-11 | 12670.1796 | 362.3049 | 12307.8747 | 0 | 0 | 0 | 0 | 1.2653e-07 | 1.1117e-06 | 0 | 1.1117e-06 | 1.8837e-06 | 0 | 1.8837e-06 | 1.0499e-06 | 0 | 1.0499e-06 | [17 empty] | 7.3.3.17.5 (Remote Grid) Updates to grid topology to minimize risk of ignition in HFTDs Remote GridWLDFRContact from objectAggregated | WLDFR | HFTD - Distribution - Tier 2 - 4QU CoRE ¦ 3QU LoRE | Non-Red Flag Warning - Catastrophic Fires | Contact from object | Aggregated | 2024 | 2.3978e-07 | 750.2287 | 0.00017989 | 2024 | Mitigation | 0.95 | 45 | 0 | esc | 0.00097009 | 2.3261e-10 | 0.00097009 | 2.3261e-10
[79 empty] | WLDFR | HFTD - Distribution - Zone 1 - 5QU CoRE ¦ 1QU LoRE | Red Flag Warning - Destructive Fires | 2061 | 8.7742e-11 | 1.4867e-10 | 8.2868e-11 | 12670.1796 | 362.3049 | 12307.8747 | 0 | 0 | 0 | 0 | 1.2653e-07 | 1.1117e-06 | 0 | 1.1117e-06 | 1.8837e-06 | 0 | 1.8837e-06 | 1.0499e-06 | 0 | 1.0499e-06 | [17 empty] | 7.3.3.17.5 (Remote Grid) Updates to grid topology to minimize risk of ignition in HFTDs Remote GridWLDFRContact from objectAggregated | WLDFR | HFTD - Distribution - Tier 2 - 4QU CoRE ¦ 3QU LoRE | Non-Red Flag Warning - Catastrophic Fires | Contact from object | Aggregated | 2025 | 2.3978e-07 | 750.2287 | 0.00017989 | 2025 | Mitigation | 0.95 | 45 | 0 | esc | 0.00097009 | 2.3261e-10 | 0.00097009 | 2.3261e-10
[79 empty] | WLDFR | HFTD - Distribution - Zone 1 - 5QU CoRE ¦ 1QU LoRE | Red Flag Warning - Destructive Fires | 2062 | 8.7742e-11 | 1.4867e-10 | 8.2868e-11 | 12670.1796 | 362.3049 | 12307.8747 | 0 | 0 | 0 | 0 | 1.2653e-07 | 1.1117e-06 | 0 | 1.1117e-06 | 1.8837e-06 | 0 | 1.8837e-06 | 1.0499e-06 | 0 | 1.0499e-06 | [17 empty] | 7.3.3.17.5 (Remote Grid) Updates to grid topology to minimize risk of ignition in HFTDs Remote GridWLDFRContact from objectAggregated | WLDFR | HFTD - Distribution - Tier 2 - 4QU CoRE ¦ 3QU LoRE | Non-Red Flag Warning - Catastrophic Fires | Contact from object | Aggregated | 2026 | 2.3978e-07 | 750.2287 | 0.00017989 | 2026 | Mitigation | 0.95 | 45 | 0 | esc | 0.00097009 | 2.3261e-10 | 0.00097009 | 2.3261e-10
[79 empty] | WLDFR | HFTD - Distribution - Zone 1 - 5QU CoRE ¦ 1QU LoRE | Red Flag Warning - Destructive Fires | 2063 | 8.7742e-11 | 1.4867e-10 | 8.2868e-11 | 13246.6313 | 384.5316 | 12862.0997 | 0 | 0 | 0 | 0 | 1.2653e-07 | 1.1623e-06 | 0 | 1.1623e-06 | 1.9694e-06 | 0 | 1.9694e-06 | 1.0977e-06 | 0 | 1.0977e-06 | [17 empty] | 7.3.3.17.5 (Remote Grid) Updates to grid topology to minimize risk of ignition in HFTDs Remote GridWLDFRContact from objectAggregated | WLDFR | HFTD - Distribution - Tier 2 - 4QU CoRE ¦ 3QU LoRE | Non-Red Flag Warning - Catastrophic Fires | Contact from object | Aggregated | 2027 | 2.3978e-07 | 750.2287 | 0.00017989 | 2027 | Mitigation | 0.95 | 45 | 0 | esc | 0.00097009 | 2.3261e-10 | 0.00097009 | 2.3261e-10
[79 empty] | WLDFR | HFTD - Distribution - Zone 1 - 5QU CoRE ¦ 1QU LoRE | Red Flag Warning - Destructive Fires | 2064 | 8.7742e-11 | 1.4867e-10 | 8.2868e-11 | 13246.6313 | 384.5316 | 12862.0997 | 0 | 0 | 0 | 0 | 1.2653e-07 | 1.1623e-06 | 0 | 1.1623e-06 | 1.9694e-06 | 0 | 1.9694e-06 | 1.0977e-06 | 0 | 1.0977e-06 | [17 empty] | 7.3.3.17.5 (Remote Grid) Updates to grid topology to minimize risk of ignition in HFTDs Remote GridWLDFRContact from objectAggregated | WLDFR | HFTD - Distribution - Tier 2 - 4QU CoRE ¦ 3QU LoRE | Non-Red Flag Warning - Catastrophic Fires | Contact from object | Aggregated | 2028 | 2.3978e-07 | 750.2287 | 0.00017989 | 2028 | Mitigation | 0.95 | 45 | 0 | esc | 0.00097009 | 2.3261e-10 | 0.00097009 | 2.3261e-10
[79 empty] | WLDFR | HFTD - Distribution - Zone 1 - 5QU CoRE ¦ 1QU LoRE | Red Flag Warning - Destructive Fires | 2065 | 8.7742e-11 | 1.4867e-10 | 8.2868e-11 | 13246.6313 | 384.5316 | 12862.0997 | 0 | 0 | 0 | 0 | 1.2653e-07 | 1.1623e-06 | 0 | 1.1623e-06 | 1.9694e-06 | 0 | 1.9694e-06 | 1.0977e-06 | 0 | 1.0977e-06 | [17 empty] | 7.3.3.17.5 (Remote Grid) Updates to grid topology to minimize risk of ignition in HFTDs Remote GridWLDFRContact from objectAggregated | WLDFR | HFTD - Distribution - Tier 2 - 4QU CoRE ¦ 3QU LoRE | Non-Red Flag Warning - Catastrophic Fires | Contact from object | Aggregated | 2029 | 2.3978e-07 | 750.2287 | 0.00017989 | 2029 | Mitigation | 0.95 | 45 | 0 | esc | 0.00097009 | 2.3261e-10 | 0.00097009 | 2.3261e-10
[79 empty] | WLDFR | HFTD - Distribution - Zone 1 - 5QU CoRE ¦ 1QU LoRE | Red Flag Warning - Destructive Fires | 2066 | 0 | 1.4867e-10 | 8.2868e-11 | 13246.6313 | 384.5316 | 12862.0997 | 0 | 0 | 0 | 0 | 1.2653e-07 | 0 | 0 | 0 | 1.9694e-06 | 0 | 1.9694e-06 | 1.0977e-06 | 0 | 1.0977e-06 | [17 empty] | 7.3.3.17.5 (Remote Grid) Updates to grid topology to minimize risk of ignition in HFTDs Remote GridWLDFRContact from objectAggregated | WLDFR | HFTD - Distribution - Tier 2 - 4QU CoRE ¦ 3QU LoRE | Non-Red Flag Warning - Catastrophic Fires | Contact from object | Aggregated | 2030 | 2.3978e-07 | 750.2287 | 0.00017989 | 2030 | Mitigation | 0.95 | 45 | 0 | esc | 0.00097009 | 2.3261e-10 | 0.00097009 | 2.3261e-10
[79 empty] | WLDFR | HFTD - Distribution - Zone 1 - 5QU CoRE ¦ 1QU LoRE | Red Flag Warning - Destructive Fires | 2067 | 0 | 0 | 8.2868e-11 | 13246.6313 | 384.5316 | 12862.0997 | 0 | 0 | 0 | 0 | 1.2653e-07 | 0 | 0 | 0 | 0 | 0 | 0 | 1.0977e-06 | 0 | 1.0977e-06 | [17 empty] | 7.3.3.17.5 (Remote Grid) Updates to grid topology to minimize risk of ignition in HFTDs Remote GridWLDFRContact from objectAggregated | WLDFR | HFTD - Distribution - Tier 2 - 4QU CoRE ¦ 3QU LoRE | Non-Red Flag Warning - Catastrophic Fires | Contact from object | Aggregated | 2031 | 2.3978e-07 | 750.2287 | 0.00017989 | 2031 | Mitigation | 0.95 | 45 | 0 | esc | 0.00097009 | 2.3261e-10 | 0.00097009 | 2.3261e-10
[79 empty] | WLDFR | HFTD - Distribution - Zone 1 - 5QU CoRE ¦ 1QU LoRE | Red Flag Warning - Large Fires | 2021 | 8.6373e-08 | 0 | 0 | 5.2406 | 0.69642 | 2.942 | 1.6022 | 0 | 0 | 0 | 0.00013455 | 4.5264e-07 | 0 | 4.5264e-07 | 0 | 0 | 0 | 0 | 0 | 0 | [17 empty] | 7.3.3.17.5 (Remote Grid) Updates to grid topology to minimize risk of ignition in HFTDs Remote GridWLDFRContact from objectAggregated | WLDFR | HFTD - Distribution - Tier 2 - 4QU CoRE ¦ 3QU LoRE | Non-Red Flag Warning - Catastrophic Fires | Contact from object | Aggregated | 2032 | 2.3978e-07 | 750.2287 | 0.00017989 | 2032 | Mitigation | 0.95 | 45 | 0 | esc | 0.00097009 | 2.3261e-10 | 0.00097009 | 2.3261e-10
[79 empty] | WLDFR | HFTD - Distribution - Zone 1 - 5QU CoRE ¦ 1QU LoRE | Red Flag Warning - Large Fires | 2022 | 8.576e-08 | 1.4532e-07 | 0 | 5.2406 | 0.69642 | 2.942 | 1.6022 | 0 | 0 | 0 | 0.0001336 | 4.4943e-07 | 0 | 4.4943e-07 | 7.6154e-07 | 0 | 7.6154e-07 | 0 | 0 | 0 | [17 empty] | 7.3.3.17.5 (Remote Grid) Updates to grid topology to minimize risk of ignition in HFTDs Remote GridWLDFRContact from objectAggregated | WLDFR | HFTD - Distribution - Tier 2 - 4QU CoRE ¦ 3QU LoRE | Non-Red Flag Warning - Catastrophic Fires | Contact from object | Aggregated | 2033 | 2.3978e-07 | 750.2287 | 0.00017989 | 2033 | Mitigation | 0.95 | 45 | 0 | esc | 0.00097009 | 2.3261e-10 | 0.00097009 | 2.3261e-10
[79 empty] | WLDFR | HFTD - Distribution - Zone 1 - 5QU CoRE ¦ 1QU LoRE | Red Flag Warning - Large Fires | 2023 | 8.576e-08 | 1.4532e-07 | 8.0996e-08 | 5.475 | 0.71896 | 3.0715 | 1.6846 | 0 | 0 | 0 | 0.0001336 | 4.6954e-07 | 0 | 4.6954e-07 | 7.9561e-07 | 0 | 7.9561e-07 | 4.4345e-07 | 0 | 4.4345e-07 | [17 empty] | 7.3.3.17.5 (Remote Grid) Updates to grid topology to minimize risk of ignition in HFTDs Remote GridWLDFRContact from objectAggregated | WLDFR | HFTD - Distribution - Tier 2 - 4QU CoRE ¦ 3QU LoRE | Non-Red Flag Warning - Catastrophic Fires | Contact from object | Aggregated | 2034 | 2.3978e-07 | 750.2287 | 0.00017989 | 2034 | Mitigation | 0.95 | 45 | 0 | esc | 0.00097009 | 2.3261e-10 | 0.00097009 | 2.3261e-10
[79 empty] | WLDFR | HFTD - Distribution - Zone 1 - 5QU CoRE ¦ 1QU LoRE | Red Flag Warning - Large Fires | 2024 | 8.576e-08 | 1.4532e-07 | 8.0996e-08 | 5.475 | 0.71896 | 3.0715 | 1.6846 | 0 | 0 | 0 | 0.0001336 | 4.6954e-07 | 0 | 4.6954e-07 | 7.9561e-07 | 0 | 7.9561e-07 | 4.4345e-07 | 0 | 4.4345e-07 | [17 empty] | 7.3.3.17.5 (Remote Grid) Updates to grid topology to minimize risk of ignition in HFTDs Remote GridWLDFRContact from objectAggregated | WLDFR | HFTD - Distribution - Tier 2 - 4QU CoRE ¦ 3QU LoRE | Non-Red Flag Warning - Catastrophic Fires | Contact from object | Aggregated | 2035 | 2.3978e-07 | 750.2287 | 0.00017989 | 2035 | Mitigation | 0.95 | 45 | 0 | esc | 0.00097009 | 2.3261e-10 | 0.00097009 | 2.3261e-10
[79 empty] | WLDFR | HFTD - Distribution - Zone 1 - 5QU CoRE ¦ 1QU LoRE | Red Flag Warning - Large Fires | 2025 | 8.576e-08 | 1.4532e-07 | 8.0996e-08 | 5.475 | 0.71896 | 3.0715 | 1.6846 | 0 | 0 | 0 | 0.0001336 | 4.6954e-07 | 0 | 4.6954e-07 | 7.9561e-07 | 0 | 7.9561e-07 | 4.4345e-07 | 0 | 4.4345e-07 | [17 empty] | 7.3.3.17.5 (Remote Grid) Updates to grid topology to minimize risk of ignition in HFTDs Remote GridWLDFRContact from objectAggregated | WLDFR | HFTD - Distribution - Tier 2 - 4QU CoRE ¦ 3QU LoRE | Non-Red Flag Warning - Catastrophic Fires | Contact from object | Aggregated | 2036 | 2.3978e-07 | 750.2287 | 0.00017989 | 2036 | Mitigation | 0.95 | 45 | 0 | esc | 0.00097009 | 2.3261e-10 | 0.00097009 | 2.3261e-10
[79 empty] | WLDFR | HFTD - Distribution - Zone 1 - 5QU CoRE ¦ 1QU LoRE | Red Flag Warning - Large Fires | 2026 | 8.576e-08 | 1.4532e-07 | 8.0996e-08 | 5.475 | 0.71896 | 3.0715 | 1.6846 | 0 | 0 | 0 | 0.0001336 | 4.6954e-07 | 0 | 4.6954e-07 | 7.9561e-07 | 0 | 7.9561e-07 | 4.4345e-07 | 0 | 4.4345e-07 | [17 empty] | 7.3.3.17.5 (Remote Grid) Updates to grid topology to minimize risk of ignition in HFTDs Remote GridWLDFRContact from objectAggregated | WLDFR | HFTD - Distribution - Tier 2 - 4QU CoRE ¦ 3QU LoRE | Non-Red Flag Warning - Catastrophic Fires | Contact from object | Aggregated | 2037 | 2.3978e-07 | 750.2287 | 0.00017989 | 2037 | Mitigation | 0.95 | 45 | 0 | esc | 0.00097009 | 2.3261e-10 | 0.00097009 | 2.3261e-10
[79 empty] | WLDFR | HFTD - Distribution - Zone 1 - 5QU CoRE ¦ 1QU LoRE | Red Flag Warning - Large Fires | 2027 | 8.576e-08 | 1.4532e-07 | 8.0996e-08 | 5.475 | 0.71896 | 3.0715 | 1.6846 | 0 | 0 | 0 | 0.0001336 | 4.6954e-07 | 0 | 4.6954e-07 | 7.9561e-07 | 0 | 7.9561e-07 | 4.4345e-07 | 0 | 4.4345e-07 | [17 empty] | 7.3.3.17.5 (Remote Grid) Updates to grid topology to minimize risk of ignition in HFTDs Remote GridWLDFRContact from objectAggregated | WLDFR | HFTD - Distribution - Tier 2 - 4QU CoRE ¦ 3QU LoRE | Non-Red Flag Warning - Catastrophic Fires | Contact from object | Aggregated | 2038 | 2.3978e-07 | 750.2287 | 0.00017989 | 2038 | Mitigation | 0.95 | 45 | 0 | esc | 0.00097009 | 2.3261e-10 | 0.00097009 | 2.3261e-10
[79 empty] | WLDFR | HFTD - Distribution - Zone 1 - 5QU CoRE ¦ 1QU LoRE | Red Flag Warning - Large Fires | 2028 | 8.576e-08 | 1.4532e-07 | 8.0996e-08 | 5.777 | 0.74734 | 3.238 | 1.7917 | 0 | 0 | 0 | 0.0001336 | 4.9544e-07 | 0 | 4.9544e-07 | 8.3949e-07 | 0 | 8.3949e-07 | 4.6791e-07 | 0 | 4.6791e-07 | [17 empty] | 7.3.3.17.5 (Remote Grid) Updates to grid topology to minimize risk of ignition in HFTDs Remote GridWLDFRContact from objectAggregated | WLDFR | HFTD - Distribution - Tier 2 - 4QU CoRE ¦ 3QU LoRE | Non-Red Flag Warning - Catastrophic Fires | Contact from object | Aggregated | 2039 | 2.3978e-07 | 750.2287 | 0.00017989 | 2039 | Mitigation | 0.95 | 45 | 0 | esc | 0.00097009 | 2.3261e-10 | 0.00097009 | 2.3261e-10
[79 empty] | WLDFR | HFTD - Distribution - Zone 1 - 5QU CoRE ¦ 1QU LoRE | Red Flag Warning - Large Fires | 2029 | 8.576e-08 | 1.4532e-07 | 8.0996e-08 | 5.777 | 0.74734 | 3.238 | 1.7917 | 0 | 0 | 0 | 0.0001336 | 4.9544e-07 | 0 | 4.9544e-07 | 8.3949e-07 | 0 | 8.3949e-07 | 4.6791e-07 | 0 | 4.6791e-07 | [17 empty] | 7.3.3.17.5 (Remote Grid) Updates to grid topology to minimize risk of ignition in HFTDs Remote GridWLDFRContact from objectAggregated | WLDFR | HFTD - Distribution - Tier 2 - 4QU CoRE ¦ 3QU LoRE | Non-Red Flag Warning - Catastrophic Fires | Contact from object | Aggregated | 2040 | 2.3978e-07 | 750.2287 | 0.00017989 | 2040 | Mitigation | 0.95 | 45 | 0 | esc | 0.00097009 | 2.3261e-10 | 0.00097009 | 2.3261e-10
[79 empty] | WLDFR | HFTD - Distribution - Zone 1 - 5QU CoRE ¦ 1QU LoRE | Red Flag Warning - Large Fires | 2030 | 8.576e-08 | 1.4532e-07 | 8.0996e-08 | 5.777 | 0.74734 | 3.238 | 1.7917 | 0 | 0 | 0 | 0.0001336 | 4.9544e-07 | 0 | 4.9544e-07 | 8.3949e-07 | 0 | 8.3949e-07 | 4.6791e-07 | 0 | 4.6791e-07 | [17 empty] | 7.3.3.17.5 (Remote Grid) Updates to grid topology to minimize risk of ignition in HFTDs Remote GridWLDFRContact from objectAggregated | WLDFR | HFTD - Distribution - Tier 2 - 4QU CoRE ¦ 3QU LoRE | Non-Red Flag Warning - Catastrophic Fires | Contact from object | Aggregated | 2041 | 2.3978e-07 | 750.2287 | 0.00017989 | 2041 | Mitigation | 0.95 | 45 | 0 | esc | 0.00097009 | 2.3261e-10 | 0.00097009 | 2.3261e-10
[79 empty] | WLDFR | HFTD - Distribution - Zone 1 - 5QU CoRE ¦ 1QU LoRE | Red Flag Warning - Large Fires | 2031 | 8.576e-08 | 1.4532e-07 | 8.0996e-08 | 5.777 | 0.74734 | 3.238 | 1.7917 | 0 | 0 | 0 | 0.0001336 | 4.9544e-07 | 0 | 4.9544e-07 | 8.3949e-07 | 0 | 8.3949e-07 | 4.6791e-07 | 0 | 4.6791e-07 | [17 empty] | 7.3.3.17.5 (Remote Grid) Updates to grid topology to minimize risk of ignition in HFTDs Remote GridWLDFRContact from objectAggregated | WLDFR | HFTD - Distribution - Tier 2 - 4QU CoRE ¦ 3QU LoRE | Non-Red Flag Warning - Catastrophic Fires | Contact from object | Aggregated | 2042 | 2.3978e-07 | 750.2287 | 0.00017989 | 2042 | Mitigation | 0.95 | 45 | 0 | esc | 0.00097009 | 2.3261e-10 | 0.00097009 | 2.3261e-10
[79 empty] | WLDFR | HFTD - Distribution - Zone 1 - 5QU CoRE ¦ 1QU LoRE | Red Flag Warning - Large Fires | 2032 | 8.576e-08 | 1.4532e-07 | 8.0996e-08 | 5.777 | 0.74734 | 3.238 | 1.7917 | 0 | 0 | 0 | 0.0001336 | 4.9544e-07 | 0 | 4.9544e-07 | 8.3949e-07 | 0 | 8.3949e-07 | 4.6791e-07 | 0 | 4.6791e-07 | [17 empty] | 7.3.3.17.5 (Remote Grid) Updates to grid topology to minimize risk of ignition in HFTDs Remote GridWLDFRContact from objectAggregated | WLDFR | HFTD - Distribution - Tier 2 - 4QU CoRE ¦ 3QU LoRE | Non-Red Flag Warning - Catastrophic Fires | Contact from object | Aggregated | 2043 | 2.3978e-07 | 750.2287 | 0.00017989 | 2043 | Mitigation | 0.95 | 45 | 0 | esc | 0.00097009 | 2.3261e-10 | 0.00097009 | 2.3261e-10
[79 empty] | WLDFR | HFTD - Distribution - Zone 1 - 5QU CoRE ¦ 1QU LoRE | Red Flag Warning - Large Fires | 2033 | 8.576e-08 | 1.4532e-07 | 8.0996e-08 | 6.1205 | 0.77885 | 3.4265 | 1.9151 | 0 | 0 | 0 | 0.0001336 | 5.249e-07 | 0 | 5.249e-07 | 8.8941e-07 | 0 | 8.8941e-07 | 4.9574e-07 | 0 | 4.9574e-07 | [17 empty] | 7.3.3.17.5 (Remote Grid) Updates to grid topology to minimize risk of ignition in HFTDs Remote GridWLDFRContact from objectAggregated | WLDFR | HFTD - Distribution - Tier 2 - 4QU CoRE ¦ 3QU LoRE | Non-Red Flag Warning - Catastrophic Fires | Contact from object | Aggregated | 2044 | 2.3978e-07 | 750.2287 | 0.00017989 | 2044 | Mitigation | 0.95 | 45 | 0 | esc | 0.00097009 | 2.3261e-10 | 0.00097009 | 2.3261e-10
[79 empty] | WLDFR | HFTD - Distribution - Zone 1 - 5QU CoRE ¦ 1QU LoRE | Red Flag Warning - Large Fires | 2034 | 8.576e-08 | 1.4532e-07 | 8.0996e-08 | 6.1205 | 0.77885 | 3.4265 | 1.9151 | 0 | 0 | 0 | 0.0001336 | 5.249e-07 | 0 | 5.249e-07 | 8.8941e-07 | 0 | 8.8941e-07 | 4.9574e-07 | 0 | 4.9574e-07 | [17 empty] | 7.3.3.17.5 (Remote Grid) Updates to grid topology to minimize risk of ignition in HFTDs Remote GridWLDFRContact from objectAggregated | WLDFR | HFTD - Distribution - Tier 2 - 4QU CoRE ¦ 3QU LoRE | Non-Red Flag Warning - Catastrophic Fires | Contact from object | Aggregated | 2045 | 2.3978e-07 | 750.2287 | 0.00017989 | 2045 | Mitigation | 0.95 | 45 | 0 | esc | 0.00097009 | 2.3261e-10 | 0.00097009 | 2.3261e-10
[79 empty] | WLDFR | HFTD - Distribution - Zone 1 - 5QU CoRE ¦ 1QU LoRE | Red Flag Warning - Large Fires | 2035 | 8.576e-08 | 1.4532e-07 | 8.0996e-08 | 6.1205 | 0.77885 | 3.4265 | 1.9151 | 0 | 0 | 0 | 0.0001336 | 5.249e-07 | 0 | 5.249e-07 | 8.8941e-07 | 0 | 8.8941e-07 | 4.9574e-07 | 0 | 4.9574e-07 | [17 empty] | 7.3.3.17.5 (Remote Grid) Updates to grid topology to minimize risk of ignition in HFTDs Remote GridWLDFRContact from objectAggregated | WLDFR | HFTD - Distribution - Tier 2 - 4QU CoRE ¦ 3QU LoRE | Non-Red Flag Warning - Catastrophic Fires | Contact from object | Aggregated | 2046 | 2.3978e-07 | 750.2287 | 0.00017989 | 2046 | Mitigation | 0.95 | 45 | 0 | esc | 0.00097009 | 2.3261e-10 | 0.00097009 | 2.3261e-10
[79 empty] | WLDFR | HFTD - Distribution - Zone 1 - 5QU CoRE ¦ 1QU LoRE | Red Flag Warning - Large Fires | 2036 | 8.576e-08 | 1.4532e-07 | 8.0996e-08 | 6.1205 | 0.77885 | 3.4265 | 1.9151 | 0 | 0 | 0 | 0.0001336 | 5.249e-07 | 0 | 5.249e-07 | 8.8941e-07 | 0 | 8.8941e-07 | 4.9574e-07 | 0 | 4.9574e-07 | [17 empty] | 7.3.3.17.5 (Remote Grid) Updates to grid topology to minimize risk of ignition in HFTDs Remote GridWLDFRContact from objectAggregated | WLDFR | HFTD - Distribution - Tier 2 - 4QU CoRE ¦ 3QU LoRE | Non-Red Flag Warning - Catastrophic Fires | Contact from object | Aggregated | 2047 | 2.3978e-07 | 750.2287 | 0.00017989 | 2047 | Mitigation | 0.95 | 45 | 0 | esc | 0.00097009 | 2.3261e-10 | 0.00097009 | 2.3261e-10
[79 empty] | WLDFR | HFTD - Distribution - Zone 1 - 5QU CoRE ¦ 1QU LoRE | Red Flag Warning - Large Fires | 2037 | 8.576e-08 | 1.4532e-07 | 8.0996e-08 | 6.1205 | 0.77885 | 3.4265 | 1.9151 | 0 | 0 | 0 | 0.0001336 | 5.249e-07 | 0 | 5.249e-07 | 8.8941e-07 | 0 | 8.8941e-07 | 4.9574e-07 | 0 | 4.9574e-07 | [17 empty] | 7.3.3.17.5 (Remote Grid) Updates to grid topology to minimize risk of ignition in HFTDs Remote GridWLDFRContact from objectAggregated | WLDFR | HFTD - Distribution - Tier 2 - 4QU CoRE ¦ 3QU LoRE | Non-Red Flag Warning - Catastrophic Fires | Contact from object | Aggregated | 2048 | 2.3978e-07 | 750.2287 | 0.00017989 | 2048 | Mitigation | 0.95 | 45 | 0 | esc | 0.00097009 | 2.3261e-10 | 0.00097009 | 2.3261e-10
[79 empty] | WLDFR | HFTD - Distribution - Zone 1 - 5QU CoRE ¦ 1QU LoRE | Red Flag Warning - Large Fires | 2038 | 8.576e-08 | 1.4532e-07 | 8.0996e-08 | 6.5028 | 0.81304 | 3.6355 | 2.0543 | 0 | 0 | 0 | 0.0001336 | 5.5768e-07 | 0 | 5.5768e-07 | 9.4496e-07 | 0 | 9.4496e-07 | 5.267e-07 | 0 | 5.267e-07 | [17 empty] | 7.3.3.17.5 (Remote Grid) Updates to grid topology to minimize risk of ignition in HFTDs Remote GridWLDFRContact from objectAggregated | WLDFR | HFTD - Distribution - Tier 2 - 4QU CoRE ¦ 3QU LoRE | Non-Red Flag Warning - Catastrophic Fires | Contact from object | Aggregated | 2049 | 2.3978e-07 | 750.2287 | 0.00017989 | 2049 | Mitigation | 0.95 | 45 | 0 | esc | 0.00097009 | 2.3261e-10 | 0.00097009 | 2.3261e-10
[79 empty] | WLDFR | HFTD - Distribution - Zone 1 - 5QU CoRE ¦ 1QU LoRE | Red Flag Warning - Large Fires | 2039 | 8.576e-08 | 1.4532e-07 | 8.0996e-08 | 6.5028 | 0.81304 | 3.6355 | 2.0543 | 0 | 0 | 0 | 0.0001336 | 5.5768e-07 | 0 | 5.5768e-07 | 9.4496e-07 | 0 | 9.4496e-07 | 5.267e-07 | 0 | 5.267e-07 | [17 empty] | 7.3.3.17.5 (Remote Grid) Updates to grid topology to minimize risk of ignition in HFTDs Remote GridWLDFRContact from objectAggregated | WLDFR | HFTD - Distribution - Tier 2 - 4QU CoRE ¦ 3QU LoRE | Non-Red Flag Warning - Catastrophic Fires | Contact from object | Aggregated | 2050 | 2.3978e-07 | 750.2287 | 0.00017989 | 2050 | Mitigation | 0.95 | 45 | 0 | esc | 0.00097009 | 2.3261e-10 | 0.00097009 | 2.3261e-10
[79 empty] | WLDFR | HFTD - Distribution - Zone 1 - 5QU CoRE ¦ 1QU LoRE | Red Flag Warning - Large Fires | 2040 | 8.576e-08 | 1.4532e-07 | 8.0996e-08 | 6.5028 | 0.81304 | 3.6355 | 2.0543 | 0 | 0 | 0 | 0.0001336 | 5.5768e-07 | 0 | 5.5768e-07 | 9.4496e-07 | 0 | 9.4496e-07 | 5.267e-07 | 0 | 5.267e-07 | [17 empty] | 7.3.3.17.5 (Remote Grid) Updates to grid topology to minimize risk of ignition in HFTDs Remote GridWLDFRContact from objectAggregated | WLDFR | HFTD - Distribution - Tier 2 - 4QU CoRE ¦ 3QU LoRE | Non-Red Flag Warning - Catastrophic Fires | Contact from object | Aggregated | 2051 | 2.3978e-07 | 750.2287 | 0.00017989 | 2051 | Mitigation | 0.95 | 45 | 0 | esc | 0.00097009 | 2.3261e-10 | 0.00097009 | 2.3261e-10
[79 empty] | WLDFR | HFTD - Distribution - Zone 1 - 5QU CoRE ¦ 1QU LoRE | Red Flag Warning - Large Fires | 2041 | 8.576e-08 | 1.4532e-07 | 8.0996e-08 | 6.5028 | 0.81304 | 3.6355 | 2.0543 | 0 | 0 | 0 | 0.0001336 | 5.5768e-07 | 0 | 5.5768e-07 | 9.4496e-07 | 0 | 9.4496e-07 | 5.267e-07 | 0 | 5.267e-07 | [17 empty] | 7.3.3.17.5 (Remote Grid) Updates to grid topology to minimize risk of ignition in HFTDs Remote GridWLDFRContact from objectAggregated | WLDFR | HFTD - Distribution - Tier 2 - 4QU CoRE ¦ 3QU LoRE | Non-Red Flag Warning - Catastrophic Fires | Contact from object | Aggregated | 2052 | 2.3978e-07 | 750.2287 | 0.00017989 | 2052 | Mitigation | 0.95 | 45 | 0 | esc | 0.00097009 | 2.3261e-10 | 0.00097009 | 2.3261e-10
[79 empty] | WLDFR | HFTD - Distribution - Zone 1 - 5QU CoRE ¦ 1QU LoRE | Red Flag Warning - Large Fires | 2042 | 8.576e-08 | 1.4532e-07 | 8.0996e-08 | 6.5028 | 0.81304 | 3.6355 | 2.0543 | 0 | 0 | 0 | 0.0001336 | 5.5768e-07 | 0 | 5.5768e-07 | 9.4496e-07 | 0 | 9.4496e-07 | 5.267e-07 | 0 | 5.267e-07 | [17 empty] | 7.3.3.17.5 (Remote Grid) Updates to grid topology to minimize risk of ignition in HFTDs Remote GridWLDFRContact from objectAggregated | WLDFR | HFTD - Distribution - Tier 2 - 4QU CoRE ¦ 3QU LoRE | Non-Red Flag Warning - Catastrophic Fires | Contact from object | Aggregated | 2053 | 2.3978e-07 | 750.2287 | 0.00017989 | 2053 | Mitigation | 0.95 | 45 | 0 | esc | 0.00097009 | 2.3261e-10 | 0.00097009 | 2.3261e-10
[79 empty] | WLDFR | HFTD - Distribution - Zone 1 - 5QU CoRE ¦ 1QU LoRE | Red Flag Warning - Large Fires | 2043 | 8.576e-08 | 1.4532e-07 | 8.0996e-08 | 6.9209 | 0.84944 | 3.8632 | 2.2083 | 0 | 0 | 0 | 0.0001336 | 5.9354e-07 | 0 | 5.9354e-07 | 1.0057e-06 | 0 | 1.0057e-06 | 5.6057e-07 | 0 | 5.6057e-07 | [17 empty] | 7.3.3.17.5 (Remote Grid) Updates to grid topology to minimize risk of ignition in HFTDs Remote GridWLDFRContact from objectAggregated | WLDFR | HFTD - Distribution - Tier 2 - 4QU CoRE ¦ 3QU LoRE | Non-Red Flag Warning - Catastrophic Fires | Contact from object | Aggregated | 2054 | 2.3978e-07 | 750.2287 | 0.00017989 | 2054 | Mitigation | 0.95 | 45 | 0 | esc | 0.00097009 | 2.3261e-10 | 0.00097009 | 2.3261e-10
[79 empty] | WLDFR | HFTD - Distribution - Zone 1 - 5QU CoRE ¦ 1QU LoRE | Red Flag Warning - Large Fires | 2044 | 8.576e-08 | 1.4532e-07 | 8.0996e-08 | 6.9209 | 0.84944 | 3.8632 | 2.2083 | 0 | 0 | 0 | 0.0001336 | 5.9354e-07 | 0 | 5.9354e-07 | 1.0057e-06 | 0 | 1.0057e-06 | 5.6057e-07 | 0 | 5.6057e-07 | [17 empty] | 7.3.3.17.5 (Remote Grid) Updates to grid topology to minimize risk of ignition in HFTDs Remote GridWLDFRContact from objectAggregated | WLDFR | HFTD - Distribution - Tier 2 - 4QU CoRE ¦ 3QU LoRE | Non-Red Flag Warning - Catastrophic Fires | Contact from object | Aggregated | 2055 | 2.3978e-07 | 750.2287 | 0.00017989 | 2055 | Mitigation | 0.95 | 45 | 0 | esc | 0.00097009 | 2.3261e-10 | 0.00097009 | 2.3261e-10
[79 empty] | WLDFR | HFTD - Distribution - Zone 1 - 5QU CoRE ¦ 1QU LoRE | Red Flag Warning - Large Fires | 2045 | 8.576e-08 | 1.4532e-07 | 8.0996e-08 | 6.9209 | 0.84944 | 3.8632 | 2.2083 | 0 | 0 | 0 | 0.0001336 | 5.9354e-07 | 0 | 5.9354e-07 | 1.0057e-06 | 0 | 1.0057e-06 | 5.6057e-07 | 0 | 5.6057e-07 | [17 empty] | 7.3.3.17.5 (Remote Grid) Updates to grid topology to minimize risk of ignition in HFTDs Remote GridWLDFRContact from objectAggregated | WLDFR | HFTD - Distribution - Tier 2 - 4QU CoRE ¦ 3QU LoRE | Non-Red Flag Warning - Catastrophic Fires | Contact from object | Aggregated | 2056 | 2.3978e-07 | 750.2287 | 0.00017989 | 2056 | Mitigation | 0.95 | 45 | 0 | esc | 0.00097009 | 2.3261e-10 | 0.00097009 | 2.3261e-10
[79 empty] | WLDFR | HFTD - Distribution - Zone 1 - 5QU CoRE ¦ 1QU LoRE | Red Flag Warning - Large Fires | 2046 | 8.576e-08 | 1.4532e-07 | 8.0996e-08 | 6.9209 | 0.84944 | 3.8632 | 2.2083 | 0 | 0 | 0 | 0.0001336 | 5.9354e-07 | 0 | 5.9354e-07 | 1.0057e-06 | 0 | 1.0057e-06 | 5.6057e-07 | 0 | 5.6057e-07 | [17 empty] | 7.3.3.17.5 (Remote Grid) Updates to grid topology to minimize risk of ignition in HFTDs Remote GridWLDFRContact from objectAggregated | WLDFR | HFTD - Distribution - Tier 2 - 4QU CoRE ¦ 3QU LoRE | Non-Red Flag Warning - Catastrophic Fires | Contact from object | Aggregated | 2057 | 2.3978e-07 | 750.2287 | 0.00017989 | 2057 | Mitigation | 0.95 | 45 | 0 | esc | 0.00097009 | 2.3261e-10 | 0.00097009 | 2.3261e-10
[79 empty] | WLDFR | HFTD - Distribution - Zone 1 - 5QU CoRE ¦ 1QU LoRE | Red Flag Warning - Large Fires | 2047 | 8.576e-08 | 1.4532e-07 | 8.0996e-08 | 6.9209 | 0.84944 | 3.8632 | 2.2083 | 0 | 0 | 0 | 0.0001336 | 5.9354e-07 | 0 | 5.9354e-07 | 1.0057e-06 | 0 | 1.0057e-06 | 5.6057e-07 | 0 | 5.6057e-07 | [17 empty] | 7.3.3.17.5 (Remote Grid) Updates to grid topology to minimize risk of ignition in HFTDs Remote GridWLDFRContact from objectAggregated | WLDFR | HFTD - Distribution - Tier 2 - 4QU CoRE ¦ 3QU LoRE | Non-Red Flag Warning - Catastrophic Fires | Contact from object | Aggregated | 2058 | 2.3978e-07 | 750.2287 | 0.00017989 | 2058 | Mitigation | 0.95 | 45 | 0 | esc | 0.00097009 | 2.3261e-10 | 0.00097009 | 2.3261e-10
[79 empty] | WLDFR | HFTD - Distribution - Zone 1 - 5QU CoRE ¦ 1QU LoRE | Red Flag Warning - Large Fires | 2048 | 8.576e-08 | 1.4532e-07 | 8.0996e-08 | 7.3713 | 0.88759 | 4.1075 | 2.3763 | 0 | 0 | 0 | 0.0001336 | 6.3217e-07 | 0 | 6.3217e-07 | 1.0712e-06 | 0 | 1.0712e-06 | 5.9705e-07 | 0 | 5.9705e-07 | [17 empty] | 7.3.3.17.5 (Remote Grid) Updates to grid topology to minimize risk of ignition in HFTDs Remote GridWLDFRContact from objectAggregated | WLDFR | HFTD - Distribution - Tier 2 - 4QU CoRE ¦ 3QU LoRE | Non-Red Flag Warning - Catastrophic Fires | Contact from object | Aggregated | 2059 | 2.3978e-07 | 750.2287 | 0.00017989 | 2059 | Mitigation | 0.95 | 45 | 0 | esc | 0.00097009 | 2.3261e-10 | 0.00097009 | 2.3261e-10
[79 empty] | WLDFR | HFTD - Distribution - Zone 1 - 5QU CoRE ¦ 1QU LoRE | Red Flag Warning - Large Fires | 2049 | 8.576e-08 | 1.4532e-07 | 8.0996e-08 | 7.3713 | 0.88759 | 4.1075 | 2.3763 | 0 | 0 | 0 | 0.0001336 | 6.3217e-07 | 0 | 6.3217e-07 | 1.0712e-06 | 0 | 1.0712e-06 | 5.9705e-07 | 0 | 5.9705e-07 | [17 empty] | 7.3.3.17.5 (Remote Grid) Updates to grid topology to minimize risk of ignition in HFTDs Remote GridWLDFRContact from objectAggregated | WLDFR | HFTD - Distribution - Tier 2 - 4QU CoRE ¦ 3QU LoRE | Non-Red Flag Warning - Catastrophic Fires | Contact from object | Aggregated | 2060 | 2.3978e-07 | 750.2287 | 0.00017989 | 2060 | Mitigation | 0.95 | 45 | 0 | esc | 0.00097009 | 2.3261e-10 | 0.00097009 | 2.3261e-10
[79 empty] | WLDFR | HFTD - Distribution - Zone 1 - 5QU CoRE ¦ 1QU LoRE | Red Flag Warning - Large Fires | 2050 | 8.576e-08 | 1.4532e-07 | 8.0996e-08 | 7.3713 | 0.88759 | 4.1075 | 2.3763 | 0 | 0 | 0 | 0.0001336 | 6.3217e-07 | 0 | 6.3217e-07 | 1.0712e-06 | 0 | 1.0712e-06 | 5.9705e-07 | 0 | 5.9705e-07 | [17 empty] | 7.3.3.17.5 (Remote Grid) Updates to grid topology to minimize risk of ignition in HFTDs Remote GridWLDFRContact from objectAggregated | WLDFR | HFTD - Distribution - Tier 2 - 4QU CoRE ¦ 3QU LoRE | Non-Red Flag Warning - Catastrophic Fires | Contact from object | Aggregated | 2061 | 2.3978e-07 | 750.2287 | 0.00017989 | 2061 | Mitigation | 0.95 | 45 | 0 | esc | 0.00097009 | 2.3261e-10 | 0.00097009 | 2.3261e-10
[79 empty] | WLDFR | HFTD - Distribution - Zone 1 - 5QU CoRE ¦ 1QU LoRE | Red Flag Warning - Large Fires | 2051 | 8.576e-08 | 1.4532e-07 | 8.0996e-08 | 7.3713 | 0.88759 | 4.1075 | 2.3763 | 0 | 0 | 0 | 0.0001336 | 6.3217e-07 | 0 | 6.3217e-07 | 1.0712e-06 | 0 | 1.0712e-06 | 5.9705e-07 | 0 | 5.9705e-07 | [17 empty] | 7.3.3.17.5 (Remote Grid) Updates to grid topology to minimize risk of ignition in HFTDs Remote GridWLDFRContact from objectAggregated | WLDFR | HFTD - Distribution - Tier 2 - 4QU CoRE ¦ 3QU LoRE | Non-Red Flag Warning - Catastrophic Fires | Contact from object | Aggregated | 2062 | 2.3978e-07 | 750.2287 | 0.00017989 | 2062 | Mitigation | 0.95 | 45 | 0 | esc | 0.00097009 | 2.3261e-10 | 0.00097009 | 2.3261e-10
[79 empty] | WLDFR | HFTD - Distribution - Zone 1 - 5QU CoRE ¦ 1QU LoRE | Red Flag Warning - Large Fires | 2052 | 8.576e-08 | 1.4532e-07 | 8.0996e-08 | 7.3713 | 0.88759 | 4.1075 | 2.3763 | 0 | 0 | 0 | 0.0001336 | 6.3217e-07 | 0 | 6.3217e-07 | 1.0712e-06 | 0 | 1.0712e-06 | 5.9705e-07 | 0 | 5.9705e-07 | [17 empty] | 7.3.3.17.5 (Remote Grid) Updates to grid topology to minimize risk of ignition in HFTDs Remote GridWLDFRContact from objectAggregated | WLDFR | HFTD - Distribution - Tier 2 - 4QU CoRE ¦ 3QU LoRE | Non-Red Flag Warning - Catastrophic Fires | Contact from object | Aggregated | 2063 | 2.3978e-07 | 750.2287 | 0.00017989 | 2063 | Mitigation | 0.95 | 45 | 0 | esc | 0.00097009 | 2.3261e-10 | 0.00097009 | 2.3261e-10
[79 empty] | WLDFR | HFTD - Distribution - Zone 1 - 5QU CoRE ¦ 1QU LoRE | Red Flag Warning - Large Fires | 2053 | 8.576e-08 | 1.4532e-07 | 8.0996e-08 | 7.8503 | 0.92702 | 4.3664 | 2.5569 | 0 | 0 | 0 | 0.0001336 | 6.7325e-07 | 0 | 6.7325e-07 | 1.1408e-06 | 0 | 1.1408e-06 | 6.3584e-07 | 0 | 6.3584e-07 | [17 empty] | 7.3.3.17.5 (Remote Grid) Updates to grid topology to minimize risk of ignition in HFTDs Remote GridWLDFRContact from objectAggregated | WLDFR | HFTD - Distribution - Tier 2 - 4QU CoRE ¦ 3QU LoRE | Non-Red Flag Warning - Catastrophic Fires | Contact from object | Aggregated | 2064 | 2.3978e-07 | 750.2287 | 0.00017989 | 2064 | Mitigation | 0.95 | 45 | 0 | esc | 0.00097009 | 2.3261e-10 | 0.00097009 | 2.3261e-10
[79 empty] | WLDFR | HFTD - Distribution - Zone 1 - 5QU CoRE ¦ 1QU LoRE | Red Flag Warning - Large Fires | 2054 | 8.576e-08 | 1.4532e-07 | 8.0996e-08 | 7.8503 | 0.92702 | 4.3664 | 2.5569 | 0 | 0 | 0 | 0.0001336 | 6.7325e-07 | 0 | 6.7325e-07 | 1.1408e-06 | 0 | 1.1408e-06 | 6.3584e-07 | 0 | 6.3584e-07 | [17 empty] | 7.3.3.17.5 (Remote Grid) Updates to grid topology to minimize risk of ignition in HFTDs Remote GridWLDFRContact from objectAggregated | WLDFR | HFTD - Distribution - Tier 2 - 4QU CoRE ¦ 3QU LoRE | Non-Red Flag Warning - Catastrophic Fires | Contact from object | Aggregated | 2065 | 2.3978e-07 | 750.2287 | 0.00017989 | 2065 | Mitigation | 0.95 | 45 | 0 | esc | 0.00097009 | 2.3261e-10 | 0.00097009 | 2.3261e-10
[79 empty] | WLDFR | HFTD - Distribution - Zone 1 - 5QU CoRE ¦ 1QU LoRE | Red Flag Warning - Large Fires | 2055 | 8.576e-08 | 1.4532e-07 | 8.0996e-08 | 7.8503 | 0.92702 | 4.3664 | 2.5569 | 0 | 0 | 0 | 0.0001336 | 6.7325e-07 | 0 | 6.7325e-07 | 1.1408e-06 | 0 | 1.1408e-06 | 6.3584e-07 | 0 | 6.3584e-07 | [17 empty] | 7.3.3.17.5 (Remote Grid) Updates to grid topology to minimize risk of ignition in HFTDs Remote GridWLDFRContact from objectAggregated | WLDFR | HFTD - Distribution - Tier 2 - 4QU CoRE ¦ 3QU LoRE | Non-Red Flag Warning - Catastrophic Fires | Contact from object | Aggregated | 2066 | 2.3978e-07 | 750.2287 | 0.00017989 | 2066 | Mitigation | 0.95 | 45 | 0 | esc | 0.00097009 | 2.3261e-10 | 0.00097009 | 2.3261e-10
[79 empty] | WLDFR | HFTD - Distribution - Zone 1 - 5QU CoRE ¦ 1QU LoRE | Red Flag Warning - Large Fires | 2056 | 8.576e-08 | 1.4532e-07 | 8.0996e-08 | 7.8503 | 0.92702 | 4.3664 | 2.5569 | 0 | 0 | 0 | 0.0001336 | 6.7325e-07 | 0 | 6.7325e-07 | 1.1408e-06 | 0 | 1.1408e-06 | 6.3584e-07 | 0 | 6.3584e-07 | [17 empty] | 7.3.3.17.5 (Remote Grid) Updates to grid topology to minimize risk of ignition in HFTDs Remote GridWLDFRContact from objectAggregated | WLDFR | HFTD - Distribution - Tier 2 - 4QU CoRE ¦ 3QU LoRE | Non-Red Flag Warning - Catastrophic Fires | Contact from object | Aggregated | 2067 | 2.3978e-07 | 750.2287 | 0.00017989 | 2067 | Mitigation | 0.95 | 45 | 0 | esc | 0 | 0 | 0.00097009 | 2.3261e-10
[79 empty] | WLDFR | HFTD - Distribution - Zone 1 - 5QU CoRE ¦ 1QU LoRE | Red Flag Warning - Large Fires | 2057 | 8.576e-08 | 1.4532e-07 | 8.0996e-08 | 7.8503 | 0.92702 | 4.3664 | 2.5569 | 0 | 0 | 0 | 0.0001336 | 6.7325e-07 | 0 | 6.7325e-07 | 1.1408e-06 | 0 | 1.1408e-06 | 6.3584e-07 | 0 | 6.3584e-07 | [17 empty] | 7.3.3.17.5 (Remote Grid) Updates to grid topology to minimize risk of ignition in HFTDs Remote GridWLDFRContaminationAggregated | WLDFR | HFTD - Distribution - Tier 2 - 4QU CoRE ¦ 3QU LoRE | Non-Red Flag Warning - Catastrophic Fires | Contamination | Aggregated | 2022 | 5.3801e-09 | 750.2287 | 4.0363e-06 | 2022 | Mitigation | 0.95 | 45 | 0 | esc | 0.00097009 | 5.2191e-12 | 0 | 0
[79 empty] | WLDFR | HFTD - Distribution - Zone 1 - 5QU CoRE ¦ 1QU LoRE | Red Flag Warning - Large Fires | 2058 | 8.576e-08 | 1.4532e-07 | 8.0996e-08 | 8.3524 | 0.96727 | 4.6367 | 2.7484 | 0 | 0 | 0 | 0.0001336 | 7.163e-07 | 0 | 7.163e-07 | 1.2137e-06 | 0 | 1.2137e-06 | 6.7651e-07 | 0 | 6.7651e-07 | [17 empty] | 7.3.3.17.5 (Remote Grid) Updates to grid topology to minimize risk of ignition in HFTDs Remote GridWLDFRContaminationAggregated | WLDFR | HFTD - Distribution - Tier 2 - 4QU CoRE ¦ 3QU LoRE | Non-Red Flag Warning - Catastrophic Fires | Contamination | Aggregated | 2023 | 5.3801e-09 | 750.2287 | 4.0363e-06 | 2023 | Mitigation | 0.95 | 45 | 0 | esc | 0.00097009 | 5.2191e-12 | 0.00097009 | 5.2191e-12
[79 empty] | WLDFR | HFTD - Distribution - Zone 1 - 5QU CoRE ¦ 1QU LoRE | Red Flag Warning - Large Fires | 2059 | 8.576e-08 | 1.4532e-07 | 8.0996e-08 | 8.3524 | 0.96727 | 4.6367 | 2.7484 | 0 | 0 | 0 | 0.0001336 | 7.163e-07 | 0 | 7.163e-07 | 1.2137e-06 | 0 | 1.2137e-06 | 6.7651e-07 | 0 | 6.7651e-07 | [17 empty] | 7.3.3.17.5 (Remote Grid) Updates to grid topology to minimize risk of ignition in HFTDs Remote GridWLDFRContaminationAggregated | WLDFR | HFTD - Distribution - Tier 2 - 4QU CoRE ¦ 3QU LoRE | Non-Red Flag Warning - Catastrophic Fires | Contamination | Aggregated | 2024 | 5.3801e-09 | 750.2287 | 4.0363e-06 | 2024 | Mitigation | 0.95 | 45 | 0 | esc | 0.00097009 | 5.2191e-12 | 0.00097009 | 5.2191e-12
[79 empty] | WLDFR | HFTD - Distribution - Zone 1 - 5QU CoRE ¦ 1QU LoRE | Red Flag Warning - Large Fires | 2060 | 8.576e-08 | 1.4532e-07 | 8.0996e-08 | 8.3524 | 0.96727 | 4.6367 | 2.7484 | 0 | 0 | 0 | 0.0001336 | 7.163e-07 | 0 | 7.163e-07 | 1.2137e-06 | 0 | 1.2137e-06 | 6.7651e-07 | 0 | 6.7651e-07 | [17 empty] | 7.3.3.17.5 (Remote Grid) Updates to grid topology to minimize risk of ignition in HFTDs Remote GridWLDFRContaminationAggregated | WLDFR | HFTD - Distribution - Tier 2 - 4QU CoRE ¦ 3QU LoRE | Non-Red Flag Warning - Catastrophic Fires | Contamination | Aggregated | 2025 | 5.3801e-09 | 750.2287 | 4.0363e-06 | 2025 | Mitigation | 0.95 | 45 | 0 | esc | 0.00097009 | 5.2191e-12 | 0.00097009 | 5.2191e-12
[79 empty] | WLDFR | HFTD - Distribution - Zone 1 - 5QU CoRE ¦ 1QU LoRE | Red Flag Warning - Large Fires | 2061 | 8.576e-08 | 1.4532e-07 | 8.0996e-08 | 8.3524 | 0.96727 | 4.6367 | 2.7484 | 0 | 0 | 0 | 0.0001336 | 7.163e-07 | 0 | 7.163e-07 | 1.2137e-06 | 0 | 1.2137e-06 | 6.7651e-07 | 0 | 6.7651e-07 | [17 empty] | 7.3.3.17.5 (Remote Grid) Updates to grid topology to minimize risk of ignition in HFTDs Remote GridWLDFRContaminationAggregated | WLDFR | HFTD - Distribution - Tier 2 - 4QU CoRE ¦ 3QU LoRE | Non-Red Flag Warning - Catastrophic Fires | Contamination | Aggregated | 2026 | 5.3801e-09 | 750.2287 | 4.0363e-06 | 2026 | Mitigation | 0.95 | 45 | 0 | esc | 0.00097009 | 5.2191e-12 | 0.00097009 | 5.2191e-12
[79 empty] | WLDFR | HFTD - Distribution - Zone 1 - 5QU CoRE ¦ 1QU LoRE | Red Flag Warning - Large Fires | 2062 | 8.576e-08 | 1.4532e-07 | 8.0996e-08 | 8.3524 | 0.96727 | 4.6367 | 2.7484 | 0 | 0 | 0 | 0.0001336 | 7.163e-07 | 0 | 7.163e-07 | 1.2137e-06 | 0 | 1.2137e-06 | 6.7651e-07 | 0 | 6.7651e-07 | [17 empty] | 7.3.3.17.5 (Remote Grid) Updates to grid topology to minimize risk of ignition in HFTDs Remote GridWLDFRContaminationAggregated | WLDFR | HFTD - Distribution - Tier 2 - 4QU CoRE ¦ 3QU LoRE | Non-Red Flag Warning - Catastrophic Fires | Contamination | Aggregated | 2027 | 5.3801e-09 | 750.2287 | 4.0363e-06 | 2027 | Mitigation | 0.95 | 45 | 0 | esc | 0.00097009 | 5.2191e-12 | 0.00097009 | 5.2191e-12
[79 empty] | WLDFR | HFTD - Distribution - Zone 1 - 5QU CoRE ¦ 1QU LoRE | Red Flag Warning - Large Fires | 2063 | 8.576e-08 | 1.4532e-07 | 8.0996e-08 | 8.872 | 1.0079 | 4.9153 | 2.9488 | 0 | 0 | 0 | 0.0001336 | 7.6086e-07 | 0 | 7.6086e-07 | 1.2892e-06 | 0 | 1.2892e-06 | 7.1859e-07 | 0 | 7.1859e-07 | [17 empty] | 7.3.3.17.5 (Remote Grid) Updates to grid topology to minimize risk of ignition in HFTDs Remote GridWLDFRContaminationAggregated | WLDFR | HFTD - Distribution - Tier 2 - 4QU CoRE ¦ 3QU LoRE | Non-Red Flag Warning - Catastrophic Fires | Contamination | Aggregated | 2028 | 5.3801e-09 | 750.2287 | 4.0363e-06 | 2028 | Mitigation | 0.95 | 45 | 0 | esc | 0.00097009 | 5.2191e-12 | 0.00097009 | 5.2191e-12
[79 empty] | WLDFR | HFTD - Distribution - Zone 1 - 5QU CoRE ¦ 1QU LoRE | Red Flag Warning - Large Fires | 2064 | 8.576e-08 | 1.4532e-07 | 8.0996e-08 | 8.872 | 1.0079 | 4.9153 | 2.9488 | 0 | 0 | 0 | 0.0001336 | 7.6086e-07 | 0 | 7.6086e-07 | 1.2892e-06 | 0 | 1.2892e-06 | 7.1859e-07 | 0 | 7.1859e-07 | [17 empty] | 7.3.3.17.5 (Remote Grid) Updates to grid topology to minimize risk of ignition in HFTDs Remote GridWLDFRContaminationAggregated | WLDFR | HFTD - Distribution - Tier 2 - 4QU CoRE ¦ 3QU LoRE | Non-Red Flag Warning - Catastrophic Fires | Contamination | Aggregated | 2029 | 5.3801e-09 | 750.2287 | 4.0363e-06 | 2029 | Mitigation | 0.95 | 45 | 0 | esc | 0.00097009 | 5.2191e-12 | 0.00097009 | 5.2191e-12
[79 empty] | WLDFR | HFTD - Distribution - Zone 1 - 5QU CoRE ¦ 1QU LoRE | Red Flag Warning - Large Fires | 2065 | 8.576e-08 | 1.4532e-07 | 8.0996e-08 | 8.872 | 1.0079 | 4.9153 | 2.9488 | 0 | 0 | 0 | 0.0001336 | 7.6086e-07 | 0 | 7.6086e-07 | 1.2892e-06 | 0 | 1.2892e-06 | 7.1859e-07 | 0 | 7.1859e-07 | [17 empty] | 7.3.3.17.5 (Remote Grid) Updates to grid topology to minimize risk of ignition in HFTDs Remote GridWLDFRContaminationAggregated | WLDFR | HFTD - Distribution - Tier 2 - 4QU CoRE ¦ 3QU LoRE | Non-Red Flag Warning - Catastrophic Fires | Contamination | Aggregated | 2030 | 5.3801e-09 | 750.2287 | 4.0363e-06 | 2030 | Mitigation | 0.95 | 45 | 0 | esc | 0.00097009 | 5.2191e-12 | 0.00097009 | 5.2191e-12
[79 empty] | WLDFR | HFTD - Distribution - Zone 1 - 5QU CoRE ¦ 1QU LoRE | Red Flag Warning - Large Fires | 2066 | 0 | 1.4532e-07 | 8.0996e-08 | 8.872 | 1.0079 | 4.9153 | 2.9488 | 0 | 0 | 0 | 0.0001336 | 0 | 0 | 0 | 1.2892e-06 | 0 | 1.2892e-06 | 7.1859e-07 | 0 | 7.1859e-07 | [17 empty] | 7.3.3.17.5 (Remote Grid) Updates to grid topology to minimize risk of ignition in HFTDs Remote GridWLDFRContaminationAggregated | WLDFR | HFTD - Distribution - Tier 2 - 4QU CoRE ¦ 3QU LoRE | Non-Red Flag Warning - Catastrophic Fires | Contamination | Aggregated | 2031 | 5.3801e-09 | 750.2287 | 4.0363e-06 | 2031 | Mitigation | 0.95 | 45 | 0 | esc | 0.00097009 | 5.2191e-12 | 0.00097009 | 5.2191e-12
[79 empty] | WLDFR | HFTD - Distribution - Zone 1 - 5QU CoRE ¦ 1QU LoRE | Red Flag Warning - Large Fires | 2067 | 0 | 0 | 8.0996e-08 | 8.872 | 1.0079 | 4.9153 | 2.9488 | 0 | 0 | 0 | 0.0001336 | 0 | 0 | 0 | 0 | 0 | 0 | 7.1859e-07 | 0 | 7.1859e-07 | [17 empty] | 7.3.3.17.5 (Remote Grid) Updates to grid topology to minimize risk of ignition in HFTDs Remote GridWLDFRContaminationAggregated | WLDFR | HFTD - Distribution - Tier 2 - 4QU CoRE ¦ 3QU LoRE | Non-Red Flag Warning - Catastrophic Fires | Contamination | Aggregated | 2032 | 5.3801e-09 | 750.2287 | 4.0363e-06 | 2032 | Mitigation | 0.95 | 45 | 0 | esc | 0.00097009 | 5.2191e-12 | 0.00097009 | 5.2191e-12
[79 empty] | WLDFR | HFTD - Distribution - Zone 1 - 5QU CoRE ¦ 1QU LoRE | Red Flag Warning - Small Fires | 2021 | 1.188e-06 | 0 | 0 | 0.077901 | 0.036425 | 0.0015809 | 0.039895 | 0 | 0 | 0 | 0.0021162 | 9.2544e-08 | 0 | 9.2544e-08 | 0 | 0 | 0 | 0 | 0 | 0 | [17 empty] | 7.3.3.17.5 (Remote Grid) Updates to grid topology to minimize risk of ignition in HFTDs Remote GridWLDFRContaminationAggregated | WLDFR | HFTD - Distribution - Tier 2 - 4QU CoRE ¦ 3QU LoRE | Non-Red Flag Warning - Catastrophic Fires | Contamination | Aggregated | 2033 | 5.3801e-09 | 750.2287 | 4.0363e-06 | 2033 | Mitigation | 0.95 | 45 | 0 | esc | 0.00097009 | 5.2191e-12 | 0.00097009 | 5.2191e-12
[79 empty] | WLDFR | HFTD - Distribution - Zone 1 - 5QU CoRE ¦ 1QU LoRE | Red Flag Warning - Small Fires | 2022 | 1.1868e-06 | 2.011e-06 | 0 | 0.077901 | 0.036425 | 0.0015809 | 0.039895 | 0 | 0 | 0 | 0.0021144 | 9.2453e-08 | 0 | 9.2453e-08 | 1.5666e-07 | 0 | 1.5666e-07 | 0 | 0 | 0 | [17 empty] | 7.3.3.17.5 (Remote Grid) Updates to grid topology to minimize risk of ignition in HFTDs Remote GridWLDFRContaminationAggregated | WLDFR | HFTD - Distribution - Tier 2 - 4QU CoRE ¦ 3QU LoRE | Non-Red Flag Warning - Catastrophic Fires | Contamination | Aggregated | 2034 | 5.3801e-09 | 750.2287 | 4.0363e-06 | 2034 | Mitigation | 0.95 | 45 | 0 | esc | 0.00097009 | 5.2191e-12 | 0.00097009 | 5.2191e-12
[79 empty] | WLDFR | HFTD - Distribution - Zone 1 - 5QU CoRE ¦ 1QU LoRE | Red Flag Warning - Small Fires | 2023 | 1.1868e-06 | 2.011e-06 | 1.1209e-06 | 0.080408 | 0.03759 | 0.0016314 | 0.041187 | 0 | 0 | 0 | 0.0021144 | 9.5429e-08 | 0 | 9.5429e-08 | 1.617e-07 | 0 | 1.617e-07 | 9.0128e-08 | 0 | 9.0128e-08 | [17 empty] | 7.3.3.17.5 (Remote Grid) Updates to grid topology to minimize risk of ignition in HFTDs Remote GridWLDFRContaminationAggregated | WLDFR | HFTD - Distribution - Tier 2 - 4QU CoRE ¦ 3QU LoRE | Non-Red Flag Warning - Catastrophic Fires | Contamination | Aggregated | 2035 | 5.3801e-09 | 750.2287 | 4.0363e-06 | 2035 | Mitigation | 0.95 | 45 | 0 | esc | 0.00097009 | 5.2191e-12 | 0.00097009 | 5.2191e-12
[79 empty] | WLDFR | HFTD - Distribution - Zone 1 - 5QU CoRE ¦ 1QU LoRE | Red Flag Warning - Small Fires | 2024 | 1.1868e-06 | 2.011e-06 | 1.1209e-06 | 0.080408 | 0.03759 | 0.0016314 | 0.041187 | 0 | 0 | 0 | 0.0021144 | 9.5429e-08 | 0 | 9.5429e-08 | 1.617e-07 | 0 | 1.617e-07 | 9.0128e-08 | 0 | 9.0128e-08 | [17 empty] | 7.3.3.17.5 (Remote Grid) Updates to grid topology to minimize risk of ignition in HFTDs Remote GridWLDFRContaminationAggregated | WLDFR | HFTD - Distribution - Tier 2 - 4QU CoRE ¦ 3QU LoRE | Non-Red Flag Warning - Catastrophic Fires | Contamination | Aggregated | 2036 | 5.3801e-09 | 750.2287 | 4.0363e-06 | 2036 | Mitigation | 0.95 | 45 | 0 | esc | 0.00097009 | 5.2191e-12 | 0.00097009 | 5.2191e-12
[79 empty] | WLDFR | HFTD - Distribution - Zone 1 - 5QU CoRE ¦ 1QU LoRE | Red Flag Warning - Small Fires | 2025 | 1.1868e-06 | 2.011e-06 | 1.1209e-06 | 0.080408 | 0.03759 | 0.0016314 | 0.041187 | 0 | 0 | 0 | 0.0021144 | 9.5429e-08 | 0 | 9.5429e-08 | 1.617e-07 | 0 | 1.617e-07 | 9.0128e-08 | 0 | 9.0128e-08 | [17 empty] | 7.3.3.17.5 (Remote Grid) Updates to grid topology to minimize risk of ignition in HFTDs Remote GridWLDFRContaminationAggregated | WLDFR | HFTD - Distribution - Tier 2 - 4QU CoRE ¦ 3QU LoRE | Non-Red Flag Warning - Catastrophic Fires | Contamination | Aggregated | 2037 | 5.3801e-09 | 750.2287 | 4.0363e-06 | 2037 | Mitigation | 0.95 | 45 | 0 | esc | 0.00097009 | 5.2191e-12 | 0.00097009 | 5.2191e-12
[79 empty] | WLDFR | HFTD - Distribution - Zone 1 - 5QU CoRE ¦ 1QU LoRE | Red Flag Warning - Small Fires | 2026 | 1.1868e-06 | 2.011e-06 | 1.1209e-06 | 0.080408 | 0.03759 | 0.0016314 | 0.041187 | 0 | 0 | 0 | 0.0021144 | 9.5429e-08 | 0 | 9.5429e-08 | 1.617e-07 | 0 | 1.617e-07 | 9.0128e-08 | 0 | 9.0128e-08 | [17 empty] | 7.3.3.17.5 (Remote Grid) Updates to grid topology to minimize risk of ignition in HFTDs Remote GridWLDFRContaminationAggregated | WLDFR | HFTD - Distribution - Tier 2 - 4QU CoRE ¦ 3QU LoRE | Non-Red Flag Warning - Catastrophic Fires | Contamination | Aggregated | 2038 | 5.3801e-09 | 750.2287 | 4.0363e-06 | 2038 | Mitigation | 0.95 | 45 | 0 | esc | 0.00097009 | 5.2191e-12 | 0.00097009 | 5.2191e-12
[79 empty] | WLDFR | HFTD - Distribution - Zone 1 - 5QU CoRE ¦ 1QU LoRE | Red Flag Warning - Small Fires | 2027 | 1.1868e-06 | 2.011e-06 | 1.1209e-06 | 0.080408 | 0.03759 | 0.0016314 | 0.041187 | 0 | 0 | 0 | 0.0021144 | 9.5429e-08 | 0 | 9.5429e-08 | 1.617e-07 | 0 | 1.617e-07 | 9.0128e-08 | 0 | 9.0128e-08 | [17 empty] | 7.3.3.17.5 (Remote Grid) Updates to grid topology to minimize risk of ignition in HFTDs Remote GridWLDFRContaminationAggregated | WLDFR | HFTD - Distribution - Tier 2 - 4QU CoRE ¦ 3QU LoRE | Non-Red Flag Warning - Catastrophic Fires | Contamination | Aggregated | 2039 | 5.3801e-09 | 750.2287 | 4.0363e-06 | 2039 | Mitigation | 0.95 | 45 | 0 | esc | 0.00097009 | 5.2191e-12 | 0.00097009 | 5.2191e-12
[79 empty] | WLDFR | HFTD - Distribution - Zone 1 - 5QU CoRE ¦ 1QU LoRE | Red Flag Warning - Small Fires | 2028 | 1.1868e-06 | 2.011e-06 | 1.1209e-06 | 0.083606 | 0.039055 | 0.001695 | 0.042856 | 0 | 0 | 0 | 0.0021144 | 9.9225e-08 | 0 | 9.9225e-08 | 1.6813e-07 | 0 | 1.6813e-07 | 9.3713e-08 | 0 | 9.3713e-08 | [17 empty] | 7.3.3.17.5 (Remote Grid) Updates to grid topology to minimize risk of ignition in HFTDs Remote GridWLDFRContaminationAggregated | WLDFR | HFTD - Distribution - Tier 2 - 4QU CoRE ¦ 3QU LoRE | Non-Red Flag Warning - Catastrophic Fires | Contamination | Aggregated | 2040 | 5.3801e-09 | 750.2287 | 4.0363e-06 | 2040 | Mitigation | 0.95 | 45 | 0 | esc | 0.00097009 | 5.2191e-12 | 0.00097009 | 5.2191e-12
[79 empty] | WLDFR | HFTD - Distribution - Zone 1 - 5QU CoRE ¦ 1QU LoRE | Red Flag Warning - Small Fires | 2029 | 1.1868e-06 | 2.011e-06 | 1.1209e-06 | 0.083606 | 0.039055 | 0.001695 | 0.042856 | 0 | 0 | 0 | 0.0021144 | 9.9225e-08 | 0 | 9.9225e-08 | 1.6813e-07 | 0 | 1.6813e-07 | 9.3713e-08 | 0 | 9.3713e-08 | [17 empty] | 7.3.3.17.5 (Remote Grid) Updates to grid topology to minimize risk of ignition in HFTDs Remote GridWLDFRContaminationAggregated | WLDFR | HFTD - Distribution - Tier 2 - 4QU CoRE ¦ 3QU LoRE | Non-Red Flag Warning - Catastrophic Fires | Contamination | Aggregated | 2041 | 5.3801e-09 | 750.2287 | 4.0363e-06 | 2041 | Mitigation | 0.95 | 45 | 0 | esc | 0.00097009 | 5.2191e-12 | 0.00097009 | 5.2191e-12
[79 empty] | WLDFR | HFTD - Distribution - Zone 1 - 5QU CoRE ¦ 1QU LoRE | Red Flag Warning - Small Fires | 2030 | 1.1868e-06 | 2.011e-06 | 1.1209e-06 | 0.083606 | 0.039055 | 0.001695 | 0.042856 | 0 | 0 | 0 | 0.0021144 | 9.9225e-08 | 0 | 9.9225e-08 | 1.6813e-07 | 0 | 1.6813e-07 | 9.3713e-08 | 0 | 9.3713e-08 | [17 empty] | 7.3.3.17.5 (Remote Grid) Updates to grid topology to minimize risk of ignition in HFTDs Remote GridWLDFRContaminationAggregated | WLDFR | HFTD - Distribution - Tier 2 - 4QU CoRE ¦ 3QU LoRE | Non-Red Flag Warning - Catastrophic Fires | Contamination | Aggregated | 2042 | 5.3801e-09 | 750.2287 | 4.0363e-06 | 2042 | Mitigation | 0.95 | 45 | 0 | esc | 0.00097009 | 5.2191e-12 | 0.00097009 | 5.2191e-12
[79 empty] | WLDFR | HFTD - Distribution - Zone 1 - 5QU CoRE ¦ 1QU LoRE | Red Flag Warning - Small Fires | 2031 | 1.1868e-06 | 2.011e-06 | 1.1209e-06 | 0.083606 | 0.039055 | 0.001695 | 0.042856 | 0 | 0 | 0 | 0.0021144 | 9.9225e-08 | 0 | 9.9225e-08 | 1.6813e-07 | 0 | 1.6813e-07 | 9.3713e-08 | 0 | 9.3713e-08 | [17 empty] | 7.3.3.17.5 (Remote Grid) Updates to grid topology to minimize risk of ignition in HFTDs Remote GridWLDFRContaminationAggregated | WLDFR | HFTD - Distribution - Tier 2 - 4QU CoRE ¦ 3QU LoRE | Non-Red Flag Warning - Catastrophic Fires | Contamination | Aggregated | 2043 | 5.3801e-09 | 750.2287 | 4.0363e-06 | 2043 | Mitigation | 0.95 | 45 | 0 | esc | 0.00097009 | 5.2191e-12 | 0.00097009 | 5.2191e-12
[79 empty] | WLDFR | HFTD - Distribution - Zone 1 - 5QU CoRE ¦ 1QU LoRE | Red Flag Warning - Small Fires | 2032 | 1.1868e-06 | 2.011e-06 | 1.1209e-06 | 0.083606 | 0.039055 | 0.001695 | 0.042856 | 0 | 0 | 0 | 0.0021144 | 9.9225e-08 | 0 | 9.9225e-08 | 1.6813e-07 | 0 | 1.6813e-07 | 9.3713e-08 | 0 | 9.3713e-08 | [17 empty] | 7.3.3.17.5 (Remote Grid) Updates to grid topology to minimize risk of ignition in HFTDs Remote GridWLDFRContaminationAggregated | WLDFR | HFTD - Distribution - Tier 2 - 4QU CoRE ¦ 3QU LoRE | Non-Red Flag Warning - Catastrophic Fires | Contamination | Aggregated | 2044 | 5.3801e-09 | 750.2287 | 4.0363e-06 | 2044 | Mitigation | 0.95 | 45 | 0 | esc | 0.00097009 | 5.2191e-12 | 0.00097009 | 5.2191e-12
[79 empty] | WLDFR | HFTD - Distribution - Zone 1 - 5QU CoRE ¦ 1QU LoRE | Red Flag Warning - Small Fires | 2033 | 1.1868e-06 | 2.011e-06 | 1.1209e-06 | 0.087211 | 0.040679 | 0.0017655 | 0.044766 | 0 | 0 | 0 | 0.0021144 | 1.035e-07 | 0 | 1.035e-07 | 1.7538e-07 | 0 | 1.7538e-07 | 9.7753e-08 | 0 | 9.7753e-08 | [17 empty] | 7.3.3.17.5 (Remote Grid) Updates to grid topology to minimize risk of ignition in HFTDs Remote GridWLDFRContaminationAggregated | WLDFR | HFTD - Distribution - Tier 2 - 4QU CoRE ¦ 3QU LoRE | Non-Red Flag Warning - Catastrophic Fires | Contamination | Aggregated | 2045 | 5.3801e-09 | 750.2287 | 4.0363e-06 | 2045 | Mitigation | 0.95 | 45 | 0 | esc | 0.00097009 | 5.2191e-12 | 0.00097009 | 5.2191e-12
[79 empty] | WLDFR | HFTD - Distribution - Zone 1 - 5QU CoRE ¦ 1QU LoRE | Red Flag Warning - Small Fires | 2034 | 1.1868e-06 | 2.011e-06 | 1.1209e-06 | 0.087211 | 0.040679 | 0.0017655 | 0.044766 | 0 | 0 | 0 | 0.0021144 | 1.035e-07 | 0 | 1.035e-07 | 1.7538e-07 | 0 | 1.7538e-07 | 9.7753e-08 | 0 | 9.7753e-08 | [17 empty] | 7.3.3.17.5 (Remote Grid) Updates to grid topology to minimize risk of ignition in HFTDs Remote GridWLDFRContaminationAggregated | WLDFR | HFTD - Distribution - Tier 2 - 4QU CoRE ¦ 3QU LoRE | Non-Red Flag Warning - Catastrophic Fires | Contamination | Aggregated | 2046 | 5.3801e-09 | 750.2287 | 4.0363e-06 | 2046 | Mitigation | 0.95 | 45 | 0 | esc | 0.00097009 | 5.2191e-12 | 0.00097009 | 5.2191e-12
[79 empty] | WLDFR | HFTD - Distribution - Zone 1 - 5QU CoRE ¦ 1QU LoRE | Red Flag Warning - Small Fires | 2035 | 1.1868e-06 | 2.011e-06 | 1.1209e-06 | 0.087211 | 0.040679 | 0.0017655 | 0.044766 | 0 | 0 | 0 | 0.0021144 | 1.035e-07 | 0 | 1.035e-07 | 1.7538e-07 | 0 | 1.7538e-07 | 9.7753e-08 | 0 | 9.7753e-08 | [17 empty] | 7.3.3.17.5 (Remote Grid) Updates to grid topology to minimize risk of ignition in HFTDs Remote GridWLDFRContaminationAggregated | WLDFR | HFTD - Distribution - Tier 2 - 4QU CoRE ¦ 3QU LoRE | Non-Red Flag Warning - Catastrophic Fires | Contamination | Aggregated | 2047 | 5.3801e-09 | 750.2287 | 4.0363e-06 | 2047 | Mitigation | 0.95 | 45 | 0 | esc | 0.00097009 | 5.2191e-12 | 0.00097009 | 5.2191e-12
[79 empty] | WLDFR | HFTD - Distribution - Zone 1 - 5QU CoRE ¦ 1QU LoRE | Red Flag Warning - Small Fires | 2036 | 1.1868e-06 | 2.011e-06 | 1.1209e-06 | 0.087211 | 0.040679 | 0.0017655 | 0.044766 | 0 | 0 | 0 | 0.0021144 | 1.035e-07 | 0 | 1.035e-07 | 1.7538e-07 | 0 | 1.7538e-07 | 9.7753e-08 | 0 | 9.7753e-08 | [17 empty] | 7.3.3.17.5 (Remote Grid) Updates to grid topology to minimize risk of ignition in HFTDs Remote GridWLDFRContaminationAggregated | WLDFR | HFTD - Distribution - Tier 2 - 4QU CoRE ¦ 3QU LoRE | Non-Red Flag Warning - Catastrophic Fires | Contamination | Aggregated | 2048 | 5.3801e-09 | 750.2287 | 4.0363e-06 | 2048 | Mitigation | 0.95 | 45 | 0 | esc | 0.00097009 | 5.2191e-12 | 0.00097009 | 5.2191e-12
[79 empty] | WLDFR | HFTD - Distribution - Zone 1 - 5QU CoRE ¦ 1QU LoRE | Red Flag Warning - Small Fires | 2037 | 1.1868e-06 | 2.011e-06 | 1.1209e-06 | 0.087211 | 0.040679 | 0.0017655 | 0.044766 | 0 | 0 | 0 | 0.0021144 | 1.035e-07 | 0 | 1.035e-07 | 1.7538e-07 | 0 | 1.7538e-07 | 9.7753e-08 | 0 | 9.7753e-08 | [17 empty] | 7.3.3.17.5 (Remote Grid) Updates to grid topology to minimize risk of ignition in HFTDs Remote GridWLDFRContaminationAggregated | WLDFR | HFTD - Distribution - Tier 2 - 4QU CoRE ¦ 3QU LoRE | Non-Red Flag Warning - Catastrophic Fires | Contamination | Aggregated | 2049 | 5.3801e-09 | 750.2287 | 4.0363e-06 | 2049 | Mitigation | 0.95 | 45 | 0 | esc | 0.00097009 | 5.2191e-12 | 0.00097009 | 5.2191e-12
[79 empty] | WLDFR | HFTD - Distribution - Zone 1 - 5QU CoRE ¦ 1QU LoRE | Red Flag Warning - Small Fires | 2038 | 1.1868e-06 | 2.011e-06 | 1.1209e-06 | 0.091184 | 0.042438 | 0.0018418 | 0.046905 | 0 | 0 | 0 | 0.0021144 | 1.0822e-07 | 0 | 1.0822e-07 | 1.8337e-07 | 0 | 1.8337e-07 | 1.0221e-07 | 0 | 1.0221e-07 | [17 empty] | 7.3.3.17.5 (Remote Grid) Updates to grid topology to minimize risk of ignition in HFTDs Remote GridWLDFRContaminationAggregated | WLDFR | HFTD - Distribution - Tier 2 - 4QU CoRE ¦ 3QU LoRE | Non-Red Flag Warning - Catastrophic Fires | Contamination | Aggregated | 2050 | 5.3801e-09 | 750.2287 | 4.0363e-06 | 2050 | Mitigation | 0.95 | 45 | 0 | esc | 0.00097009 | 5.2191e-12 | 0.00097009 | 5.2191e-12
[79 empty] | WLDFR | HFTD - Distribution - Zone 1 - 5QU CoRE ¦ 1QU LoRE | Red Flag Warning - Small Fires | 2039 | 1.1868e-06 | 2.011e-06 | 1.1209e-06 | 0.091184 | 0.042438 | 0.0018418 | 0.046905 | 0 | 0 | 0 | 0.0021144 | 1.0822e-07 | 0 | 1.0822e-07 | 1.8337e-07 | 0 | 1.8337e-07 | 1.0221e-07 | 0 | 1.0221e-07 | [17 empty] | 7.3.3.17.5 (Remote Grid) Updates to grid topology to minimize risk of ignition in HFTDs Remote GridWLDFRContaminationAggregated | WLDFR | HFTD - Distribution - Tier 2 - 4QU CoRE ¦ 3QU LoRE | Non-Red Flag Warning - Catastrophic Fires | Contamination | Aggregated | 2051 | 5.3801e-09 | 750.2287 | 4.0363e-06 | 2051 | Mitigation | 0.95 | 45 | 0 | esc | 0.00097009 | 5.2191e-12 | 0.00097009 | 5.2191e-12
[79 empty] | WLDFR | HFTD - Distribution - Zone 1 - 5QU CoRE ¦ 1QU LoRE | Red Flag Warning - Small Fires | 2040 | 1.1868e-06 | 2.011e-06 | 1.1209e-06 | 0.091184 | 0.042438 | 0.0018418 | 0.046905 | 0 | 0 | 0 | 0.0021144 | 1.0822e-07 | 0 | 1.0822e-07 | 1.8337e-07 | 0 | 1.8337e-07 | 1.0221e-07 | 0 | 1.0221e-07 | [17 empty] | 7.3.3.17.5 (Remote Grid) Updates to grid topology to minimize risk of ignition in HFTDs Remote GridWLDFRContaminationAggregated | WLDFR | HFTD - Distribution - Tier 2 - 4QU CoRE ¦ 3QU LoRE | Non-Red Flag Warning - Catastrophic Fires | Contamination | Aggregated | 2052 | 5.3801e-09 | 750.2287 | 4.0363e-06 | 2052 | Mitigation | 0.95 | 45 | 0 | esc | 0.00097009 | 5.2191e-12 | 0.00097009 | 5.2191e-12
[79 empty] | WLDFR | HFTD - Distribution - Zone 1 - 5QU CoRE ¦ 1QU LoRE | Red Flag Warning - Small Fires | 2041 | 1.1868e-06 | 2.011e-06 | 1.1209e-06 | 0.091184 | 0.042438 | 0.0018418 | 0.046905 | 0 | 0 | 0 | 0.0021144 | 1.0822e-07 | 0 | 1.0822e-07 | 1.8337e-07 | 0 | 1.8337e-07 | 1.0221e-07 | 0 | 1.0221e-07 | [17 empty] | 7.3.3.17.5 (Remote Grid) Updates to grid topology to minimize risk of ignition in HFTDs Remote GridWLDFRContaminationAggregated | WLDFR | HFTD - Distribution - Tier 2 - 4QU CoRE ¦ 3QU LoRE | Non-Red Flag Warning - Catastrophic Fires | Contamination | Aggregated | 2053 | 5.3801e-09 | 750.2287 | 4.0363e-06 | 2053 | Mitigation | 0.95 | 45 | 0 | esc | 0.00097009 | 5.2191e-12 | 0.00097009 | 5.2191e-12
[79 empty] | WLDFR | HFTD - Distribution - Zone 1 - 5QU CoRE ¦ 1QU LoRE | Red Flag Warning - Small Fires | 2042 | 1.1868e-06 | 2.011e-06 | 1.1209e-06 | 0.091184 | 0.042438 | 0.0018418 | 0.046905 | 0 | 0 | 0 | 0.0021144 | 1.0822e-07 | 0 | 1.0822e-07 | 1.8337e-07 | 0 | 1.8337e-07 | 1.0221e-07 | 0 | 1.0221e-07 | [17 empty] | 7.3.3.17.5 (Remote Grid) Updates to grid topology to minimize risk of ignition in HFTDs Remote GridWLDFRContaminationAggregated | WLDFR | HFTD - Distribution - Tier 2 - 4QU CoRE ¦ 3QU LoRE | Non-Red Flag Warning - Catastrophic Fires | Contamination | Aggregated | 2054 | 5.3801e-09 | 750.2287 | 4.0363e-06 | 2054 | Mitigation | 0.95 | 45 | 0 | esc | 0.00097009 | 5.2191e-12 | 0.00097009 | 5.2191e-12
[79 empty] | WLDFR | HFTD - Distribution - Zone 1 - 5QU CoRE ¦ 1QU LoRE | Red Flag Warning - Small Fires | 2043 | 1.1868e-06 | 2.011e-06 | 1.1209e-06 | 0.095486 | 0.044306 | 0.0019228 | 0.049257 | 0 | 0 | 0 | 0.0021144 | 1.1332e-07 | 0 | 1.1332e-07 | 1.9202e-07 | 0 | 1.9202e-07 | 1.0703e-07 | 0 | 1.0703e-07 | [17 empty] | 7.3.3.17.5 (Remote Grid) Updates to grid topology to minimize risk of ignition in HFTDs Remote GridWLDFRContaminationAggregated | WLDFR | HFTD - Distribution - Tier 2 - 4QU CoRE ¦ 3QU LoRE | Non-Red Flag Warning - Catastrophic Fires | Contamination | Aggregated | 2055 | 5.3801e-09 | 750.2287 | 4.0363e-06 | 2055 | Mitigation | 0.95 | 45 | 0 | esc | 0.00097009 | 5.2191e-12 | 0.00097009 | 5.2191e-12
[79 empty] | WLDFR | HFTD - Distribution - Zone 1 - 5QU CoRE ¦ 1QU LoRE | Red Flag Warning - Small Fires | 2044 | 1.1868e-06 | 2.011e-06 | 1.1209e-06 | 0.095486 | 0.044306 | 0.0019228 | 0.049257 | 0 | 0 | 0 | 0.0021144 | 1.1332e-07 | 0 | 1.1332e-07 | 1.9202e-07 | 0 | 1.9202e-07 | 1.0703e-07 | 0 | 1.0703e-07 | [17 empty] | 7.3.3.17.5 (Remote Grid) Updates to grid topology to minimize risk of ignition in HFTDs Remote GridWLDFRContaminationAggregated | WLDFR | HFTD - Distribution - Tier 2 - 4QU CoRE ¦ 3QU LoRE | Non-Red Flag Warning - Catastrophic Fires | Contamination | Aggregated | 2056 | 5.3801e-09 | 750.2287 | 4.0363e-06 | 2056 | Mitigation | 0.95 | 45 | 0 | esc | 0.00097009 | 5.2191e-12 | 0.00097009 | 5.2191e-12
[79 empty] | WLDFR | HFTD - Distribution - Zone 1 - 5QU CoRE ¦ 1QU LoRE | Red Flag Warning - Small Fires | 2045 | 1.1868e-06 | 2.011e-06 | 1.1209e-06 | 0.095486 | 0.044306 | 0.0019228 | 0.049257 | 0 | 0 | 0 | 0.0021144 | 1.1332e-07 | 0 | 1.1332e-07 | 1.9202e-07 | 0 | 1.9202e-07 | 1.0703e-07 | 0 | 1.0703e-07 | [17 empty] | 7.3.3.17.5 (Remote Grid) Updates to grid topology to minimize risk of ignition in HFTDs Remote GridWLDFRContaminationAggregated | WLDFR | HFTD - Distribution - Tier 2 - 4QU CoRE ¦ 3QU LoRE | Non-Red Flag Warning - Catastrophic Fires | Contamination | Aggregated | 2057 | 5.3801e-09 | 750.2287 | 4.0363e-06 | 2057 | Mitigation | 0.95 | 45 | 0 | esc | 0.00097009 | 5.2191e-12 | 0.00097009 | 5.2191e-12
[79 empty] | WLDFR | HFTD - Distribution - Zone 1 - 5QU CoRE ¦ 1QU LoRE | Red Flag Warning - Small Fires | 2046 | 1.1868e-06 | 2.011e-06 | 1.1209e-06 | 0.095486 | 0.044306 | 0.0019228 | 0.049257 | 0 | 0 | 0 | 0.0021144 | 1.1332e-07 | 0 | 1.1332e-07 | 1.9202e-07 | 0 | 1.9202e-07 | 1.0703e-07 | 0 | 1.0703e-07 | [17 empty] | 7.3.3.17.5 (Remote Grid) Updates to grid topology to minimize risk of ignition in HFTDs Remote GridWLDFRContaminationAggregated | WLDFR | HFTD - Distribution - Tier 2 - 4QU CoRE ¦ 3QU LoRE | Non-Red Flag Warning - Catastrophic Fires | Contamination | Aggregated | 2058 | 5.3801e-09 | 750.2287 | 4.0363e-06 | 2058 | Mitigation | 0.95 | 45 | 0 | esc | 0.00097009 | 5.2191e-12 | 0.00097009 | 5.2191e-12
[79 empty] | WLDFR | HFTD - Distribution - Zone 1 - 5QU CoRE ¦ 1QU LoRE | Red Flag Warning - Small Fires | 2047 | 1.1868e-06 | 2.011e-06 | 1.1209e-06 | 0.095486 | 0.044306 | 0.0019228 | 0.049257 | 0 | 0 | 0 | 0.0021144 | 1.1332e-07 | 0 | 1.1332e-07 | 1.9202e-07 | 0 | 1.9202e-07 | 1.0703e-07 | 0 | 1.0703e-07 | [17 empty] | 7.3.3.17.5 (Remote Grid) Updates to grid topology to minimize risk of ignition in HFTDs Remote GridWLDFRContaminationAggregated | WLDFR | HFTD - Distribution - Tier 2 - 4QU CoRE ¦ 3QU LoRE | Non-Red Flag Warning - Catastrophic Fires | Contamination | Aggregated | 2059 | 5.3801e-09 | 750.2287 | 4.0363e-06 | 2059 | Mitigation | 0.95 | 45 | 0 | esc | 0.00097009 | 5.2191e-12 | 0.00097009 | 5.2191e-12
[79 empty] | WLDFR | HFTD - Distribution - Zone 1 - 5QU CoRE ¦ 1QU LoRE | Red Flag Warning - Small Fires | 2048 | 1.1868e-06 | 2.011e-06 | 1.1209e-06 | 0.10007 | 0.04626 | 0.0020076 | 0.051804 | 0 | 0 | 0 | 0.0021144 | 1.1877e-07 | 0 | 1.1877e-07 | 2.0124e-07 | 0 | 2.0124e-07 | 1.1217e-07 | 0 | 1.1217e-07 | [17 empty] | 7.3.3.17.5 (Remote Grid) Updates to grid topology to minimize risk of ignition in HFTDs Remote GridWLDFRContaminationAggregated | WLDFR | HFTD - Distribution - Tier 2 - 4QU CoRE ¦ 3QU LoRE | Non-Red Flag Warning - Catastrophic Fires | Contamination | Aggregated | 2060 | 5.3801e-09 | 750.2287 | 4.0363e-06 | 2060 | Mitigation | 0.95 | 45 | 0 | esc | 0.00097009 | 5.2191e-12 | 0.00097009 | 5.2191e-12
[79 empty] | WLDFR | HFTD - Distribution - Zone 1 - 5QU CoRE ¦ 1QU LoRE | Red Flag Warning - Small Fires | 2049 | 1.1868e-06 | 2.011e-06 | 1.1209e-06 | 0.10007 | 0.04626 | 0.0020076 | 0.051804 | 0 | 0 | 0 | 0.0021144 | 1.1877e-07 | 0 | 1.1877e-07 | 2.0124e-07 | 0 | 2.0124e-07 | 1.1217e-07 | 0 | 1.1217e-07 | [17 empty] | 7.3.3.17.5 (Remote Grid) Updates to grid topology to minimize risk of ignition in HFTDs Remote GridWLDFRContaminationAggregated | WLDFR | HFTD - Distribution - Tier 2 - 4QU CoRE ¦ 3QU LoRE | Non-Red Flag Warning - Catastrophic Fires | Contamination | Aggregated | 2061 | 5.3801e-09 | 750.2287 | 4.0363e-06 | 2061 | Mitigation | 0.95 | 45 | 0 | esc | 0.00097009 | 5.2191e-12 | 0.00097009 | 5.2191e-12
[79 empty] | WLDFR | HFTD - Distribution - Zone 1 - 5QU CoRE ¦ 1QU LoRE | Red Flag Warning - Small Fires | 2050 | 1.1868e-06 | 2.011e-06 | 1.1209e-06 | 0.10007 | 0.04626 | 0.0020076 | 0.051804 | 0 | 0 | 0 | 0.0021144 | 1.1877e-07 | 0 | 1.1877e-07 | 2.0124e-07 | 0 | 2.0124e-07 | 1.1217e-07 | 0 | 1.1217e-07 | [17 empty] | 7.3.3.17.5 (Remote Grid) Updates to grid topology to minimize risk of ignition in HFTDs Remote GridWLDFRContaminationAggregated | WLDFR | HFTD - Distribution - Tier 2 - 4QU CoRE ¦ 3QU LoRE | Non-Red Flag Warning - Catastrophic Fires | Contamination | Aggregated | 2062 | 5.3801e-09 | 750.2287 | 4.0363e-06 | 2062 | Mitigation | 0.95 | 45 | 0 | esc | 0.00097009 | 5.2191e-12 | 0.00097009 | 5.2191e-12
[79 empty] | WLDFR | HFTD - Distribution - Zone 1 - 5QU CoRE ¦ 1QU LoRE | Red Flag Warning - Small Fires | 2051 | 1.1868e-06 | 2.011e-06 | 1.1209e-06 | 0.10007 | 0.04626 | 0.0020076 | 0.051804 | 0 | 0 | 0 | 0.0021144 | 1.1877e-07 | 0 | 1.1877e-07 | 2.0124e-07 | 0 | 2.0124e-07 | 1.1217e-07 | 0 | 1.1217e-07 | [17 empty] | 7.3.3.17.5 (Remote Grid) Updates to grid topology to minimize risk of ignition in HFTDs Remote GridWLDFRContaminationAggregated | WLDFR | HFTD - Distribution - Tier 2 - 4QU CoRE ¦ 3QU LoRE | Non-Red Flag Warning - Catastrophic Fires | Contamination | Aggregated | 2063 | 5.3801e-09 | 750.2287 | 4.0363e-06 | 2063 | Mitigation | 0.95 | 45 | 0 | esc | 0.00097009 | 5.2191e-12 | 0.00097009 | 5.2191e-12
[79 empty] | WLDFR | HFTD - Distribution - Zone 1 - 5QU CoRE ¦ 1QU LoRE | Red Flag Warning - Small Fires | 2052 | 1.1868e-06 | 2.011e-06 | 1.1209e-06 | 0.10007 | 0.04626 | 0.0020076 | 0.051804 | 0 | 0 | 0 | 0.0021144 | 1.1877e-07 | 0 | 1.1877e-07 | 2.0124e-07 | 0 | 2.0124e-07 | 1.1217e-07 | 0 | 1.1217e-07 | [17 empty] | 7.3.3.17.5 (Remote Grid) Updates to grid topology to minimize risk of ignition in HFTDs Remote GridWLDFRContaminationAggregated | WLDFR | HFTD - Distribution - Tier 2 - 4QU CoRE ¦ 3QU LoRE | Non-Red Flag Warning - Catastrophic Fires | Contamination | Aggregated | 2064 | 5.3801e-09 | 750.2287 | 4.0363e-06 | 2064 | Mitigation | 0.95 | 45 | 0 | esc | 0.00097009 | 5.2191e-12 | 0.00097009 | 5.2191e-12
[79 empty] | WLDFR | HFTD - Distribution - Zone 1 - 5QU CoRE ¦ 1QU LoRE | Red Flag Warning - Small Fires | 2053 | 1.1868e-06 | 2.011e-06 | 1.1209e-06 | 0.10489 | 0.048274 | 0.002095 | 0.054525 | 0 | 0 | 0 | 0.0021144 | 1.2449e-07 | 0 | 1.2449e-07 | 2.1094e-07 | 0 | 2.1094e-07 | 1.1757e-07 | 0 | 1.1757e-07 | [17 empty] | 7.3.3.17.5 (Remote Grid) Updates to grid topology to minimize risk of ignition in HFTDs Remote GridWLDFRContaminationAggregated | WLDFR | HFTD - Distribution - Tier 2 - 4QU CoRE ¦ 3QU LoRE | Non-Red Flag Warning - Catastrophic Fires | Contamination | Aggregated | 2065 | 5.3801e-09 | 750.2287 | 4.0363e-06 | 2065 | Mitigation | 0.95 | 45 | 0 | esc | 0.00097009 | 5.2191e-12 | 0.00097009 | 5.2191e-12
[79 empty] | WLDFR | HFTD - Distribution - Zone 1 - 5QU CoRE ¦ 1QU LoRE | Red Flag Warning - Small Fires | 2054 | 1.1868e-06 | 2.011e-06 | 1.1209e-06 | 0.10489 | 0.048274 | 0.002095 | 0.054525 | 0 | 0 | 0 | 0.0021144 | 1.2449e-07 | 0 | 1.2449e-07 | 2.1094e-07 | 0 | 2.1094e-07 | 1.1757e-07 | 0 | 1.1757e-07 | [17 empty] | 7.3.3.17.5 (Remote Grid) Updates to grid topology to minimize risk of ignition in HFTDs Remote GridWLDFRContaminationAggregated | WLDFR | HFTD - Distribution - Tier 2 - 4QU CoRE ¦ 3QU LoRE | Non-Red Flag Warning - Catastrophic Fires | Contamination | Aggregated | 2066 | 5.3801e-09 | 750.2287 | 4.0363e-06 | 2066 | Mitigation | 0.95 | 45 | 0 | esc | 0.00097009 | 5.2191e-12 | 0.00097009 | 5.2191e-12
[79 empty] | WLDFR | HFTD - Distribution - Zone 1 - 5QU CoRE ¦ 1QU LoRE | Red Flag Warning - Small Fires | 2055 | 1.1868e-06 | 2.011e-06 | 1.1209e-06 | 0.10489 | 0.048274 | 0.002095 | 0.054525 | 0 | 0 | 0 | 0.0021144 | 1.2449e-07 | 0 | 1.2449e-07 | 2.1094e-07 | 0 | 2.1094e-07 | 1.1757e-07 | 0 | 1.1757e-07 | [17 empty] | 7.3.3.17.5 (Remote Grid) Updates to grid topology to minimize risk of ignition in HFTDs Remote GridWLDFRContaminationAggregated | WLDFR | HFTD - Distribution - Tier 2 - 4QU CoRE ¦ 3QU LoRE | Non-Red Flag Warning - Catastrophic Fires | Contamination | Aggregated | 2067 | 5.3801e-09 | 750.2287 | 4.0363e-06 | 2067 | Mitigation | 0.95 | 45 | 0 | esc | 0 | 0 | 0.00097009 | 5.2191e-12
[79 empty] | WLDFR | HFTD - Distribution - Zone 1 - 5QU CoRE ¦ 1QU LoRE | Red Flag Warning - Small Fires | 2056 | 1.1868e-06 | 2.011e-06 | 1.1209e-06 | 0.10489 | 0.048274 | 0.002095 | 0.054525 | 0 | 0 | 0 | 0.0021144 | 1.2449e-07 | 0 | 1.2449e-07 | 2.1094e-07 | 0 | 2.1094e-07 | 1.1757e-07 | 0 | 1.1757e-07 | [17 empty] | 7.3.3.17.5 (Remote Grid) Updates to grid topology to minimize risk of ignition in HFTDs Remote GridWLDFREquipment / facility failureAggregated | WLDFR | HFTD - Distribution - Tier 2 - 4QU CoRE ¦ 3QU LoRE | Non-Red Flag Warning - Catastrophic Fires | Equipment / facility failure | Aggregated | 2022 | 1.1762e-08 | 750.2287 | 8.8241e-06 | 2022 | Mitigation | 0.95 | 45 | 0 | esc | 0.00097009 | 1.141e-11 | 0 | 0
[79 empty] | WLDFR | HFTD - Distribution - Zone 1 - 5QU CoRE ¦ 1QU LoRE | Red Flag Warning - Small Fires | 2057 | 1.1868e-06 | 2.011e-06 | 1.1209e-06 | 0.10489 | 0.048274 | 0.002095 | 0.054525 | 0 | 0 | 0 | 0.0021144 | 1.2449e-07 | 0 | 1.2449e-07 | 2.1094e-07 | 0 | 2.1094e-07 | 1.1757e-07 | 0 | 1.1757e-07 | [17 empty] | 7.3.3.17.5 (Remote Grid) Updates to grid topology to minimize risk of ignition in HFTDs Remote GridWLDFREquipment / facility failureAggregated | WLDFR | HFTD - Distribution - Tier 2 - 4QU CoRE ¦ 3QU LoRE | Non-Red Flag Warning - Catastrophic Fires | Equipment / facility failure | Aggregated | 2023 | 1.1762e-08 | 750.2287 | 8.8241e-06 | 2023 | Mitigation | 0.95 | 45 | 0 | esc | 0.00097009 | 1.141e-11 | 0.00097009 | 1.141e-11
[79 empty] | WLDFR | HFTD - Distribution - Zone 1 - 5QU CoRE ¦ 1QU LoRE | Red Flag Warning - Small Fires | 2058 | 1.1868e-06 | 2.011e-06 | 1.1209e-06 | 0.1099 | 0.050325 | 0.0021839 | 0.057393 | 0 | 0 | 0 | 0.0021144 | 1.3043e-07 | 0 | 1.3043e-07 | 2.2101e-07 | 0 | 2.2101e-07 | 1.2319e-07 | 0 | 1.2319e-07 | [17 empty] | 7.3.3.17.5 (Remote Grid) Updates to grid topology to minimize risk of ignition in HFTDs Remote GridWLDFREquipment / facility failureAggregated | WLDFR | HFTD - Distribution - Tier 2 - 4QU CoRE ¦ 3QU LoRE | Non-Red Flag Warning - Catastrophic Fires | Equipment / facility failure | Aggregated | 2024 | 1.1762e-08 | 750.2287 | 8.8241e-06 | 2024 | Mitigation | 0.95 | 45 | 0 | esc | 0.00097009 | 1.141e-11 | 0.00097009 | 1.141e-11
[79 empty] | WLDFR | HFTD - Distribution - Zone 1 - 5QU CoRE ¦ 1QU LoRE | Red Flag Warning - Small Fires | 2059 | 1.1868e-06 | 2.011e-06 | 1.1209e-06 | 0.1099 | 0.050325 | 0.0021839 | 0.057393 | 0 | 0 | 0 | 0.0021144 | 1.3043e-07 | 0 | 1.3043e-07 | 2.2101e-07 | 0 | 2.2101e-07 | 1.2319e-07 | 0 | 1.2319e-07 | [17 empty] | 7.3.3.17.5 (Remote Grid) Updates to grid topology to minimize risk of ignition in HFTDs Remote GridWLDFREquipment / facility failureAggregated | WLDFR | HFTD - Distribution - Tier 2 - 4QU CoRE ¦ 3QU LoRE | Non-Red Flag Warning - Catastrophic Fires | Equipment / facility failure | Aggregated | 2025 | 1.1762e-08 | 750.2287 | 8.8241e-06 | 2025 | Mitigation | 0.95 | 45 | 0 | esc | 0.00097009 | 1.141e-11 | 0.00097009 | 1.141e-11
[79 empty] | WLDFR | HFTD - Distribution - Zone 1 - 5QU CoRE ¦ 1QU LoRE | Red Flag Warning - Small Fires | 2060 | 1.1868e-06 | 2.011e-06 | 1.1209e-06 | 0.1099 | 0.050325 | 0.0021839 | 0.057393 | 0 | 0 | 0 | 0.0021144 | 1.3043e-07 | 0 | 1.3043e-07 | 2.2101e-07 | 0 | 2.2101e-07 | 1.2319e-07 | 0 | 1.2319e-07 | [17 empty] | 7.3.3.17.5 (Remote Grid) Updates to grid topology to minimize risk of ignition in HFTDs Remote GridWLDFREquipment / facility failureAggregated | WLDFR | HFTD - Distribution - Tier 2 - 4QU CoRE ¦ 3QU LoRE | Non-Red Flag Warning - Catastrophic Fires | Equipment / facility failure | Aggregated | 2026 | 1.1762e-08 | 750.2287 | 8.8241e-06 | 2026 | Mitigation | 0.95 | 45 | 0 | esc | 0.00097009 | 1.141e-11 | 0.00097009 | 1.141e-11
[79 empty] | WLDFR | HFTD - Distribution - Zone 1 - 5QU CoRE ¦ 1QU LoRE | Red Flag Warning - Small Fires | 2061 | 1.1868e-06 | 2.011e-06 | 1.1209e-06 | 0.1099 | 0.050325 | 0.0021839 | 0.057393 | 0 | 0 | 0 | 0.0021144 | 1.3043e-07 | 0 | 1.3043e-07 | 2.2101e-07 | 0 | 2.2101e-07 | 1.2319e-07 | 0 | 1.2319e-07 | [17 empty] | 7.3.3.17.5 (Remote Grid) Updates to grid topology to minimize risk of ignition in HFTDs Remote GridWLDFREquipment / facility failureAggregated | WLDFR | HFTD - Distribution - Tier 2 - 4QU CoRE ¦ 3QU LoRE | Non-Red Flag Warning - Catastrophic Fires | Equipment / facility failure | Aggregated | 2027 | 1.1762e-08 | 750.2287 | 8.8241e-06 | 2027 | Mitigation | 0.95 | 45 | 0 | esc | 0.00097009 | 1.141e-11 | 0.00097009 | 1.141e-11
[79 empty] | WLDFR | HFTD - Distribution - Zone 1 - 5QU CoRE ¦ 1QU LoRE | Red Flag Warning - Small Fires | 2062 | 1.1868e-06 | 2.011e-06 | 1.1209e-06 | 0.1099 | 0.050325 | 0.0021839 | 0.057393 | 0 | 0 | 0 | 0.0021144 | 1.3043e-07 | 0 | 1.3043e-07 | 2.2101e-07 | 0 | 2.2101e-07 | 1.2319e-07 | 0 | 1.2319e-07 | [17 empty] | 7.3.3.17.5 (Remote Grid) Updates to grid topology to minimize risk of ignition in HFTDs Remote GridWLDFREquipment / facility failureAggregated | WLDFR | HFTD - Distribution - Tier 2 - 4QU CoRE ¦ 3QU LoRE | Non-Red Flag Warning - Catastrophic Fires | Equipment / facility failure | Aggregated | 2028 | 1.1762e-08 | 750.2287 | 8.8241e-06 | 2028 | Mitigation | 0.95 | 45 | 0 | esc | 0.00097009 | 1.141e-11 | 0.00097009 | 1.141e-11
[79 empty] | WLDFR | HFTD - Distribution - Zone 1 - 5QU CoRE ¦ 1QU LoRE | Red Flag Warning - Small Fires | 2063 | 1.1868e-06 | 2.011e-06 | 1.1209e-06 | 0.11504 | 0.052388 | 0.0022734 | 0.060377 | 0 | 0 | 0 | 0.0021144 | 1.3653e-07 | 0 | 1.3653e-07 | 2.3134e-07 | 0 | 2.3134e-07 | 1.2894e-07 | 0 | 1.2894e-07 | [17 empty] | 7.3.3.17.5 (Remote Grid) Updates to grid topology to minimize risk of ignition in HFTDs Remote GridWLDFREquipment / facility failureAggregated | WLDFR | HFTD - Distribution - Tier 2 - 4QU CoRE ¦ 3QU LoRE | Non-Red Flag Warning - Catastrophic Fires | Equipment / facility failure | Aggregated | 2029 | 1.1762e-08 | 750.2287 | 8.8241e-06 | 2029 | Mitigation | 0.95 | 45 | 0 | esc | 0.00097009 | 1.141e-11 | 0.00097009 | 1.141e-11
[79 empty] | WLDFR | HFTD - Distribution - Zone 1 - 5QU CoRE ¦ 1QU LoRE | Red Flag Warning - Small Fires | 2064 | 1.1868e-06 | 2.011e-06 | 1.1209e-06 | 0.11504 | 0.052388 | 0.0022734 | 0.060377 | 0 | 0 | 0 | 0.0021144 | 1.3653e-07 | 0 | 1.3653e-07 | 2.3134e-07 | 0 | 2.3134e-07 | 1.2894e-07 | 0 | 1.2894e-07 | [17 empty] | 7.3.3.17.5 (Remote Grid) Updates to grid topology to minimize risk of ignition in HFTDs Remote GridWLDFREquipment / facility failureAggregated | WLDFR | HFTD - Distribution - Tier 2 - 4QU CoRE ¦ 3QU LoRE | Non-Red Flag Warning - Catastrophic Fires | Equipment / facility failure | Aggregated | 2030 | 1.1762e-08 | 750.2287 | 8.8241e-06 | 2030 | Mitigation | 0.95 | 45 | 0 | esc | 0.00097009 | 1.141e-11 | 0.00097009 | 1.141e-11
[79 empty] | WLDFR | HFTD - Distribution - Zone 1 - 5QU CoRE ¦ 1QU LoRE | Red Flag Warning - Small Fires | 2065 | 1.1868e-06 | 2.011e-06 | 1.1209e-06 | 0.11504 | 0.052388 | 0.0022734 | 0.060377 | 0 | 0 | 0 | 0.0021144 | 1.3653e-07 | 0 | 1.3653e-07 | 2.3134e-07 | 0 | 2.3134e-07 | 1.2894e-07 | 0 | 1.2894e-07 | [17 empty] | 7.3.3.17.5 (Remote Grid) Updates to grid topology to minimize risk of ignition in HFTDs Remote GridWLDFREquipment / facility failureAggregated | WLDFR | HFTD - Distribution - Tier 2 - 4QU CoRE ¦ 3QU LoRE | Non-Red Flag Warning - Catastrophic Fires | Equipment / facility failure | Aggregated | 2031 | 1.1762e-08 | 750.2287 | 8.8241e-06 | 2031 | Mitigation | 0.95 | 45 | 0 | esc | 0.00097009 | 1.141e-11 | 0.00097009 | 1.141e-11
[79 empty] | WLDFR | HFTD - Distribution - Zone 1 - 5QU CoRE ¦ 1QU LoRE | Red Flag Warning - Small Fires | 2066 | 0 | 2.011e-06 | 1.1209e-06 | 0.11504 | 0.052388 | 0.0022734 | 0.060377 | 0 | 0 | 0 | 0.0021144 | 0 | 0 | 0 | 2.3134e-07 | 0 | 2.3134e-07 | 1.2894e-07 | 0 | 1.2894e-07 | [17 empty] | 7.3.3.17.5 (Remote Grid) Updates to grid topology to minimize risk of ignition in HFTDs Remote GridWLDFREquipment / facility failureAggregated | WLDFR | HFTD - Distribution - Tier 2 - 4QU CoRE ¦ 3QU LoRE | Non-Red Flag Warning - Catastrophic Fires | Equipment / facility failure | Aggregated | 2032 | 1.1762e-08 | 750.2287 | 8.8241e-06 | 2032 | Mitigation | 0.95 | 45 | 0 | esc | 0.00097009 | 1.141e-11 | 0.00097009 | 1.141e-11
[79 empty] | WLDFR | HFTD - Distribution - Zone 1 - 5QU CoRE ¦ 1QU LoRE | Red Flag Warning - Small Fires | 2067 | 0 | 0 | 1.1209e-06 | 0.11504 | 0.052388 | 0.0022734 | 0.060377 | 0 | 0 | 0 | 0.0021144 | 0 | 0 | 0 | 0 | 0 | 0 | 1.2894e-07 | 0 | 1.2894e-07 | [17 empty] | 7.3.3.17.5 (Remote Grid) Updates to grid topology to minimize risk of ignition in HFTDs Remote GridWLDFREquipment / facility failureAggregated | WLDFR | HFTD - Distribution - Tier 2 - 4QU CoRE ¦ 3QU LoRE | Non-Red Flag Warning - Catastrophic Fires | Equipment / facility failure | Aggregated | 2033 | 1.1762e-08 | 750.2287 | 8.8241e-06 | 2033 | Mitigation | 0.95 | 45 | 0 | esc | 0.00097009 | 1.141e-11 | 0.00097009 | 1.141e-11
[79 empty] | WLDFR | HFTD - Distribution - Zone 1 - 5QU CoRE ¦ 1QU LoRE | Seismic - Non-Red Flag Warning - Catastrophic Fires | 2021 | 4.0009e-14 | 0 | 0 | 21083.8428 | 409.2237 | 13469.0878 | 7205.5313 | 0 | 0 | 0 | 5.5871e-11 | 8.4354e-10 | 0 | 8.4354e-10 | 0 | 0 | 0 | 0 | 0 | 0 | [17 empty] | 7.3.3.17.5 (Remote Grid) Updates to grid topology to minimize risk of ignition in HFTDs Remote GridWLDFREquipment / facility failureAggregated | WLDFR | HFTD - Distribution - Tier 2 - 4QU CoRE ¦ 3QU LoRE | Non-Red Flag Warning - Catastrophic Fires | Equipment / facility failure | Aggregated | 2034 | 1.1762e-08 | 750.2287 | 8.8241e-06 | 2034 | Mitigation | 0.95 | 45 | 0 | esc | 0.00097009 | 1.141e-11 | 0.00097009 | 1.141e-11
[79 empty] | WLDFR | HFTD - Distribution - Zone 1 - 5QU CoRE ¦ 1QU LoRE | Seismic - Non-Red Flag Warning - Catastrophic Fires | 2022 | 3.9815e-14 | 6.7465e-14 | 0 | 21083.8428 | 409.2237 | 13469.0878 | 7205.5313 | 0 | 0 | 0 | 5.5601e-11 | 8.3946e-10 | 0 | 8.3946e-10 | 1.4224e-09 | 0 | 1.4224e-09 | 0 | 0 | 0 | [17 empty] | 7.3.3.17.5 (Remote Grid) Updates to grid topology to minimize risk of ignition in HFTDs Remote GridWLDFREquipment / facility failureAggregated | WLDFR | HFTD - Distribution - Tier 2 - 4QU CoRE ¦ 3QU LoRE | Non-Red Flag Warning - Catastrophic Fires | Equipment / facility failure | Aggregated | 2035 | 1.1762e-08 | 750.2287 | 8.8241e-06 | 2035 | Mitigation | 0.95 | 45 | 0 | esc | 0.00097009 | 1.141e-11 | 0.00097009 | 1.141e-11
[79 empty] | WLDFR | HFTD - Distribution - Zone 1 - 5QU CoRE ¦ 1QU LoRE | Seismic - Non-Red Flag Warning - Catastrophic Fires | 2023 | 3.9815e-14 | 6.7465e-14 | 3.7603e-14 | 21835.9781 | 428.6023 | 13939.561 | 7467.8148 | 0 | 0 | 0 | 5.5601e-11 | 8.694e-10 | 0 | 8.694e-10 | 1.4732e-09 | 0 | 1.4732e-09 | 8.211e-10 | 0 | 8.211e-10 | [17 empty] | 7.3.3.17.5 (Remote Grid) Updates to grid topology to minimize risk of ignition in HFTDs Remote GridWLDFREquipment / facility failureAggregated | WLDFR | HFTD - Distribution - Tier 2 - 4QU CoRE ¦ 3QU LoRE | Non-Red Flag Warning - Catastrophic Fires | Equipment / facility failure | Aggregated | 2036 | 1.1762e-08 | 750.2287 | 8.8241e-06 | 2036 | Mitigation | 0.95 | 45 | 0 | esc | 0.00097009 | 1.141e-11 | 0.00097009 | 1.141e-11
[79 empty] | WLDFR | HFTD - Distribution - Zone 1 - 5QU CoRE ¦ 1QU LoRE | Seismic - Non-Red Flag Warning - Catastrophic Fires | 2024 | 3.9815e-14 | 6.7465e-14 | 3.7603e-14 | 21835.9781 | 428.6023 | 13939.561 | 7467.8148 | 0 | 0 | 0 | 5.5601e-11 | 8.694e-10 | 0 | 8.694e-10 | 1.4732e-09 | 0 | 1.4732e-09 | 8.211e-10 | 0 | 8.211e-10 | [17 empty] | 7.3.3.17.5 (Remote Grid) Updates to grid topology to minimize risk of ignition in HFTDs Remote GridWLDFREquipment / facility failureAggregated | WLDFR | HFTD - Distribution - Tier 2 - 4QU CoRE ¦ 3QU LoRE | Non-Red Flag Warning - Catastrophic Fires | Equipment / facility failure | Aggregated | 2037 | 1.1762e-08 | 750.2287 | 8.8241e-06 | 2037 | Mitigation | 0.95 | 45 | 0 | esc | 0.00097009 | 1.141e-11 | 0.00097009 | 1.141e-11
[79 empty] | WLDFR | HFTD - Distribution - Zone 1 - 5QU CoRE ¦ 1QU LoRE | Seismic - Non-Red Flag Warning - Catastrophic Fires | 2025 | 3.9815e-14 | 6.7465e-14 | 3.7603e-14 | 21835.9781 | 428.6023 | 13939.561 | 7467.8148 | 0 | 0 | 0 | 5.5601e-11 | 8.694e-10 | 0 | 8.694e-10 | 1.4732e-09 | 0 | 1.4732e-09 | 8.211e-10 | 0 | 8.211e-10 | [17 empty] | 7.3.3.17.5 (Remote Grid) Updates to grid topology to minimize risk of ignition in HFTDs Remote GridWLDFREquipment / facility failureAggregated | WLDFR | HFTD - Distribution - Tier 2 - 4QU CoRE ¦ 3QU LoRE | Non-Red Flag Warning - Catastrophic Fires | Equipment / facility failure | Aggregated | 2038 | 1.1762e-08 | 750.2287 | 8.8241e-06 | 2038 | Mitigation | 0.95 | 45 | 0 | esc | 0.00097009 | 1.141e-11 | 0.00097009 | 1.141e-11
[79 empty] | WLDFR | HFTD - Distribution - Zone 1 - 5QU CoRE ¦ 1QU LoRE | Seismic - Non-Red Flag Warning - Catastrophic Fires | 2026 | 3.9815e-14 | 6.7465e-14 | 3.7603e-14 | 21835.9781 | 428.6023 | 13939.561 | 7467.8148 | 0 | 0 | 0 | 5.5601e-11 | 8.694e-10 | 0 | 8.694e-10 | 1.4732e-09 | 0 | 1.4732e-09 | 8.211e-10 | 0 | 8.211e-10 | [17 empty] | 7.3.3.17.5 (Remote Grid) Updates to grid topology to minimize risk of ignition in HFTDs Remote GridWLDFREquipment / facility failureAggregated | WLDFR | HFTD - Distribution - Tier 2 - 4QU CoRE ¦ 3QU LoRE | Non-Red Flag Warning - Catastrophic Fires | Equipment / facility failure | Aggregated | 2039 | 1.1762e-08 | 750.2287 | 8.8241e-06 | 2039 | Mitigation | 0.95 | 45 | 0 | esc | 0.00097009 | 1.141e-11 | 0.00097009 | 1.141e-11
[79 empty] | WLDFR | HFTD - Distribution - Zone 1 - 5QU CoRE ¦ 1QU LoRE | Seismic - Non-Red Flag Warning - Catastrophic Fires | 2027 | 3.9815e-14 | 6.7465e-14 | 3.7603e-14 | 21835.9781 | 428.6023 | 13939.561 | 7467.8148 | 0 | 0 | 0 | 5.5601e-11 | 8.694e-10 | 0 | 8.694e-10 | 1.4732e-09 | 0 | 1.4732e-09 | 8.211e-10 | 0 | 8.211e-10 | [17 empty] | 7.3.3.17.5 (Remote Grid) Updates to grid topology to minimize risk of ignition in HFTDs Remote GridWLDFREquipment / facility failureAggregated | WLDFR | HFTD - Distribution - Tier 2 - 4QU CoRE ¦ 3QU LoRE | Non-Red Flag Warning - Catastrophic Fires | Equipment / facility failure | Aggregated | 2040 | 1.1762e-08 | 750.2287 | 8.8241e-06 | 2040 | Mitigation | 0.95 | 45 | 0 | esc | 0.00097009 | 1.141e-11 | 0.00097009 | 1.141e-11
[79 empty] | WLDFR | HFTD - Distribution - Zone 1 - 5QU CoRE ¦ 1QU LoRE | Seismic - Non-Red Flag Warning - Catastrophic Fires | 2028 | 3.9815e-14 | 6.7465e-14 | 3.7603e-14 | 22783.187 | 453.261 | 14531.3357 | 7798.5904 | 0 | 0 | 0 | 5.5601e-11 | 9.0712e-10 | 0 | 9.0712e-10 | 1.5371e-09 | 0 | 1.5371e-09 | 8.5672e-10 | 0 | 8.5672e-10 | [17 empty] | 7.3.3.17.5 (Remote Grid) Updates to grid topology to minimize risk of ignition in HFTDs Remote GridWLDFREquipment / facility failureAggregated | WLDFR | HFTD - Distribution - Tier 2 - 4QU CoRE ¦ 3QU LoRE | Non-Red Flag Warning - Catastrophic Fires | Equipment / facility failure | Aggregated | 2041 | 1.1762e-08 | 750.2287 | 8.8241e-06 | 2041 | Mitigation | 0.95 | 45 | 0 | esc | 0.00097009 | 1.141e-11 | 0.00097009 | 1.141e-11
[79 empty] | WLDFR | HFTD - Distribution - Zone 1 - 5QU CoRE ¦ 1QU LoRE | Seismic - Non-Red Flag Warning - Catastrophic Fires | 2029 | 3.9815e-14 | 6.7465e-14 | 3.7603e-14 | 22783.187 | 453.261 | 14531.3357 | 7798.5904 | 0 | 0 | 0 | 5.5601e-11 | 9.0712e-10 | 0 | 9.0712e-10 | 1.5371e-09 | 0 | 1.5371e-09 | 8.5672e-10 | 0 | 8.5672e-10 | [17 empty] | 7.3.3.17.5 (Remote Grid) Updates to grid topology to minimize risk of ignition in HFTDs Remote GridWLDFREquipment / facility failureAggregated | WLDFR | HFTD - Distribution - Tier 2 - 4QU CoRE ¦ 3QU LoRE | Non-Red Flag Warning - Catastrophic Fires | Equipment / facility failure | Aggregated | 2042 | 1.1762e-08 | 750.2287 | 8.8241e-06 | 2042 | Mitigation | 0.95 | 45 | 0 | esc | 0.00097009 | 1.141e-11 | 0.00097009 | 1.141e-11
[79 empty] | WLDFR | HFTD - Distribution - Zone 1 - 5QU CoRE ¦ 1QU LoRE | Seismic - Non-Red Flag Warning - Catastrophic Fires | 2030 | 3.9815e-14 | 6.7465e-14 | 3.7603e-14 | 22783.187 | 453.261 | 14531.3357 | 7798.5904 | 0 | 0 | 0 | 5.5601e-11 | 9.0712e-10 | 0 | 9.0712e-10 | 1.5371e-09 | 0 | 1.5371e-09 | 8.5672e-10 | 0 | 8.5672e-10 | [17 empty] | 7.3.3.17.5 (Remote Grid) Updates to grid topology to minimize risk of ignition in HFTDs Remote GridWLDFREquipment / facility failureAggregated | WLDFR | HFTD - Distribution - Tier 2 - 4QU CoRE ¦ 3QU LoRE | Non-Red Flag Warning - Catastrophic Fires | Equipment / facility failure | Aggregated | 2043 | 1.1762e-08 | 750.2287 | 8.8241e-06 | 2043 | Mitigation | 0.95 | 45 | 0 | esc | 0.00097009 | 1.141e-11 | 0.00097009 | 1.141e-11
[79 empty] | WLDFR | HFTD - Distribution - Zone 1 - 5QU CoRE ¦ 1QU LoRE | Seismic - Non-Red Flag Warning - Catastrophic Fires | 2031 | 3.9815e-14 | 6.7465e-14 | 3.7603e-14 | 22783.187 | 453.261 | 14531.3357 | 7798.5904 | 0 | 0 | 0 | 5.5601e-11 | 9.0712e-10 | 0 | 9.0712e-10 | 1.5371e-09 | 0 | 1.5371e-09 | 8.5672e-10 | 0 | 8.5672e-10 | [17 empty] | 7.3.3.17.5 (Remote Grid) Updates to grid topology to minimize risk of ignition in HFTDs Remote GridWLDFREquipment / facility failureAggregated | WLDFR | HFTD - Distribution - Tier 2 - 4QU CoRE ¦ 3QU LoRE | Non-Red Flag Warning - Catastrophic Fires | Equipment / facility failure | Aggregated | 2044 | 1.1762e-08 | 750.2287 | 8.8241e-06 | 2044 | Mitigation | 0.95 | 45 | 0 | esc | 0.00097009 | 1.141e-11 | 0.00097009 | 1.141e-11
[79 empty] | WLDFR | HFTD - Distribution - Zone 1 - 5QU CoRE ¦ 1QU LoRE | Seismic - Non-Red Flag Warning - Catastrophic Fires | 2032 | 3.9815e-14 | 6.7465e-14 | 3.7603e-14 | 22783.187 | 453.261 | 14531.3357 | 7798.5904 | 0 | 0 | 0 | 5.5601e-11 | 9.0712e-10 | 0 | 9.0712e-10 | 1.5371e-09 | 0 | 1.5371e-09 | 8.5672e-10 | 0 | 8.5672e-10 | [17 empty] | 7.3.3.17.5 (Remote Grid) Updates to grid topology to minimize risk of ignition in HFTDs Remote GridWLDFREquipment / facility failureAggregated | WLDFR | HFTD - Distribution - Tier 2 - 4QU CoRE ¦ 3QU LoRE | Non-Red Flag Warning - Catastrophic Fires | Equipment / facility failure | Aggregated | 2045 | 1.1762e-08 | 750.2287 | 8.8241e-06 | 2045 | Mitigation | 0.95 | 45 | 0 | esc | 0.00097009 | 1.141e-11 | 0.00097009 | 1.141e-11
[79 empty] | WLDFR | HFTD - Distribution - Zone 1 - 5QU CoRE ¦ 1QU LoRE | Seismic - Non-Red Flag Warning - Catastrophic Fires | 2033 | 3.9815e-14 | 6.7465e-14 | 3.7603e-14 | 23835.2641 | 480.9649 | 15187.7294 | 8166.5698 | 0 | 0 | 0 | 5.5601e-11 | 9.49e-10 | 0 | 9.49e-10 | 1.608e-09 | 0 | 1.608e-09 | 8.9628e-10 | 0 | 8.9628e-10 | [17 empty] | 7.3.3.17.5 (Remote Grid) Updates to grid topology to minimize risk of ignition in HFTDs Remote GridWLDFREquipment / facility failureAggregated | WLDFR | HFTD - Distribution - Tier 2 - 4QU CoRE ¦ 3QU LoRE | Non-Red Flag Warning - Catastrophic Fires | Equipment / facility failure | Aggregated | 2046 | 1.1762e-08 | 750.2287 | 8.8241e-06 | 2046 | Mitigation | 0.95 | 45 | 0 | esc | 0.00097009 | 1.141e-11 | 0.00097009 | 1.141e-11
[79 empty] | WLDFR | HFTD - Distribution - Zone 1 - 5QU CoRE ¦ 1QU LoRE | Seismic - Non-Red Flag Warning - Catastrophic Fires | 2034 | 3.9815e-14 | 6.7465e-14 | 3.7603e-14 | 23835.2641 | 480.9649 | 15187.7294 | 8166.5698 | 0 | 0 | 0 | 5.5601e-11 | 9.49e-10 | 0 | 9.49e-10 | 1.608e-09 | 0 | 1.608e-09 | 8.9628e-10 | 0 | 8.9628e-10 | [17 empty] | 7.3.3.17.5 (Remote Grid) Updates to grid topology to minimize risk of ignition in HFTDs Remote GridWLDFREquipment / facility failureAggregated | WLDFR | HFTD - Distribution - Tier 2 - 4QU CoRE ¦ 3QU LoRE | Non-Red Flag Warning - Catastrophic Fires | Equipment / facility failure | Aggregated | 2047 | 1.1762e-08 | 750.2287 | 8.8241e-06 | 2047 | Mitigation | 0.95 | 45 | 0 | esc | 0.00097009 | 1.141e-11 | 0.00097009 | 1.141e-11
[79 empty] | WLDFR | HFTD - Distribution - Zone 1 - 5QU CoRE ¦ 1QU LoRE | Seismic - Non-Red Flag Warning - Catastrophic Fires | 2035 | 3.9815e-14 | 6.7465e-14 | 3.7603e-14 | 23835.2641 | 480.9649 | 15187.7294 | 8166.5698 | 0 | 0 | 0 | 5.5601e-11 | 9.49e-10 | 0 | 9.49e-10 | 1.608e-09 | 0 | 1.608e-09 | 8.9628e-10 | 0 | 8.9628e-10 | [17 empty] | 7.3.3.17.5 (Remote Grid) Updates to grid topology to minimize risk of ignition in HFTDs Remote GridWLDFREquipment / facility failureAggregated | WLDFR | HFTD - Distribution - Tier 2 - 4QU CoRE ¦ 3QU LoRE | Non-Red Flag Warning - Catastrophic Fires | Equipment / facility failure | Aggregated | 2048 | 1.1762e-08 | 750.2287 | 8.8241e-06 | 2048 | Mitigation | 0.95 | 45 | 0 | esc | 0.00097009 | 1.141e-11 | 0.00097009 | 1.141e-11
[79 empty] | WLDFR | HFTD - Distribution - Zone 1 - 5QU CoRE ¦ 1QU LoRE | Seismic - Non-Red Flag Warning - Catastrophic Fires | 2036 | 3.9815e-14 | 6.7465e-14 | 3.7603e-14 | 23835.2641 | 480.9649 | 15187.7294 | 8166.5698 | 0 | 0 | 0 | 5.5601e-11 | 9.49e-10 | 0 | 9.49e-10 | 1.608e-09 | 0 | 1.608e-09 | 8.9628e-10 | 0 | 8.9628e-10 | [17 empty] | 7.3.3.17.5 (Remote Grid) Updates to grid topology to minimize risk of ignition in HFTDs Remote GridWLDFREquipment / facility failureAggregated | WLDFR | HFTD - Distribution - Tier 2 - 4QU CoRE ¦ 3QU LoRE | Non-Red Flag Warning - Catastrophic Fires | Equipment / facility failure | Aggregated | 2049 | 1.1762e-08 | 750.2287 | 8.8241e-06 | 2049 | Mitigation | 0.95 | 45 | 0 | esc | 0.00097009 | 1.141e-11 | 0.00097009 | 1.141e-11
[79 empty] | WLDFR | HFTD - Distribution - Zone 1 - 5QU CoRE ¦ 1QU LoRE | Seismic - Non-Red Flag Warning - Catastrophic Fires | 2037 | 3.9815e-14 | 6.7465e-14 | 3.7603e-14 | 23835.2641 | 480.9649 | 15187.7294 | 8166.5698 | 0 | 0 | 0 | 5.5601e-11 | 9.49e-10 | 0 | 9.49e-10 | 1.608e-09 | 0 | 1.608e-09 | 8.9628e-10 | 0 | 8.9628e-10 | [17 empty] | 7.3.3.17.5 (Remote Grid) Updates to grid topology to minimize risk of ignition in HFTDs Remote GridWLDFREquipment / facility failureAggregated | WLDFR | HFTD - Distribution - Tier 2 - 4QU CoRE ¦ 3QU LoRE | Non-Red Flag Warning - Catastrophic Fires | Equipment / facility failure | Aggregated | 2050 | 1.1762e-08 | 750.2287 | 8.8241e-06 | 2050 | Mitigation | 0.95 | 45 | 0 | esc | 0.00097009 | 1.141e-11 | 0.00097009 | 1.141e-11
[79 empty] | WLDFR | HFTD - Distribution - Zone 1 - 5QU CoRE ¦ 1QU LoRE | Seismic - Non-Red Flag Warning - Catastrophic Fires | 2038 | 3.9815e-14 | 6.7465e-14 | 3.7603e-14 | 24976.6418 | 511.3745 | 15898.8237 | 8566.4437 | 0 | 0 | 0 | 5.5601e-11 | 9.9445e-10 | 0 | 9.9445e-10 | 1.685e-09 | 0 | 1.685e-09 | 9.392e-10 | 0 | 9.392e-10 | [17 empty] | 7.3.3.17.5 (Remote Grid) Updates to grid topology to minimize risk of ignition in HFTDs Remote GridWLDFREquipment / facility failureAggregated | WLDFR | HFTD - Distribution - Tier 2 - 4QU CoRE ¦ 3QU LoRE | Non-Red Flag Warning - Catastrophic Fires | Equipment / facility failure | Aggregated | 2051 | 1.1762e-08 | 750.2287 | 8.8241e-06 | 2051 | Mitigation | 0.95 | 45 | 0 | esc | 0.00097009 | 1.141e-11 | 0.00097009 | 1.141e-11
[79 empty] | WLDFR | HFTD - Distribution - Zone 1 - 5QU CoRE ¦ 1QU LoRE | Seismic - Non-Red Flag Warning - Catastrophic Fires | 2039 | 3.9815e-14 | 6.7465e-14 | 3.7603e-14 | 24976.6418 | 511.3745 | 15898.8237 | 8566.4437 | 0 | 0 | 0 | 5.5601e-11 | 9.9445e-10 | 0 | 9.9445e-10 | 1.685e-09 | 0 | 1.685e-09 | 9.392e-10 | 0 | 9.392e-10 | [17 empty] | 7.3.3.17.5 (Remote Grid) Updates to grid topology to minimize risk of ignition in HFTDs Remote GridWLDFREquipment / facility failureAggregated | WLDFR | HFTD - Distribution - Tier 2 - 4QU CoRE ¦ 3QU LoRE | Non-Red Flag Warning - Catastrophic Fires | Equipment / facility failure | Aggregated | 2052 | 1.1762e-08 | 750.2287 | 8.8241e-06 | 2052 | Mitigation | 0.95 | 45 | 0 | esc | 0.00097009 | 1.141e-11 | 0.00097009 | 1.141e-11
[79 empty] | WLDFR | HFTD - Distribution - Zone 1 - 5QU CoRE ¦ 1QU LoRE | Seismic - Non-Red Flag Warning - Catastrophic Fires | 2040 | 3.9815e-14 | 6.7465e-14 | 3.7603e-14 | 24976.6418 | 511.3745 | 15898.8237 | 8566.4437 | 0 | 0 | 0 | 5.5601e-11 | 9.9445e-10 | 0 | 9.9445e-10 | 1.685e-09 | 0 | 1.685e-09 | 9.392e-10 | 0 | 9.392e-10 | [17 empty] | 7.3.3.17.5 (Remote Grid) Updates to grid topology to minimize risk of ignition in HFTDs Remote GridWLDFREquipment / facility failureAggregated | WLDFR | HFTD - Distribution - Tier 2 - 4QU CoRE ¦ 3QU LoRE | Non-Red Flag Warning - Catastrophic Fires | Equipment / facility failure | Aggregated | 2053 | 1.1762e-08 | 750.2287 | 8.8241e-06 | 2053 | Mitigation | 0.95 | 45 | 0 | esc | 0.00097009 | 1.141e-11 | 0.00097009 | 1.141e-11
[79 empty] | WLDFR | HFTD - Distribution - Zone 1 - 5QU CoRE ¦ 1QU LoRE | Seismic - Non-Red Flag Warning - Catastrophic Fires | 2041 | 3.9815e-14 | 6.7465e-14 | 3.7603e-14 | 24976.6418 | 511.3745 | 15898.8237 | 8566.4437 | 0 | 0 | 0 | 5.5601e-11 | 9.9445e-10 | 0 | 9.9445e-10 | 1.685e-09 | 0 | 1.685e-09 | 9.392e-10 | 0 | 9.392e-10 | [17 empty] | 7.3.3.17.5 (Remote Grid) Updates to grid topology to minimize risk of ignition in HFTDs Remote GridWLDFREquipment / facility failureAggregated | WLDFR | HFTD - Distribution - Tier 2 - 4QU CoRE ¦ 3QU LoRE | Non-Red Flag Warning - Catastrophic Fires | Equipment / facility failure | Aggregated | 2054 | 1.1762e-08 | 750.2287 | 8.8241e-06 | 2054 | Mitigation | 0.95 | 45 | 0 | esc | 0.00097009 | 1.141e-11 | 0.00097009 | 1.141e-11
[79 empty] | WLDFR | HFTD - Distribution - Zone 1 - 5QU CoRE ¦ 1QU LoRE | Seismic - Non-Red Flag Warning - Catastrophic Fires | 2042 | 3.9815e-14 | 6.7465e-14 | 3.7603e-14 | 24976.6418 | 511.3745 | 15898.8237 | 8566.4437 | 0 | 0 | 0 | 5.5601e-11 | 9.9445e-10 | 0 | 9.9445e-10 | 1.685e-09 | 0 | 1.685e-09 | 9.392e-10 | 0 | 9.392e-10 | [17 empty] | 7.3.3.17.5 (Remote Grid) Updates to grid topology to minimize risk of ignition in HFTDs Remote GridWLDFREquipment / facility failureAggregated | WLDFR | HFTD - Distribution - Tier 2 - 4QU CoRE ¦ 3QU LoRE | Non-Red Flag Warning - Catastrophic Fires | Equipment / facility failure | Aggregated | 2055 | 1.1762e-08 | 750.2287 | 8.8241e-06 | 2055 | Mitigation | 0.95 | 45 | 0 | esc | 0.00097009 | 1.141e-11 | 0.00097009 | 1.141e-11
[79 empty] | WLDFR | HFTD - Distribution - Zone 1 - 5QU CoRE ¦ 1QU LoRE | Seismic - Non-Red Flag Warning - Catastrophic Fires | 2043 | 3.9815e-14 | 6.7465e-14 | 3.7603e-14 | 26191.7278 | 544.1291 | 16654.7414 | 8992.8573 | 0 | 0 | 0 | 5.5601e-11 | 1.0428e-09 | 0 | 1.0428e-09 | 1.767e-09 | 0 | 1.767e-09 | 9.8489e-10 | 0 | 9.8489e-10 | [17 empty] | 7.3.3.17.5 (Remote Grid) Updates to grid topology to minimize risk of ignition in HFTDs Remote GridWLDFREquipment / facility failureAggregated | WLDFR | HFTD - Distribution - Tier 2 - 4QU CoRE ¦ 3QU LoRE | Non-Red Flag Warning - Catastrophic Fires | Equipment / facility failure | Aggregated | 2056 | 1.1762e-08 | 750.2287 | 8.8241e-06 | 2056 | Mitigation | 0.95 | 45 | 0 | esc | 0.00097009 | 1.141e-11 | 0.00097009 | 1.141e-11
[79 empty] | WLDFR | HFTD - Distribution - Zone 1 - 5QU CoRE ¦ 1QU LoRE | Seismic - Non-Red Flag Warning - Catastrophic Fires | 2044 | 3.9815e-14 | 6.7465e-14 | 3.7603e-14 | 26191.7278 | 544.1291 | 16654.7414 | 8992.8573 | 0 | 0 | 0 | 5.5601e-11 | 1.0428e-09 | 0 | 1.0428e-09 | 1.767e-09 | 0 | 1.767e-09 | 9.8489e-10 | 0 | 9.8489e-10 | [17 empty] | 7.3.3.17.5 (Remote Grid) Updates to grid topology to minimize risk of ignition in HFTDs Remote GridWLDFREquipment / facility failureAggregated | WLDFR | HFTD - Distribution - Tier 2 - 4QU CoRE ¦ 3QU LoRE | Non-Red Flag Warning - Catastrophic Fires | Equipment / facility failure | Aggregated | 2057 | 1.1762e-08 | 750.2287 | 8.8241e-06 | 2057 | Mitigation | 0.95 | 45 | 0 | esc | 0.00097009 | 1.141e-11 | 0.00097009 | 1.141e-11
[79 empty] | WLDFR | HFTD - Distribution - Zone 1 - 5QU CoRE ¦ 1QU LoRE | Seismic - Non-Red Flag Warning - Catastrophic Fires | 2045 | 3.9815e-14 | 6.7465e-14 | 3.7603e-14 | 26191.7278 | 544.1291 | 16654.7414 | 8992.8573 | 0 | 0 | 0 | 5.5601e-11 | 1.0428e-09 | 0 | 1.0428e-09 | 1.767e-09 | 0 | 1.767e-09 | 9.8489e-10 | 0 | 9.8489e-10 | [17 empty] | 7.3.3.17.5 (Remote Grid) Updates to grid topology to minimize risk of ignition in HFTDs Remote GridWLDFREquipment / facility failureAggregated | WLDFR | HFTD - Distribution - Tier 2 - 4QU CoRE ¦ 3QU LoRE | Non-Red Flag Warning - Catastrophic Fires | Equipment / facility failure | Aggregated | 2058 | 1.1762e-08 | 750.2287 | 8.8241e-06 | 2058 | Mitigation | 0.95 | 45 | 0 | esc | 0.00097009 | 1.141e-11 | 0.00097009 | 1.141e-11
[79 empty] | WLDFR | HFTD - Distribution - Zone 1 - 5QU CoRE ¦ 1QU LoRE | Seismic - Non-Red Flag Warning - Catastrophic Fires | 2046 | 3.9815e-14 | 6.7465e-14 | 3.7603e-14 | 26191.7278 | 544.1291 | 16654.7414 | 8992.8573 | 0 | 0 | 0 | 5.5601e-11 | 1.0428e-09 | 0 | 1.0428e-09 | 1.767e-09 | 0 | 1.767e-09 | 9.8489e-10 | 0 | 9.8489e-10 | [17 empty] | 7.3.3.17.5 (Remote Grid) Updates to grid topology to minimize risk of ignition in HFTDs Remote GridWLDFREquipment / facility failureAggregated | WLDFR | HFTD - Distribution - Tier 2 - 4QU CoRE ¦ 3QU LoRE | Non-Red Flag Warning - Catastrophic Fires | Equipment / facility failure | Aggregated | 2059 | 1.1762e-08 | 750.2287 | 8.8241e-06 | 2059 | Mitigation | 0.95 | 45 | 0 | esc | 0.00097009 | 1.141e-11 | 0.00097009 | 1.141e-11
[79 empty] | WLDFR | HFTD - Distribution - Zone 1 - 5QU CoRE ¦ 1QU LoRE | Seismic - Non-Red Flag Warning - Catastrophic Fires | 2047 | 3.9815e-14 | 6.7465e-14 | 3.7603e-14 | 26191.7278 | 544.1291 | 16654.7414 | 8992.8573 | 0 | 0 | 0 | 5.5601e-11 | 1.0428e-09 | 0 | 1.0428e-09 | 1.767e-09 | 0 | 1.767e-09 | 9.8489e-10 | 0 | 9.8489e-10 | [17 empty] | 7.3.3.17.5 (Remote Grid) Updates to grid topology to minimize risk of ignition in HFTDs Remote GridWLDFREquipment / facility failureAggregated | WLDFR | HFTD - Distribution - Tier 2 - 4QU CoRE ¦ 3QU LoRE | Non-Red Flag Warning - Catastrophic Fires | Equipment / facility failure | Aggregated | 2060 | 1.1762e-08 | 750.2287 | 8.8241e-06 | 2060 | Mitigation | 0.95 | 45 | 0 | esc | 0.00097009 | 1.141e-11 | 0.00097009 | 1.141e-11
[79 empty] | WLDFR | HFTD - Distribution - Zone 1 - 5QU CoRE ¦ 1QU LoRE | Seismic - Non-Red Flag Warning - Catastrophic Fires | 2048 | 3.9815e-14 | 6.7465e-14 | 3.7603e-14 | 27464.7227 | 578.8407 | 17445.538 | 9440.3441 | 0 | 0 | 0 | 5.5601e-11 | 1.0935e-09 | 0 | 1.0935e-09 | 1.8529e-09 | 0 | 1.8529e-09 | 1.0328e-09 | 0 | 1.0328e-09 | [17 empty] | 7.3.3.17.5 (Remote Grid) Updates to grid topology to minimize risk of ignition in HFTDs Remote GridWLDFREquipment / facility failureAggregated | WLDFR | HFTD - Distribution - Tier 2 - 4QU CoRE ¦ 3QU LoRE | Non-Red Flag Warning - Catastrophic Fires | Equipment / facility failure | Aggregated | 2061 | 1.1762e-08 | 750.2287 | 8.8241e-06 | 2061 | Mitigation | 0.95 | 45 | 0 | esc | 0.00097009 | 1.141e-11 | 0.00097009 | 1.141e-11
[79 empty] | WLDFR | HFTD - Distribution - Zone 1 - 5QU CoRE ¦ 1QU LoRE | Seismic - Non-Red Flag Warning - Catastrophic Fires | 2049 | 3.9815e-14 | 6.7465e-14 | 3.7603e-14 | 27464.7227 | 578.8407 | 17445.538 | 9440.3441 | 0 | 0 | 0 | 5.5601e-11 | 1.0935e-09 | 0 | 1.0935e-09 | 1.8529e-09 | 0 | 1.8529e-09 | 1.0328e-09 | 0 | 1.0328e-09 | [17 empty] | 7.3.3.17.5 (Remote Grid) Updates to grid topology to minimize risk of ignition in HFTDs Remote GridWLDFREquipment / facility failureAggregated | WLDFR | HFTD - Distribution - Tier 2 - 4QU CoRE ¦ 3QU LoRE | Non-Red Flag Warning - Catastrophic Fires | Equipment / facility failure | Aggregated | 2062 | 1.1762e-08 | 750.2287 | 8.8241e-06 | 2062 | Mitigation | 0.95 | 45 | 0 | esc | 0.00097009 | 1.141e-11 | 0.00097009 | 1.141e-11
[79 empty] | WLDFR | HFTD - Distribution - Zone 1 - 5QU CoRE ¦ 1QU LoRE | Seismic - Non-Red Flag Warning - Catastrophic Fires | 2050 | 3.9815e-14 | 6.7465e-14 | 3.7603e-14 | 27464.7227 | 578.8407 | 17445.538 | 9440.3441 | 0 | 0 | 0 | 5.5601e-11 | 1.0935e-09 | 0 | 1.0935e-09 | 1.8529e-09 | 0 | 1.8529e-09 | 1.0328e-09 | 0 | 1.0328e-09 | [17 empty] | 7.3.3.17.5 (Remote Grid) Updates to grid topology to minimize risk of ignition in HFTDs Remote GridWLDFREquipment / facility failureAggregated | WLDFR | HFTD - Distribution - Tier 2 - 4QU CoRE ¦ 3QU LoRE | Non-Red Flag Warning - Catastrophic Fires | Equipment / facility failure | Aggregated | 2063 | 1.1762e-08 | 750.2287 | 8.8241e-06 | 2063 | Mitigation | 0.95 | 45 | 0 | esc | 0.00097009 | 1.141e-11 | 0.00097009 | 1.141e-11
[79 empty] | WLDFR | HFTD - Distribution - Zone 1 - 5QU CoRE ¦ 1QU LoRE | Seismic - Non-Red Flag Warning - Catastrophic Fires | 2051 | 3.9815e-14 | 6.7465e-14 | 3.7603e-14 | 27464.7227 | 578.8407 | 17445.538 | 9440.3441 | 0 | 0 | 0 | 5.5601e-11 | 1.0935e-09 | 0 | 1.0935e-09 | 1.8529e-09 | 0 | 1.8529e-09 | 1.0328e-09 | 0 | 1.0328e-09 | [17 empty] | 7.3.3.17.5 (Remote Grid) Updates to grid topology to minimize risk of ignition in HFTDs Remote GridWLDFREquipment / facility failureAggregated | WLDFR | HFTD - Distribution - Tier 2 - 4QU CoRE ¦ 3QU LoRE | Non-Red Flag Warning - Catastrophic Fires | Equipment / facility failure | Aggregated | 2064 | 1.1762e-08 | 750.2287 | 8.8241e-06 | 2064 | Mitigation | 0.95 | 45 | 0 | esc | 0.00097009 | 1.141e-11 | 0.00097009 | 1.141e-11
[79 empty] | WLDFR | HFTD - Distribution - Zone 1 - 5QU CoRE ¦ 1QU LoRE | Seismic - Non-Red Flag Warning - Catastrophic Fires | 2052 | 3.9815e-14 | 6.7465e-14 | 3.7603e-14 | 27464.7227 | 578.8407 | 17445.538 | 9440.3441 | 0 | 0 | 0 | 5.5601e-11 | 1.0935e-09 | 0 | 1.0935e-09 | 1.8529e-09 | 0 | 1.8529e-09 | 1.0328e-09 | 0 | 1.0328e-09 | [17 empty] | 7.3.3.17.5 (Remote Grid) Updates to grid topology to minimize risk of ignition in HFTDs Remote GridWLDFREquipment / facility failureAggregated | WLDFR | HFTD - Distribution - Tier 2 - 4QU CoRE ¦ 3QU LoRE | Non-Red Flag Warning - Catastrophic Fires | Equipment / facility failure | Aggregated | 2065 | 1.1762e-08 | 750.2287 | 8.8241e-06 | 2065 | Mitigation | 0.95 | 45 | 0 | esc | 0.00097009 | 1.141e-11 | 0.00097009 | 1.141e-11
[79 empty] | WLDFR | HFTD - Distribution - Zone 1 - 5QU CoRE ¦ 1QU LoRE | Seismic - Non-Red Flag Warning - Catastrophic Fires | 2053 | 3.9815e-14 | 6.7465e-14 | 3.7603e-14 | 28779.6694 | 615.0952 | 18261.2327 | 9903.3415 | 0 | 0 | 0 | 5.5601e-11 | 1.1459e-09 | 0 | 1.1459e-09 | 1.9416e-09 | 0 | 1.9416e-09 | 1.0822e-09 | 0 | 1.0822e-09 | [17 empty] | 7.3.3.17.5 (Remote Grid) Updates to grid topology to minimize risk of ignition in HFTDs Remote GridWLDFREquipment / facility failureAggregated | WLDFR | HFTD - Distribution - Tier 2 - 4QU CoRE ¦ 3QU LoRE | Non-Red Flag Warning - Catastrophic Fires | Equipment / facility failure | Aggregated | 2066 | 1.1762e-08 | 750.2287 | 8.8241e-06 | 2066 | Mitigation | 0.95 | 45 | 0 | esc | 0.00097009 | 1.141e-11 | 0.00097009 | 1.141e-11
[79 empty] | WLDFR | HFTD - Distribution - Zone 1 - 5QU CoRE ¦ 1QU LoRE | Seismic - Non-Red Flag Warning - Catastrophic Fires | 2054 | 3.9815e-14 | 6.7465e-14 | 3.7603e-14 | 28779.6694 | 615.0952 | 18261.2327 | 9903.3415 | 0 | 0 | 0 | 5.5601e-11 | 1.1459e-09 | 0 | 1.1459e-09 | 1.9416e-09 | 0 | 1.9416e-09 | 1.0822e-09 | 0 | 1.0822e-09 | [17 empty] | 7.3.3.17.5 (Remote Grid) Updates to grid topology to minimize risk of ignition in HFTDs Remote GridWLDFREquipment / facility failureAggregated | WLDFR | HFTD - Distribution - Tier 2 - 4QU CoRE ¦ 3QU LoRE | Non-Red Flag Warning - Catastrophic Fires | Equipment / facility failure | Aggregated | 2067 | 1.1762e-08 | 750.2287 | 8.8241e-06 | 2067 | Mitigation | 0.95 | 45 | 0 | esc | 0 | 0 | 0.00097009 | 1.141e-11
[79 empty] | WLDFR | HFTD - Distribution - Zone 1 - 5QU CoRE ¦ 1QU LoRE | Seismic - Non-Red Flag Warning - Catastrophic Fires | 2055 | 3.9815e-14 | 6.7465e-14 | 3.7603e-14 | 28779.6694 | 615.0952 | 18261.2327 | 9903.3415 | 0 | 0 | 0 | 5.5601e-11 | 1.1459e-09 | 0 | 1.1459e-09 | 1.9416e-09 | 0 | 1.9416e-09 | 1.0822e-09 | 0 | 1.0822e-09 | [17 empty] | 7.3.3.17.5 (Remote Grid) Updates to grid topology to minimize risk of ignition in HFTDs Remote GridWLDFRVegetation ContactAggregated | WLDFR | HFTD - Distribution - Tier 2 - 4QU CoRE ¦ 3QU LoRE | Non-Red Flag Warning - Catastrophic Fires | Vegetation Contact | Aggregated | 2022 | 8.7217e-08 | 750.2287 | 6.5433e-05 | 2022 | Mitigation | 0.95 | 45 | 0 | esc | 0.00097009 | 8.4608e-11 | 0 | 0
[79 empty] | WLDFR | HFTD - Distribution - Zone 1 - 5QU CoRE ¦ 1QU LoRE | Seismic - Non-Red Flag Warning - Catastrophic Fires | 2056 | 3.9815e-14 | 6.7465e-14 | 3.7603e-14 | 28779.6694 | 615.0952 | 18261.2327 | 9903.3415 | 0 | 0 | 0 | 5.5601e-11 | 1.1459e-09 | 0 | 1.1459e-09 | 1.9416e-09 | 0 | 1.9416e-09 | 1.0822e-09 | 0 | 1.0822e-09 | [17 empty] | 7.3.3.17.5 (Remote Grid) Updates to grid topology to minimize risk of ignition in HFTDs Remote GridWLDFRVegetation ContactAggregated | WLDFR | HFTD - Distribution - Tier 2 - 4QU CoRE ¦ 3QU LoRE | Non-Red Flag Warning - Catastrophic Fires | Vegetation Contact | Aggregated | 2023 | 8.7217e-08 | 750.2287 | 6.5433e-05 | 2023 | Mitigation | 0.95 | 45 | 0 | esc | 0.00097009 | 8.4608e-11 | 0.00097009 | 8.4608e-11
[79 empty] | WLDFR | HFTD - Distribution - Zone 1 - 5QU CoRE ¦ 1QU LoRE | Seismic - Non-Red Flag Warning - Catastrophic Fires | 2057 | 3.9815e-14 | 6.7465e-14 | 3.7603e-14 | 28779.6694 | 615.0952 | 18261.2327 | 9903.3415 | 0 | 0 | 0 | 5.5601e-11 | 1.1459e-09 | 0 | 1.1459e-09 | 1.9416e-09 | 0 | 1.9416e-09 | 1.0822e-09 | 0 | 1.0822e-09 | [17 empty] | 7.3.3.17.5 (Remote Grid) Updates to grid topology to minimize risk of ignition in HFTDs Remote GridWLDFRVegetation ContactAggregated | WLDFR | HFTD - Distribution - Tier 2 - 4QU CoRE ¦ 3QU LoRE | Non-Red Flag Warning - Catastrophic Fires | Vegetation Contact | Aggregated | 2024 | 8.7217e-08 | 750.2287 | 6.5433e-05 | 2024 | Mitigation | 0.95 | 45 | 0 | esc | 0.00097009 | 8.4608e-11 | 0.00097009 | 8.4608e-11
[79 empty] | WLDFR | HFTD - Distribution - Zone 1 - 5QU CoRE ¦ 1QU LoRE | Seismic - Non-Red Flag Warning - Catastrophic Fires | 2058 | 3.9815e-14 | 6.7465e-14 | 3.7603e-14 | 30120.5761 | 652.457 | 19091.8834 | 10376.2358 | 0 | 0 | 0 | 5.5601e-11 | 1.1993e-09 | 0 | 1.1993e-09 | 2.0321e-09 | 0 | 2.0321e-09 | 1.1326e-09 | 0 | 1.1326e-09 | [17 empty] | 7.3.3.17.5 (Remote Grid) Updates to grid topology to minimize risk of ignition in HFTDs Remote GridWLDFRVegetation ContactAggregated | WLDFR | HFTD - Distribution - Tier 2 - 4QU CoRE ¦ 3QU LoRE | Non-Red Flag Warning - Catastrophic Fires | Vegetation Contact | Aggregated | 2025 | 8.7217e-08 | 750.2287 | 6.5433e-05 | 2025 | Mitigation | 0.95 | 45 | 0 | esc | 0.00097009 | 8.4608e-11 | 0.00097009 | 8.4608e-11
[79 empty] | WLDFR | HFTD - Distribution - Zone 1 - 5QU CoRE ¦ 1QU LoRE | Seismic - Non-Red Flag Warning - Catastrophic Fires | 2059 | 3.9815e-14 | 6.7465e-14 | 3.7603e-14 | 30120.5761 | 652.457 | 19091.8834 | 10376.2358 | 0 | 0 | 0 | 5.5601e-11 | 1.1993e-09 | 0 | 1.1993e-09 | 2.0321e-09 | 0 | 2.0321e-09 | 1.1326e-09 | 0 | 1.1326e-09 | [17 empty] | 7.3.3.17.5 (Remote Grid) Updates to grid topology to minimize risk of ignition in HFTDs Remote GridWLDFRVegetation ContactAggregated | WLDFR | HFTD - Distribution - Tier 2 - 4QU CoRE ¦ 3QU LoRE | Non-Red Flag Warning - Catastrophic Fires | Vegetation Contact | Aggregated | 2026 | 8.7217e-08 | 750.2287 | 6.5433e-05 | 2026 | Mitigation | 0.95 | 45 | 0 | esc | 0.00097009 | 8.4608e-11 | 0.00097009 | 8.4608e-11
[79 empty] | WLDFR | HFTD - Distribution - Zone 1 - 5QU CoRE ¦ 1QU LoRE | Seismic - Non-Red Flag Warning - Catastrophic Fires | 2060 | 3.9815e-14 | 6.7465e-14 | 3.7603e-14 | 30120.5761 | 652.457 | 19091.8834 | 10376.2358 | 0 | 0 | 0 | 5.5601e-11 | 1.1993e-09 | 0 | 1.1993e-09 | 2.0321e-09 | 0 | 2.0321e-09 | 1.1326e-09 | 0 | 1.1326e-09 | [17 empty] | 7.3.3.17.5 (Remote Grid) Updates to grid topology to minimize risk of ignition in HFTDs Remote GridWLDFRVegetation ContactAggregated | WLDFR | HFTD - Distribution - Tier 2 - 4QU CoRE ¦ 3QU LoRE | Non-Red Flag Warning - Catastrophic Fires | Vegetation Contact | Aggregated | 2027 | 8.7217e-08 | 750.2287 | 6.5433e-05 | 2027 | Mitigation | 0.95 | 45 | 0 | esc | 0.00097009 | 8.4608e-11 | 0.00097009 | 8.4608e-11
[79 empty] | WLDFR | HFTD - Distribution - Zone 1 - 5QU CoRE ¦ 1QU LoRE | Seismic - Non-Red Flag Warning - Catastrophic Fires | 2061 | 3.9815e-14 | 6.7465e-14 | 3.7603e-14 | 30120.5761 | 652.457 | 19091.8834 | 10376.2358 | 0 | 0 | 0 | 5.5601e-11 | 1.1993e-09 | 0 | 1.1993e-09 | 2.0321e-09 | 0 | 2.0321e-09 | 1.1326e-09 | 0 | 1.1326e-09 | [17 empty] | 7.3.3.17.5 (Remote Grid) Updates to grid topology to minimize risk of ignition in HFTDs Remote GridWLDFRVegetation ContactAggregated | WLDFR | HFTD - Distribution - Tier 2 - 4QU CoRE ¦ 3QU LoRE | Non-Red Flag Warning - Catastrophic Fires | Vegetation Contact | Aggregated | 2028 | 8.7217e-08 | 750.2287 | 6.5433e-05 | 2028 | Mitigation | 0.95 | 45 | 0 | esc | 0.00097009 | 8.4608e-11 | 0.00097009 | 8.4608e-11
[79 empty] | WLDFR | HFTD - Distribution - Zone 1 - 5QU CoRE ¦ 1QU LoRE | Seismic - Non-Red Flag Warning - Catastrophic Fires | 2062 | 3.9815e-14 | 6.7465e-14 | 3.7603e-14 | 30120.5761 | 652.457 | 19091.8834 | 10376.2358 | 0 | 0 | 0 | 5.5601e-11 | 1.1993e-09 | 0 | 1.1993e-09 | 2.0321e-09 | 0 | 2.0321e-09 | 1.1326e-09 | 0 | 1.1326e-09 | [17 empty] | 7.3.3.17.5 (Remote Grid) Updates to grid topology to minimize risk of ignition in HFTDs Remote GridWLDFRVegetation ContactAggregated | WLDFR | HFTD - Distribution - Tier 2 - 4QU CoRE ¦ 3QU LoRE | Non-Red Flag Warning - Catastrophic Fires | Vegetation Contact | Aggregated | 2029 | 8.7217e-08 | 750.2287 | 6.5433e-05 | 2029 | Mitigation | 0.95 | 45 | 0 | esc | 0.00097009 | 8.4608e-11 | 0.00097009 | 8.4608e-11
[79 empty] | WLDFR | HFTD - Distribution - Zone 1 - 5QU CoRE ¦ 1QU LoRE | Seismic - Non-Red Flag Warning - Catastrophic Fires | 2063 | 3.9815e-14 | 6.7465e-14 | 3.7603e-14 | 31471.2268 | 690.4653 | 19927.4643 | 10853.2973 | 0 | 0 | 0 | 5.5601e-11 | 1.253e-09 | 0 | 1.253e-09 | 2.1232e-09 | 0 | 2.1232e-09 | 1.1834e-09 | 0 | 1.1834e-09 | [17 empty] | 7.3.3.17.5 (Remote Grid) Updates to grid topology to minimize risk of ignition in HFTDs Remote GridWLDFRVegetation ContactAggregated | WLDFR | HFTD - Distribution - Tier 2 - 4QU CoRE ¦ 3QU LoRE | Non-Red Flag Warning - Catastrophic Fires | Vegetation Contact | Aggregated | 2030 | 8.7217e-08 | 750.2287 | 6.5433e-05 | 2030 | Mitigation | 0.95 | 45 | 0 | esc | 0.00097009 | 8.4608e-11 | 0.00097009 | 8.4608e-11
[79 empty] | WLDFR | HFTD - Distribution - Zone 1 - 5QU CoRE ¦ 1QU LoRE | Seismic - Non-Red Flag Warning - Catastrophic Fires | 2064 | 3.9815e-14 | 6.7465e-14 | 3.7603e-14 | 31471.2268 | 690.4653 | 19927.4643 | 10853.2973 | 0 | 0 | 0 | 5.5601e-11 | 1.253e-09 | 0 | 1.253e-09 | 2.1232e-09 | 0 | 2.1232e-09 | 1.1834e-09 | 0 | 1.1834e-09 | [17 empty] | 7.3.3.17.5 (Remote Grid) Updates to grid topology to minimize risk of ignition in HFTDs Remote GridWLDFRVegetation ContactAggregated | WLDFR | HFTD - Distribution - Tier 2 - 4QU CoRE ¦ 3QU LoRE | Non-Red Flag Warning - Catastrophic Fires | Vegetation Contact | Aggregated | 2031 | 8.7217e-08 | 750.2287 | 6.5433e-05 | 2031 | Mitigation | 0.95 | 45 | 0 | esc | 0.00097009 | 8.4608e-11 | 0.00097009 | 8.4608e-11
[79 empty] | WLDFR | HFTD - Distribution - Zone 1 - 5QU CoRE ¦ 1QU LoRE | Seismic - Non-Red Flag Warning - Catastrophic Fires | 2065 | 3.9815e-14 | 6.7465e-14 | 3.7603e-14 | 31471.2268 | 690.4653 | 19927.4643 | 10853.2973 | 0 | 0 | 0 | 5.5601e-11 | 1.253e-09 | 0 | 1.253e-09 | 2.1232e-09 | 0 | 2.1232e-09 | 1.1834e-09 | 0 | 1.1834e-09 | [17 empty] | 7.3.3.17.5 (Remote Grid) Updates to grid topology to minimize risk of ignition in HFTDs Remote GridWLDFRVegetation ContactAggregated | WLDFR | HFTD - Distribution - Tier 2 - 4QU CoRE ¦ 3QU LoRE | Non-Red Flag Warning - Catastrophic Fires | Vegetation Contact | Aggregated | 2032 | 8.7217e-08 | 750.2287 | 6.5433e-05 | 2032 | Mitigation | 0.95 | 45 | 0 | esc | 0.00097009 | 8.4608e-11 | 0.00097009 | 8.4608e-11
[79 empty] | WLDFR | HFTD - Distribution - Zone 1 - 5QU CoRE ¦ 1QU LoRE | Seismic - Non-Red Flag Warning - Catastrophic Fires | 2066 | 0 | 6.7465e-14 | 3.7603e-14 | 31471.2268 | 690.4653 | 19927.4643 | 10853.2973 | 0 | 0 | 0 | 5.5601e-11 | 0 | 0 | 0 | 2.1232e-09 | 0 | 2.1232e-09 | 1.1834e-09 | 0 | 1.1834e-09 | [17 empty] | 7.3.3.17.5 (Remote Grid) Updates to grid topology to minimize risk of ignition in HFTDs Remote GridWLDFRVegetation ContactAggregated | WLDFR | HFTD - Distribution - Tier 2 - 4QU CoRE ¦ 3QU LoRE | Non-Red Flag Warning - Catastrophic Fires | Vegetation Contact | Aggregated | 2033 | 8.7217e-08 | 750.2287 | 6.5433e-05 | 2033 | Mitigation | 0.95 | 45 | 0 | esc | 0.00097009 | 8.4608e-11 | 0.00097009 | 8.4608e-11
[79 empty] | WLDFR | HFTD - Distribution - Zone 1 - 5QU CoRE ¦ 1QU LoRE | Seismic - Non-Red Flag Warning - Catastrophic Fires | 2067 | 0 | 0 | 3.7603e-14 | 31471.2268 | 690.4653 | 19927.4643 | 10853.2973 | 0 | 0 | 0 | 5.5601e-11 | 0 | 0 | 0 | 0 | 0 | 0 | 1.1834e-09 | 0 | 1.1834e-09 | [17 empty] | 7.3.3.17.5 (Remote Grid) Updates to grid topology to minimize risk of ignition in HFTDs Remote GridWLDFRVegetation ContactAggregated | WLDFR | HFTD - Distribution - Tier 2 - 4QU CoRE ¦ 3QU LoRE | Non-Red Flag Warning - Catastrophic Fires | Vegetation Contact | Aggregated | 2034 | 8.7217e-08 | 750.2287 | 6.5433e-05 | 2034 | Mitigation | 0.95 | 45 | 0 | esc | 0.00097009 | 8.4608e-11 | 0.00097009 | 8.4608e-11
[79 empty] | WLDFR | HFTD - Distribution - Zone 1 - 5QU CoRE ¦ 1QU LoRE | Seismic - Red Flag Warning - Catastrophic Fires | 2021 | 1.7252e-12 | 0 | 0 | 21083.8428 | 409.2237 | 13469.0878 | 7205.5313 | 0 | 0 | 0 | 2.4092e-09 | 3.6373e-08 | 0 | 3.6373e-08 | 0 | 0 | 0 | 0 | 0 | 0 | [17 empty] | 7.3.3.17.5 (Remote Grid) Updates to grid topology to minimize risk of ignition in HFTDs Remote GridWLDFRVegetation ContactAggregated | WLDFR | HFTD - Distribution - Tier 2 - 4QU CoRE ¦ 3QU LoRE | Non-Red Flag Warning - Catastrophic Fires | Vegetation Contact | Aggregated | 2035 | 8.7217e-08 | 750.2287 | 6.5433e-05 | 2035 | Mitigation | 0.95 | 45 | 0 | esc | 0.00097009 | 8.4608e-11 | 0.00097009 | 8.4608e-11
[79 empty] | WLDFR | HFTD - Distribution - Zone 1 - 5QU CoRE ¦ 1QU LoRE | Seismic - Red Flag Warning - Catastrophic Fires | 2022 | 1.7168e-12 | 2.909e-12 | 0 | 21083.8428 | 409.2237 | 13469.0878 | 7205.5313 | 0 | 0 | 0 | 2.3975e-09 | 3.6197e-08 | 0 | 3.6197e-08 | 6.1334e-08 | 0 | 6.1334e-08 | 0 | 0 | 0 | [17 empty] | 7.3.3.17.5 (Remote Grid) Updates to grid topology to minimize risk of ignition in HFTDs Remote GridWLDFRVegetation ContactAggregated | WLDFR | HFTD - Distribution - Tier 2 - 4QU CoRE ¦ 3QU LoRE | Non-Red Flag Warning - Catastrophic Fires | Vegetation Contact | Aggregated | 2036 | 8.7217e-08 | 750.2287 | 6.5433e-05 | 2036 | Mitigation | 0.95 | 45 | 0 | esc | 0.00097009 | 8.4608e-11 | 0.00097009 | 8.4608e-11
[79 empty] | WLDFR | HFTD - Distribution - Zone 1 - 5QU CoRE ¦ 1QU LoRE | Seismic - Red Flag Warning - Catastrophic Fires | 2023 | 1.7168e-12 | 2.909e-12 | 1.6214e-12 | 21835.9781 | 428.6023 | 13939.561 | 7467.8148 | 0 | 0 | 0 | 2.3975e-09 | 3.7488e-08 | 0 | 3.7488e-08 | 6.3522e-08 | 0 | 6.3522e-08 | 3.5406e-08 | 0 | 3.5406e-08 | [17 empty] | 7.3.3.17.5 (Remote Grid) Updates to grid topology to minimize risk of ignition in HFTDs Remote GridWLDFRVegetation ContactAggregated | WLDFR | HFTD - Distribution - Tier 2 - 4QU CoRE ¦ 3QU LoRE | Non-Red Flag Warning - Catastrophic Fires | Vegetation Contact | Aggregated | 2037 | 8.7217e-08 | 750.2287 | 6.5433e-05 | 2037 | Mitigation | 0.95 | 45 | 0 | esc | 0.00097009 | 8.4608e-11 | 0.00097009 | 8.4608e-11
[79 empty] | WLDFR | HFTD - Distribution - Zone 1 - 5QU CoRE ¦ 1QU LoRE | Seismic - Red Flag Warning - Catastrophic Fires | 2024 | 1.7168e-12 | 2.909e-12 | 1.6214e-12 | 21835.9781 | 428.6023 | 13939.561 | 7467.8148 | 0 | 0 | 0 | 2.3975e-09 | 3.7488e-08 | 0 | 3.7488e-08 | 6.3522e-08 | 0 | 6.3522e-08 | 3.5406e-08 | 0 | 3.5406e-08 | [17 empty] | 7.3.3.17.5 (Remote Grid) Updates to grid topology to minimize risk of ignition in HFTDs Remote GridWLDFRVegetation ContactAggregated | WLDFR | HFTD - Distribution - Tier 2 - 4QU CoRE ¦ 3QU LoRE | Non-Red Flag Warning - Catastrophic Fires | Vegetation Contact | Aggregated | 2038 | 8.7217e-08 | 750.2287 | 6.5433e-05 | 2038 | Mitigation | 0.95 | 45 | 0 | esc | 0.00097009 | 8.4608e-11 | 0.00097009 | 8.4608e-11
[79 empty] | WLDFR | HFTD - Distribution - Zone 1 - 5QU CoRE ¦ 1QU LoRE | Seismic - Red Flag Warning - Catastrophic Fires | 2025 | 1.7168e-12 | 2.909e-12 | 1.6214e-12 | 21835.9781 | 428.6023 | 13939.561 | 7467.8148 | 0 | 0 | 0 | 2.3975e-09 | 3.7488e-08 | 0 | 3.7488e-08 | 6.3522e-08 | 0 | 6.3522e-08 | 3.5406e-08 | 0 | 3.5406e-08 | [17 empty] | 7.3.3.17.5 (Remote Grid) Updates to grid topology to minimize risk of ignition in HFTDs Remote GridWLDFRVegetation ContactAggregated | WLDFR | HFTD - Distribution - Tier 2 - 4QU CoRE ¦ 3QU LoRE | Non-Red Flag Warning - Catastrophic Fires | Vegetation Contact | Aggregated | 2039 | 8.7217e-08 | 750.2287 | 6.5433e-05 | 2039 | Mitigation | 0.95 | 45 | 0 | esc | 0.00097009 | 8.4608e-11 | 0.00097009 | 8.4608e-11
[79 empty] | WLDFR | HFTD - Distribution - Zone 1 - 5QU CoRE ¦ 1QU LoRE | Seismic - Red Flag Warning - Catastrophic Fires | 2026 | 1.7168e-12 | 2.909e-12 | 1.6214e-12 | 21835.9781 | 428.6023 | 13939.561 | 7467.8148 | 0 | 0 | 0 | 2.3975e-09 | 3.7488e-08 | 0 | 3.7488e-08 | 6.3522e-08 | 0 | 6.3522e-08 | 3.5406e-08 | 0 | 3.5406e-08 | [17 empty] | 7.3.3.17.5 (Remote Grid) Updates to grid topology to minimize risk of ignition in HFTDs Remote GridWLDFRVegetation ContactAggregated | WLDFR | HFTD - Distribution - Tier 2 - 4QU CoRE ¦ 3QU LoRE | Non-Red Flag Warning - Catastrophic Fires | Vegetation Contact | Aggregated | 2040 | 8.7217e-08 | 750.2287 | 6.5433e-05 | 2040 | Mitigation | 0.95 | 45 | 0 | esc | 0.00097009 | 8.4608e-11 | 0.00097009 | 8.4608e-11
[79 empty] | WLDFR | HFTD - Distribution - Zone 1 - 5QU CoRE ¦ 1QU LoRE | Seismic - Red Flag Warning - Catastrophic Fires | 2027 | 1.7168e-12 | 2.909e-12 | 1.6214e-12 | 21835.9781 | 428.6023 | 13939.561 | 7467.8148 | 0 | 0 | 0 | 2.3975e-09 | 3.7488e-08 | 0 | 3.7488e-08 | 6.3522e-08 | 0 | 6.3522e-08 | 3.5406e-08 | 0 | 3.5406e-08 | [17 empty] | 7.3.3.17.5 (Remote Grid) Updates to grid topology to minimize risk of ignition in HFTDs Remote GridWLDFRVegetation ContactAggregated | WLDFR | HFTD - Distribution - Tier 2 - 4QU CoRE ¦ 3QU LoRE | Non-Red Flag Warning - Catastrophic Fires | Vegetation Contact | Aggregated | 2041 | 8.7217e-08 | 750.2287 | 6.5433e-05 | 2041 | Mitigation | 0.95 | 45 | 0 | esc | 0.00097009 | 8.4608e-11 | 0.00097009 | 8.4608e-11
[79 empty] | WLDFR | HFTD - Distribution - Zone 1 - 5QU CoRE ¦ 1QU LoRE | Seismic - Red Flag Warning - Catastrophic Fires | 2028 | 1.7168e-12 | 2.909e-12 | 1.6214e-12 | 22783.187 | 453.261 | 14531.3357 | 7798.5904 | 0 | 0 | 0 | 2.3975e-09 | 3.9114e-08 | 0 | 3.9114e-08 | 6.6277e-08 | 0 | 6.6277e-08 | 3.6941e-08 | 0 | 3.6941e-08 | [17 empty] | 7.3.3.17.5 (Remote Grid) Updates to grid topology to minimize risk of ignition in HFTDs Remote GridWLDFRVegetation ContactAggregated | WLDFR | HFTD - Distribution - Tier 2 - 4QU CoRE ¦ 3QU LoRE | Non-Red Flag Warning - Catastrophic Fires | Vegetation Contact | Aggregated | 2042 | 8.7217e-08 | 750.2287 | 6.5433e-05 | 2042 | Mitigation | 0.95 | 45 | 0 | esc | 0.00097009 | 8.4608e-11 | 0.00097009 | 8.4608e-11
[79 empty] | WLDFR | HFTD - Distribution - Zone 1 - 5QU CoRE ¦ 1QU LoRE | Seismic - Red Flag Warning - Catastrophic Fires | 2029 | 1.7168e-12 | 2.909e-12 | 1.6214e-12 | 22783.187 | 453.261 | 14531.3357 | 7798.5904 | 0 | 0 | 0 | 2.3975e-09 | 3.9114e-08 | 0 | 3.9114e-08 | 6.6277e-08 | 0 | 6.6277e-08 | 3.6941e-08 | 0 | 3.6941e-08 | [17 empty] | 7.3.3.17.5 (Remote Grid) Updates to grid topology to minimize risk of ignition in HFTDs Remote GridWLDFRVegetation ContactAggregated | WLDFR | HFTD - Distribution - Tier 2 - 4QU CoRE ¦ 3QU LoRE | Non-Red Flag Warning - Catastrophic Fires | Vegetation Contact | Aggregated | 2043 | 8.7217e-08 | 750.2287 | 6.5433e-05 | 2043 | Mitigation | 0.95 | 45 | 0 | esc | 0.00097009 | 8.4608e-11 | 0.00097009 | 8.4608e-11
[79 empty] | WLDFR | HFTD - Distribution - Zone 1 - 5QU CoRE ¦ 1QU LoRE | Seismic - Red Flag Warning - Catastrophic Fires | 2030 | 1.7168e-12 | 2.909e-12 | 1.6214e-12 | 22783.187 | 453.261 | 14531.3357 | 7798.5904 | 0 | 0 | 0 | 2.3975e-09 | 3.9114e-08 | 0 | 3.9114e-08 | 6.6277e-08 | 0 | 6.6277e-08 | 3.6941e-08 | 0 | 3.6941e-08 | [17 empty] | 7.3.3.17.5 (Remote Grid) Updates to grid topology to minimize risk of ignition in HFTDs Remote GridWLDFRVegetation ContactAggregated | WLDFR | HFTD - Distribution - Tier 2 - 4QU CoRE ¦ 3QU LoRE | Non-Red Flag Warning - Catastrophic Fires | Vegetation Contact | Aggregated | 2044 | 8.7217e-08 | 750.2287 | 6.5433e-05 | 2044 | Mitigation | 0.95 | 45 | 0 | esc | 0.00097009 | 8.4608e-11 | 0.00097009 | 8.4608e-11
[79 empty] | WLDFR | HFTD - Distribution - Zone 1 - 5QU CoRE ¦ 1QU LoRE | Seismic - Red Flag Warning - Catastrophic Fires | 2031 | 1.7168e-12 | 2.909e-12 | 1.6214e-12 | 22783.187 | 453.261 | 14531.3357 | 7798.5904 | 0 | 0 | 0 | 2.3975e-09 | 3.9114e-08 | 0 | 3.9114e-08 | 6.6277e-08 | 0 | 6.6277e-08 | 3.6941e-08 | 0 | 3.6941e-08 | [17 empty] | 7.3.3.17.5 (Remote Grid) Updates to grid topology to minimize risk of ignition in HFTDs Remote GridWLDFRVegetation ContactAggregated | WLDFR | HFTD - Distribution - Tier 2 - 4QU CoRE ¦ 3QU LoRE | Non-Red Flag Warning - Catastrophic Fires | Vegetation Contact | Aggregated | 2045 | 8.7217e-08 | 750.2287 | 6.5433e-05 | 2045 | Mitigation | 0.95 | 45 | 0 | esc | 0.00097009 | 8.4608e-11 | 0.00097009 | 8.4608e-11
[79 empty] | WLDFR | HFTD - Distribution - Zone 1 - 5QU CoRE ¦ 1QU LoRE | Seismic - Red Flag Warning - Catastrophic Fires | 2032 | 1.7168e-12 | 2.909e-12 | 1.6214e-12 | 22783.187 | 453.261 | 14531.3357 | 7798.5904 | 0 | 0 | 0 | 2.3975e-09 | 3.9114e-08 | 0 | 3.9114e-08 | 6.6277e-08 | 0 | 6.6277e-08 | 3.6941e-08 | 0 | 3.6941e-08 | [17 empty] | 7.3.3.17.5 (Remote Grid) Updates to grid topology to minimize risk of ignition in HFTDs Remote GridWLDFRVegetation ContactAggregated | WLDFR | HFTD - Distribution - Tier 2 - 4QU CoRE ¦ 3QU LoRE | Non-Red Flag Warning - Catastrophic Fires | Vegetation Contact | Aggregated | 2046 | 8.7217e-08 | 750.2287 | 6.5433e-05 | 2046 | Mitigation | 0.95 | 45 | 0 | esc | 0.00097009 | 8.4608e-11 | 0.00097009 | 8.4608e-11
[79 empty] | WLDFR | HFTD - Distribution - Zone 1 - 5QU CoRE ¦ 1QU LoRE | Seismic - Red Flag Warning - Catastrophic Fires | 2033 | 1.7168e-12 | 2.909e-12 | 1.6214e-12 | 23835.2641 | 480.9649 | 15187.7294 | 8166.5698 | 0 | 0 | 0 | 2.3975e-09 | 4.0921e-08 | 0 | 4.0921e-08 | 6.9338e-08 | 0 | 6.9338e-08 | 3.8647e-08 | 0 | 3.8647e-08 | [17 empty] | 7.3.3.17.5 (Remote Grid) Updates to grid topology to minimize risk of ignition in HFTDs Remote GridWLDFRVegetation ContactAggregated | WLDFR | HFTD - Distribution - Tier 2 - 4QU CoRE ¦ 3QU LoRE | Non-Red Flag Warning - Catastrophic Fires | Vegetation Contact | Aggregated | 2047 | 8.7217e-08 | 750.2287 | 6.5433e-05 | 2047 | Mitigation | 0.95 | 45 | 0 | esc | 0.00097009 | 8.4608e-11 | 0.00097009 | 8.4608e-11
[79 empty] | WLDFR | HFTD - Distribution - Zone 1 - 5QU CoRE ¦ 1QU LoRE | Seismic - Red Flag Warning - Catastrophic Fires | 2034 | 1.7168e-12 | 2.909e-12 | 1.6214e-12 | 23835.2641 | 480.9649 | 15187.7294 | 8166.5698 | 0 | 0 | 0 | 2.3975e-09 | 4.0921e-08 | 0 | 4.0921e-08 | 6.9338e-08 | 0 | 6.9338e-08 | 3.8647e-08 | 0 | 3.8647e-08 | [17 empty] | 7.3.3.17.5 (Remote Grid) Updates to grid topology to minimize risk of ignition in HFTDs Remote GridWLDFRVegetation ContactAggregated | WLDFR | HFTD - Distribution - Tier 2 - 4QU CoRE ¦ 3QU LoRE | Non-Red Flag Warning - Catastrophic Fires | Vegetation Contact | Aggregated | 2048 | 8.7217e-08 | 750.2287 | 6.5433e-05 | 2048 | Mitigation | 0.95 | 45 | 0 | esc | 0.00097009 | 8.4608e-11 | 0.00097009 | 8.4608e-11
[79 empty] | WLDFR | HFTD - Distribution - Zone 1 - 5QU CoRE ¦ 1QU LoRE | Seismic - Red Flag Warning - Catastrophic Fires | 2035 | 1.7168e-12 | 2.909e-12 | 1.6214e-12 | 23835.2641 | 480.9649 | 15187.7294 | 8166.5698 | 0 | 0 | 0 | 2.3975e-09 | 4.0921e-08 | 0 | 4.0921e-08 | 6.9338e-08 | 0 | 6.9338e-08 | 3.8647e-08 | 0 | 3.8647e-08 | [17 empty] | 7.3.3.17.5 (Remote Grid) Updates to grid topology to minimize risk of ignition in HFTDs Remote GridWLDFRVegetation ContactAggregated | WLDFR | HFTD - Distribution - Tier 2 - 4QU CoRE ¦ 3QU LoRE | Non-Red Flag Warning - Catastrophic Fires | Vegetation Contact | Aggregated | 2049 | 8.7217e-08 | 750.2287 | 6.5433e-05 | 2049 | Mitigation | 0.95 | 45 | 0 | esc | 0.00097009 | 8.4608e-11 | 0.00097009 | 8.4608e-11
[79 empty] | WLDFR | HFTD - Distribution - Zone 1 - 5QU CoRE ¦ 1QU LoRE | Seismic - Red Flag Warning - Catastrophic Fires | 2036 | 1.7168e-12 | 2.909e-12 | 1.6214e-12 | 23835.2641 | 480.9649 | 15187.7294 | 8166.5698 | 0 | 0 | 0 | 2.3975e-09 | 4.0921e-08 | 0 | 4.0921e-08 | 6.9338e-08 | 0 | 6.9338e-08 | 3.8647e-08 | 0 | 3.8647e-08 | [17 empty] | 7.3.3.17.5 (Remote Grid) Updates to grid topology to minimize risk of ignition in HFTDs Remote GridWLDFRVegetation ContactAggregated | WLDFR | HFTD - Distribution - Tier 2 - 4QU CoRE ¦ 3QU LoRE | Non-Red Flag Warning - Catastrophic Fires | Vegetation Contact | Aggregated | 2050 | 8.7217e-08 | 750.2287 | 6.5433e-05 | 2050 | Mitigation | 0.95 | 45 | 0 | esc | 0.00097009 | 8.4608e-11 | 0.00097009 | 8.4608e-11
[79 empty] | WLDFR | HFTD - Distribution - Zone 1 - 5QU CoRE ¦ 1QU LoRE | Seismic - Red Flag Warning - Catastrophic Fires | 2037 | 1.7168e-12 | 2.909e-12 | 1.6214e-12 | 23835.2641 | 480.9649 | 15187.7294 | 8166.5698 | 0 | 0 | 0 | 2.3975e-09 | 4.0921e-08 | 0 | 4.0921e-08 | 6.9338e-08 | 0 | 6.9338e-08 | 3.8647e-08 | 0 | 3.8647e-08 | [17 empty] | 7.3.3.17.5 (Remote Grid) Updates to grid topology to minimize risk of ignition in HFTDs Remote GridWLDFRVegetation ContactAggregated | WLDFR | HFTD - Distribution - Tier 2 - 4QU CoRE ¦ 3QU LoRE | Non-Red Flag Warning - Catastrophic Fires | Vegetation Contact | Aggregated | 2051 | 8.7217e-08 | 750.2287 | 6.5433e-05 | 2051 | Mitigation | 0.95 | 45 | 0 | esc | 0.00097009 | 8.4608e-11 | 0.00097009 | 8.4608e-11
[79 empty] | WLDFR | HFTD - Distribution - Zone 1 - 5QU CoRE ¦ 1QU LoRE | Seismic - Red Flag Warning - Catastrophic Fires | 2038 | 1.7168e-12 | 2.909e-12 | 1.6214e-12 | 24976.6418 | 511.3745 | 15898.8237 | 8566.4437 | 0 | 0 | 0 | 2.3975e-09 | 4.288e-08 | 0 | 4.288e-08 | 7.2658e-08 | 0 | 7.2658e-08 | 4.0498e-08 | 0 | 4.0498e-08 | [17 empty] | 7.3.3.17.5 (Remote Grid) Updates to grid topology to minimize risk of ignition in HFTDs Remote GridWLDFRVegetation ContactAggregated | WLDFR | HFTD - Distribution - Tier 2 - 4QU CoRE ¦ 3QU LoRE | Non-Red Flag Warning - Catastrophic Fires | Vegetation Contact | Aggregated | 2052 | 8.7217e-08 | 750.2287 | 6.5433e-05 | 2052 | Mitigation | 0.95 | 45 | 0 | esc | 0.00097009 | 8.4608e-11 | 0.00097009 | 8.4608e-11
[79 empty] | WLDFR | HFTD - Distribution - Zone 1 - 5QU CoRE ¦ 1QU LoRE | Seismic - Red Flag Warning - Catastrophic Fires | 2039 | 1.7168e-12 | 2.909e-12 | 1.6214e-12 | 24976.6418 | 511.3745 | 15898.8237 | 8566.4437 | 0 | 0 | 0 | 2.3975e-09 | 4.288e-08 | 0 | 4.288e-08 | 7.2658e-08 | 0 | 7.2658e-08 | 4.0498e-08 | 0 | 4.0498e-08 | [17 empty] | 7.3.3.17.5 (Remote Grid) Updates to grid topology to minimize risk of ignition in HFTDs Remote GridWLDFRVegetation ContactAggregated | WLDFR | HFTD - Distribution - Tier 2 - 4QU CoRE ¦ 3QU LoRE | Non-Red Flag Warning - Catastrophic Fires | Vegetation Contact | Aggregated | 2053 | 8.7217e-08 | 750.2287 | 6.5433e-05 | 2053 | Mitigation | 0.95 | 45 | 0 | esc | 0.00097009 | 8.4608e-11 | 0.00097009 | 8.4608e-11
[79 empty] | WLDFR | HFTD - Distribution - Zone 1 - 5QU CoRE ¦ 1QU LoRE | Seismic - Red Flag Warning - Catastrophic Fires | 2040 | 1.7168e-12 | 2.909e-12 | 1.6214e-12 | 24976.6418 | 511.3745 | 15898.8237 | 8566.4437 | 0 | 0 | 0 | 2.3975e-09 | 4.288e-08 | 0 | 4.288e-08 | 7.2658e-08 | 0 | 7.2658e-08 | 4.0498e-08 | 0 | 4.0498e-08 | [17 empty] | 7.3.3.17.5 (Remote Grid) Updates to grid topology to minimize risk of ignition in HFTDs Remote GridWLDFRVegetation ContactAggregated | WLDFR | HFTD - Distribution - Tier 2 - 4QU CoRE ¦ 3QU LoRE | Non-Red Flag Warning - Catastrophic Fires | Vegetation Contact | Aggregated | 2054 | 8.7217e-08 | 750.2287 | 6.5433e-05 | 2054 | Mitigation | 0.95 | 45 | 0 | esc | 0.00097009 | 8.4608e-11 | 0.00097009 | 8.4608e-11
[79 empty] | WLDFR | HFTD - Distribution - Zone 1 - 5QU CoRE ¦ 1QU LoRE | Seismic - Red Flag Warning - Catastrophic Fires | 2041 | 1.7168e-12 | 2.909e-12 | 1.6214e-12 | 24976.6418 | 511.3745 | 15898.8237 | 8566.4437 | 0 | 0 | 0 | 2.3975e-09 | 4.288e-08 | 0 | 4.288e-08 | 7.2658e-08 | 0 | 7.2658e-08 | 4.0498e-08 | 0 | 4.0498e-08 | [17 empty] | 7.3.3.17.5 (Remote Grid) Updates to grid topology to minimize risk of ignition in HFTDs Remote GridWLDFRVegetation ContactAggregated | WLDFR | HFTD - Distribution - Tier 2 - 4QU CoRE ¦ 3QU LoRE | Non-Red Flag Warning - Catastrophic Fires | Vegetation Contact | Aggregated | 2055 | 8.7217e-08 | 750.2287 | 6.5433e-05 | 2055 | Mitigation | 0.95 | 45 | 0 | esc | 0.00097009 | 8.4608e-11 | 0.00097009 | 8.4608e-11
[79 empty] | WLDFR | HFTD - Distribution - Zone 1 - 5QU CoRE ¦ 1QU LoRE | Seismic - Red Flag Warning - Catastrophic Fires | 2042 | 1.7168e-12 | 2.909e-12 | 1.6214e-12 | 24976.6418 | 511.3745 | 15898.8237 | 8566.4437 | 0 | 0 | 0 | 2.3975e-09 | 4.288e-08 | 0 | 4.288e-08 | 7.2658e-08 | 0 | 7.2658e-08 | 4.0498e-08 | 0 | 4.0498e-08 | [17 empty] | 7.3.3.17.5 (Remote Grid) Updates to grid topology to minimize risk of ignition in HFTDs Remote GridWLDFRVegetation ContactAggregated | WLDFR | HFTD - Distribution - Tier 2 - 4QU CoRE ¦ 3QU LoRE | Non-Red Flag Warning - Catastrophic Fires | Vegetation Contact | Aggregated | 2056 | 8.7217e-08 | 750.2287 | 6.5433e-05 | 2056 | Mitigation | 0.95 | 45 | 0 | esc | 0.00097009 | 8.4608e-11 | 0.00097009 | 8.4608e-11
[79 empty] | WLDFR | HFTD - Distribution - Zone 1 - 5QU CoRE ¦ 1QU LoRE | Seismic - Red Flag Warning - Catastrophic Fires | 2043 | 1.7168e-12 | 2.909e-12 | 1.6214e-12 | 26191.7278 | 544.1291 | 16654.7414 | 8992.8573 | 0 | 0 | 0 | 2.3975e-09 | 4.4966e-08 | 0 | 4.4966e-08 | 7.6193e-08 | 0 | 7.6193e-08 | 4.2468e-08 | 0 | 4.2468e-08 | [17 empty] | 7.3.3.17.5 (Remote Grid) Updates to grid topology to minimize risk of ignition in HFTDs Remote GridWLDFRVegetation ContactAggregated | WLDFR | HFTD - Distribution - Tier 2 - 4QU CoRE ¦ 3QU LoRE | Non-Red Flag Warning - Catastrophic Fires | Vegetation Contact | Aggregated | 2057 | 8.7217e-08 | 750.2287 | 6.5433e-05 | 2057 | Mitigation | 0.95 | 45 | 0 | esc | 0.00097009 | 8.4608e-11 | 0.00097009 | 8.4608e-11
[79 empty] | WLDFR | HFTD - Distribution - Zone 1 - 5QU CoRE ¦ 1QU LoRE | Seismic - Red Flag Warning - Catastrophic Fires | 2044 | 1.7168e-12 | 2.909e-12 | 1.6214e-12 | 26191.7278 | 544.1291 | 16654.7414 | 8992.8573 | 0 | 0 | 0 | 2.3975e-09 | 4.4966e-08 | 0 | 4.4966e-08 | 7.6193e-08 | 0 | 7.6193e-08 | 4.2468e-08 | 0 | 4.2468e-08 | [17 empty] | 7.3.3.17.5 (Remote Grid) Updates to grid topology to minimize risk of ignition in HFTDs Remote GridWLDFRVegetation ContactAggregated | WLDFR | HFTD - Distribution - Tier 2 - 4QU CoRE ¦ 3QU LoRE | Non-Red Flag Warning - Catastrophic Fires | Vegetation Contact | Aggregated | 2058 | 8.7217e-08 | 750.2287 | 6.5433e-05 | 2058 | Mitigation | 0.95 | 45 | 0 | esc | 0.00097009 | 8.4608e-11 | 0.00097009 | 8.4608e-11
[79 empty] | WLDFR | HFTD - Distribution - Zone 1 - 5QU CoRE ¦ 1QU LoRE | Seismic - Red Flag Warning - Catastrophic Fires | 2045 | 1.7168e-12 | 2.909e-12 | 1.6214e-12 | 26191.7278 | 544.1291 | 16654.7414 | 8992.8573 | 0 | 0 | 0 | 2.3975e-09 | 4.4966e-08 | 0 | 4.4966e-08 | 7.6193e-08 | 0 | 7.6193e-08 | 4.2468e-08 | 0 | 4.2468e-08 | [17 empty] | 7.3.3.17.5 (Remote Grid) Updates to grid topology to minimize risk of ignition in HFTDs Remote GridWLDFRVegetation ContactAggregated | WLDFR | HFTD - Distribution - Tier 2 - 4QU CoRE ¦ 3QU LoRE | Non-Red Flag Warning - Catastrophic Fires | Vegetation Contact | Aggregated | 2059 | 8.7217e-08 | 750.2287 | 6.5433e-05 | 2059 | Mitigation | 0.95 | 45 | 0 | esc | 0.00097009 | 8.4608e-11 | 0.00097009 | 8.4608e-11
[79 empty] | WLDFR | HFTD - Distribution - Zone 1 - 5QU CoRE ¦ 1QU LoRE | Seismic - Red Flag Warning - Catastrophic Fires | 2046 | 1.7168e-12 | 2.909e-12 | 1.6214e-12 | 26191.7278 | 544.1291 | 16654.7414 | 8992.8573 | 0 | 0 | 0 | 2.3975e-09 | 4.4966e-08 | 0 | 4.4966e-08 | 7.6193e-08 | 0 | 7.6193e-08 | 4.2468e-08 | 0 | 4.2468e-08 | [17 empty] | 7.3.3.17.5 (Remote Grid) Updates to grid topology to minimize risk of ignition in HFTDs Remote GridWLDFRVegetation ContactAggregated | WLDFR | HFTD - Distribution - Tier 2 - 4QU CoRE ¦ 3QU LoRE | Non-Red Flag Warning - Catastrophic Fires | Vegetation Contact | Aggregated | 2060 | 8.7217e-08 | 750.2287 | 6.5433e-05 | 2060 | Mitigation | 0.95 | 45 | 0 | esc | 0.00097009 | 8.4608e-11 | 0.00097009 | 8.4608e-11
[79 empty] | WLDFR | HFTD - Distribution - Zone 1 - 5QU CoRE ¦ 1QU LoRE | Seismic - Red Flag Warning - Catastrophic Fires | 2047 | 1.7168e-12 | 2.909e-12 | 1.6214e-12 | 26191.7278 | 544.1291 | 16654.7414 | 8992.8573 | 0 | 0 | 0 | 2.3975e-09 | 4.4966e-08 | 0 | 4.4966e-08 | 7.6193e-08 | 0 | 7.6193e-08 | 4.2468e-08 | 0 | 4.2468e-08 | [17 empty] | 7.3.3.17.5 (Remote Grid) Updates to grid topology to minimize risk of ignition in HFTDs Remote GridWLDFRVegetation ContactAggregated | WLDFR | HFTD - Distribution - Tier 2 - 4QU CoRE ¦ 3QU LoRE | Non-Red Flag Warning - Catastrophic Fires | Vegetation Contact | Aggregated | 2061 | 8.7217e-08 | 750.2287 | 6.5433e-05 | 2061 | Mitigation | 0.95 | 45 | 0 | esc | 0.00097009 | 8.4608e-11 | 0.00097009 | 8.4608e-11
[79 empty] | WLDFR | HFTD - Distribution - Zone 1 - 5QU CoRE ¦ 1QU LoRE | Seismic - Red Flag Warning - Catastrophic Fires | 2048 | 1.7168e-12 | 2.909e-12 | 1.6214e-12 | 27464.7227 | 578.8407 | 17445.538 | 9440.3441 | 0 | 0 | 0 | 2.3975e-09 | 4.7152e-08 | 0 | 4.7152e-08 | 7.9896e-08 | 0 | 7.9896e-08 | 4.4532e-08 | 0 | 4.4532e-08 | [17 empty] | 7.3.3.17.5 (Remote Grid) Updates to grid topology to minimize risk of ignition in HFTDs Remote GridWLDFRVegetation ContactAggregated | WLDFR | HFTD - Distribution - Tier 2 - 4QU CoRE ¦ 3QU LoRE | Non-Red Flag Warning - Catastrophic Fires | Vegetation Contact | Aggregated | 2062 | 8.7217e-08 | 750.2287 | 6.5433e-05 | 2062 | Mitigation | 0.95 | 45 | 0 | esc | 0.00097009 | 8.4608e-11 | 0.00097009 | 8.4608e-11
[79 empty] | WLDFR | HFTD - Distribution - Zone 1 - 5QU CoRE ¦ 1QU LoRE | Seismic - Red Flag Warning - Catastrophic Fires | 2049 | 1.7168e-12 | 2.909e-12 | 1.6214e-12 | 27464.7227 | 578.8407 | 17445.538 | 9440.3441 | 0 | 0 | 0 | 2.3975e-09 | 4.7152e-08 | 0 | 4.7152e-08 | 7.9896e-08 | 0 | 7.9896e-08 | 4.4532e-08 | 0 | 4.4532e-08 | [17 empty] | 7.3.3.17.5 (Remote Grid) Updates to grid topology to minimize risk of ignition in HFTDs Remote GridWLDFRVegetation ContactAggregated | WLDFR | HFTD - Distribution - Tier 2 - 4QU CoRE ¦ 3QU LoRE | Non-Red Flag Warning - Catastrophic Fires | Vegetation Contact | Aggregated | 2063 | 8.7217e-08 | 750.2287 | 6.5433e-05 | 2063 | Mitigation | 0.95 | 45 | 0 | esc | 0.00097009 | 8.4608e-11 | 0.00097009 | 8.4608e-11
[79 empty] | WLDFR | HFTD - Distribution - Zone 1 - 5QU CoRE ¦ 1QU LoRE | Seismic - Red Flag Warning - Catastrophic Fires | 2050 | 1.7168e-12 | 2.909e-12 | 1.6214e-12 | 27464.7227 | 578.8407 | 17445.538 | 9440.3441 | 0 | 0 | 0 | 2.3975e-09 | 4.7152e-08 | 0 | 4.7152e-08 | 7.9896e-08 | 0 | 7.9896e-08 | 4.4532e-08 | 0 | 4.4532e-08 | [17 empty] | 7.3.3.17.5 (Remote Grid) Updates to grid topology to minimize risk of ignition in HFTDs Remote GridWLDFRVegetation ContactAggregated | WLDFR | HFTD - Distribution - Tier 2 - 4QU CoRE ¦ 3QU LoRE | Non-Red Flag Warning - Catastrophic Fires | Vegetation Contact | Aggregated | 2064 | 8.7217e-08 | 750.2287 | 6.5433e-05 | 2064 | Mitigation | 0.95 | 45 | 0 | esc | 0.00097009 | 8.4608e-11 | 0.00097009 | 8.4608e-11
[79 empty] | WLDFR | HFTD - Distribution - Zone 1 - 5QU CoRE ¦ 1QU LoRE | Seismic - Red Flag Warning - Catastrophic Fires | 2051 | 1.7168e-12 | 2.909e-12 | 1.6214e-12 | 27464.7227 | 578.8407 | 17445.538 | 9440.3441 | 0 | 0 | 0 | 2.3975e-09 | 4.7152e-08 | 0 | 4.7152e-08 | 7.9896e-08 | 0 | 7.9896e-08 | 4.4532e-08 | 0 | 4.4532e-08 | [17 empty] | 7.3.3.17.5 (Remote Grid) Updates to grid topology to minimize risk of ignition in HFTDs Remote GridWLDFRVegetation ContactAggregated | WLDFR | HFTD - Distribution - Tier 2 - 4QU CoRE ¦ 3QU LoRE | Non-Red Flag Warning - Catastrophic Fires | Vegetation Contact | Aggregated | 2065 | 8.7217e-08 | 750.2287 | 6.5433e-05 | 2065 | Mitigation | 0.95 | 45 | 0 | esc | 0.00097009 | 8.4608e-11 | 0.00097009 | 8.4608e-11
[79 empty] | WLDFR | HFTD - Distribution - Zone 1 - 5QU CoRE ¦ 1QU LoRE | Seismic - Red Flag Warning - Catastrophic Fires | 2052 | 1.7168e-12 | 2.909e-12 | 1.6214e-12 | 27464.7227 | 578.8407 | 17445.538 | 9440.3441 | 0 | 0 | 0 | 2.3975e-09 | 4.7152e-08 | 0 | 4.7152e-08 | 7.9896e-08 | 0 | 7.9896e-08 | 4.4532e-08 | 0 | 4.4532e-08 | [17 empty] | 7.3.3.17.5 (Remote Grid) Updates to grid topology to minimize risk of ignition in HFTDs Remote GridWLDFRVegetation ContactAggregated | WLDFR | HFTD - Distribution - Tier 2 - 4QU CoRE ¦ 3QU LoRE | Non-Red Flag Warning - Catastrophic Fires | Vegetation Contact | Aggregated | 2066 | 8.7217e-08 | 750.2287 | 6.5433e-05 | 2066 | Mitigation | 0.95 | 45 | 0 | esc | 0.00097009 | 8.4608e-11 | 0.00097009 | 8.4608e-11
[79 empty] | WLDFR | HFTD - Distribution - Zone 1 - 5QU CoRE ¦ 1QU LoRE | Seismic - Red Flag Warning - Catastrophic Fires | 2053 | 1.7168e-12 | 2.909e-12 | 1.6214e-12 | 28779.6694 | 615.0952 | 18261.2327 | 9903.3415 | 0 | 0 | 0 | 2.3975e-09 | 4.9409e-08 | 0 | 4.9409e-08 | 8.3721e-08 | 0 | 8.3721e-08 | 4.6664e-08 | 0 | 4.6664e-08 | [17 empty] | 7.3.3.17.5 (Remote Grid) Updates to grid topology to minimize risk of ignition in HFTDs Remote GridWLDFRVegetation ContactAggregated | WLDFR | HFTD - Distribution - Tier 2 - 4QU CoRE ¦ 3QU LoRE | Non-Red Flag Warning - Catastrophic Fires | Vegetation Contact | Aggregated | 2067 | 8.7217e-08 | 750.2287 | 6.5433e-05 | 2067 | Mitigation | 0.95 | 45 | 0 | esc | 0 | 0 | 0.00097009 | 8.4608e-11
[79 empty] | WLDFR | HFTD - Distribution - Zone 1 - 5QU CoRE ¦ 1QU LoRE | Seismic - Red Flag Warning - Catastrophic Fires | 2054 | 1.7168e-12 | 2.909e-12 | 1.6214e-12 | 28779.6694 | 615.0952 | 18261.2327 | 9903.3415 | 0 | 0 | 0 | 2.3975e-09 | 4.9409e-08 | 0 | 4.9409e-08 | 8.3721e-08 | 0 | 8.3721e-08 | 4.6664e-08 | 0 | 4.6664e-08 | [17 empty] | 7.3.3.17.5 (Remote Grid) Updates to grid topology to minimize risk of ignition in HFTDs Remote GridWLDFRWire-to-wire contactAggregated | WLDFR | HFTD - Distribution - Tier 2 - 4QU CoRE ¦ 3QU LoRE | Non-Red Flag Warning - Catastrophic Fires | Wire-to-wire contact | Aggregated | 2022 | 9.8108e-08 | 750.2287 | 7.3604e-05 | 2022 | Mitigation | 0.95 | 45 | 0 | esc | 0.00097009 | 9.5174e-11 | 0 | 0
[79 empty] | WLDFR | HFTD - Distribution - Zone 1 - 5QU CoRE ¦ 1QU LoRE | Seismic - Red Flag Warning - Catastrophic Fires | 2055 | 1.7168e-12 | 2.909e-12 | 1.6214e-12 | 28779.6694 | 615.0952 | 18261.2327 | 9903.3415 | 0 | 0 | 0 | 2.3975e-09 | 4.9409e-08 | 0 | 4.9409e-08 | 8.3721e-08 | 0 | 8.3721e-08 | 4.6664e-08 | 0 | 4.6664e-08 | [17 empty] | 7.3.3.17.5 (Remote Grid) Updates to grid topology to minimize risk of ignition in HFTDs Remote GridWLDFRWire-to-wire contactAggregated | WLDFR | HFTD - Distribution - Tier 2 - 4QU CoRE ¦ 3QU LoRE | Non-Red Flag Warning - Catastrophic Fires | Wire-to-wire contact | Aggregated | 2023 | 9.8108e-08 | 750.2287 | 7.3604e-05 | 2023 | Mitigation | 0.95 | 45 | 0 | esc | 0.00097009 | 9.5174e-11 | 0.00097009 | 9.5174e-11
[79 empty] | WLDFR | HFTD - Distribution - Zone 1 - 5QU CoRE ¦ 1QU LoRE | Seismic - Red Flag Warning - Catastrophic Fires | 2056 | 1.7168e-12 | 2.909e-12 | 1.6214e-12 | 28779.6694 | 615.0952 | 18261.2327 | 9903.3415 | 0 | 0 | 0 | 2.3975e-09 | 4.9409e-08 | 0 | 4.9409e-08 | 8.3721e-08 | 0 | 8.3721e-08 | 4.6664e-08 | 0 | 4.6664e-08 | [17 empty] | 7.3.3.17.5 (Remote Grid) Updates to grid topology to minimize risk of ignition in HFTDs Remote GridWLDFRWire-to-wire contactAggregated | WLDFR | HFTD - Distribution - Tier 2 - 4QU CoRE ¦ 3QU LoRE | Non-Red Flag Warning - Catastrophic Fires | Wire-to-wire contact | Aggregated | 2024 | 9.8108e-08 | 750.2287 | 7.3604e-05 | 2024 | Mitigation | 0.95 | 45 | 0 | esc | 0.00097009 | 9.5174e-11 | 0.00097009 | 9.5174e-11
[79 empty] | WLDFR | HFTD - Distribution - Zone 1 - 5QU CoRE ¦ 1QU LoRE | Seismic - Red Flag Warning - Catastrophic Fires | 2057 | 1.7168e-12 | 2.909e-12 | 1.6214e-12 | 28779.6694 | 615.0952 | 18261.2327 | 9903.3415 | 0 | 0 | 0 | 2.3975e-09 | 4.9409e-08 | 0 | 4.9409e-08 | 8.3721e-08 | 0 | 8.3721e-08 | 4.6664e-08 | 0 | 4.6664e-08 | [17 empty] | 7.3.3.17.5 (Remote Grid) Updates to grid topology to minimize risk of ignition in HFTDs Remote GridWLDFRWire-to-wire contactAggregated | WLDFR | HFTD - Distribution - Tier 2 - 4QU CoRE ¦ 3QU LoRE | Non-Red Flag Warning - Catastrophic Fires | Wire-to-wire contact | Aggregated | 2025 | 9.8108e-08 | 750.2287 | 7.3604e-05 | 2025 | Mitigation | 0.95 | 45 | 0 | esc | 0.00097009 | 9.5174e-11 | 0.00097009 | 9.5174e-11
[79 empty] | WLDFR | HFTD - Distribution - Zone 1 - 5QU CoRE ¦ 1QU LoRE | Seismic - Red Flag Warning - Catastrophic Fires | 2058 | 1.7168e-12 | 2.909e-12 | 1.6214e-12 | 30120.5761 | 652.457 | 19091.8834 | 10376.2358 | 0 | 0 | 0 | 2.3975e-09 | 5.1711e-08 | 0 | 5.1711e-08 | 8.7622e-08 | 0 | 8.7622e-08 | 4.8839e-08 | 0 | 4.8839e-08 | [17 empty] | 7.3.3.17.5 (Remote Grid) Updates to grid topology to minimize risk of ignition in HFTDs Remote GridWLDFRWire-to-wire contactAggregated | WLDFR | HFTD - Distribution - Tier 2 - 4QU CoRE ¦ 3QU LoRE | Non-Red Flag Warning - Catastrophic Fires | Wire-to-wire contact | Aggregated | 2026 | 9.8108e-08 | 750.2287 | 7.3604e-05 | 2026 | Mitigation | 0.95 | 45 | 0 | esc | 0.00097009 | 9.5174e-11 | 0.00097009 | 9.5174e-11
[79 empty] | WLDFR | HFTD - Distribution - Zone 1 - 5QU CoRE ¦ 1QU LoRE | Seismic - Red Flag Warning - Catastrophic Fires | 2059 | 1.7168e-12 | 2.909e-12 | 1.6214e-12 | 30120.5761 | 652.457 | 19091.8834 | 10376.2358 | 0 | 0 | 0 | 2.3975e-09 | 5.1711e-08 | 0 | 5.1711e-08 | 8.7622e-08 | 0 | 8.7622e-08 | 4.8839e-08 | 0 | 4.8839e-08 | [17 empty] | 7.3.3.17.5 (Remote Grid) Updates to grid topology to minimize risk of ignition in HFTDs Remote GridWLDFRWire-to-wire contactAggregated | WLDFR | HFTD - Distribution - Tier 2 - 4QU CoRE ¦ 3QU LoRE | Non-Red Flag Warning - Catastrophic Fires | Wire-to-wire contact | Aggregated | 2027 | 9.8108e-08 | 750.2287 | 7.3604e-05 | 2027 | Mitigation | 0.95 | 45 | 0 | esc | 0.00097009 | 9.5174e-11 | 0.00097009 | 9.5174e-11
[79 empty] | WLDFR | HFTD - Distribution - Zone 1 - 5QU CoRE ¦ 1QU LoRE | Seismic - Red Flag Warning - Catastrophic Fires | 2060 | 1.7168e-12 | 2.909e-12 | 1.6214e-12 | 30120.5761 | 652.457 | 19091.8834 | 10376.2358 | 0 | 0 | 0 | 2.3975e-09 | 5.1711e-08 | 0 | 5.1711e-08 | 8.7622e-08 | 0 | 8.7622e-08 | 4.8839e-08 | 0 | 4.8839e-08 | [17 empty] | 7.3.3.17.5 (Remote Grid) Updates to grid topology to minimize risk of ignition in HFTDs Remote GridWLDFRWire-to-wire contactAggregated | WLDFR | HFTD - Distribution - Tier 2 - 4QU CoRE ¦ 3QU LoRE | Non-Red Flag Warning - Catastrophic Fires | Wire-to-wire contact | Aggregated | 2028 | 9.8108e-08 | 750.2287 | 7.3604e-05 | 2028 | Mitigation | 0.95 | 45 | 0 | esc | 0.00097009 | 9.5174e-11 | 0.00097009 | 9.5174e-11
[79 empty] | WLDFR | HFTD - Distribution - Zone 1 - 5QU CoRE ¦ 1QU LoRE | Seismic - Red Flag Warning - Catastrophic Fires | 2061 | 1.7168e-12 | 2.909e-12 | 1.6214e-12 | 30120.5761 | 652.457 | 19091.8834 | 10376.2358 | 0 | 0 | 0 | 2.3975e-09 | 5.1711e-08 | 0 | 5.1711e-08 | 8.7622e-08 | 0 | 8.7622e-08 | 4.8839e-08 | 0 | 4.8839e-08 | [17 empty] | 7.3.3.17.5 (Remote Grid) Updates to grid topology to minimize risk of ignition in HFTDs Remote GridWLDFRWire-to-wire contactAggregated | WLDFR | HFTD - Distribution - Tier 2 - 4QU CoRE ¦ 3QU LoRE | Non-Red Flag Warning - Catastrophic Fires | Wire-to-wire contact | Aggregated | 2029 | 9.8108e-08 | 750.2287 | 7.3604e-05 | 2029 | Mitigation | 0.95 | 45 | 0 | esc | 0.00097009 | 9.5174e-11 | 0.00097009 | 9.5174e-11
[79 empty] | WLDFR | HFTD - Distribution - Zone 1 - 5QU CoRE ¦ 1QU LoRE | Seismic - Red Flag Warning - Catastrophic Fires | 2062 | 1.7168e-12 | 2.909e-12 | 1.6214e-12 | 30120.5761 | 652.457 | 19091.8834 | 10376.2358 | 0 | 0 | 0 | 2.3975e-09 | 5.1711e-08 | 0 | 5.1711e-08 | 8.7622e-08 | 0 | 8.7622e-08 | 4.8839e-08 | 0 | 4.8839e-08 | [17 empty] | 7.3.3.17.5 (Remote Grid) Updates to grid topology to minimize risk of ignition in HFTDs Remote GridWLDFRWire-to-wire contactAggregated | WLDFR | HFTD - Distribution - Tier 2 - 4QU CoRE ¦ 3QU LoRE | Non-Red Flag Warning - Catastrophic Fires | Wire-to-wire contact | Aggregated | 2030 | 9.8108e-08 | 750.2287 | 7.3604e-05 | 2030 | Mitigation | 0.95 | 45 | 0 | esc | 0.00097009 | 9.5174e-11 | 0.00097009 | 9.5174e-11
[79 empty] | WLDFR | HFTD - Distribution - Zone 1 - 5QU CoRE ¦ 1QU LoRE | Seismic - Red Flag Warning - Catastrophic Fires | 2063 | 1.7168e-12 | 2.909e-12 | 1.6214e-12 | 31471.2268 | 690.4653 | 19927.4643 | 10853.2973 | 0 | 0 | 0 | 2.3975e-09 | 5.403e-08 | 0 | 5.403e-08 | 9.1551e-08 | 0 | 9.1551e-08 | 5.1029e-08 | 0 | 5.1029e-08 | [17 empty] | 7.3.3.17.5 (Remote Grid) Updates to grid topology to minimize risk of ignition in HFTDs Remote GridWLDFRWire-to-wire contactAggregated | WLDFR | HFTD - Distribution - Tier 2 - 4QU CoRE ¦ 3QU LoRE | Non-Red Flag Warning - Catastrophic Fires | Wire-to-wire contact | Aggregated | 2031 | 9.8108e-08 | 750.2287 | 7.3604e-05 | 2031 | Mitigation | 0.95 | 45 | 0 | esc | 0.00097009 | 9.5174e-11 | 0.00097009 | 9.5174e-11
[79 empty] | WLDFR | HFTD - Distribution - Zone 1 - 5QU CoRE ¦ 1QU LoRE | Seismic - Red Flag Warning - Catastrophic Fires | 2064 | 1.7168e-12 | 2.909e-12 | 1.6214e-12 | 31471.2268 | 690.4653 | 19927.4643 | 10853.2973 | 0 | 0 | 0 | 2.3975e-09 | 5.403e-08 | 0 | 5.403e-08 | 9.1551e-08 | 0 | 9.1551e-08 | 5.1029e-08 | 0 | 5.1029e-08 | [17 empty] | 7.3.3.17.5 (Remote Grid) Updates to grid topology to minimize risk of ignition in HFTDs Remote GridWLDFRWire-to-wire contactAggregated | WLDFR | HFTD - Distribution - Tier 2 - 4QU CoRE ¦ 3QU LoRE | Non-Red Flag Warning - Catastrophic Fires | Wire-to-wire contact | Aggregated | 2032 | 9.8108e-08 | 750.2287 | 7.3604e-05 | 2032 | Mitigation | 0.95 | 45 | 0 | esc | 0.00097009 | 9.5174e-11 | 0.00097009 | 9.5174e-11
[79 empty] | WLDFR | HFTD - Distribution - Zone 1 - 5QU CoRE ¦ 1QU LoRE | Seismic - Red Flag Warning - Catastrophic Fires | 2065 | 1.7168e-12 | 2.909e-12 | 1.6214e-12 | 31471.2268 | 690.4653 | 19927.4643 | 10853.2973 | 0 | 0 | 0 | 2.3975e-09 | 5.403e-08 | 0 | 5.403e-08 | 9.1551e-08 | 0 | 9.1551e-08 | 5.1029e-08 | 0 | 5.1029e-08 | [17 empty] | 7.3.3.17.5 (Remote Grid) Updates to grid topology to minimize risk of ignition in HFTDs Remote GridWLDFRWire-to-wire contactAggregated | WLDFR | HFTD - Distribution - Tier 2 - 4QU CoRE ¦ 3QU LoRE | Non-Red Flag Warning - Catastrophic Fires | Wire-to-wire contact | Aggregated | 2033 | 9.8108e-08 | 750.2287 | 7.3604e-05 | 2033 | Mitigation | 0.95 | 45 | 0 | esc | 0.00097009 | 9.5174e-11 | 0.00097009 | 9.5174e-11
[79 empty] | WLDFR | HFTD - Distribution - Zone 1 - 5QU CoRE ¦ 1QU LoRE | Seismic - Red Flag Warning - Catastrophic Fires | 2066 | 0 | 2.909e-12 | 1.6214e-12 | 31471.2268 | 690.4653 | 19927.4643 | 10853.2973 | 0 | 0 | 0 | 2.3975e-09 | 0 | 0 | 0 | 9.1551e-08 | 0 | 9.1551e-08 | 5.1029e-08 | 0 | 5.1029e-08 | [17 empty] | 7.3.3.17.5 (Remote Grid) Updates to grid topology to minimize risk of ignition in HFTDs Remote GridWLDFRWire-to-wire contactAggregated | WLDFR | HFTD - Distribution - Tier 2 - 4QU CoRE ¦ 3QU LoRE | Non-Red Flag Warning - Catastrophic Fires | Wire-to-wire contact | Aggregated | 2034 | 9.8108e-08 | 750.2287 | 7.3604e-05 | 2034 | Mitigation | 0.95 | 45 | 0 | esc | 0.00097009 | 9.5174e-11 | 0.00097009 | 9.5174e-11
[79 empty] | WLDFR | HFTD - Distribution - Zone 1 - 5QU CoRE ¦ 1QU LoRE | Seismic - Red Flag Warning - Catastrophic Fires | 2067 | 0 | 0 | 1.6214e-12 | 31471.2268 | 690.4653 | 19927.4643 | 10853.2973 | 0 | 0 | 0 | 2.3975e-09 | 0 | 0 | 0 | 0 | 0 | 0 | 5.1029e-08 | 0 | 5.1029e-08 | [17 empty] | 7.3.3.17.5 (Remote Grid) Updates to grid topology to minimize risk of ignition in HFTDs Remote GridWLDFRWire-to-wire contactAggregated | WLDFR | HFTD - Distribution - Tier 2 - 4QU CoRE ¦ 3QU LoRE | Non-Red Flag Warning - Catastrophic Fires | Wire-to-wire contact | Aggregated | 2035 | 9.8108e-08 | 750.2287 | 7.3604e-05 | 2035 | Mitigation | 0.95 | 45 | 0 | esc | 0.00097009 | 9.5174e-11 | 0.00097009 | 9.5174e-11
[79 empty] | WLDFR | HFTD - Distribution - Zone 1 - 5QU CoRE ¦ 4QU LoRE | Non-Red Flag Warning - Large Fires | 2021 | 6.0028e-09 | 0 | 0 | 5.2406 | 0.69642 | 2.942 | 1.6022 | 0 | 0 | 0 | 1.4178e-05 | 3.1458e-08 | 0 | 3.1458e-08 | 0 | 0 | 0 | 0 | 0 | 0 | [17 empty] | 7.3.3.17.5 (Remote Grid) Updates to grid topology to minimize risk of ignition in HFTDs Remote GridWLDFRWire-to-wire contactAggregated | WLDFR | HFTD - Distribution - Tier 2 - 4QU CoRE ¦ 3QU LoRE | Non-Red Flag Warning - Catastrophic Fires | Wire-to-wire contact | Aggregated | 2036 | 9.8108e-08 | 750.2287 | 7.3604e-05 | 2036 | Mitigation | 0.95 | 45 | 0 | esc | 0.00097009 | 9.5174e-11 | 0.00097009 | 9.5174e-11
[79 empty] | WLDFR | HFTD - Distribution - Zone 1 - 5QU CoRE ¦ 4QU LoRE | Non-Red Flag Warning - Large Fires | 2022 | 5.9662e-09 | 1.0109e-08 | 0 | 5.2406 | 0.69642 | 2.942 | 1.6022 | 0 | 0 | 0 | 1.4091e-05 | 3.1266e-08 | 0 | 3.1266e-08 | 5.2978e-08 | 0 | 5.2978e-08 | 0 | 0 | 0 | [17 empty] | 7.3.3.17.5 (Remote Grid) Updates to grid topology to minimize risk of ignition in HFTDs Remote GridWLDFRWire-to-wire contactAggregated | WLDFR | HFTD - Distribution - Tier 2 - 4QU CoRE ¦ 3QU LoRE | Non-Red Flag Warning - Catastrophic Fires | Wire-to-wire contact | Aggregated | 2037 | 9.8108e-08 | 750.2287 | 7.3604e-05 | 2037 | Mitigation | 0.95 | 45 | 0 | esc | 0.00097009 | 9.5174e-11 | 0.00097009 | 9.5174e-11
[79 empty] | WLDFR | HFTD - Distribution - Zone 1 - 5QU CoRE ¦ 4QU LoRE | Non-Red Flag Warning - Large Fires | 2023 | 5.9662e-09 | 1.0109e-08 | 5.6347e-09 | 5.475 | 0.71896 | 3.0715 | 1.6846 | 0 | 0 | 0 | 1.4091e-05 | 3.2665e-08 | 0 | 3.2665e-08 | 5.5349e-08 | 0 | 5.5349e-08 | 3.085e-08 | 0 | 3.085e-08 | [17 empty] | 7.3.3.17.5 (Remote Grid) Updates to grid topology to minimize risk of ignition in HFTDs Remote GridWLDFRWire-to-wire contactAggregated | WLDFR | HFTD - Distribution - Tier 2 - 4QU CoRE ¦ 3QU LoRE | Non-Red Flag Warning - Catastrophic Fires | Wire-to-wire contact | Aggregated | 2038 | 9.8108e-08 | 750.2287 | 7.3604e-05 | 2038 | Mitigation | 0.95 | 45 | 0 | esc | 0.00097009 | 9.5174e-11 | 0.00097009 | 9.5174e-11
[79 empty] | WLDFR | HFTD - Distribution - Zone 1 - 5QU CoRE ¦ 4QU LoRE | Non-Red Flag Warning - Large Fires | 2024 | 5.9662e-09 | 1.0109e-08 | 5.6347e-09 | 5.475 | 0.71896 | 3.0715 | 1.6846 | 0 | 0 | 0 | 1.4091e-05 | 3.2665e-08 | 0 | 3.2665e-08 | 5.5349e-08 | 0 | 5.5349e-08 | 3.085e-08 | 0 | 3.085e-08 | [17 empty] | 7.3.3.17.5 (Remote Grid) Updates to grid topology to minimize risk of ignition in HFTDs Remote GridWLDFRWire-to-wire contactAggregated | WLDFR | HFTD - Distribution - Tier 2 - 4QU CoRE ¦ 3QU LoRE | Non-Red Flag Warning - Catastrophic Fires | Wire-to-wire contact | Aggregated | 2039 | 9.8108e-08 | 750.2287 | 7.3604e-05 | 2039 | Mitigation | 0.95 | 45 | 0 | esc | 0.00097009 | 9.5174e-11 | 0.00097009 | 9.5174e-11
[79 empty] | WLDFR | HFTD - Distribution - Zone 1 - 5QU CoRE ¦ 4QU LoRE | Non-Red Flag Warning - Large Fires | 2025 | 5.9662e-09 | 1.0109e-08 | 5.6347e-09 | 5.475 | 0.71896 | 3.0715 | 1.6846 | 0 | 0 | 0 | 1.4091e-05 | 3.2665e-08 | 0 | 3.2665e-08 | 5.5349e-08 | 0 | 5.5349e-08 | 3.085e-08 | 0 | 3.085e-08 | [17 empty] | 7.3.3.17.5 (Remote Grid) Updates to grid topology to minimize risk of ignition in HFTDs Remote GridWLDFRWire-to-wire contactAggregated | WLDFR | HFTD - Distribution - Tier 2 - 4QU CoRE ¦ 3QU LoRE | Non-Red Flag Warning - Catastrophic Fires | Wire-to-wire contact | Aggregated | 2040 | 9.8108e-08 | 750.2287 | 7.3604e-05 | 2040 | Mitigation | 0.95 | 45 | 0 | esc | 0.00097009 | 9.5174e-11 | 0.00097009 | 9.5174e-11
[79 empty] | WLDFR | HFTD - Distribution - Zone 1 - 5QU CoRE ¦ 4QU LoRE | Non-Red Flag Warning - Large Fires | 2026 | 5.9662e-09 | 1.0109e-08 | 5.6347e-09 | 5.475 | 0.71896 | 3.0715 | 1.6846 | 0 | 0 | 0 | 1.4091e-05 | 3.2665e-08 | 0 | 3.2665e-08 | 5.5349e-08 | 0 | 5.5349e-08 | 3.085e-08 | 0 | 3.085e-08 | [17 empty] | 7.3.3.17.5 (Remote Grid) Updates to grid topology to minimize risk of ignition in HFTDs Remote GridWLDFRWire-to-wire contactAggregated | WLDFR | HFTD - Distribution - Tier 2 - 4QU CoRE ¦ 3QU LoRE | Non-Red Flag Warning - Catastrophic Fires | Wire-to-wire contact | Aggregated | 2041 | 9.8108e-08 | 750.2287 | 7.3604e-05 | 2041 | Mitigation | 0.95 | 45 | 0 | esc | 0.00097009 | 9.5174e-11 | 0.00097009 | 9.5174e-11
[79 empty] | WLDFR | HFTD - Distribution - Zone 1 - 5QU CoRE ¦ 4QU LoRE | Non-Red Flag Warning - Large Fires | 2027 | 5.9662e-09 | 1.0109e-08 | 5.6347e-09 | 5.475 | 0.71896 | 3.0715 | 1.6846 | 0 | 0 | 0 | 1.4091e-05 | 3.2665e-08 | 0 | 3.2665e-08 | 5.5349e-08 | 0 | 5.5349e-08 | 3.085e-08 | 0 | 3.085e-08 | [17 empty] | 7.3.3.17.5 (Remote Grid) Updates to grid topology to minimize risk of ignition in HFTDs Remote GridWLDFRWire-to-wire contactAggregated | WLDFR | HFTD - Distribution - Tier 2 - 4QU CoRE ¦ 3QU LoRE | Non-Red Flag Warning - Catastrophic Fires | Wire-to-wire contact | Aggregated | 2042 | 9.8108e-08 | 750.2287 | 7.3604e-05 | 2042 | Mitigation | 0.95 | 45 | 0 | esc | 0.00097009 | 9.5174e-11 | 0.00097009 | 9.5174e-11
[79 empty] | WLDFR | HFTD - Distribution - Zone 1 - 5QU CoRE ¦ 4QU LoRE | Non-Red Flag Warning - Large Fires | 2028 | 5.9662e-09 | 1.0109e-08 | 5.6347e-09 | 5.777 | 0.74734 | 3.238 | 1.7917 | 0 | 0 | 0 | 1.4091e-05 | 3.4467e-08 | 0 | 3.4467e-08 | 5.8402e-08 | 0 | 5.8402e-08 | 3.2552e-08 | 0 | 3.2552e-08 | [17 empty] | 7.3.3.17.5 (Remote Grid) Updates to grid topology to minimize risk of ignition in HFTDs Remote GridWLDFRWire-to-wire contactAggregated | WLDFR | HFTD - Distribution - Tier 2 - 4QU CoRE ¦ 3QU LoRE | Non-Red Flag Warning - Catastrophic Fires | Wire-to-wire contact | Aggregated | 2043 | 9.8108e-08 | 750.2287 | 7.3604e-05 | 2043 | Mitigation | 0.95 | 45 | 0 | esc | 0.00097009 | 9.5174e-11 | 0.00097009 | 9.5174e-11
[79 empty] | WLDFR | HFTD - Distribution - Zone 1 - 5QU CoRE ¦ 4QU LoRE | Non-Red Flag Warning - Large Fires | 2029 | 5.9662e-09 | 1.0109e-08 | 5.6347e-09 | 5.777 | 0.74734 | 3.238 | 1.7917 | 0 | 0 | 0 | 1.4091e-05 | 3.4467e-08 | 0 | 3.4467e-08 | 5.8402e-08 | 0 | 5.8402e-08 | 3.2552e-08 | 0 | 3.2552e-08 | [17 empty] | 7.3.3.17.5 (Remote Grid) Updates to grid topology to minimize risk of ignition in HFTDs Remote GridWLDFRWire-to-wire contactAggregated | WLDFR | HFTD - Distribution - Tier 2 - 4QU CoRE ¦ 3QU LoRE | Non-Red Flag Warning - Catastrophic Fires | Wire-to-wire contact | Aggregated | 2044 | 9.8108e-08 | 750.2287 | 7.3604e-05 | 2044 | Mitigation | 0.95 | 45 | 0 | esc | 0.00097009 | 9.5174e-11 | 0.00097009 | 9.5174e-11
[79 empty] | WLDFR | HFTD - Distribution - Zone 1 - 5QU CoRE ¦ 4QU LoRE | Non-Red Flag Warning - Large Fires | 2030 | 5.9662e-09 | 1.0109e-08 | 5.6347e-09 | 5.777 | 0.74734 | 3.238 | 1.7917 | 0 | 0 | 0 | 1.4091e-05 | 3.4467e-08 | 0 | 3.4467e-08 | 5.8402e-08 | 0 | 5.8402e-08 | 3.2552e-08 | 0 | 3.2552e-08 | [17 empty] | 7.3.3.17.5 (Remote Grid) Updates to grid topology to minimize risk of ignition in HFTDs Remote GridWLDFRWire-to-wire contactAggregated | WLDFR | HFTD - Distribution - Tier 2 - 4QU CoRE ¦ 3QU LoRE | Non-Red Flag Warning - Catastrophic Fires | Wire-to-wire contact | Aggregated | 2045 | 9.8108e-08 | 750.2287 | 7.3604e-05 | 2045 | Mitigation | 0.95 | 45 | 0 | esc | 0.00097009 | 9.5174e-11 | 0.00097009 | 9.5174e-11
[79 empty] | WLDFR | HFTD - Distribution - Zone 1 - 5QU CoRE ¦ 4QU LoRE | Non-Red Flag Warning - Large Fires | 2031 | 5.9662e-09 | 1.0109e-08 | 5.6347e-09 | 5.777 | 0.74734 | 3.238 | 1.7917 | 0 | 0 | 0 | 1.4091e-05 | 3.4467e-08 | 0 | 3.4467e-08 | 5.8402e-08 | 0 | 5.8402e-08 | 3.2552e-08 | 0 | 3.2552e-08 | [17 empty] | 7.3.3.17.5 (Remote Grid) Updates to grid topology to minimize risk of ignition in HFTDs Remote GridWLDFRWire-to-wire contactAggregated | WLDFR | HFTD - Distribution - Tier 2 - 4QU CoRE ¦ 3QU LoRE | Non-Red Flag Warning - Catastrophic Fires | Wire-to-wire contact | Aggregated | 2046 | 9.8108e-08 | 750.2287 | 7.3604e-05 | 2046 | Mitigation | 0.95 | 45 | 0 | esc | 0.00097009 | 9.5174e-11 | 0.00097009 | 9.5174e-11
[79 empty] | WLDFR | HFTD - Distribution - Zone 1 - 5QU CoRE ¦ 4QU LoRE | Non-Red Flag Warning - Large Fires | 2032 | 5.9662e-09 | 1.0109e-08 | 5.6347e-09 | 5.777 | 0.74734 | 3.238 | 1.7917 | 0 | 0 | 0 | 1.4091e-05 | 3.4467e-08 | 0 | 3.4467e-08 | 5.8402e-08 | 0 | 5.8402e-08 | 3.2552e-08 | 0 | 3.2552e-08 | [17 empty] | 7.3.3.17.5 (Remote Grid) Updates to grid topology to minimize risk of ignition in HFTDs Remote GridWLDFRWire-to-wire contactAggregated | WLDFR | HFTD - Distribution - Tier 2 - 4QU CoRE ¦ 3QU LoRE | Non-Red Flag Warning - Catastrophic Fires | Wire-to-wire contact | Aggregated | 2047 | 9.8108e-08 | 750.2287 | 7.3604e-05 | 2047 | Mitigation | 0.95 | 45 | 0 | esc | 0.00097009 | 9.5174e-11 | 0.00097009 | 9.5174e-11
[79 empty] | WLDFR | HFTD - Distribution - Zone 1 - 5QU CoRE ¦ 4QU LoRE | Non-Red Flag Warning - Large Fires | 2033 | 5.9662e-09 | 1.0109e-08 | 5.6347e-09 | 6.1205 | 0.77885 | 3.4265 | 1.9151 | 0 | 0 | 0 | 1.4091e-05 | 3.6516e-08 | 0 | 3.6516e-08 | 6.1874e-08 | 0 | 6.1874e-08 | 3.4487e-08 | 0 | 3.4487e-08 | [17 empty] | 7.3.3.17.5 (Remote Grid) Updates to grid topology to minimize risk of ignition in HFTDs Remote GridWLDFRWire-to-wire contactAggregated | WLDFR | HFTD - Distribution - Tier 2 - 4QU CoRE ¦ 3QU LoRE | Non-Red Flag Warning - Catastrophic Fires | Wire-to-wire contact | Aggregated | 2048 | 9.8108e-08 | 750.2287 | 7.3604e-05 | 2048 | Mitigation | 0.95 | 45 | 0 | esc | 0.00097009 | 9.5174e-11 | 0.00097009 | 9.5174e-11
[79 empty] | WLDFR | HFTD - Distribution - Zone 1 - 5QU CoRE ¦ 4QU LoRE | Non-Red Flag Warning - Large Fires | 2034 | 5.9662e-09 | 1.0109e-08 | 5.6347e-09 | 6.1205 | 0.77885 | 3.4265 | 1.9151 | 0 | 0 | 0 | 1.4091e-05 | 3.6516e-08 | 0 | 3.6516e-08 | 6.1874e-08 | 0 | 6.1874e-08 | 3.4487e-08 | 0 | 3.4487e-08 | [17 empty] | 7.3.3.17.5 (Remote Grid) Updates to grid topology to minimize risk of ignition in HFTDs Remote GridWLDFRWire-to-wire contactAggregated | WLDFR | HFTD - Distribution - Tier 2 - 4QU CoRE ¦ 3QU LoRE | Non-Red Flag Warning - Catastrophic Fires | Wire-to-wire contact | Aggregated | 2049 | 9.8108e-08 | 750.2287 | 7.3604e-05 | 2049 | Mitigation | 0.95 | 45 | 0 | esc | 0.00097009 | 9.5174e-11 | 0.00097009 | 9.5174e-11
[79 empty] | WLDFR | HFTD - Distribution - Zone 1 - 5QU CoRE ¦ 4QU LoRE | Non-Red Flag Warning - Large Fires | 2035 | 5.9662e-09 | 1.0109e-08 | 5.6347e-09 | 6.1205 | 0.77885 | 3.4265 | 1.9151 | 0 | 0 | 0 | 1.4091e-05 | 3.6516e-08 | 0 | 3.6516e-08 | 6.1874e-08 | 0 | 6.1874e-08 | 3.4487e-08 | 0 | 3.4487e-08 | [17 empty] | 7.3.3.17.5 (Remote Grid) Updates to grid topology to minimize risk of ignition in HFTDs Remote GridWLDFRWire-to-wire contactAggregated | WLDFR | HFTD - Distribution - Tier 2 - 4QU CoRE ¦ 3QU LoRE | Non-Red Flag Warning - Catastrophic Fires | Wire-to-wire contact | Aggregated | 2050 | 9.8108e-08 | 750.2287 | 7.3604e-05 | 2050 | Mitigation | 0.95 | 45 | 0 | esc | 0.00097009 | 9.5174e-11 | 0.00097009 | 9.5174e-11
[79 empty] | WLDFR | HFTD - Distribution - Zone 1 - 5QU CoRE ¦ 4QU LoRE | Non-Red Flag Warning - Large Fires | 2036 | 5.9662e-09 | 1.0109e-08 | 5.6347e-09 | 6.1205 | 0.77885 | 3.4265 | 1.9151 | 0 | 0 | 0 | 1.4091e-05 | 3.6516e-08 | 0 | 3.6516e-08 | 6.1874e-08 | 0 | 6.1874e-08 | 3.4487e-08 | 0 | 3.4487e-08 | [17 empty] | 7.3.3.17.5 (Remote Grid) Updates to grid topology to minimize risk of ignition in HFTDs Remote GridWLDFRWire-to-wire contactAggregated | WLDFR | HFTD - Distribution - Tier 2 - 4QU CoRE ¦ 3QU LoRE | Non-Red Flag Warning - Catastrophic Fires | Wire-to-wire contact | Aggregated | 2051 | 9.8108e-08 | 750.2287 | 7.3604e-05 | 2051 | Mitigation | 0.95 | 45 | 0 | esc | 0.00097009 | 9.5174e-11 | 0.00097009 | 9.5174e-11
[79 empty] | WLDFR | HFTD - Distribution - Zone 1 - 5QU CoRE ¦ 4QU LoRE | Non-Red Flag Warning - Large Fires | 2037 | 5.9662e-09 | 1.0109e-08 | 5.6347e-09 | 6.1205 | 0.77885 | 3.4265 | 1.9151 | 0 | 0 | 0 | 1.4091e-05 | 3.6516e-08 | 0 | 3.6516e-08 | 6.1874e-08 | 0 | 6.1874e-08 | 3.4487e-08 | 0 | 3.4487e-08 | [17 empty] | 7.3.3.17.5 (Remote Grid) Updates to grid topology to minimize risk of ignition in HFTDs Remote GridWLDFRWire-to-wire contactAggregated | WLDFR | HFTD - Distribution - Tier 2 - 4QU CoRE ¦ 3QU LoRE | Non-Red Flag Warning - Catastrophic Fires | Wire-to-wire contact | Aggregated | 2052 | 9.8108e-08 | 750.2287 | 7.3604e-05 | 2052 | Mitigation | 0.95 | 45 | 0 | esc | 0.00097009 | 9.5174e-11 | 0.00097009 | 9.5174e-11
[79 empty] | WLDFR | HFTD - Distribution - Zone 1 - 5QU CoRE ¦ 4QU LoRE | Non-Red Flag Warning - Large Fires | 2038 | 5.9662e-09 | 1.0109e-08 | 5.6347e-09 | 6.5028 | 0.81304 | 3.6355 | 2.0543 | 0 | 0 | 0 | 1.4091e-05 | 3.8797e-08 | 0 | 3.8797e-08 | 6.5739e-08 | 0 | 6.5739e-08 | 3.6641e-08 | 0 | 3.6641e-08 | [17 empty] | 7.3.3.17.5 (Remote Grid) Updates to grid topology to minimize risk of ignition in HFTDs Remote GridWLDFRWire-to-wire contactAggregated | WLDFR | HFTD - Distribution - Tier 2 - 4QU CoRE ¦ 3QU LoRE | Non-Red Flag Warning - Catastrophic Fires | Wire-to-wire contact | Aggregated | 2053 | 9.8108e-08 | 750.2287 | 7.3604e-05 | 2053 | Mitigation | 0.95 | 45 | 0 | esc | 0.00097009 | 9.5174e-11 | 0.00097009 | 9.5174e-11
[79 empty] | WLDFR | HFTD - Distribution - Zone 1 - 5QU CoRE ¦ 4QU LoRE | Non-Red Flag Warning - Large Fires | 2039 | 5.9662e-09 | 1.0109e-08 | 5.6347e-09 | 6.5028 | 0.81304 | 3.6355 | 2.0543 | 0 | 0 | 0 | 1.4091e-05 | 3.8797e-08 | 0 | 3.8797e-08 | 6.5739e-08 | 0 | 6.5739e-08 | 3.6641e-08 | 0 | 3.6641e-08 | [17 empty] | 7.3.3.17.5 (Remote Grid) Updates to grid topology to minimize risk of ignition in HFTDs Remote GridWLDFRWire-to-wire contactAggregated | WLDFR | HFTD - Distribution - Tier 2 - 4QU CoRE ¦ 3QU LoRE | Non-Red Flag Warning - Catastrophic Fires | Wire-to-wire contact | Aggregated | 2054 | 9.8108e-08 | 750.2287 | 7.3604e-05 | 2054 | Mitigation | 0.95 | 45 | 0 | esc | 0.00097009 | 9.5174e-11 | 0.00097009 | 9.5174e-11
[79 empty] | WLDFR | HFTD - Distribution - Zone 1 - 5QU CoRE ¦ 4QU LoRE | Non-Red Flag Warning - Large Fires | 2040 | 5.9662e-09 | 1.0109e-08 | 5.6347e-09 | 6.5028 | 0.81304 | 3.6355 | 2.0543 | 0 | 0 | 0 | 1.4091e-05 | 3.8797e-08 | 0 | 3.8797e-08 | 6.5739e-08 | 0 | 6.5739e-08 | 3.6641e-08 | 0 | 3.6641e-08 | [17 empty] | 7.3.3.17.5 (Remote Grid) Updates to grid topology to minimize risk of ignition in HFTDs Remote GridWLDFRWire-to-wire contactAggregated | WLDFR | HFTD - Distribution - Tier 2 - 4QU CoRE ¦ 3QU LoRE | Non-Red Flag Warning - Catastrophic Fires | Wire-to-wire contact | Aggregated | 2055 | 9.8108e-08 | 750.2287 | 7.3604e-05 | 2055 | Mitigation | 0.95 | 45 | 0 | esc | 0.00097009 | 9.5174e-11 | 0.00097009 | 9.5174e-11
[79 empty] | WLDFR | HFTD - Distribution - Zone 1 - 5QU CoRE ¦ 4QU LoRE | Non-Red Flag Warning - Large Fires | 2041 | 5.9662e-09 | 1.0109e-08 | 5.6347e-09 | 6.5028 | 0.81304 | 3.6355 | 2.0543 | 0 | 0 | 0 | 1.4091e-05 | 3.8797e-08 | 0 | 3.8797e-08 | 6.5739e-08 | 0 | 6.5739e-08 | 3.6641e-08 | 0 | 3.6641e-08 | [17 empty] | 7.3.3.17.5 (Remote Grid) Updates to grid topology to minimize risk of ignition in HFTDs Remote GridWLDFRWire-to-wire contactAggregated | WLDFR | HFTD - Distribution - Tier 2 - 4QU CoRE ¦ 3QU LoRE | Non-Red Flag Warning - Catastrophic Fires | Wire-to-wire contact | Aggregated | 2056 | 9.8108e-08 | 750.2287 | 7.3604e-05 | 2056 | Mitigation | 0.95 | 45 | 0 | esc | 0.00097009 | 9.5174e-11 | 0.00097009 | 9.5174e-11
[79 empty] | WLDFR | HFTD - Distribution - Zone 1 - 5QU CoRE ¦ 4QU LoRE | Non-Red Flag Warning - Large Fires | 2042 | 5.9662e-09 | 1.0109e-08 | 5.6347e-09 | 6.5028 | 0.81304 | 3.6355 | 2.0543 | 0 | 0 | 0 | 1.4091e-05 | 3.8797e-08 | 0 | 3.8797e-08 | 6.5739e-08 | 0 | 6.5739e-08 | 3.6641e-08 | 0 | 3.6641e-08 | [17 empty] | 7.3.3.17.5 (Remote Grid) Updates to grid topology to minimize risk of ignition in HFTDs Remote GridWLDFRWire-to-wire contactAggregated | WLDFR | HFTD - Distribution - Tier 2 - 4QU CoRE ¦ 3QU LoRE | Non-Red Flag Warning - Catastrophic Fires | Wire-to-wire contact | Aggregated | 2057 | 9.8108e-08 | 750.2287 | 7.3604e-05 | 2057 | Mitigation | 0.95 | 45 | 0 | esc | 0.00097009 | 9.5174e-11 | 0.00097009 | 9.5174e-11
[79 empty] | WLDFR | HFTD - Distribution - Zone 1 - 5QU CoRE ¦ 4QU LoRE | Non-Red Flag Warning - Large Fires | 2043 | 5.9662e-09 | 1.0109e-08 | 5.6347e-09 | 6.9209 | 0.84944 | 3.8632 | 2.2083 | 0 | 0 | 0 | 1.4091e-05 | 4.1291e-08 | 0 | 4.1291e-08 | 6.9966e-08 | 0 | 6.9966e-08 | 3.8997e-08 | 0 | 3.8997e-08 | [17 empty] | 7.3.3.17.5 (Remote Grid) Updates to grid topology to minimize risk of ignition in HFTDs Remote GridWLDFRWire-to-wire contactAggregated | WLDFR | HFTD - Distribution - Tier 2 - 4QU CoRE ¦ 3QU LoRE | Non-Red Flag Warning - Catastrophic Fires | Wire-to-wire contact | Aggregated | 2058 | 9.8108e-08 | 750.2287 | 7.3604e-05 | 2058 | Mitigation | 0.95 | 45 | 0 | esc | 0.00097009 | 9.5174e-11 | 0.00097009 | 9.5174e-11
[79 empty] | WLDFR | HFTD - Distribution - Zone 1 - 5QU CoRE ¦ 4QU LoRE | Non-Red Flag Warning - Large Fires | 2044 | 5.9662e-09 | 1.0109e-08 | 5.6347e-09 | 6.9209 | 0.84944 | 3.8632 | 2.2083 | 0 | 0 | 0 | 1.4091e-05 | 4.1291e-08 | 0 | 4.1291e-08 | 6.9966e-08 | 0 | 6.9966e-08 | 3.8997e-08 | 0 | 3.8997e-08 | [17 empty] | 7.3.3.17.5 (Remote Grid) Updates to grid topology to minimize risk of ignition in HFTDs Remote GridWLDFRWire-to-wire contactAggregated | WLDFR | HFTD - Distribution - Tier 2 - 4QU CoRE ¦ 3QU LoRE | Non-Red Flag Warning - Catastrophic Fires | Wire-to-wire contact | Aggregated | 2059 | 9.8108e-08 | 750.2287 | 7.3604e-05 | 2059 | Mitigation | 0.95 | 45 | 0 | esc | 0.00097009 | 9.5174e-11 | 0.00097009 | 9.5174e-11
[79 empty] | WLDFR | HFTD - Distribution - Zone 1 - 5QU CoRE ¦ 4QU LoRE | Non-Red Flag Warning - Large Fires | 2045 | 5.9662e-09 | 1.0109e-08 | 5.6347e-09 | 6.9209 | 0.84944 | 3.8632 | 2.2083 | 0 | 0 | 0 | 1.4091e-05 | 4.1291e-08 | 0 | 4.1291e-08 | 6.9966e-08 | 0 | 6.9966e-08 | 3.8997e-08 | 0 | 3.8997e-08 | [17 empty] | 7.3.3.17.5 (Remote Grid) Updates to grid topology to minimize risk of ignition in HFTDs Remote GridWLDFRWire-to-wire contactAggregated | WLDFR | HFTD - Distribution - Tier 2 - 4QU CoRE ¦ 3QU LoRE | Non-Red Flag Warning - Catastrophic Fires | Wire-to-wire contact | Aggregated | 2060 | 9.8108e-08 | 750.2287 | 7.3604e-05 | 2060 | Mitigation | 0.95 | 45 | 0 | esc | 0.00097009 | 9.5174e-11 | 0.00097009 | 9.5174e-11
[79 empty] | WLDFR | HFTD - Distribution - Zone 1 - 5QU CoRE ¦ 4QU LoRE | Non-Red Flag Warning - Large Fires | 2046 | 5.9662e-09 | 1.0109e-08 | 5.6347e-09 | 6.9209 | 0.84944 | 3.8632 | 2.2083 | 0 | 0 | 0 | 1.4091e-05 | 4.1291e-08 | 0 | 4.1291e-08 | 6.9966e-08 | 0 | 6.9966e-08 | 3.8997e-08 | 0 | 3.8997e-08 | [17 empty] | 7.3.3.17.5 (Remote Grid) Updates to grid topology to minimize risk of ignition in HFTDs Remote GridWLDFRWire-to-wire contactAggregated | WLDFR | HFTD - Distribution - Tier 2 - 4QU CoRE ¦ 3QU LoRE | Non-Red Flag Warning - Catastrophic Fires | Wire-to-wire contact | Aggregated | 2061 | 9.8108e-08 | 750.2287 | 7.3604e-05 | 2061 | Mitigation | 0.95 | 45 | 0 | esc | 0.00097009 | 9.5174e-11 | 0.00097009 | 9.5174e-11
[79 empty] | WLDFR | HFTD - Distribution - Zone 1 - 5QU CoRE ¦ 4QU LoRE | Non-Red Flag Warning - Large Fires | 2047 | 5.9662e-09 | 1.0109e-08 | 5.6347e-09 | 6.9209 | 0.84944 | 3.8632 | 2.2083 | 0 | 0 | 0 | 1.4091e-05 | 4.1291e-08 | 0 | 4.1291e-08 | 6.9966e-08 | 0 | 6.9966e-08 | 3.8997e-08 | 0 | 3.8997e-08 | [17 empty] | 7.3.3.17.5 (Remote Grid) Updates to grid topology to minimize risk of ignition in HFTDs Remote GridWLDFRWire-to-wire contactAggregated | WLDFR | HFTD - Distribution - Tier 2 - 4QU CoRE ¦ 3QU LoRE | Non-Red Flag Warning - Catastrophic Fires | Wire-to-wire contact | Aggregated | 2062 | 9.8108e-08 | 750.2287 | 7.3604e-05 | 2062 | Mitigation | 0.95 | 45 | 0 | esc | 0.00097009 | 9.5174e-11 | 0.00097009 | 9.5174e-11
[79 empty] | WLDFR | HFTD - Distribution - Zone 1 - 5QU CoRE ¦ 4QU LoRE | Non-Red Flag Warning - Large Fires | 2048 | 5.9662e-09 | 1.0109e-08 | 5.6347e-09 | 7.3713 | 0.88759 | 4.1075 | 2.3763 | 0 | 0 | 0 | 1.4091e-05 | 4.3979e-08 | 0 | 4.3979e-08 | 7.4519e-08 | 0 | 7.4519e-08 | 4.1535e-08 | 0 | 4.1535e-08 | [17 empty] | 7.3.3.17.5 (Remote Grid) Updates to grid topology to minimize risk of ignition in HFTDs Remote GridWLDFRWire-to-wire contactAggregated | WLDFR | HFTD - Distribution - Tier 2 - 4QU CoRE ¦ 3QU LoRE | Non-Red Flag Warning - Catastrophic Fires | Wire-to-wire contact | Aggregated | 2063 | 9.8108e-08 | 750.2287 | 7.3604e-05 | 2063 | Mitigation | 0.95 | 45 | 0 | esc | 0.00097009 | 9.5174e-11 | 0.00097009 | 9.5174e-11
[79 empty] | WLDFR | HFTD - Distribution - Zone 1 - 5QU CoRE ¦ 4QU LoRE | Non-Red Flag Warning - Large Fires | 2049 | 5.9662e-09 | 1.0109e-08 | 5.6347e-09 | 7.3713 | 0.88759 | 4.1075 | 2.3763 | 0 | 0 | 0 | 1.4091e-05 | 4.3979e-08 | 0 | 4.3979e-08 | 7.4519e-08 | 0 | 7.4519e-08 | 4.1535e-08 | 0 | 4.1535e-08 | [17 empty] | 7.3.3.17.5 (Remote Grid) Updates to grid topology to minimize risk of ignition in HFTDs Remote GridWLDFRWire-to-wire contactAggregated | WLDFR | HFTD - Distribution - Tier 2 - 4QU CoRE ¦ 3QU LoRE | Non-Red Flag Warning - Catastrophic Fires | Wire-to-wire contact | Aggregated | 2064 | 9.8108e-08 | 750.2287 | 7.3604e-05 | 2064 | Mitigation | 0.95 | 45 | 0 | esc | 0.00097009 | 9.5174e-11 | 0.00097009 | 9.5174e-11
[79 empty] | WLDFR | HFTD - Distribution - Zone 1 - 5QU CoRE ¦ 4QU LoRE | Non-Red Flag Warning - Large Fires | 2050 | 5.9662e-09 | 1.0109e-08 | 5.6347e-09 | 7.3713 | 0.88759 | 4.1075 | 2.3763 | 0 | 0 | 0 | 1.4091e-05 | 4.3979e-08 | 0 | 4.3979e-08 | 7.4519e-08 | 0 | 7.4519e-08 | 4.1535e-08 | 0 | 4.1535e-08 | [17 empty] | 7.3.3.17.5 (Remote Grid) Updates to grid topology to minimize risk of ignition in HFTDs Remote GridWLDFRWire-to-wire contactAggregated | WLDFR | HFTD - Distribution - Tier 2 - 4QU CoRE ¦ 3QU LoRE | Non-Red Flag Warning - Catastrophic Fires | Wire-to-wire contact | Aggregated | 2065 | 9.8108e-08 | 750.2287 | 7.3604e-05 | 2065 | Mitigation | 0.95 | 45 | 0 | esc | 0.00097009 | 9.5174e-11 | 0.00097009 | 9.5174e-11
[79 empty] | WLDFR | HFTD - Distribution - Zone 1 - 5QU CoRE ¦ 4QU LoRE | Non-Red Flag Warning - Large Fires | 2051 | 5.9662e-09 | 1.0109e-08 | 5.6347e-09 | 7.3713 | 0.88759 | 4.1075 | 2.3763 | 0 | 0 | 0 | 1.4091e-05 | 4.3979e-08 | 0 | 4.3979e-08 | 7.4519e-08 | 0 | 7.4519e-08 | 4.1535e-08 | 0 | 4.1535e-08 | [17 empty] | 7.3.3.17.5 (Remote Grid) Updates to grid topology to minimize risk of ignition in HFTDs Remote GridWLDFRWire-to-wire contactAggregated | WLDFR | HFTD - Distribution - Tier 2 - 4QU CoRE ¦ 3QU LoRE | Non-Red Flag Warning - Catastrophic Fires | Wire-to-wire contact | Aggregated | 2066 | 9.8108e-08 | 750.2287 | 7.3604e-05 | 2066 | Mitigation | 0.95 | 45 | 0 | esc | 0.00097009 | 9.5174e-11 | 0.00097009 | 9.5174e-11
[79 empty] | WLDFR | HFTD - Distribution - Zone 1 - 5QU CoRE ¦ 4QU LoRE | Non-Red Flag Warning - Large Fires | 2052 | 5.9662e-09 | 1.0109e-08 | 5.6347e-09 | 7.3713 | 0.88759 | 4.1075 | 2.3763 | 0 | 0 | 0 | 1.4091e-05 | 4.3979e-08 | 0 | 4.3979e-08 | 7.4519e-08 | 0 | 7.4519e-08 | 4.1535e-08 | 0 | 4.1535e-08 | [17 empty] | 7.3.3.17.5 (Remote Grid) Updates to grid topology to minimize risk of ignition in HFTDs Remote GridWLDFRWire-to-wire contactAggregated | WLDFR | HFTD - Distribution - Tier 2 - 4QU CoRE ¦ 3QU LoRE | Non-Red Flag Warning - Catastrophic Fires | Wire-to-wire contact | Aggregated | 2067 | 9.8108e-08 | 750.2287 | 7.3604e-05 | 2067 | Mitigation | 0.95 | 45 | 0 | esc | 0 | 0 | 0.00097009 | 9.5174e-11
[79 empty] | WLDFR | HFTD - Distribution - Zone 1 - 5QU CoRE ¦ 4QU LoRE | Non-Red Flag Warning - Large Fires | 2053 | 5.9662e-09 | 1.0109e-08 | 5.6347e-09 | 7.8503 | 0.92702 | 4.3664 | 2.5569 | 0 | 0 | 0 | 1.4091e-05 | 4.6836e-08 | 0 | 4.6836e-08 | 7.9361e-08 | 0 | 7.9361e-08 | 4.4234e-08 | 0 | 4.4234e-08 | [17 empty] | 7.3.3.17.5 (Remote Grid) Updates to grid topology to minimize risk of ignition in HFTDs Remote GridWLDFRContact from objectAggregated | WLDFR | HFTD - Distribution - Tier 2 - 4QU CoRE ¦ 3QU LoRE | Non-Red Flag Warning - Destructive Fires | Contact from object | Aggregated | 2022 | 1.6413e-07 | 750.2287 | 0.00012313 | 2022 | Mitigation | 0.95 | 45 | 0 | esc | 0.00097009 | 1.5922e-10 | 0 | 0
[79 empty] | WLDFR | HFTD - Distribution - Zone 1 - 5QU CoRE ¦ 4QU LoRE | Non-Red Flag Warning - Large Fires | 2054 | 5.9662e-09 | 1.0109e-08 | 5.6347e-09 | 7.8503 | 0.92702 | 4.3664 | 2.5569 | 0 | 0 | 0 | 1.4091e-05 | 4.6836e-08 | 0 | 4.6836e-08 | 7.9361e-08 | 0 | 7.9361e-08 | 4.4234e-08 | 0 | 4.4234e-08 | [17 empty] | 7.3.3.17.5 (Remote Grid) Updates to grid topology to minimize risk of ignition in HFTDs Remote GridWLDFRContact from objectAggregated | WLDFR | HFTD - Distribution - Tier 2 - 4QU CoRE ¦ 3QU LoRE | Non-Red Flag Warning - Destructive Fires | Contact from object | Aggregated | 2023 | 1.6413e-07 | 750.2287 | 0.00012313 | 2023 | Mitigation | 0.95 | 45 | 0 | esc | 0.00097009 | 1.5922e-10 | 0.00097009 | 1.5922e-10
[79 empty] | WLDFR | HFTD - Distribution - Zone 1 - 5QU CoRE ¦ 4QU LoRE | Non-Red Flag Warning - Large Fires | 2055 | 5.9662e-09 | 1.0109e-08 | 5.6347e-09 | 7.8503 | 0.92702 | 4.3664 | 2.5569 | 0 | 0 | 0 | 1.4091e-05 | 4.6836e-08 | 0 | 4.6836e-08 | 7.9361e-08 | 0 | 7.9361e-08 | 4.4234e-08 | 0 | 4.4234e-08 | [17 empty] | 7.3.3.17.5 (Remote Grid) Updates to grid topology to minimize risk of ignition in HFTDs Remote GridWLDFRContact from objectAggregated | WLDFR | HFTD - Distribution - Tier 2 - 4QU CoRE ¦ 3QU LoRE | Non-Red Flag Warning - Destructive Fires | Contact from object | Aggregated | 2024 | 1.6413e-07 | 750.2287 | 0.00012313 | 2024 | Mitigation | 0.95 | 45 | 0 | esc | 0.00097009 | 1.5922e-10 | 0.00097009 | 1.5922e-10
[79 empty] | WLDFR | HFTD - Distribution - Zone 1 - 5QU CoRE ¦ 4QU LoRE | Non-Red Flag Warning - Large Fires | 2056 | 5.9662e-09 | 1.0109e-08 | 5.6347e-09 | 7.8503 | 0.92702 | 4.3664 | 2.5569 | 0 | 0 | 0 | 1.4091e-05 | 4.6836e-08 | 0 | 4.6836e-08 | 7.9361e-08 | 0 | 7.9361e-08 | 4.4234e-08 | 0 | 4.4234e-08 | [17 empty] | 7.3.3.17.5 (Remote Grid) Updates to grid topology to minimize risk of ignition in HFTDs Remote GridWLDFRContact from objectAggregated | WLDFR | HFTD - Distribution - Tier 2 - 4QU CoRE ¦ 3QU LoRE | Non-Red Flag Warning - Destructive Fires | Contact from object | Aggregated | 2025 | 1.6413e-07 | 750.2287 | 0.00012313 | 2025 | Mitigation | 0.95 | 45 | 0 | esc | 0.00097009 | 1.5922e-10 | 0.00097009 | 1.5922e-10
[79 empty] | WLDFR | HFTD - Distribution - Zone 1 - 5QU CoRE ¦ 4QU LoRE | Non-Red Flag Warning - Large Fires | 2057 | 5.9662e-09 | 1.0109e-08 | 5.6347e-09 | 7.8503 | 0.92702 | 4.3664 | 2.5569 | 0 | 0 | 0 | 1.4091e-05 | 4.6836e-08 | 0 | 4.6836e-08 | 7.9361e-08 | 0 | 7.9361e-08 | 4.4234e-08 | 0 | 4.4234e-08 | [17 empty] | 7.3.3.17.5 (Remote Grid) Updates to grid topology to minimize risk of ignition in HFTDs Remote GridWLDFRContact from objectAggregated | WLDFR | HFTD - Distribution - Tier 2 - 4QU CoRE ¦ 3QU LoRE | Non-Red Flag Warning - Destructive Fires | Contact from object | Aggregated | 2026 | 1.6413e-07 | 750.2287 | 0.00012313 | 2026 | Mitigation | 0.95 | 45 | 0 | esc | 0.00097009 | 1.5922e-10 | 0.00097009 | 1.5922e-10
[79 empty] | WLDFR | HFTD - Distribution - Zone 1 - 5QU CoRE ¦ 4QU LoRE | Non-Red Flag Warning - Large Fires | 2058 | 5.9662e-09 | 1.0109e-08 | 5.6347e-09 | 8.3524 | 0.96727 | 4.6367 | 2.7484 | 0 | 0 | 0 | 1.4091e-05 | 4.9831e-08 | 0 | 4.9831e-08 | 8.4437e-08 | 0 | 8.4437e-08 | 4.7063e-08 | 0 | 4.7063e-08 | [17 empty] | 7.3.3.17.5 (Remote Grid) Updates to grid topology to minimize risk of ignition in HFTDs Remote GridWLDFRContact from objectAggregated | WLDFR | HFTD - Distribution - Tier 2 - 4QU CoRE ¦ 3QU LoRE | Non-Red Flag Warning - Destructive Fires | Contact from object | Aggregated | 2027 | 1.6413e-07 | 750.2287 | 0.00012313 | 2027 | Mitigation | 0.95 | 45 | 0 | esc | 0.00097009 | 1.5922e-10 | 0.00097009 | 1.5922e-10
[79 empty] | WLDFR | HFTD - Distribution - Zone 1 - 5QU CoRE ¦ 4QU LoRE | Non-Red Flag Warning - Large Fires | 2059 | 5.9662e-09 | 1.0109e-08 | 5.6347e-09 | 8.3524 | 0.96727 | 4.6367 | 2.7484 | 0 | 0 | 0 | 1.4091e-05 | 4.9831e-08 | 0 | 4.9831e-08 | 8.4437e-08 | 0 | 8.4437e-08 | 4.7063e-08 | 0 | 4.7063e-08 | [17 empty] | 7.3.3.17.5 (Remote Grid) Updates to grid topology to minimize risk of ignition in HFTDs Remote GridWLDFRContact from objectAggregated | WLDFR | HFTD - Distribution - Tier 2 - 4QU CoRE ¦ 3QU LoRE | Non-Red Flag Warning - Destructive Fires | Contact from object | Aggregated | 2028 | 1.6413e-07 | 750.2287 | 0.00012313 | 2028 | Mitigation | 0.95 | 45 | 0 | esc | 0.00097009 | 1.5922e-10 | 0.00097009 | 1.5922e-10
[79 empty] | WLDFR | HFTD - Distribution - Zone 1 - 5QU CoRE ¦ 4QU LoRE | Non-Red Flag Warning - Large Fires | 2060 | 5.9662e-09 | 1.0109e-08 | 5.6347e-09 | 8.3524 | 0.96727 | 4.6367 | 2.7484 | 0 | 0 | 0 | 1.4091e-05 | 4.9831e-08 | 0 | 4.9831e-08 | 8.4437e-08 | 0 | 8.4437e-08 | 4.7063e-08 | 0 | 4.7063e-08 | [17 empty] | 7.3.3.17.5 (Remote Grid) Updates to grid topology to minimize risk of ignition in HFTDs Remote GridWLDFRContact from objectAggregated | WLDFR | HFTD - Distribution - Tier 2 - 4QU CoRE ¦ 3QU LoRE | Non-Red Flag Warning - Destructive Fires | Contact from object | Aggregated | 2029 | 1.6413e-07 | 750.2287 | 0.00012313 | 2029 | Mitigation | 0.95 | 45 | 0 | esc | 0.00097009 | 1.5922e-10 | 0.00097009 | 1.5922e-10
[79 empty] | WLDFR | HFTD - Distribution - Zone 1 - 5QU CoRE ¦ 4QU LoRE | Non-Red Flag Warning - Large Fires | 2061 | 5.9662e-09 | 1.0109e-08 | 5.6347e-09 | 8.3524 | 0.96727 | 4.6367 | 2.7484 | 0 | 0 | 0 | 1.4091e-05 | 4.9831e-08 | 0 | 4.9831e-08 | 8.4437e-08 | 0 | 8.4437e-08 | 4.7063e-08 | 0 | 4.7063e-08 | [17 empty] | 7.3.3.17.5 (Remote Grid) Updates to grid topology to minimize risk of ignition in HFTDs Remote GridWLDFRContact from objectAggregated | WLDFR | HFTD - Distribution - Tier 2 - 4QU CoRE ¦ 3QU LoRE | Non-Red Flag Warning - Destructive Fires | Contact from object | Aggregated | 2030 | 1.6413e-07 | 750.2287 | 0.00012313 | 2030 | Mitigation | 0.95 | 45 | 0 | esc | 0.00097009 | 1.5922e-10 | 0.00097009 | 1.5922e-10
[79 empty] | WLDFR | HFTD - Distribution - Zone 1 - 5QU CoRE ¦ 4QU LoRE | Non-Red Flag Warning - Large Fires | 2062 | 5.9662e-09 | 1.0109e-08 | 5.6347e-09 | 8.3524 | 0.96727 | 4.6367 | 2.7484 | 0 | 0 | 0 | 1.4091e-05 | 4.9831e-08 | 0 | 4.9831e-08 | 8.4437e-08 | 0 | 8.4437e-08 | 4.7063e-08 | 0 | 4.7063e-08 | [17 empty] | 7.3.3.17.5 (Remote Grid) Updates to grid topology to minimize risk of ignition in HFTDs Remote GridWLDFRContact from objectAggregated | WLDFR | HFTD - Distribution - Tier 2 - 4QU CoRE ¦ 3QU LoRE | Non-Red Flag Warning - Destructive Fires | Contact from object | Aggregated | 2031 | 1.6413e-07 | 750.2287 | 0.00012313 | 2031 | Mitigation | 0.95 | 45 | 0 | esc | 0.00097009 | 1.5922e-10 | 0.00097009 | 1.5922e-10
[79 empty] | WLDFR | HFTD - Distribution - Zone 1 - 5QU CoRE ¦ 4QU LoRE | Non-Red Flag Warning - Large Fires | 2063 | 5.9662e-09 | 1.0109e-08 | 5.6347e-09 | 8.872 | 1.0079 | 4.9153 | 2.9488 | 0 | 0 | 0 | 1.4091e-05 | 5.2932e-08 | 0 | 5.2932e-08 | 8.969e-08 | 0 | 8.969e-08 | 4.9991e-08 | 0 | 4.9991e-08 | [17 empty] | 7.3.3.17.5 (Remote Grid) Updates to grid topology to minimize risk of ignition in HFTDs Remote GridWLDFRContact from objectAggregated | WLDFR | HFTD - Distribution - Tier 2 - 4QU CoRE ¦ 3QU LoRE | Non-Red Flag Warning - Destructive Fires | Contact from object | Aggregated | 2032 | 1.6413e-07 | 750.2287 | 0.00012313 | 2032 | Mitigation | 0.95 | 45 | 0 | esc | 0.00097009 | 1.5922e-10 | 0.00097009 | 1.5922e-10
[79 empty] | WLDFR | HFTD - Distribution - Zone 1 - 5QU CoRE ¦ 4QU LoRE | Non-Red Flag Warning - Large Fires | 2064 | 5.9662e-09 | 1.0109e-08 | 5.6347e-09 | 8.872 | 1.0079 | 4.9153 | 2.9488 | 0 | 0 | 0 | 1.4091e-05 | 5.2932e-08 | 0 | 5.2932e-08 | 8.969e-08 | 0 | 8.969e-08 | 4.9991e-08 | 0 | 4.9991e-08 | [17 empty] | 7.3.3.17.5 (Remote Grid) Updates to grid topology to minimize risk of ignition in HFTDs Remote GridWLDFRContact from objectAggregated | WLDFR | HFTD - Distribution - Tier 2 - 4QU CoRE ¦ 3QU LoRE | Non-Red Flag Warning - Destructive Fires | Contact from object | Aggregated | 2033 | 1.6413e-07 | 750.2287 | 0.00012313 | 2033 | Mitigation | 0.95 | 45 | 0 | esc | 0.00097009 | 1.5922e-10 | 0.00097009 | 1.5922e-10
[79 empty] | WLDFR | HFTD - Distribution - Zone 1 - 5QU CoRE ¦ 4QU LoRE | Non-Red Flag Warning - Large Fires | 2065 | 5.9662e-09 | 1.0109e-08 | 5.6347e-09 | 8.872 | 1.0079 | 4.9153 | 2.9488 | 0 | 0 | 0 | 1.4091e-05 | 5.2932e-08 | 0 | 5.2932e-08 | 8.969e-08 | 0 | 8.969e-08 | 4.9991e-08 | 0 | 4.9991e-08 | [17 empty] | 7.3.3.17.5 (Remote Grid) Updates to grid topology to minimize risk of ignition in HFTDs Remote GridWLDFRContact from objectAggregated | WLDFR | HFTD - Distribution - Tier 2 - 4QU CoRE ¦ 3QU LoRE | Non-Red Flag Warning - Destructive Fires | Contact from object | Aggregated | 2034 | 1.6413e-07 | 750.2287 | 0.00012313 | 2034 | Mitigation | 0.95 | 45 | 0 | esc | 0.00097009 | 1.5922e-10 | 0.00097009 | 1.5922e-10
[79 empty] | WLDFR | HFTD - Distribution - Zone 1 - 5QU CoRE ¦ 4QU LoRE | Non-Red Flag Warning - Large Fires | 2066 | 0 | 1.0109e-08 | 5.6347e-09 | 8.872 | 1.0079 | 4.9153 | 2.9488 | 0 | 0 | 0 | 1.4091e-05 | 0 | 0 | 0 | 8.969e-08 | 0 | 8.969e-08 | 4.9991e-08 | 0 | 4.9991e-08 | [17 empty] | 7.3.3.17.5 (Remote Grid) Updates to grid topology to minimize risk of ignition in HFTDs Remote GridWLDFRContact from objectAggregated | WLDFR | HFTD - Distribution - Tier 2 - 4QU CoRE ¦ 3QU LoRE | Non-Red Flag Warning - Destructive Fires | Contact from object | Aggregated | 2035 | 1.6413e-07 | 750.2287 | 0.00012313 | 2035 | Mitigation | 0.95 | 45 | 0 | esc | 0.00097009 | 1.5922e-10 | 0.00097009 | 1.5922e-10
[79 empty] | WLDFR | HFTD - Distribution - Zone 1 - 5QU CoRE ¦ 4QU LoRE | Non-Red Flag Warning - Large Fires | 2067 | 0 | 0 | 5.6347e-09 | 8.872 | 1.0079 | 4.9153 | 2.9488 | 0 | 0 | 0 | 1.4091e-05 | 0 | 0 | 0 | 0 | 0 | 0 | 4.9991e-08 | 0 | 4.9991e-08 | [17 empty] | 7.3.3.17.5 (Remote Grid) Updates to grid topology to minimize risk of ignition in HFTDs Remote GridWLDFRContact from objectAggregated | WLDFR | HFTD - Distribution - Tier 2 - 4QU CoRE ¦ 3QU LoRE | Non-Red Flag Warning - Destructive Fires | Contact from object | Aggregated | 2036 | 1.6413e-07 | 750.2287 | 0.00012313 | 2036 | Mitigation | 0.95 | 45 | 0 | esc | 0.00097009 | 1.5922e-10 | 0.00097009 | 1.5922e-10
[79 empty] | WLDFR | HFTD - Distribution - Zone 1 - 5QU CoRE ¦ 4QU LoRE | Non-Red Flag Warning - Small Fires | 2021 | 1.8477e-06 | 0 | 0 | 0.077901 | 0.036425 | 0.0015809 | 0.039895 | 0 | 0 | 0 | 0.0041637 | 1.4394e-07 | 0 | 1.4394e-07 | 0 | 0 | 0 | 0 | 0 | 0 | [17 empty] | 7.3.3.17.5 (Remote Grid) Updates to grid topology to minimize risk of ignition in HFTDs Remote GridWLDFRContact from objectAggregated | WLDFR | HFTD - Distribution - Tier 2 - 4QU CoRE ¦ 3QU LoRE | Non-Red Flag Warning - Destructive Fires | Contact from object | Aggregated | 2037 | 1.6413e-07 | 750.2287 | 0.00012313 | 2037 | Mitigation | 0.95 | 45 | 0 | esc | 0.00097009 | 1.5922e-10 | 0.00097009 | 1.5922e-10
[79 empty] | WLDFR | HFTD - Distribution - Zone 1 - 5QU CoRE ¦ 4QU LoRE | Non-Red Flag Warning - Small Fires | 2022 | 1.8476e-06 | 3.1307e-06 | 0 | 0.077901 | 0.036425 | 0.0015809 | 0.039895 | 0 | 0 | 0 | 0.0041636 | 1.4393e-07 | 0 | 1.4393e-07 | 2.4388e-07 | 0 | 2.4388e-07 | 0 | 0 | 0 | [17 empty] | 7.3.3.17.5 (Remote Grid) Updates to grid topology to minimize risk of ignition in HFTDs Remote GridWLDFRContact from objectAggregated | WLDFR | HFTD - Distribution - Tier 2 - 4QU CoRE ¦ 3QU LoRE | Non-Red Flag Warning - Destructive Fires | Contact from object | Aggregated | 2038 | 1.6413e-07 | 750.2287 | 0.00012313 | 2038 | Mitigation | 0.95 | 45 | 0 | esc | 0.00097009 | 1.5922e-10 | 0.00097009 | 1.5922e-10
[79 empty] | WLDFR | HFTD - Distribution - Zone 1 - 5QU CoRE ¦ 4QU LoRE | Non-Red Flag Warning - Small Fires | 2023 | 1.8476e-06 | 3.1307e-06 | 1.745e-06 | 0.080408 | 0.03759 | 0.0016314 | 0.041187 | 0 | 0 | 0 | 0.0041636 | 1.4856e-07 | 0 | 1.4856e-07 | 2.5173e-07 | 0 | 2.5173e-07 | 1.4031e-07 | 0 | 1.4031e-07 | [17 empty] | 7.3.3.17.5 (Remote Grid) Updates to grid topology to minimize risk of ignition in HFTDs Remote GridWLDFRContact from objectAggregated | WLDFR | HFTD - Distribution - Tier 2 - 4QU CoRE ¦ 3QU LoRE | Non-Red Flag Warning - Destructive Fires | Contact from object | Aggregated | 2039 | 1.6413e-07 | 750.2287 | 0.00012313 | 2039 | Mitigation | 0.95 | 45 | 0 | esc | 0.00097009 | 1.5922e-10 | 0.00097009 | 1.5922e-10
[79 empty] | WLDFR | HFTD - Distribution - Zone 1 - 5QU CoRE ¦ 4QU LoRE | Non-Red Flag Warning - Small Fires | 2024 | 1.8476e-06 | 3.1307e-06 | 1.745e-06 | 0.080408 | 0.03759 | 0.0016314 | 0.041187 | 0 | 0 | 0 | 0.0041636 | 1.4856e-07 | 0 | 1.4856e-07 | 2.5173e-07 | 0 | 2.5173e-07 | 1.4031e-07 | 0 | 1.4031e-07 | [17 empty] | 7.3.3.17.5 (Remote Grid) Updates to grid topology to minimize risk of ignition in HFTDs Remote GridWLDFRContact from objectAggregated | WLDFR | HFTD - Distribution - Tier 2 - 4QU CoRE ¦ 3QU LoRE | Non-Red Flag Warning - Destructive Fires | Contact from object | Aggregated | 2040 | 1.6413e-07 | 750.2287 | 0.00012313 | 2040 | Mitigation | 0.95 | 45 | 0 | esc | 0.00097009 | 1.5922e-10 | 0.00097009 | 1.5922e-10
[79 empty] | WLDFR | HFTD - Distribution - Zone 1 - 5QU CoRE ¦ 4QU LoRE | Non-Red Flag Warning - Small Fires | 2025 | 1.8476e-06 | 3.1307e-06 | 1.745e-06 | 0.080408 | 0.03759 | 0.0016314 | 0.041187 | 0 | 0 | 0 | 0.0041636 | 1.4856e-07 | 0 | 1.4856e-07 | 2.5173e-07 | 0 | 2.5173e-07 | 1.4031e-07 | 0 | 1.4031e-07 | [17 empty] | 7.3.3.17.5 (Remote Grid) Updates to grid topology to minimize risk of ignition in HFTDs Remote GridWLDFRContact from objectAggregated | WLDFR | HFTD - Distribution - Tier 2 - 4QU CoRE ¦ 3QU LoRE | Non-Red Flag Warning - Destructive Fires | Contact from object | Aggregated | 2041 | 1.6413e-07 | 750.2287 | 0.00012313 | 2041 | Mitigation | 0.95 | 45 | 0 | esc | 0.00097009 | 1.5922e-10 | 0.00097009 | 1.5922e-10
[79 empty] | WLDFR | HFTD - Distribution - Zone 1 - 5QU CoRE ¦ 4QU LoRE | Non-Red Flag Warning - Small Fires | 2026 | 1.8476e-06 | 3.1307e-06 | 1.745e-06 | 0.080408 | 0.03759 | 0.0016314 | 0.041187 | 0 | 0 | 0 | 0.0041636 | 1.4856e-07 | 0 | 1.4856e-07 | 2.5173e-07 | 0 | 2.5173e-07 | 1.4031e-07 | 0 | 1.4031e-07 | [17 empty] | 7.3.3.17.5 (Remote Grid) Updates to grid topology to minimize risk of ignition in HFTDs Remote GridWLDFRContact from objectAggregated | WLDFR | HFTD - Distribution - Tier 2 - 4QU CoRE ¦ 3QU LoRE | Non-Red Flag Warning - Destructive Fires | Contact from object | Aggregated | 2042 | 1.6413e-07 | 750.2287 | 0.00012313 | 2042 | Mitigation | 0.95 | 45 | 0 | esc | 0.00097009 | 1.5922e-10 | 0.00097009 | 1.5922e-10
[79 empty] | WLDFR | HFTD - Distribution - Zone 1 - 5QU CoRE ¦ 4QU LoRE | Non-Red Flag Warning - Small Fires | 2027 | 1.8476e-06 | 3.1307e-06 | 1.745e-06 | 0.080408 | 0.03759 | 0.0016314 | 0.041187 | 0 | 0 | 0 | 0.0041636 | 1.4856e-07 | 0 | 1.4856e-07 | 2.5173e-07 | 0 | 2.5173e-07 | 1.4031e-07 | 0 | 1.4031e-07 | [17 empty] | 7.3.3.17.5 (Remote Grid) Updates to grid topology to minimize risk of ignition in HFTDs Remote GridWLDFRContact from objectAggregated | WLDFR | HFTD - Distribution - Tier 2 - 4QU CoRE ¦ 3QU LoRE | Non-Red Flag Warning - Destructive Fires | Contact from object | Aggregated | 2043 | 1.6413e-07 | 750.2287 | 0.00012313 | 2043 | Mitigation | 0.95 | 45 | 0 | esc | 0.00097009 | 1.5922e-10 | 0.00097009 | 1.5922e-10
[79 empty] | WLDFR | HFTD - Distribution - Zone 1 - 5QU CoRE ¦ 4QU LoRE | Non-Red Flag Warning - Small Fires | 2028 | 1.8476e-06 | 3.1307e-06 | 1.745e-06 | 0.083606 | 0.039055 | 0.001695 | 0.042856 | 0 | 0 | 0 | 0.0041636 | 1.5447e-07 | 0 | 1.5447e-07 | 2.6175e-07 | 0 | 2.6175e-07 | 1.4589e-07 | 0 | 1.4589e-07 | [17 empty] | 7.3.3.17.5 (Remote Grid) Updates to grid topology to minimize risk of ignition in HFTDs Remote GridWLDFRContact from objectAggregated | WLDFR | HFTD - Distribution - Tier 2 - 4QU CoRE ¦ 3QU LoRE | Non-Red Flag Warning - Destructive Fires | Contact from object | Aggregated | 2044 | 1.6413e-07 | 750.2287 | 0.00012313 | 2044 | Mitigation | 0.95 | 45 | 0 | esc | 0.00097009 | 1.5922e-10 | 0.00097009 | 1.5922e-10
[79 empty] | WLDFR | HFTD - Distribution - Zone 1 - 5QU CoRE ¦ 4QU LoRE | Non-Red Flag Warning - Small Fires | 2029 | 1.8476e-06 | 3.1307e-06 | 1.745e-06 | 0.083606 | 0.039055 | 0.001695 | 0.042856 | 0 | 0 | 0 | 0.0041636 | 1.5447e-07 | 0 | 1.5447e-07 | 2.6175e-07 | 0 | 2.6175e-07 | 1.4589e-07 | 0 | 1.4589e-07 | [17 empty] | 7.3.3.17.5 (Remote Grid) Updates to grid topology to minimize risk of ignition in HFTDs Remote GridWLDFRContact from objectAggregated | WLDFR | HFTD - Distribution - Tier 2 - 4QU CoRE ¦ 3QU LoRE | Non-Red Flag Warning - Destructive Fires | Contact from object | Aggregated | 2045 | 1.6413e-07 | 750.2287 | 0.00012313 | 2045 | Mitigation | 0.95 | 45 | 0 | esc | 0.00097009 | 1.5922e-10 | 0.00097009 | 1.5922e-10
[79 empty] | WLDFR | HFTD - Distribution - Zone 1 - 5QU CoRE ¦ 4QU LoRE | Non-Red Flag Warning - Small Fires | 2030 | 1.8476e-06 | 3.1307e-06 | 1.745e-06 | 0.083606 | 0.039055 | 0.001695 | 0.042856 | 0 | 0 | 0 | 0.0041636 | 1.5447e-07 | 0 | 1.5447e-07 | 2.6175e-07 | 0 | 2.6175e-07 | 1.4589e-07 | 0 | 1.4589e-07 | [17 empty] | 7.3.3.17.5 (Remote Grid) Updates to grid topology to minimize risk of ignition in HFTDs Remote GridWLDFRContact from objectAggregated | WLDFR | HFTD - Distribution - Tier 2 - 4QU CoRE ¦ 3QU LoRE | Non-Red Flag Warning - Destructive Fires | Contact from object | Aggregated | 2046 | 1.6413e-07 | 750.2287 | 0.00012313 | 2046 | Mitigation | 0.95 | 45 | 0 | esc | 0.00097009 | 1.5922e-10 | 0.00097009 | 1.5922e-10
[79 empty] | WLDFR | HFTD - Distribution - Zone 1 - 5QU CoRE ¦ 4QU LoRE | Non-Red Flag Warning - Small Fires | 2031 | 1.8476e-06 | 3.1307e-06 | 1.745e-06 | 0.083606 | 0.039055 | 0.001695 | 0.042856 | 0 | 0 | 0 | 0.0041636 | 1.5447e-07 | 0 | 1.5447e-07 | 2.6175e-07 | 0 | 2.6175e-07 | 1.4589e-07 | 0 | 1.4589e-07 | [17 empty] | 7.3.3.17.5 (Remote Grid) Updates to grid topology to minimize risk of ignition in HFTDs Remote GridWLDFRContact from objectAggregated | WLDFR | HFTD - Distribution - Tier 2 - 4QU CoRE ¦ 3QU LoRE | Non-Red Flag Warning - Destructive Fires | Contact from object | Aggregated | 2047 | 1.6413e-07 | 750.2287 | 0.00012313 | 2047 | Mitigation | 0.95 | 45 | 0 | esc | 0.00097009 | 1.5922e-10 | 0.00097009 | 1.5922e-10
[79 empty] | WLDFR | HFTD - Distribution - Zone 1 - 5QU CoRE ¦ 4QU LoRE | Non-Red Flag Warning - Small Fires | 2032 | 1.8476e-06 | 3.1307e-06 | 1.745e-06 | 0.083606 | 0.039055 | 0.001695 | 0.042856 | 0 | 0 | 0 | 0.0041636 | 1.5447e-07 | 0 | 1.5447e-07 | 2.6175e-07 | 0 | 2.6175e-07 | 1.4589e-07 | 0 | 1.4589e-07 | [17 empty] | 7.3.3.17.5 (Remote Grid) Updates to grid topology to minimize risk of ignition in HFTDs Remote GridWLDFRContact from objectAggregated | WLDFR | HFTD - Distribution - Tier 2 - 4QU CoRE ¦ 3QU LoRE | Non-Red Flag Warning - Destructive Fires | Contact from object | Aggregated | 2048 | 1.6413e-07 | 750.2287 | 0.00012313 | 2048 | Mitigation | 0.95 | 45 | 0 | esc | 0.00097009 | 1.5922e-10 | 0.00097009 | 1.5922e-10
[79 empty] | WLDFR | HFTD - Distribution - Zone 1 - 5QU CoRE ¦ 4QU LoRE | Non-Red Flag Warning - Small Fires | 2033 | 1.8476e-06 | 3.1307e-06 | 1.745e-06 | 0.087211 | 0.040679 | 0.0017655 | 0.044766 | 0 | 0 | 0 | 0.0041636 | 1.6113e-07 | 0 | 1.6113e-07 | 2.7303e-07 | 0 | 2.7303e-07 | 1.5218e-07 | 0 | 1.5218e-07 | [17 empty] | 7.3.3.17.5 (Remote Grid) Updates to grid topology to minimize risk of ignition in HFTDs Remote GridWLDFRContact from objectAggregated | WLDFR | HFTD - Distribution - Tier 2 - 4QU CoRE ¦ 3QU LoRE | Non-Red Flag Warning - Destructive Fires | Contact from object | Aggregated | 2049 | 1.6413e-07 | 750.2287 | 0.00012313 | 2049 | Mitigation | 0.95 | 45 | 0 | esc | 0.00097009 | 1.5922e-10 | 0.00097009 | 1.5922e-10
[79 empty] | WLDFR | HFTD - Distribution - Zone 1 - 5QU CoRE ¦ 4QU LoRE | Non-Red Flag Warning - Small Fires | 2034 | 1.8476e-06 | 3.1307e-06 | 1.745e-06 | 0.087211 | 0.040679 | 0.0017655 | 0.044766 | 0 | 0 | 0 | 0.0041636 | 1.6113e-07 | 0 | 1.6113e-07 | 2.7303e-07 | 0 | 2.7303e-07 | 1.5218e-07 | 0 | 1.5218e-07 | [17 empty] | 7.3.3.17.5 (Remote Grid) Updates to grid topology to minimize risk of ignition in HFTDs Remote GridWLDFRContact from objectAggregated | WLDFR | HFTD - Distribution - Tier 2 - 4QU CoRE ¦ 3QU LoRE | Non-Red Flag Warning - Destructive Fires | Contact from object | Aggregated | 2050 | 1.6413e-07 | 750.2287 | 0.00012313 | 2050 | Mitigation | 0.95 | 45 | 0 | esc | 0.00097009 | 1.5922e-10 | 0.00097009 | 1.5922e-10
[79 empty] | WLDFR | HFTD - Distribution - Zone 1 - 5QU CoRE ¦ 4QU LoRE | Non-Red Flag Warning - Small Fires | 2035 | 1.8476e-06 | 3.1307e-06 | 1.745e-06 | 0.087211 | 0.040679 | 0.0017655 | 0.044766 | 0 | 0 | 0 | 0.0041636 | 1.6113e-07 | 0 | 1.6113e-07 | 2.7303e-07 | 0 | 2.7303e-07 | 1.5218e-07 | 0 | 1.5218e-07 | [17 empty] | 7.3.3.17.5 (Remote Grid) Updates to grid topology to minimize risk of ignition in HFTDs Remote GridWLDFRContact from objectAggregated | WLDFR | HFTD - Distribution - Tier 2 - 4QU CoRE ¦ 3QU LoRE | Non-Red Flag Warning - Destructive Fires | Contact from object | Aggregated | 2051 | 1.6413e-07 | 750.2287 | 0.00012313 | 2051 | Mitigation | 0.95 | 45 | 0 | esc | 0.00097009 | 1.5922e-10 | 0.00097009 | 1.5922e-10
[79 empty] | WLDFR | HFTD - Distribution - Zone 1 - 5QU CoRE ¦ 4QU LoRE | Non-Red Flag Warning - Small Fires | 2036 | 1.8476e-06 | 3.1307e-06 | 1.745e-06 | 0.087211 | 0.040679 | 0.0017655 | 0.044766 | 0 | 0 | 0 | 0.0041636 | 1.6113e-07 | 0 | 1.6113e-07 | 2.7303e-07 | 0 | 2.7303e-07 | 1.5218e-07 | 0 | 1.5218e-07 | [17 empty] | 7.3.3.17.5 (Remote Grid) Updates to grid topology to minimize risk of ignition in HFTDs Remote GridWLDFRContact from objectAggregated | WLDFR | HFTD - Distribution - Tier 2 - 4QU CoRE ¦ 3QU LoRE | Non-Red Flag Warning - Destructive Fires | Contact from object | Aggregated | 2052 | 1.6413e-07 | 750.2287 | 0.00012313 | 2052 | Mitigation | 0.95 | 45 | 0 | esc | 0.00097009 | 1.5922e-10 | 0.00097009 | 1.5922e-10
[79 empty] | WLDFR | HFTD - Distribution - Zone 1 - 5QU CoRE ¦ 4QU LoRE | Non-Red Flag Warning - Small Fires | 2037 | 1.8476e-06 | 3.1307e-06 | 1.745e-06 | 0.087211 | 0.040679 | 0.0017655 | 0.044766 | 0 | 0 | 0 | 0.0041636 | 1.6113e-07 | 0 | 1.6113e-07 | 2.7303e-07 | 0 | 2.7303e-07 | 1.5218e-07 | 0 | 1.5218e-07 | [17 empty] | 7.3.3.17.5 (Remote Grid) Updates to grid topology to minimize risk of ignition in HFTDs Remote GridWLDFRContact from objectAggregated | WLDFR | HFTD - Distribution - Tier 2 - 4QU CoRE ¦ 3QU LoRE | Non-Red Flag Warning - Destructive Fires | Contact from object | Aggregated | 2053 | 1.6413e-07 | 750.2287 | 0.00012313 | 2053 | Mitigation | 0.95 | 45 | 0 | esc | 0.00097009 | 1.5922e-10 | 0.00097009 | 1.5922e-10
[79 empty] | WLDFR | HFTD - Distribution - Zone 1 - 5QU CoRE ¦ 4QU LoRE | Non-Red Flag Warning - Small Fires | 2038 | 1.8476e-06 | 3.1307e-06 | 1.745e-06 | 0.091184 | 0.042438 | 0.0018418 | 0.046905 | 0 | 0 | 0 | 0.0041636 | 1.6847e-07 | 0 | 1.6847e-07 | 2.8547e-07 | 0 | 2.8547e-07 | 1.5911e-07 | 0 | 1.5911e-07 | [17 empty] | 7.3.3.17.5 (Remote Grid) Updates to grid topology to minimize risk of ignition in HFTDs Remote GridWLDFRContact from objectAggregated | WLDFR | HFTD - Distribution - Tier 2 - 4QU CoRE ¦ 3QU LoRE | Non-Red Flag Warning - Destructive Fires | Contact from object | Aggregated | 2054 | 1.6413e-07 | 750.2287 | 0.00012313 | 2054 | Mitigation | 0.95 | 45 | 0 | esc | 0.00097009 | 1.5922e-10 | 0.00097009 | 1.5922e-10
[79 empty] | WLDFR | HFTD - Distribution - Zone 1 - 5QU CoRE ¦ 4QU LoRE | Non-Red Flag Warning - Small Fires | 2039 | 1.8476e-06 | 3.1307e-06 | 1.745e-06 | 0.091184 | 0.042438 | 0.0018418 | 0.046905 | 0 | 0 | 0 | 0.0041636 | 1.6847e-07 | 0 | 1.6847e-07 | 2.8547e-07 | 0 | 2.8547e-07 | 1.5911e-07 | 0 | 1.5911e-07 | [17 empty] | 7.3.3.17.5 (Remote Grid) Updates to grid topology to minimize risk of ignition in HFTDs Remote GridWLDFRContact from objectAggregated | WLDFR | HFTD - Distribution - Tier 2 - 4QU CoRE ¦ 3QU LoRE | Non-Red Flag Warning - Destructive Fires | Contact from object | Aggregated | 2055 | 1.6413e-07 | 750.2287 | 0.00012313 | 2055 | Mitigation | 0.95 | 45 | 0 | esc | 0.00097009 | 1.5922e-10 | 0.00097009 | 1.5922e-10
[79 empty] | WLDFR | HFTD - Distribution - Zone 1 - 5QU CoRE ¦ 4QU LoRE | Non-Red Flag Warning - Small Fires | 2040 | 1.8476e-06 | 3.1307e-06 | 1.745e-06 | 0.091184 | 0.042438 | 0.0018418 | 0.046905 | 0 | 0 | 0 | 0.0041636 | 1.6847e-07 | 0 | 1.6847e-07 | 2.8547e-07 | 0 | 2.8547e-07 | 1.5911e-07 | 0 | 1.5911e-07 | [17 empty] | 7.3.3.17.5 (Remote Grid) Updates to grid topology to minimize risk of ignition in HFTDs Remote GridWLDFRContact from objectAggregated | WLDFR | HFTD - Distribution - Tier 2 - 4QU CoRE ¦ 3QU LoRE | Non-Red Flag Warning - Destructive Fires | Contact from object | Aggregated | 2056 | 1.6413e-07 | 750.2287 | 0.00012313 | 2056 | Mitigation | 0.95 | 45 | 0 | esc | 0.00097009 | 1.5922e-10 | 0.00097009 | 1.5922e-10
[79 empty] | WLDFR | HFTD - Distribution - Zone 1 - 5QU CoRE ¦ 4QU LoRE | Non-Red Flag Warning - Small Fires | 2041 | 1.8476e-06 | 3.1307e-06 | 1.745e-06 | 0.091184 | 0.042438 | 0.0018418 | 0.046905 | 0 | 0 | 0 | 0.0041636 | 1.6847e-07 | 0 | 1.6847e-07 | 2.8547e-07 | 0 | 2.8547e-07 | 1.5911e-07 | 0 | 1.5911e-07 | [17 empty] | 7.3.3.17.5 (Remote Grid) Updates to grid topology to minimize risk of ignition in HFTDs Remote GridWLDFRContact from objectAggregated | WLDFR | HFTD - Distribution - Tier 2 - 4QU CoRE ¦ 3QU LoRE | Non-Red Flag Warning - Destructive Fires | Contact from object | Aggregated | 2057 | 1.6413e-07 | 750.2287 | 0.00012313 | 2057 | Mitigation | 0.95 | 45 | 0 | esc | 0.00097009 | 1.5922e-10 | 0.00097009 | 1.5922e-10
[79 empty] | WLDFR | HFTD - Distribution - Zone 1 - 5QU CoRE ¦ 4QU LoRE | Non-Red Flag Warning - Small Fires | 2042 | 1.8476e-06 | 3.1307e-06 | 1.745e-06 | 0.091184 | 0.042438 | 0.0018418 | 0.046905 | 0 | 0 | 0 | 0.0041636 | 1.6847e-07 | 0 | 1.6847e-07 | 2.8547e-07 | 0 | 2.8547e-07 | 1.5911e-07 | 0 | 1.5911e-07 | [17 empty] | 7.3.3.17.5 (Remote Grid) Updates to grid topology to minimize risk of ignition in HFTDs Remote GridWLDFRContact from objectAggregated | WLDFR | HFTD - Distribution - Tier 2 - 4QU CoRE ¦ 3QU LoRE | Non-Red Flag Warning - Destructive Fires | Contact from object | Aggregated | 2058 | 1.6413e-07 | 750.2287 | 0.00012313 | 2058 | Mitigation | 0.95 | 45 | 0 | esc | 0.00097009 | 1.5922e-10 | 0.00097009 | 1.5922e-10
[79 empty] | WLDFR | HFTD - Distribution - Zone 1 - 5QU CoRE ¦ 4QU LoRE | Non-Red Flag Warning - Small Fires | 2043 | 1.8476e-06 | 3.1307e-06 | 1.745e-06 | 0.095486 | 0.044306 | 0.0019228 | 0.049257 | 0 | 0 | 0 | 0.0041636 | 1.7642e-07 | 0 | 1.7642e-07 | 2.9894e-07 | 0 | 2.9894e-07 | 1.6662e-07 | 0 | 1.6662e-07 | [17 empty] | 7.3.3.17.5 (Remote Grid) Updates to grid topology to minimize risk of ignition in HFTDs Remote GridWLDFRContact from objectAggregated | WLDFR | HFTD - Distribution - Tier 2 - 4QU CoRE ¦ 3QU LoRE | Non-Red Flag Warning - Destructive Fires | Contact from object | Aggregated | 2059 | 1.6413e-07 | 750.2287 | 0.00012313 | 2059 | Mitigation | 0.95 | 45 | 0 | esc | 0.00097009 | 1.5922e-10 | 0.00097009 | 1.5922e-10
[79 empty] | WLDFR | HFTD - Distribution - Zone 1 - 5QU CoRE ¦ 4QU LoRE | Non-Red Flag Warning - Small Fires | 2044 | 1.8476e-06 | 3.1307e-06 | 1.745e-06 | 0.095486 | 0.044306 | 0.0019228 | 0.049257 | 0 | 0 | 0 | 0.0041636 | 1.7642e-07 | 0 | 1.7642e-07 | 2.9894e-07 | 0 | 2.9894e-07 | 1.6662e-07 | 0 | 1.6662e-07 | [17 empty] | 7.3.3.17.5 (Remote Grid) Updates to grid topology to minimize risk of ignition in HFTDs Remote GridWLDFRContact from objectAggregated | WLDFR | HFTD - Distribution - Tier 2 - 4QU CoRE ¦ 3QU LoRE | Non-Red Flag Warning - Destructive Fires | Contact from object | Aggregated | 2060 | 1.6413e-07 | 750.2287 | 0.00012313 | 2060 | Mitigation | 0.95 | 45 | 0 | esc | 0.00097009 | 1.5922e-10 | 0.00097009 | 1.5922e-10
[79 empty] | WLDFR | HFTD - Distribution - Zone 1 - 5QU CoRE ¦ 4QU LoRE | Non-Red Flag Warning - Small Fires | 2045 | 1.8476e-06 | 3.1307e-06 | 1.745e-06 | 0.095486 | 0.044306 | 0.0019228 | 0.049257 | 0 | 0 | 0 | 0.0041636 | 1.7642e-07 | 0 | 1.7642e-07 | 2.9894e-07 | 0 | 2.9894e-07 | 1.6662e-07 | 0 | 1.6662e-07 | [17 empty] | 7.3.3.17.5 (Remote Grid) Updates to grid topology to minimize risk of ignition in HFTDs Remote GridWLDFRContact from objectAggregated | WLDFR | HFTD - Distribution - Tier 2 - 4QU CoRE ¦ 3QU LoRE | Non-Red Flag Warning - Destructive Fires | Contact from object | Aggregated | 2061 | 1.6413e-07 | 750.2287 | 0.00012313 | 2061 | Mitigation | 0.95 | 45 | 0 | esc | 0.00097009 | 1.5922e-10 | 0.00097009 | 1.5922e-10
[79 empty] | WLDFR | HFTD - Distribution - Zone 1 - 5QU CoRE ¦ 4QU LoRE | Non-Red Flag Warning - Small Fires | 2046 | 1.8476e-06 | 3.1307e-06 | 1.745e-06 | 0.095486 | 0.044306 | 0.0019228 | 0.049257 | 0 | 0 | 0 | 0.0041636 | 1.7642e-07 | 0 | 1.7642e-07 | 2.9894e-07 | 0 | 2.9894e-07 | 1.6662e-07 | 0 | 1.6662e-07 | [17 empty] | 7.3.3.17.5 (Remote Grid) Updates to grid topology to minimize risk of ignition in HFTDs Remote GridWLDFRContact from objectAggregated | WLDFR | HFTD - Distribution - Tier 2 - 4QU CoRE ¦ 3QU LoRE | Non-Red Flag Warning - Destructive Fires | Contact from object | Aggregated | 2062 | 1.6413e-07 | 750.2287 | 0.00012313 | 2062 | Mitigation | 0.95 | 45 | 0 | esc | 0.00097009 | 1.5922e-10 | 0.00097009 | 1.5922e-10
[79 empty] | WLDFR | HFTD - Distribution - Zone 1 - 5QU CoRE ¦ 4QU LoRE | Non-Red Flag Warning - Small Fires | 2047 | 1.8476e-06 | 3.1307e-06 | 1.745e-06 | 0.095486 | 0.044306 | 0.0019228 | 0.049257 | 0 | 0 | 0 | 0.0041636 | 1.7642e-07 | 0 | 1.7642e-07 | 2.9894e-07 | 0 | 2.9894e-07 | 1.6662e-07 | 0 | 1.6662e-07 | [17 empty] | 7.3.3.17.5 (Remote Grid) Updates to grid topology to minimize risk of ignition in HFTDs Remote GridWLDFRContact from objectAggregated | WLDFR | HFTD - Distribution - Tier 2 - 4QU CoRE ¦ 3QU LoRE | Non-Red Flag Warning - Destructive Fires | Contact from object | Aggregated | 2063 | 1.6413e-07 | 750.2287 | 0.00012313 | 2063 | Mitigation | 0.95 | 45 | 0 | esc | 0.00097009 | 1.5922e-10 | 0.00097009 | 1.5922e-10
[79 empty] | WLDFR | HFTD - Distribution - Zone 1 - 5QU CoRE ¦ 4QU LoRE | Non-Red Flag Warning - Small Fires | 2048 | 1.8476e-06 | 3.1307e-06 | 1.745e-06 | 0.10007 | 0.04626 | 0.0020076 | 0.051804 | 0 | 0 | 0 | 0.0041636 | 1.8489e-07 | 0 | 1.8489e-07 | 3.1329e-07 | 0 | 3.1329e-07 | 1.7462e-07 | 0 | 1.7462e-07 | [17 empty] | 7.3.3.17.5 (Remote Grid) Updates to grid topology to minimize risk of ignition in HFTDs Remote GridWLDFRContact from objectAggregated | WLDFR | HFTD - Distribution - Tier 2 - 4QU CoRE ¦ 3QU LoRE | Non-Red Flag Warning - Destructive Fires | Contact from object | Aggregated | 2064 | 1.6413e-07 | 750.2287 | 0.00012313 | 2064 | Mitigation | 0.95 | 45 | 0 | esc | 0.00097009 | 1.5922e-10 | 0.00097009 | 1.5922e-10
[79 empty] | WLDFR | HFTD - Distribution - Zone 1 - 5QU CoRE ¦ 4QU LoRE | Non-Red Flag Warning - Small Fires | 2049 | 1.8476e-06 | 3.1307e-06 | 1.745e-06 | 0.10007 | 0.04626 | 0.0020076 | 0.051804 | 0 | 0 | 0 | 0.0041636 | 1.8489e-07 | 0 | 1.8489e-07 | 3.1329e-07 | 0 | 3.1329e-07 | 1.7462e-07 | 0 | 1.7462e-07 | [17 empty] | 7.3.3.17.5 (Remote Grid) Updates to grid topology to minimize risk of ignition in HFTDs Remote GridWLDFRContact from objectAggregated | WLDFR | HFTD - Distribution - Tier 2 - 4QU CoRE ¦ 3QU LoRE | Non-Red Flag Warning - Destructive Fires | Contact from object | Aggregated | 2065 | 1.6413e-07 | 750.2287 | 0.00012313 | 2065 | Mitigation | 0.95 | 45 | 0 | esc | 0.00097009 | 1.5922e-10 | 0.00097009 | 1.5922e-10
[79 empty] | WLDFR | HFTD - Distribution - Zone 1 - 5QU CoRE ¦ 4QU LoRE | Non-Red Flag Warning - Small Fires | 2050 | 1.8476e-06 | 3.1307e-06 | 1.745e-06 | 0.10007 | 0.04626 | 0.0020076 | 0.051804 | 0 | 0 | 0 | 0.0041636 | 1.8489e-07 | 0 | 1.8489e-07 | 3.1329e-07 | 0 | 3.1329e-07 | 1.7462e-07 | 0 | 1.7462e-07 | [17 empty] | 7.3.3.17.5 (Remote Grid) Updates to grid topology to minimize risk of ignition in HFTDs Remote GridWLDFRContact from objectAggregated | WLDFR | HFTD - Distribution - Tier 2 - 4QU CoRE ¦ 3QU LoRE | Non-Red Flag Warning - Destructive Fires | Contact from object | Aggregated | 2066 | 1.6413e-07 | 750.2287 | 0.00012313 | 2066 | Mitigation | 0.95 | 45 | 0 | esc | 0.00097009 | 1.5922e-10 | 0.00097009 | 1.5922e-10
[79 empty] | WLDFR | HFTD - Distribution - Zone 1 - 5QU CoRE ¦ 4QU LoRE | Non-Red Flag Warning - Small Fires | 2051 | 1.8476e-06 | 3.1307e-06 | 1.745e-06 | 0.10007 | 0.04626 | 0.0020076 | 0.051804 | 0 | 0 | 0 | 0.0041636 | 1.8489e-07 | 0 | 1.8489e-07 | 3.1329e-07 | 0 | 3.1329e-07 | 1.7462e-07 | 0 | 1.7462e-07 | [17 empty] | 7.3.3.17.5 (Remote Grid) Updates to grid topology to minimize risk of ignition in HFTDs Remote GridWLDFRContact from objectAggregated | WLDFR | HFTD - Distribution - Tier 2 - 4QU CoRE ¦ 3QU LoRE | Non-Red Flag Warning - Destructive Fires | Contact from object | Aggregated | 2067 | 1.6413e-07 | 750.2287 | 0.00012313 | 2067 | Mitigation | 0.95 | 45 | 0 | esc | 0 | 0 | 0.00097009 | 1.5922e-10
[79 empty] | WLDFR | HFTD - Distribution - Zone 1 - 5QU CoRE ¦ 4QU LoRE | Non-Red Flag Warning - Small Fires | 2052 | 1.8476e-06 | 3.1307e-06 | 1.745e-06 | 0.10007 | 0.04626 | 0.0020076 | 0.051804 | 0 | 0 | 0 | 0.0041636 | 1.8489e-07 | 0 | 1.8489e-07 | 3.1329e-07 | 0 | 3.1329e-07 | 1.7462e-07 | 0 | 1.7462e-07 | [17 empty] | 7.3.3.17.5 (Remote Grid) Updates to grid topology to minimize risk of ignition in HFTDs Remote GridWLDFRContaminationAggregated | WLDFR | HFTD - Distribution - Tier 2 - 4QU CoRE ¦ 3QU LoRE | Non-Red Flag Warning - Destructive Fires | Contamination | Aggregated | 2022 | 3.7268e-09 | 750.2287 | 2.7959e-06 | 2022 | Mitigation | 0.95 | 45 | 0 | esc | 0.00097009 | 3.6153e-12 | 0 | 0
[79 empty] | WLDFR | HFTD - Distribution - Zone 1 - 5QU CoRE ¦ 4QU LoRE | Non-Red Flag Warning - Small Fires | 2053 | 1.8476e-06 | 3.1307e-06 | 1.745e-06 | 0.10489 | 0.048274 | 0.002095 | 0.054525 | 0 | 0 | 0 | 0.0041636 | 1.9381e-07 | 0 | 1.9381e-07 | 3.2839e-07 | 0 | 3.2839e-07 | 1.8304e-07 | 0 | 1.8304e-07 | [17 empty] | 7.3.3.17.5 (Remote Grid) Updates to grid topology to minimize risk of ignition in HFTDs Remote GridWLDFRContaminationAggregated | WLDFR | HFTD - Distribution - Tier 2 - 4QU CoRE ¦ 3QU LoRE | Non-Red Flag Warning - Destructive Fires | Contamination | Aggregated | 2023 | 3.7268e-09 | 750.2287 | 2.7959e-06 | 2023 | Mitigation | 0.95 | 45 | 0 | esc | 0.00097009 | 3.6153e-12 | 0.00097009 | 3.6153e-12
[79 empty] | WLDFR | HFTD - Distribution - Zone 1 - 5QU CoRE ¦ 4QU LoRE | Non-Red Flag Warning - Small Fires | 2054 | 1.8476e-06 | 3.1307e-06 | 1.745e-06 | 0.10489 | 0.048274 | 0.002095 | 0.054525 | 0 | 0 | 0 | 0.0041636 | 1.9381e-07 | 0 | 1.9381e-07 | 3.2839e-07 | 0 | 3.2839e-07 | 1.8304e-07 | 0 | 1.8304e-07 | [17 empty] | 7.3.3.17.5 (Remote Grid) Updates to grid topology to minimize risk of ignition in HFTDs Remote GridWLDFRContaminationAggregated | WLDFR | HFTD - Distribution - Tier 2 - 4QU CoRE ¦ 3QU LoRE | Non-Red Flag Warning - Destructive Fires | Contamination | Aggregated | 2024 | 3.7268e-09 | 750.2287 | 2.7959e-06 | 2024 | Mitigation | 0.95 | 45 | 0 | esc | 0.00097009 | 3.6153e-12 | 0.00097009 | 3.6153e-12
[79 empty] | WLDFR | HFTD - Distribution - Zone 1 - 5QU CoRE ¦ 4QU LoRE | Non-Red Flag Warning - Small Fires | 2055 | 1.8476e-06 | 3.1307e-06 | 1.745e-06 | 0.10489 | 0.048274 | 0.002095 | 0.054525 | 0 | 0 | 0 | 0.0041636 | 1.9381e-07 | 0 | 1.9381e-07 | 3.2839e-07 | 0 | 3.2839e-07 | 1.8304e-07 | 0 | 1.8304e-07 | [17 empty] | 7.3.3.17.5 (Remote Grid) Updates to grid topology to minimize risk of ignition in HFTDs Remote GridWLDFRContaminationAggregated | WLDFR | HFTD - Distribution - Tier 2 - 4QU CoRE ¦ 3QU LoRE | Non-Red Flag Warning - Destructive Fires | Contamination | Aggregated | 2025 | 3.7268e-09 | 750.2287 | 2.7959e-06 | 2025 | Mitigation | 0.95 | 45 | 0 | esc | 0.00097009 | 3.6153e-12 | 0.00097009 | 3.6153e-12
[79 empty] | WLDFR | HFTD - Distribution - Zone 1 - 5QU CoRE ¦ 4QU LoRE | Non-Red Flag Warning - Small Fires | 2056 | 1.8476e-06 | 3.1307e-06 | 1.745e-06 | 0.10489 | 0.048274 | 0.002095 | 0.054525 | 0 | 0 | 0 | 0.0041636 | 1.9381e-07 | 0 | 1.9381e-07 | 3.2839e-07 | 0 | 3.2839e-07 | 1.8304e-07 | 0 | 1.8304e-07 | [17 empty] | 7.3.3.17.5 (Remote Grid) Updates to grid topology to minimize risk of ignition in HFTDs Remote GridWLDFRContaminationAggregated | WLDFR | HFTD - Distribution - Tier 2 - 4QU CoRE ¦ 3QU LoRE | Non-Red Flag Warning - Destructive Fires | Contamination | Aggregated | 2026 | 3.7268e-09 | 750.2287 | 2.7959e-06 | 2026 | Mitigation | 0.95 | 45 | 0 | esc | 0.00097009 | 3.6153e-12 | 0.00097009 | 3.6153e-12
[79 empty] | WLDFR | HFTD - Distribution - Zone 1 - 5QU CoRE ¦ 4QU LoRE | Non-Red Flag Warning - Small Fires | 2057 | 1.8476e-06 | 3.1307e-06 | 1.745e-06 | 0.10489 | 0.048274 | 0.002095 | 0.054525 | 0 | 0 | 0 | 0.0041636 | 1.9381e-07 | 0 | 1.9381e-07 | 3.2839e-07 | 0 | 3.2839e-07 | 1.8304e-07 | 0 | 1.8304e-07 | [17 empty] | 7.3.3.17.5 (Remote Grid) Updates to grid topology to minimize risk of ignition in HFTDs Remote GridWLDFRContaminationAggregated | WLDFR | HFTD - Distribution - Tier 2 - 4QU CoRE ¦ 3QU LoRE | Non-Red Flag Warning - Destructive Fires | Contamination | Aggregated | 2027 | 3.7268e-09 | 750.2287 | 2.7959e-06 | 2027 | Mitigation | 0.95 | 45 | 0 | esc | 0.00097009 | 3.6153e-12 | 0.00097009 | 3.6153e-12
[79 empty] | WLDFR | HFTD - Distribution - Zone 1 - 5QU CoRE ¦ 4QU LoRE | Non-Red Flag Warning - Small Fires | 2058 | 1.8476e-06 | 3.1307e-06 | 1.745e-06 | 0.1099 | 0.050325 | 0.0021839 | 0.057393 | 0 | 0 | 0 | 0.0041636 | 2.0306e-07 | 0 | 2.0306e-07 | 3.4407e-07 | 0 | 3.4407e-07 | 1.9178e-07 | 0 | 1.9178e-07 | [17 empty] | 7.3.3.17.5 (Remote Grid) Updates to grid topology to minimize risk of ignition in HFTDs Remote GridWLDFRContaminationAggregated | WLDFR | HFTD - Distribution - Tier 2 - 4QU CoRE ¦ 3QU LoRE | Non-Red Flag Warning - Destructive Fires | Contamination | Aggregated | 2028 | 3.7268e-09 | 750.2287 | 2.7959e-06 | 2028 | Mitigation | 0.95 | 45 | 0 | esc | 0.00097009 | 3.6153e-12 | 0.00097009 | 3.6153e-12
[79 empty] | WLDFR | HFTD - Distribution - Zone 1 - 5QU CoRE ¦ 4QU LoRE | Non-Red Flag Warning - Small Fires | 2059 | 1.8476e-06 | 3.1307e-06 | 1.745e-06 | 0.1099 | 0.050325 | 0.0021839 | 0.057393 | 0 | 0 | 0 | 0.0041636 | 2.0306e-07 | 0 | 2.0306e-07 | 3.4407e-07 | 0 | 3.4407e-07 | 1.9178e-07 | 0 | 1.9178e-07 | [17 empty] | 7.3.3.17.5 (Remote Grid) Updates to grid topology to minimize risk of ignition in HFTDs Remote GridWLDFRContaminationAggregated | WLDFR | HFTD - Distribution - Tier 2 - 4QU CoRE ¦ 3QU LoRE | Non-Red Flag Warning - Destructive Fires | Contamination | Aggregated | 2029 | 3.7268e-09 | 750.2287 | 2.7959e-06 | 2029 | Mitigation | 0.95 | 45 | 0 | esc | 0.00097009 | 3.6153e-12 | 0.00097009 | 3.6153e-12
[79 empty] | WLDFR | HFTD - Distribution - Zone 1 - 5QU CoRE ¦ 4QU LoRE | Non-Red Flag Warning - Small Fires | 2060 | 1.8476e-06 | 3.1307e-06 | 1.745e-06 | 0.1099 | 0.050325 | 0.0021839 | 0.057393 | 0 | 0 | 0 | 0.0041636 | 2.0306e-07 | 0 | 2.0306e-07 | 3.4407e-07 | 0 | 3.4407e-07 | 1.9178e-07 | 0 | 1.9178e-07 | [17 empty] | 7.3.3.17.5 (Remote Grid) Updates to grid topology to minimize risk of ignition in HFTDs Remote GridWLDFRContaminationAggregated | WLDFR | HFTD - Distribution - Tier 2 - 4QU CoRE ¦ 3QU LoRE | Non-Red Flag Warning - Destructive Fires | Contamination | Aggregated | 2030 | 3.7268e-09 | 750.2287 | 2.7959e-06 | 2030 | Mitigation | 0.95 | 45 | 0 | esc | 0.00097009 | 3.6153e-12 | 0.00097009 | 3.6153e-12
[79 empty] | WLDFR | HFTD - Distribution - Zone 1 - 5QU CoRE ¦ 4QU LoRE | Non-Red Flag Warning - Small Fires | 2061 | 1.8476e-06 | 3.1307e-06 | 1.745e-06 | 0.1099 | 0.050325 | 0.0021839 | 0.057393 | 0 | 0 | 0 | 0.0041636 | 2.0306e-07 | 0 | 2.0306e-07 | 3.4407e-07 | 0 | 3.4407e-07 | 1.9178e-07 | 0 | 1.9178e-07 | [17 empty] | 7.3.3.17.5 (Remote Grid) Updates to grid topology to minimize risk of ignition in HFTDs Remote GridWLDFRContaminationAggregated | WLDFR | HFTD - Distribution - Tier 2 - 4QU CoRE ¦ 3QU LoRE | Non-Red Flag Warning - Destructive Fires | Contamination | Aggregated | 2031 | 3.7268e-09 | 750.2287 | 2.7959e-06 | 2031 | Mitigation | 0.95 | 45 | 0 | esc | 0.00097009 | 3.6153e-12 | 0.00097009 | 3.6153e-12
[79 empty] | WLDFR | HFTD - Distribution - Zone 1 - 5QU CoRE ¦ 4QU LoRE | Non-Red Flag Warning - Small Fires | 2062 | 1.8476e-06 | 3.1307e-06 | 1.745e-06 | 0.1099 | 0.050325 | 0.0021839 | 0.057393 | 0 | 0 | 0 | 0.0041636 | 2.0306e-07 | 0 | 2.0306e-07 | 3.4407e-07 | 0 | 3.4407e-07 | 1.9178e-07 | 0 | 1.9178e-07 | [17 empty] | 7.3.3.17.5 (Remote Grid) Updates to grid topology to minimize risk of ignition in HFTDs Remote GridWLDFRContaminationAggregated | WLDFR | HFTD - Distribution - Tier 2 - 4QU CoRE ¦ 3QU LoRE | Non-Red Flag Warning - Destructive Fires | Contamination | Aggregated | 2032 | 3.7268e-09 | 750.2287 | 2.7959e-06 | 2032 | Mitigation | 0.95 | 45 | 0 | esc | 0.00097009 | 3.6153e-12 | 0.00097009 | 3.6153e-12
[79 empty] | WLDFR | HFTD - Distribution - Zone 1 - 5QU CoRE ¦ 4QU LoRE | Non-Red Flag Warning - Small Fires | 2063 | 1.8476e-06 | 3.1307e-06 | 1.745e-06 | 0.11504 | 0.052388 | 0.0022734 | 0.060377 | 0 | 0 | 0 | 0.0041636 | 2.1255e-07 | 0 | 2.1255e-07 | 3.6015e-07 | 0 | 3.6015e-07 | 2.0074e-07 | 0 | 2.0074e-07 | [17 empty] | 7.3.3.17.5 (Remote Grid) Updates to grid topology to minimize risk of ignition in HFTDs Remote GridWLDFRContaminationAggregated | WLDFR | HFTD - Distribution - Tier 2 - 4QU CoRE ¦ 3QU LoRE | Non-Red Flag Warning - Destructive Fires | Contamination | Aggregated | 2033 | 3.7268e-09 | 750.2287 | 2.7959e-06 | 2033 | Mitigation | 0.95 | 45 | 0 | esc | 0.00097009 | 3.6153e-12 | 0.00097009 | 3.6153e-12
[79 empty] | WLDFR | HFTD - Distribution - Zone 1 - 5QU CoRE ¦ 4QU LoRE | Non-Red Flag Warning - Small Fires | 2064 | 1.8476e-06 | 3.1307e-06 | 1.745e-06 | 0.11504 | 0.052388 | 0.0022734 | 0.060377 | 0 | 0 | 0 | 0.0041636 | 2.1255e-07 | 0 | 2.1255e-07 | 3.6015e-07 | 0 | 3.6015e-07 | 2.0074e-07 | 0 | 2.0074e-07 | [17 empty] | 7.3.3.17.5 (Remote Grid) Updates to grid topology to minimize risk of ignition in HFTDs Remote GridWLDFRContaminationAggregated | WLDFR | HFTD - Distribution - Tier 2 - 4QU CoRE ¦ 3QU LoRE | Non-Red Flag Warning - Destructive Fires | Contamination | Aggregated | 2034 | 3.7268e-09 | 750.2287 | 2.7959e-06 | 2034 | Mitigation | 0.95 | 45 | 0 | esc | 0.00097009 | 3.6153e-12 | 0.00097009 | 3.6153e-12
[79 empty] | WLDFR | HFTD - Distribution - Zone 1 - 5QU CoRE ¦ 4QU LoRE | Non-Red Flag Warning - Small Fires | 2065 | 1.8476e-06 | 3.1307e-06 | 1.745e-06 | 0.11504 | 0.052388 | 0.0022734 | 0.060377 | 0 | 0 | 0 | 0.0041636 | 2.1255e-07 | 0 | 2.1255e-07 | 3.6015e-07 | 0 | 3.6015e-07 | 2.0074e-07 | 0 | 2.0074e-07 | [17 empty] | 7.3.3.17.5 (Remote Grid) Updates to grid topology to minimize risk of ignition in HFTDs Remote GridWLDFRContaminationAggregated | WLDFR | HFTD - Distribution - Tier 2 - 4QU CoRE ¦ 3QU LoRE | Non-Red Flag Warning - Destructive Fires | Contamination | Aggregated | 2035 | 3.7268e-09 | 750.2287 | 2.7959e-06 | 2035 | Mitigation | 0.95 | 45 | 0 | esc | 0.00097009 | 3.6153e-12 | 0.00097009 | 3.6153e-12
[79 empty] | WLDFR | HFTD - Distribution - Zone 1 - 5QU CoRE ¦ 4QU LoRE | Non-Red Flag Warning - Small Fires | 2066 | 0 | 3.1307e-06 | 1.745e-06 | 0.11504 | 0.052388 | 0.0022734 | 0.060377 | 0 | 0 | 0 | 0.0041636 | 0 | 0 | 0 | 3.6015e-07 | 0 | 3.6015e-07 | 2.0074e-07 | 0 | 2.0074e-07 | [17 empty] | 7.3.3.17.5 (Remote Grid) Updates to grid topology to minimize risk of ignition in HFTDs Remote GridWLDFRContaminationAggregated | WLDFR | HFTD - Distribution - Tier 2 - 4QU CoRE ¦ 3QU LoRE | Non-Red Flag Warning - Destructive Fires | Contamination | Aggregated | 2036 | 3.7268e-09 | 750.2287 | 2.7959e-06 | 2036 | Mitigation | 0.95 | 45 | 0 | esc | 0.00097009 | 3.6153e-12 | 0.00097009 | 3.6153e-12
[79 empty] | WLDFR | HFTD - Distribution - Zone 1 - 5QU CoRE ¦ 4QU LoRE | Non-Red Flag Warning - Small Fires | 2067 | 0 | 0 | 1.745e-06 | 0.11504 | 0.052388 | 0.0022734 | 0.060377 | 0 | 0 | 0 | 0.0041636 | 0 | 0 | 0 | 0 | 0 | 0 | 2.0074e-07 | 0 | 2.0074e-07 | [17 empty] | 7.3.3.17.5 (Remote Grid) Updates to grid topology to minimize risk of ignition in HFTDs Remote GridWLDFRContaminationAggregated | WLDFR | HFTD - Distribution - Tier 2 - 4QU CoRE ¦ 3QU LoRE | Non-Red Flag Warning - Destructive Fires | Contamination | Aggregated | 2037 | 3.7268e-09 | 750.2287 | 2.7959e-06 | 2037 | Mitigation | 0.95 | 45 | 0 | esc | 0.00097009 | 3.6153e-12 | 0.00097009 | 3.6153e-12
[79 empty] | WLDFR | HFTD - Distribution - Zone 1 - 5QU CoRE ¦ 4QU LoRE | Red Flag Warning - Large Fires | 2021 | 1.7224e-09 | 0 | 0 | 5.2406 | 0.69642 | 2.942 | 1.6022 | 0 | 0 | 0 | 2.6255e-06 | 9.0265e-09 | 0 | 9.0265e-09 | 0 | 0 | 0 | 0 | 0 | 0 | [17 empty] | 7.3.3.17.5 (Remote Grid) Updates to grid topology to minimize risk of ignition in HFTDs Remote GridWLDFRContaminationAggregated | WLDFR | HFTD - Distribution - Tier 2 - 4QU CoRE ¦ 3QU LoRE | Non-Red Flag Warning - Destructive Fires | Contamination | Aggregated | 2038 | 3.7268e-09 | 750.2287 | 2.7959e-06 | 2038 | Mitigation | 0.95 | 45 | 0 | esc | 0.00097009 | 3.6153e-12 | 0.00097009 | 3.6153e-12
[79 empty] | WLDFR | HFTD - Distribution - Zone 1 - 5QU CoRE ¦ 4QU LoRE | Red Flag Warning - Large Fires | 2022 | 1.712e-09 | 2.9008e-09 | 0 | 5.2406 | 0.69642 | 2.942 | 1.6022 | 0 | 0 | 0 | 2.6095e-06 | 8.9717e-09 | 0 | 8.9717e-09 | 1.5202e-08 | 0 | 1.5202e-08 | 0 | 0 | 0 | [17 empty] | 7.3.3.17.5 (Remote Grid) Updates to grid topology to minimize risk of ignition in HFTDs Remote GridWLDFRContaminationAggregated | WLDFR | HFTD - Distribution - Tier 2 - 4QU CoRE ¦ 3QU LoRE | Non-Red Flag Warning - Destructive Fires | Contamination | Aggregated | 2039 | 3.7268e-09 | 750.2287 | 2.7959e-06 | 2039 | Mitigation | 0.95 | 45 | 0 | esc | 0.00097009 | 3.6153e-12 | 0.00097009 | 3.6153e-12
[79 empty] | WLDFR | HFTD - Distribution - Zone 1 - 5QU CoRE ¦ 4QU LoRE | Red Flag Warning - Large Fires | 2023 | 1.712e-09 | 2.9008e-09 | 1.6169e-09 | 5.475 | 0.71896 | 3.0715 | 1.6846 | 0 | 0 | 0 | 2.6095e-06 | 9.3731e-09 | 0 | 9.3731e-09 | 1.5882e-08 | 0 | 1.5882e-08 | 8.8523e-09 | 0 | 8.8523e-09 | [17 empty] | 7.3.3.17.5 (Remote Grid) Updates to grid topology to minimize risk of ignition in HFTDs Remote GridWLDFRContaminationAggregated | WLDFR | HFTD - Distribution - Tier 2 - 4QU CoRE ¦ 3QU LoRE | Non-Red Flag Warning - Destructive Fires | Contamination | Aggregated | 2040 | 3.7268e-09 | 750.2287 | 2.7959e-06 | 2040 | Mitigation | 0.95 | 45 | 0 | esc | 0.00097009 | 3.6153e-12 | 0.00097009 | 3.6153e-12
[79 empty] | WLDFR | HFTD - Distribution - Zone 1 - 5QU CoRE ¦ 4QU LoRE | Red Flag Warning - Large Fires | 2024 | 1.712e-09 | 2.9008e-09 | 1.6169e-09 | 5.475 | 0.71896 | 3.0715 | 1.6846 | 0 | 0 | 0 | 2.6095e-06 | 9.3731e-09 | 0 | 9.3731e-09 | 1.5882e-08 | 0 | 1.5882e-08 | 8.8523e-09 | 0 | 8.8523e-09 | [17 empty] | 7.3.3.17.5 (Remote Grid) Updates to grid topology to minimize risk of ignition in HFTDs Remote GridWLDFRContaminationAggregated | WLDFR | HFTD - Distribution - Tier 2 - 4QU CoRE ¦ 3QU LoRE | Non-Red Flag Warning - Destructive Fires | Contamination | Aggregated | 2041 | 3.7268e-09 | 750.2287 | 2.7959e-06 | 2041 | Mitigation | 0.95 | 45 | 0 | esc | 0.00097009 | 3.6153e-12 | 0.00097009 | 3.6153e-12
[79 empty] | WLDFR | HFTD - Distribution - Zone 1 - 5QU CoRE ¦ 4QU LoRE | Red Flag Warning - Large Fires | 2025 | 1.712e-09 | 2.9008e-09 | 1.6169e-09 | 5.475 | 0.71896 | 3.0715 | 1.6846 | 0 | 0 | 0 | 2.6095e-06 | 9.3731e-09 | 0 | 9.3731e-09 | 1.5882e-08 | 0 | 1.5882e-08 | 8.8523e-09 | 0 | 8.8523e-09 | [17 empty] | 7.3.3.17.5 (Remote Grid) Updates to grid topology to minimize risk of ignition in HFTDs Remote GridWLDFRContaminationAggregated | WLDFR | HFTD - Distribution - Tier 2 - 4QU CoRE ¦ 3QU LoRE | Non-Red Flag Warning - Destructive Fires | Contamination | Aggregated | 2042 | 3.7268e-09 | 750.2287 | 2.7959e-06 | 2042 | Mitigation | 0.95 | 45 | 0 | esc | 0.00097009 | 3.6153e-12 | 0.00097009 | 3.6153e-12
[79 empty] | WLDFR | HFTD - Distribution - Zone 1 - 5QU CoRE ¦ 4QU LoRE | Red Flag Warning - Large Fires | 2026 | 1.712e-09 | 2.9008e-09 | 1.6169e-09 | 5.475 | 0.71896 | 3.0715 | 1.6846 | 0 | 0 | 0 | 2.6095e-06 | 9.3731e-09 | 0 | 9.3731e-09 | 1.5882e-08 | 0 | 1.5882e-08 | 8.8523e-09 | 0 | 8.8523e-09 | [17 empty] | 7.3.3.17.5 (Remote Grid) Updates to grid topology to minimize risk of ignition in HFTDs Remote GridWLDFRContaminationAggregated | WLDFR | HFTD - Distribution - Tier 2 - 4QU CoRE ¦ 3QU LoRE | Non-Red Flag Warning - Destructive Fires | Contamination | Aggregated | 2043 | 3.7268e-09 | 750.2287 | 2.7959e-06 | 2043 | Mitigation | 0.95 | 45 | 0 | esc | 0.00097009 | 3.6153e-12 | 0.00097009 | 3.6153e-12
[79 empty] | WLDFR | HFTD - Distribution - Zone 1 - 5QU CoRE ¦ 4QU LoRE | Red Flag Warning - Large Fires | 2027 | 1.712e-09 | 2.9008e-09 | 1.6169e-09 | 5.475 | 0.71896 | 3.0715 | 1.6846 | 0 | 0 | 0 | 2.6095e-06 | 9.3731e-09 | 0 | 9.3731e-09 | 1.5882e-08 | 0 | 1.5882e-08 | 8.8523e-09 | 0 | 8.8523e-09 | [17 empty] | 7.3.3.17.5 (Remote Grid) Updates to grid topology to minimize risk of ignition in HFTDs Remote GridWLDFRContaminationAggregated | WLDFR | HFTD - Distribution - Tier 2 - 4QU CoRE ¦ 3QU LoRE | Non-Red Flag Warning - Destructive Fires | Contamination | Aggregated | 2044 | 3.7268e-09 | 750.2287 | 2.7959e-06 | 2044 | Mitigation | 0.95 | 45 | 0 | esc | 0.00097009 | 3.6153e-12 | 0.00097009 | 3.6153e-12
[79 empty] | WLDFR | HFTD - Distribution - Zone 1 - 5QU CoRE ¦ 4QU LoRE | Red Flag Warning - Large Fires | 2028 | 1.712e-09 | 2.9008e-09 | 1.6169e-09 | 5.777 | 0.74734 | 3.238 | 1.7917 | 0 | 0 | 0 | 2.6095e-06 | 9.89e-09 | 0 | 9.89e-09 | 1.6758e-08 | 0 | 1.6758e-08 | 9.3406e-09 | 0 | 9.3406e-09 | [17 empty] | 7.3.3.17.5 (Remote Grid) Updates to grid topology to minimize risk of ignition in HFTDs Remote GridWLDFRContaminationAggregated | WLDFR | HFTD - Distribution - Tier 2 - 4QU CoRE ¦ 3QU LoRE | Non-Red Flag Warning - Destructive Fires | Contamination | Aggregated | 2045 | 3.7268e-09 | 750.2287 | 2.7959e-06 | 2045 | Mitigation | 0.95 | 45 | 0 | esc | 0.00097009 | 3.6153e-12 | 0.00097009 | 3.6153e-12
[79 empty] | WLDFR | HFTD - Distribution - Zone 1 - 5QU CoRE ¦ 4QU LoRE | Red Flag Warning - Large Fires | 2029 | 1.712e-09 | 2.9008e-09 | 1.6169e-09 | 5.777 | 0.74734 | 3.238 | 1.7917 | 0 | 0 | 0 | 2.6095e-06 | 9.89e-09 | 0 | 9.89e-09 | 1.6758e-08 | 0 | 1.6758e-08 | 9.3406e-09 | 0 | 9.3406e-09 | [17 empty] | 7.3.3.17.5 (Remote Grid) Updates to grid topology to minimize risk of ignition in HFTDs Remote GridWLDFRContaminationAggregated | WLDFR | HFTD - Distribution - Tier 2 - 4QU CoRE ¦ 3QU LoRE | Non-Red Flag Warning - Destructive Fires | Contamination | Aggregated | 2046 | 3.7268e-09 | 750.2287 | 2.7959e-06 | 2046 | Mitigation | 0.95 | 45 | 0 | esc | 0.00097009 | 3.6153e-12 | 0.00097009 | 3.6153e-12
[79 empty] | WLDFR | HFTD - Distribution - Zone 1 - 5QU CoRE ¦ 4QU LoRE | Red Flag Warning - Large Fires | 2030 | 1.712e-09 | 2.9008e-09 | 1.6169e-09 | 5.777 | 0.74734 | 3.238 | 1.7917 | 0 | 0 | 0 | 2.6095e-06 | 9.89e-09 | 0 | 9.89e-09 | 1.6758e-08 | 0 | 1.6758e-08 | 9.3406e-09 | 0 | 9.3406e-09 | [17 empty] | 7.3.3.17.5 (Remote Grid) Updates to grid topology to minimize risk of ignition in HFTDs Remote GridWLDFRContaminationAggregated | WLDFR | HFTD - Distribution - Tier 2 - 4QU CoRE ¦ 3QU LoRE | Non-Red Flag Warning - Destructive Fires | Contamination | Aggregated | 2047 | 3.7268e-09 | 750.2287 | 2.7959e-06 | 2047 | Mitigation | 0.95 | 45 | 0 | esc | 0.00097009 | 3.6153e-12 | 0.00097009 | 3.6153e-12
[79 empty] | WLDFR | HFTD - Distribution - Zone 1 - 5QU CoRE ¦ 4QU LoRE | Red Flag Warning - Large Fires | 2031 | 1.712e-09 | 2.9008e-09 | 1.6169e-09 | 5.777 | 0.74734 | 3.238 | 1.7917 | 0 | 0 | 0 | 2.6095e-06 | 9.89e-09 | 0 | 9.89e-09 | 1.6758e-08 | 0 | 1.6758e-08 | 9.3406e-09 | 0 | 9.3406e-09 | [17 empty] | 7.3.3.17.5 (Remote Grid) Updates to grid topology to minimize risk of ignition in HFTDs Remote GridWLDFRContaminationAggregated | WLDFR | HFTD - Distribution - Tier 2 - 4QU CoRE ¦ 3QU LoRE | Non-Red Flag Warning - Destructive Fires | Contamination | Aggregated | 2048 | 3.7268e-09 | 750.2287 | 2.7959e-06 | 2048 | Mitigation | 0.95 | 45 | 0 | esc | 0.00097009 | 3.6153e-12 | 0.00097009 | 3.6153e-12
[79 empty] | WLDFR | HFTD - Distribution - Zone 1 - 5QU CoRE ¦ 4QU LoRE | Red Flag Warning - Large Fires | 2032 | 1.712e-09 | 2.9008e-09 | 1.6169e-09 | 5.777 | 0.74734 | 3.238 | 1.7917 | 0 | 0 | 0 | 2.6095e-06 | 9.89e-09 | 0 | 9.89e-09 | 1.6758e-08 | 0 | 1.6758e-08 | 9.3406e-09 | 0 | 9.3406e-09 | [17 empty] | 7.3.3.17.5 (Remote Grid) Updates to grid topology to minimize risk of ignition in HFTDs Remote GridWLDFRContaminationAggregated | WLDFR | HFTD - Distribution - Tier 2 - 4QU CoRE ¦ 3QU LoRE | Non-Red Flag Warning - Destructive Fires | Contamination | Aggregated | 2049 | 3.7268e-09 | 750.2287 | 2.7959e-06 | 2049 | Mitigation | 0.95 | 45 | 0 | esc | 0.00097009 | 3.6153e-12 | 0.00097009 | 3.6153e-12
[79 empty] | WLDFR | HFTD - Distribution - Zone 1 - 5QU CoRE ¦ 4QU LoRE | Red Flag Warning - Large Fires | 2033 | 1.712e-09 | 2.9008e-09 | 1.6169e-09 | 6.1205 | 0.77885 | 3.4265 | 1.9151 | 0 | 0 | 0 | 2.6095e-06 | 1.0478e-08 | 0 | 1.0478e-08 | 1.7755e-08 | 0 | 1.7755e-08 | 9.896e-09 | 0 | 9.896e-09 | [17 empty] | 7.3.3.17.5 (Remote Grid) Updates to grid topology to minimize risk of ignition in HFTDs Remote GridWLDFRContaminationAggregated | WLDFR | HFTD - Distribution - Tier 2 - 4QU CoRE ¦ 3QU LoRE | Non-Red Flag Warning - Destructive Fires | Contamination | Aggregated | 2050 | 3.7268e-09 | 750.2287 | 2.7959e-06 | 2050 | Mitigation | 0.95 | 45 | 0 | esc | 0.00097009 | 3.6153e-12 | 0.00097009 | 3.6153e-12
[79 empty] | WLDFR | HFTD - Distribution - Zone 1 - 5QU CoRE ¦ 4QU LoRE | Red Flag Warning - Large Fires | 2034 | 1.712e-09 | 2.9008e-09 | 1.6169e-09 | 6.1205 | 0.77885 | 3.4265 | 1.9151 | 0 | 0 | 0 | 2.6095e-06 | 1.0478e-08 | 0 | 1.0478e-08 | 1.7755e-08 | 0 | 1.7755e-08 | 9.896e-09 | 0 | 9.896e-09 | [17 empty] | 7.3.3.17.5 (Remote Grid) Updates to grid topology to minimize risk of ignition in HFTDs Remote GridWLDFRContaminationAggregated | WLDFR | HFTD - Distribution - Tier 2 - 4QU CoRE ¦ 3QU LoRE | Non-Red Flag Warning - Destructive Fires | Contamination | Aggregated | 2051 | 3.7268e-09 | 750.2287 | 2.7959e-06 | 2051 | Mitigation | 0.95 | 45 | 0 | esc | 0.00097009 | 3.6153e-12 | 0.00097009 | 3.6153e-12
[79 empty] | WLDFR | HFTD - Distribution - Zone 1 - 5QU CoRE ¦ 4QU LoRE | Red Flag Warning - Large Fires | 2035 | 1.712e-09 | 2.9008e-09 | 1.6169e-09 | 6.1205 | 0.77885 | 3.4265 | 1.9151 | 0 | 0 | 0 | 2.6095e-06 | 1.0478e-08 | 0 | 1.0478e-08 | 1.7755e-08 | 0 | 1.7755e-08 | 9.896e-09 | 0 | 9.896e-09 | [17 empty] | 7.3.3.17.5 (Remote Grid) Updates to grid topology to minimize risk of ignition in HFTDs Remote GridWLDFRContaminationAggregated | WLDFR | HFTD - Distribution - Tier 2 - 4QU CoRE ¦ 3QU LoRE | Non-Red Flag Warning - Destructive Fires | Contamination | Aggregated | 2052 | 3.7268e-09 | 750.2287 | 2.7959e-06 | 2052 | Mitigation | 0.95 | 45 | 0 | esc | 0.00097009 | 3.6153e-12 | 0.00097009 | 3.6153e-12
[79 empty] | WLDFR | HFTD - Distribution - Zone 1 - 5QU CoRE ¦ 4QU LoRE | Red Flag Warning - Large Fires | 2036 | 1.712e-09 | 2.9008e-09 | 1.6169e-09 | 6.1205 | 0.77885 | 3.4265 | 1.9151 | 0 | 0 | 0 | 2.6095e-06 | 1.0478e-08 | 0 | 1.0478e-08 | 1.7755e-08 | 0 | 1.7755e-08 | 9.896e-09 | 0 | 9.896e-09 | [17 empty] | 7.3.3.17.5 (Remote Grid) Updates to grid topology to minimize risk of ignition in HFTDs Remote GridWLDFRContaminationAggregated | WLDFR | HFTD - Distribution - Tier 2 - 4QU CoRE ¦ 3QU LoRE | Non-Red Flag Warning - Destructive Fires | Contamination | Aggregated | 2053 | 3.7268e-09 | 750.2287 | 2.7959e-06 | 2053 | Mitigation | 0.95 | 45 | 0 | esc | 0.00097009 | 3.6153e-12 | 0.00097009 | 3.6153e-12
[79 empty] | WLDFR | HFTD - Distribution - Zone 1 - 5QU CoRE ¦ 4QU LoRE | Red Flag Warning - Large Fires | 2037 | 1.712e-09 | 2.9008e-09 | 1.6169e-09 | 6.1205 | 0.77885 | 3.4265 | 1.9151 | 0 | 0 | 0 | 2.6095e-06 | 1.0478e-08 | 0 | 1.0478e-08 | 1.7755e-08 | 0 | 1.7755e-08 | 9.896e-09 | 0 | 9.896e-09 | [17 empty] | 7.3.3.17.5 (Remote Grid) Updates to grid topology to minimize risk of ignition in HFTDs Remote GridWLDFRContaminationAggregated | WLDFR | HFTD - Distribution - Tier 2 - 4QU CoRE ¦ 3QU LoRE | Non-Red Flag Warning - Destructive Fires | Contamination | Aggregated | 2054 | 3.7268e-09 | 750.2287 | 2.7959e-06 | 2054 | Mitigation | 0.95 | 45 | 0 | esc | 0.00097009 | 3.6153e-12 | 0.00097009 | 3.6153e-12
[79 empty] | WLDFR | HFTD - Distribution - Zone 1 - 5QU CoRE ¦ 4QU LoRE | Red Flag Warning - Large Fires | 2038 | 1.712e-09 | 2.9008e-09 | 1.6169e-09 | 6.5028 | 0.81304 | 3.6355 | 2.0543 | 0 | 0 | 0 | 2.6095e-06 | 1.1133e-08 | 0 | 1.1133e-08 | 1.8864e-08 | 0 | 1.8864e-08 | 1.0514e-08 | 0 | 1.0514e-08 | [17 empty] | 7.3.3.17.5 (Remote Grid) Updates to grid topology to minimize risk of ignition in HFTDs Remote GridWLDFRContaminationAggregated | WLDFR | HFTD - Distribution - Tier 2 - 4QU CoRE ¦ 3QU LoRE | Non-Red Flag Warning - Destructive Fires | Contamination | Aggregated | 2055 | 3.7268e-09 | 750.2287 | 2.7959e-06 | 2055 | Mitigation | 0.95 | 45 | 0 | esc | 0.00097009 | 3.6153e-12 | 0.00097009 | 3.6153e-12
[79 empty] | WLDFR | HFTD - Distribution - Zone 1 - 5QU CoRE ¦ 4QU LoRE | Red Flag Warning - Large Fires | 2039 | 1.712e-09 | 2.9008e-09 | 1.6169e-09 | 6.5028 | 0.81304 | 3.6355 | 2.0543 | 0 | 0 | 0 | 2.6095e-06 | 1.1133e-08 | 0 | 1.1133e-08 | 1.8864e-08 | 0 | 1.8864e-08 | 1.0514e-08 | 0 | 1.0514e-08 | [17 empty] | 7.3.3.17.5 (Remote Grid) Updates to grid topology to minimize risk of ignition in HFTDs Remote GridWLDFRContaminationAggregated | WLDFR | HFTD - Distribution - Tier 2 - 4QU CoRE ¦ 3QU LoRE | Non-Red Flag Warning - Destructive Fires | Contamination | Aggregated | 2056 | 3.7268e-09 | 750.2287 | 2.7959e-06 | 2056 | Mitigation | 0.95 | 45 | 0 | esc | 0.00097009 | 3.6153e-12 | 0.00097009 | 3.6153e-12
[79 empty] | WLDFR | HFTD - Distribution - Zone 1 - 5QU CoRE ¦ 4QU LoRE | Red Flag Warning - Large Fires | 2040 | 1.712e-09 | 2.9008e-09 | 1.6169e-09 | 6.5028 | 0.81304 | 3.6355 | 2.0543 | 0 | 0 | 0 | 2.6095e-06 | 1.1133e-08 | 0 | 1.1133e-08 | 1.8864e-08 | 0 | 1.8864e-08 | 1.0514e-08 | 0 | 1.0514e-08 | [17 empty] | 7.3.3.17.5 (Remote Grid) Updates to grid topology to minimize risk of ignition in HFTDs Remote GridWLDFRContaminationAggregated | WLDFR | HFTD - Distribution - Tier 2 - 4QU CoRE ¦ 3QU LoRE | Non-Red Flag Warning - Destructive Fires | Contamination | Aggregated | 2057 | 3.7268e-09 | 750.2287 | 2.7959e-06 | 2057 | Mitigation | 0.95 | 45 | 0 | esc | 0.00097009 | 3.6153e-12 | 0.00097009 | 3.6153e-12
[79 empty] | WLDFR | HFTD - Distribution - Zone 1 - 5QU CoRE ¦ 4QU LoRE | Red Flag Warning - Large Fires | 2041 | 1.712e-09 | 2.9008e-09 | 1.6169e-09 | 6.5028 | 0.81304 | 3.6355 | 2.0543 | 0 | 0 | 0 | 2.6095e-06 | 1.1133e-08 | 0 | 1.1133e-08 | 1.8864e-08 | 0 | 1.8864e-08 | 1.0514e-08 | 0 | 1.0514e-08 | [17 empty] | 7.3.3.17.5 (Remote Grid) Updates to grid topology to minimize risk of ignition in HFTDs Remote GridWLDFRContaminationAggregated | WLDFR | HFTD - Distribution - Tier 2 - 4QU CoRE ¦ 3QU LoRE | Non-Red Flag Warning - Destructive Fires | Contamination | Aggregated | 2058 | 3.7268e-09 | 750.2287 | 2.7959e-06 | 2058 | Mitigation | 0.95 | 45 | 0 | esc | 0.00097009 | 3.6153e-12 | 0.00097009 | 3.6153e-12
[79 empty] | WLDFR | HFTD - Distribution - Zone 1 - 5QU CoRE ¦ 4QU LoRE | Red Flag Warning - Large Fires | 2042 | 1.712e-09 | 2.9008e-09 | 1.6169e-09 | 6.5028 | 0.81304 | 3.6355 | 2.0543 | 0 | 0 | 0 | 2.6095e-06 | 1.1133e-08 | 0 | 1.1133e-08 | 1.8864e-08 | 0 | 1.8864e-08 | 1.0514e-08 | 0 | 1.0514e-08 | [17 empty] | 7.3.3.17.5 (Remote Grid) Updates to grid topology to minimize risk of ignition in HFTDs Remote GridWLDFRContaminationAggregated | WLDFR | HFTD - Distribution - Tier 2 - 4QU CoRE ¦ 3QU LoRE | Non-Red Flag Warning - Destructive Fires | Contamination | Aggregated | 2059 | 3.7268e-09 | 750.2287 | 2.7959e-06 | 2059 | Mitigation | 0.95 | 45 | 0 | esc | 0.00097009 | 3.6153e-12 | 0.00097009 | 3.6153e-12
[79 empty] | WLDFR | HFTD - Distribution - Zone 1 - 5QU CoRE ¦ 4QU LoRE | Red Flag Warning - Large Fires | 2043 | 1.712e-09 | 2.9008e-09 | 1.6169e-09 | 6.9209 | 0.84944 | 3.8632 | 2.2083 | 0 | 0 | 0 | 2.6095e-06 | 1.1848e-08 | 0 | 1.1848e-08 | 2.0076e-08 | 0 | 2.0076e-08 | 1.119e-08 | 0 | 1.119e-08 | [17 empty] | 7.3.3.17.5 (Remote Grid) Updates to grid topology to minimize risk of ignition in HFTDs Remote GridWLDFRContaminationAggregated | WLDFR | HFTD - Distribution - Tier 2 - 4QU CoRE ¦ 3QU LoRE | Non-Red Flag Warning - Destructive Fires | Contamination | Aggregated | 2060 | 3.7268e-09 | 750.2287 | 2.7959e-06 | 2060 | Mitigation | 0.95 | 45 | 0 | esc | 0.00097009 | 3.6153e-12 | 0.00097009 | 3.6153e-12
[79 empty] | WLDFR | HFTD - Distribution - Zone 1 - 5QU CoRE ¦ 4QU LoRE | Red Flag Warning - Large Fires | 2044 | 1.712e-09 | 2.9008e-09 | 1.6169e-09 | 6.9209 | 0.84944 | 3.8632 | 2.2083 | 0 | 0 | 0 | 2.6095e-06 | 1.1848e-08 | 0 | 1.1848e-08 | 2.0076e-08 | 0 | 2.0076e-08 | 1.119e-08 | 0 | 1.119e-08 | [17 empty] | 7.3.3.17.5 (Remote Grid) Updates to grid topology to minimize risk of ignition in HFTDs Remote GridWLDFRContaminationAggregated | WLDFR | HFTD - Distribution - Tier 2 - 4QU CoRE ¦ 3QU LoRE | Non-Red Flag Warning - Destructive Fires | Contamination | Aggregated | 2061 | 3.7268e-09 | 750.2287 | 2.7959e-06 | 2061 | Mitigation | 0.95 | 45 | 0 | esc | 0.00097009 | 3.6153e-12 | 0.00097009 | 3.6153e-12
[79 empty] | WLDFR | HFTD - Distribution - Zone 1 - 5QU CoRE ¦ 4QU LoRE | Red Flag Warning - Large Fires | 2045 | 1.712e-09 | 2.9008e-09 | 1.6169e-09 | 6.9209 | 0.84944 | 3.8632 | 2.2083 | 0 | 0 | 0 | 2.6095e-06 | 1.1848e-08 | 0 | 1.1848e-08 | 2.0076e-08 | 0 | 2.0076e-08 | 1.119e-08 | 0 | 1.119e-08 | [17 empty] | 7.3.3.17.5 (Remote Grid) Updates to grid topology to minimize risk of ignition in HFTDs Remote GridWLDFRContaminationAggregated | WLDFR | HFTD - Distribution - Tier 2 - 4QU CoRE ¦ 3QU LoRE | Non-Red Flag Warning - Destructive Fires | Contamination | Aggregated | 2062 | 3.7268e-09 | 750.2287 | 2.7959e-06 | 2062 | Mitigation | 0.95 | 45 | 0 | esc | 0.00097009 | 3.6153e-12 | 0.00097009 | 3.6153e-12
[79 empty] | WLDFR | HFTD - Distribution - Zone 1 - 5QU CoRE ¦ 4QU LoRE | Red Flag Warning - Large Fires | 2046 | 1.712e-09 | 2.9008e-09 | 1.6169e-09 | 6.9209 | 0.84944 | 3.8632 | 2.2083 | 0 | 0 | 0 | 2.6095e-06 | 1.1848e-08 | 0 | 1.1848e-08 | 2.0076e-08 | 0 | 2.0076e-08 | 1.119e-08 | 0 | 1.119e-08 | [17 empty] | 7.3.3.17.5 (Remote Grid) Updates to grid topology to minimize risk of ignition in HFTDs Remote GridWLDFRContaminationAggregated | WLDFR | HFTD - Distribution - Tier 2 - 4QU CoRE ¦ 3QU LoRE | Non-Red Flag Warning - Destructive Fires | Contamination | Aggregated | 2063 | 3.7268e-09 | 750.2287 | 2.7959e-06 | 2063 | Mitigation | 0.95 | 45 | 0 | esc | 0.00097009 | 3.6153e-12 | 0.00097009 | 3.6153e-12
[79 empty] | WLDFR | HFTD - Distribution - Zone 1 - 5QU CoRE ¦ 4QU LoRE | Red Flag Warning - Large Fires | 2047 | 1.712e-09 | 2.9008e-09 | 1.6169e-09 | 6.9209 | 0.84944 | 3.8632 | 2.2083 | 0 | 0 | 0 | 2.6095e-06 | 1.1848e-08 | 0 | 1.1848e-08 | 2.0076e-08 | 0 | 2.0076e-08 | 1.119e-08 | 0 | 1.119e-08 | [17 empty] | 7.3.3.17.5 (Remote Grid) Updates to grid topology to minimize risk of ignition in HFTDs Remote GridWLDFRContaminationAggregated | WLDFR | HFTD - Distribution - Tier 2 - 4QU CoRE ¦ 3QU LoRE | Non-Red Flag Warning - Destructive Fires | Contamination | Aggregated | 2064 | 3.7268e-09 | 750.2287 | 2.7959e-06 | 2064 | Mitigation | 0.95 | 45 | 0 | esc | 0.00097009 | 3.6153e-12 | 0.00097009 | 3.6153e-12
[79 empty] | WLDFR | HFTD - Distribution - Zone 1 - 5QU CoRE ¦ 4QU LoRE | Red Flag Warning - Large Fires | 2048 | 1.712e-09 | 2.9008e-09 | 1.6169e-09 | 7.3713 | 0.88759 | 4.1075 | 2.3763 | 0 | 0 | 0 | 2.6095e-06 | 1.2619e-08 | 0 | 1.2619e-08 | 2.1383e-08 | 0 | 2.1383e-08 | 1.1918e-08 | 0 | 1.1918e-08 | [17 empty] | 7.3.3.17.5 (Remote Grid) Updates to grid topology to minimize risk of ignition in HFTDs Remote GridWLDFRContaminationAggregated | WLDFR | HFTD - Distribution - Tier 2 - 4QU CoRE ¦ 3QU LoRE | Non-Red Flag Warning - Destructive Fires | Contamination | Aggregated | 2065 | 3.7268e-09 | 750.2287 | 2.7959e-06 | 2065 | Mitigation | 0.95 | 45 | 0 | esc | 0.00097009 | 3.6153e-12 | 0.00097009 | 3.6153e-12
[79 empty] | WLDFR | HFTD - Distribution - Zone 1 - 5QU CoRE ¦ 4QU LoRE | Red Flag Warning - Large Fires | 2049 | 1.712e-09 | 2.9008e-09 | 1.6169e-09 | 7.3713 | 0.88759 | 4.1075 | 2.3763 | 0 | 0 | 0 | 2.6095e-06 | 1.2619e-08 | 0 | 1.2619e-08 | 2.1383e-08 | 0 | 2.1383e-08 | 1.1918e-08 | 0 | 1.1918e-08 | [17 empty] | 7.3.3.17.5 (Remote Grid) Updates to grid topology to minimize risk of ignition in HFTDs Remote GridWLDFRContaminationAggregated | WLDFR | HFTD - Distribution - Tier 2 - 4QU CoRE ¦ 3QU LoRE | Non-Red Flag Warning - Destructive Fires | Contamination | Aggregated | 2066 | 3.7268e-09 | 750.2287 | 2.7959e-06 | 2066 | Mitigation | 0.95 | 45 | 0 | esc | 0.00097009 | 3.6153e-12 | 0.00097009 | 3.6153e-12
[79 empty] | WLDFR | HFTD - Distribution - Zone 1 - 5QU CoRE ¦ 4QU LoRE | Red Flag Warning - Large Fires | 2050 | 1.712e-09 | 2.9008e-09 | 1.6169e-09 | 7.3713 | 0.88759 | 4.1075 | 2.3763 | 0 | 0 | 0 | 2.6095e-06 | 1.2619e-08 | 0 | 1.2619e-08 | 2.1383e-08 | 0 | 2.1383e-08 | 1.1918e-08 | 0 | 1.1918e-08 | [17 empty] | 7.3.3.17.5 (Remote Grid) Updates to grid topology to minimize risk of ignition in HFTDs Remote GridWLDFRContaminationAggregated | WLDFR | HFTD - Distribution - Tier 2 - 4QU CoRE ¦ 3QU LoRE | Non-Red Flag Warning - Destructive Fires | Contamination | Aggregated | 2067 | 3.7268e-09 | 750.2287 | 2.7959e-06 | 2067 | Mitigation | 0.95 | 45 | 0 | esc | 0 | 0 | 0.00097009 | 3.6153e-12
[79 empty] | WLDFR | HFTD - Distribution - Zone 1 - 5QU CoRE ¦ 4QU LoRE | Red Flag Warning - Large Fires | 2051 | 1.712e-09 | 2.9008e-09 | 1.6169e-09 | 7.3713 | 0.88759 | 4.1075 | 2.3763 | 0 | 0 | 0 | 2.6095e-06 | 1.2619e-08 | 0 | 1.2619e-08 | 2.1383e-08 | 0 | 2.1383e-08 | 1.1918e-08 | 0 | 1.1918e-08 | [17 empty] | 7.3.3.17.5 (Remote Grid) Updates to grid topology to minimize risk of ignition in HFTDs Remote GridWLDFREquipment / facility failureAggregated | WLDFR | HFTD - Distribution - Tier 2 - 4QU CoRE ¦ 3QU LoRE | Non-Red Flag Warning - Destructive Fires | Equipment / facility failure | Aggregated | 2022 | 4.6473e-08 | 750.2287 | 3.4865e-05 | 2022 | Mitigation | 0.95 | 45 | 0 | esc | 0.00097009 | 4.5083e-11 | 0 | 0
[79 empty] | WLDFR | HFTD - Distribution - Zone 1 - 5QU CoRE ¦ 4QU LoRE | Red Flag Warning - Large Fires | 2052 | 1.712e-09 | 2.9008e-09 | 1.6169e-09 | 7.3713 | 0.88759 | 4.1075 | 2.3763 | 0 | 0 | 0 | 2.6095e-06 | 1.2619e-08 | 0 | 1.2619e-08 | 2.1383e-08 | 0 | 2.1383e-08 | 1.1918e-08 | 0 | 1.1918e-08 | [17 empty] | 7.3.3.17.5 (Remote Grid) Updates to grid topology to minimize risk of ignition in HFTDs Remote GridWLDFREquipment / facility failureAggregated | WLDFR | HFTD - Distribution - Tier 2 - 4QU CoRE ¦ 3QU LoRE | Non-Red Flag Warning - Destructive Fires | Equipment / facility failure | Aggregated | 2023 | 4.6473e-08 | 750.2287 | 3.4865e-05 | 2023 | Mitigation | 0.95 | 45 | 0 | esc | 0.00097009 | 4.5083e-11 | 0.00097009 | 4.5083e-11
[79 empty] | WLDFR | HFTD - Distribution - Zone 1 - 5QU CoRE ¦ 4QU LoRE | Red Flag Warning - Large Fires | 2053 | 1.712e-09 | 2.9008e-09 | 1.6169e-09 | 7.8503 | 0.92702 | 4.3664 | 2.5569 | 0 | 0 | 0 | 2.6095e-06 | 1.3439e-08 | 0 | 1.3439e-08 | 2.2772e-08 | 0 | 2.2772e-08 | 1.2693e-08 | 0 | 1.2693e-08 | [17 empty] | 7.3.3.17.5 (Remote Grid) Updates to grid topology to minimize risk of ignition in HFTDs Remote GridWLDFREquipment / facility failureAggregated | WLDFR | HFTD - Distribution - Tier 2 - 4QU CoRE ¦ 3QU LoRE | Non-Red Flag Warning - Destructive Fires | Equipment / facility failure | Aggregated | 2024 | 4.6473e-08 | 750.2287 | 3.4865e-05 | 2024 | Mitigation | 0.95 | 45 | 0 | esc | 0.00097009 | 4.5083e-11 | 0.00097009 | 4.5083e-11
[79 empty] | WLDFR | HFTD - Distribution - Zone 1 - 5QU CoRE ¦ 4QU LoRE | Red Flag Warning - Large Fires | 2054 | 1.712e-09 | 2.9008e-09 | 1.6169e-09 | 7.8503 | 0.92702 | 4.3664 | 2.5569 | 0 | 0 | 0 | 2.6095e-06 | 1.3439e-08 | 0 | 1.3439e-08 | 2.2772e-08 | 0 | 2.2772e-08 | 1.2693e-08 | 0 | 1.2693e-08 | [17 empty] | 7.3.3.17.5 (Remote Grid) Updates to grid topology to minimize risk of ignition in HFTDs Remote GridWLDFREquipment / facility failureAggregated | WLDFR | HFTD - Distribution - Tier 2 - 4QU CoRE ¦ 3QU LoRE | Non-Red Flag Warning - Destructive Fires | Equipment / facility failure | Aggregated | 2025 | 4.6473e-08 | 750.2287 | 3.4865e-05 | 2025 | Mitigation | 0.95 | 45 | 0 | esc | 0.00097009 | 4.5083e-11 | 0.00097009 | 4.5083e-11
[79 empty] | WLDFR | HFTD - Distribution - Zone 1 - 5QU CoRE ¦ 4QU LoRE | Red Flag Warning - Large Fires | 2055 | 1.712e-09 | 2.9008e-09 | 1.6169e-09 | 7.8503 | 0.92702 | 4.3664 | 2.5569 | 0 | 0 | 0 | 2.6095e-06 | 1.3439e-08 | 0 | 1.3439e-08 | 2.2772e-08 | 0 | 2.2772e-08 | 1.2693e-08 | 0 | 1.2693e-08 | [17 empty] | 7.3.3.17.5 (Remote Grid) Updates to grid topology to minimize risk of ignition in HFTDs Remote GridWLDFREquipment / facility failureAggregated | WLDFR | HFTD - Distribution - Tier 2 - 4QU CoRE ¦ 3QU LoRE | Non-Red Flag Warning - Destructive Fires | Equipment / facility failure | Aggregated | 2026 | 4.6473e-08 | 750.2287 | 3.4865e-05 | 2026 | Mitigation | 0.95 | 45 | 0 | esc | 0.00097009 | 4.5083e-11 | 0.00097009 | 4.5083e-11
[79 empty] | WLDFR | HFTD - Distribution - Zone 1 - 5QU CoRE ¦ 4QU LoRE | Red Flag Warning - Large Fires | 2056 | 1.712e-09 | 2.9008e-09 | 1.6169e-09 | 7.8503 | 0.92702 | 4.3664 | 2.5569 | 0 | 0 | 0 | 2.6095e-06 | 1.3439e-08 | 0 | 1.3439e-08 | 2.2772e-08 | 0 | 2.2772e-08 | 1.2693e-08 | 0 | 1.2693e-08 | [17 empty] | 7.3.3.17.5 (Remote Grid) Updates to grid topology to minimize risk of ignition in HFTDs Remote GridWLDFREquipment / facility failureAggregated | WLDFR | HFTD - Distribution - Tier 2 - 4QU CoRE ¦ 3QU LoRE | Non-Red Flag Warning - Destructive Fires | Equipment / facility failure | Aggregated | 2027 | 4.6473e-08 | 750.2287 | 3.4865e-05 | 2027 | Mitigation | 0.95 | 45 | 0 | esc | 0.00097009 | 4.5083e-11 | 0.00097009 | 4.5083e-11
[79 empty] | WLDFR | HFTD - Distribution - Zone 1 - 5QU CoRE ¦ 4QU LoRE | Red Flag Warning - Large Fires | 2057 | 1.712e-09 | 2.9008e-09 | 1.6169e-09 | 7.8503 | 0.92702 | 4.3664 | 2.5569 | 0 | 0 | 0 | 2.6095e-06 | 1.3439e-08 | 0 | 1.3439e-08 | 2.2772e-08 | 0 | 2.2772e-08 | 1.2693e-08 | 0 | 1.2693e-08 | [17 empty] | 7.3.3.17.5 (Remote Grid) Updates to grid topology to minimize risk of ignition in HFTDs Remote GridWLDFREquipment / facility failureAggregated | WLDFR | HFTD - Distribution - Tier 2 - 4QU CoRE ¦ 3QU LoRE | Non-Red Flag Warning - Destructive Fires | Equipment / facility failure | Aggregated | 2028 | 4.6473e-08 | 750.2287 | 3.4865e-05 | 2028 | Mitigation | 0.95 | 45 | 0 | esc | 0.00097009 | 4.5083e-11 | 0.00097009 | 4.5083e-11
[79 empty] | WLDFR | HFTD - Distribution - Zone 1 - 5QU CoRE ¦ 4QU LoRE | Red Flag Warning - Large Fires | 2058 | 1.712e-09 | 2.9008e-09 | 1.6169e-09 | 8.3524 | 0.96727 | 4.6367 | 2.7484 | 0 | 0 | 0 | 2.6095e-06 | 1.4299e-08 | 0 | 1.4299e-08 | 2.4229e-08 | 0 | 2.4229e-08 | 1.3505e-08 | 0 | 1.3505e-08 | [17 empty] | 7.3.3.17.5 (Remote Grid) Updates to grid topology to minimize risk of ignition in HFTDs Remote GridWLDFREquipment / facility failureAggregated | WLDFR | HFTD - Distribution - Tier 2 - 4QU CoRE ¦ 3QU LoRE | Non-Red Flag Warning - Destructive Fires | Equipment / facility failure | Aggregated | 2029 | 4.6473e-08 | 750.2287 | 3.4865e-05 | 2029 | Mitigation | 0.95 | 45 | 0 | esc | 0.00097009 | 4.5083e-11 | 0.00097009 | 4.5083e-11
[79 empty] | WLDFR | HFTD - Distribution - Zone 1 - 5QU CoRE ¦ 4QU LoRE | Red Flag Warning - Large Fires | 2059 | 1.712e-09 | 2.9008e-09 | 1.6169e-09 | 8.3524 | 0.96727 | 4.6367 | 2.7484 | 0 | 0 | 0 | 2.6095e-06 | 1.4299e-08 | 0 | 1.4299e-08 | 2.4229e-08 | 0 | 2.4229e-08 | 1.3505e-08 | 0 | 1.3505e-08 | [17 empty] | 7.3.3.17.5 (Remote Grid) Updates to grid topology to minimize risk of ignition in HFTDs Remote GridWLDFREquipment / facility failureAggregated | WLDFR | HFTD - Distribution - Tier 2 - 4QU CoRE ¦ 3QU LoRE | Non-Red Flag Warning - Destructive Fires | Equipment / facility failure | Aggregated | 2030 | 4.6473e-08 | 750.2287 | 3.4865e-05 | 2030 | Mitigation | 0.95 | 45 | 0 | esc | 0.00097009 | 4.5083e-11 | 0.00097009 | 4.5083e-11
[79 empty] | WLDFR | HFTD - Distribution - Zone 1 - 5QU CoRE ¦ 4QU LoRE | Red Flag Warning - Large Fires | 2060 | 1.712e-09 | 2.9008e-09 | 1.6169e-09 | 8.3524 | 0.96727 | 4.6367 | 2.7484 | 0 | 0 | 0 | 2.6095e-06 | 1.4299e-08 | 0 | 1.4299e-08 | 2.4229e-08 | 0 | 2.4229e-08 | 1.3505e-08 | 0 | 1.3505e-08 | [17 empty] | 7.3.3.17.5 (Remote Grid) Updates to grid topology to minimize risk of ignition in HFTDs Remote GridWLDFREquipment / facility failureAggregated | WLDFR | HFTD - Distribution - Tier 2 - 4QU CoRE ¦ 3QU LoRE | Non-Red Flag Warning - Destructive Fires | Equipment / facility failure | Aggregated | 2031 | 4.6473e-08 | 750.2287 | 3.4865e-05 | 2031 | Mitigation | 0.95 | 45 | 0 | esc | 0.00097009 | 4.5083e-11 | 0.00097009 | 4.5083e-11
[79 empty] | WLDFR | HFTD - Distribution - Zone 1 - 5QU CoRE ¦ 4QU LoRE | Red Flag Warning - Large Fires | 2061 | 1.712e-09 | 2.9008e-09 | 1.6169e-09 | 8.3524 | 0.96727 | 4.6367 | 2.7484 | 0 | 0 | 0 | 2.6095e-06 | 1.4299e-08 | 0 | 1.4299e-08 | 2.4229e-08 | 0 | 2.4229e-08 | 1.3505e-08 | 0 | 1.3505e-08 | [17 empty] | 7.3.3.17.5 (Remote Grid) Updates to grid topology to minimize risk of ignition in HFTDs Remote GridWLDFREquipment / facility failureAggregated | WLDFR | HFTD - Distribution - Tier 2 - 4QU CoRE ¦ 3QU LoRE | Non-Red Flag Warning - Destructive Fires | Equipment / facility failure | Aggregated | 2032 | 4.6473e-08 | 750.2287 | 3.4865e-05 | 2032 | Mitigation | 0.95 | 45 | 0 | esc | 0.00097009 | 4.5083e-11 | 0.00097009 | 4.5083e-11
[79 empty] | WLDFR | HFTD - Distribution - Zone 1 - 5QU CoRE ¦ 4QU LoRE | Red Flag Warning - Large Fires | 2062 | 1.712e-09 | 2.9008e-09 | 1.6169e-09 | 8.3524 | 0.96727 | 4.6367 | 2.7484 | 0 | 0 | 0 | 2.6095e-06 | 1.4299e-08 | 0 | 1.4299e-08 | 2.4229e-08 | 0 | 2.4229e-08 | 1.3505e-08 | 0 | 1.3505e-08 | [17 empty] | 7.3.3.17.5 (Remote Grid) Updates to grid topology to minimize risk of ignition in HFTDs Remote GridWLDFREquipment / facility failureAggregated | WLDFR | HFTD - Distribution - Tier 2 - 4QU CoRE ¦ 3QU LoRE | Non-Red Flag Warning - Destructive Fires | Equipment / facility failure | Aggregated | 2033 | 4.6473e-08 | 750.2287 | 3.4865e-05 | 2033 | Mitigation | 0.95 | 45 | 0 | esc | 0.00097009 | 4.5083e-11 | 0.00097009 | 4.5083e-11
[79 empty] | WLDFR | HFTD - Distribution - Zone 1 - 5QU CoRE ¦ 4QU LoRE | Red Flag Warning - Large Fires | 2063 | 1.712e-09 | 2.9008e-09 | 1.6169e-09 | 8.872 | 1.0079 | 4.9153 | 2.9488 | 0 | 0 | 0 | 2.6095e-06 | 1.5189e-08 | 0 | 1.5189e-08 | 2.5736e-08 | 0 | 2.5736e-08 | 1.4345e-08 | 0 | 1.4345e-08 | [17 empty] | 7.3.3.17.5 (Remote Grid) Updates to grid topology to minimize risk of ignition in HFTDs Remote GridWLDFREquipment / facility failureAggregated | WLDFR | HFTD - Distribution - Tier 2 - 4QU CoRE ¦ 3QU LoRE | Non-Red Flag Warning - Destructive Fires | Equipment / facility failure | Aggregated | 2034 | 4.6473e-08 | 750.2287 | 3.4865e-05 | 2034 | Mitigation | 0.95 | 45 | 0 | esc | 0.00097009 | 4.5083e-11 | 0.00097009 | 4.5083e-11
[79 empty] | WLDFR | HFTD - Distribution - Zone 1 - 5QU CoRE ¦ 4QU LoRE | Red Flag Warning - Large Fires | 2064 | 1.712e-09 | 2.9008e-09 | 1.6169e-09 | 8.872 | 1.0079 | 4.9153 | 2.9488 | 0 | 0 | 0 | 2.6095e-06 | 1.5189e-08 | 0 | 1.5189e-08 | 2.5736e-08 | 0 | 2.5736e-08 | 1.4345e-08 | 0 | 1.4345e-08 | [17 empty] | 7.3.3.17.5 (Remote Grid) Updates to grid topology to minimize risk of ignition in HFTDs Remote GridWLDFREquipment / facility failureAggregated | WLDFR | HFTD - Distribution - Tier 2 - 4QU CoRE ¦ 3QU LoRE | Non-Red Flag Warning - Destructive Fires | Equipment / facility failure | Aggregated | 2035 | 4.6473e-08 | 750.2287 | 3.4865e-05 | 2035 | Mitigation | 0.95 | 45 | 0 | esc | 0.00097009 | 4.5083e-11 | 0.00097009 | 4.5083e-11
[79 empty] | WLDFR | HFTD - Distribution - Zone 1 - 5QU CoRE ¦ 4QU LoRE | Red Flag Warning - Large Fires | 2065 | 1.712e-09 | 2.9008e-09 | 1.6169e-09 | 8.872 | 1.0079 | 4.9153 | 2.9488 | 0 | 0 | 0 | 2.6095e-06 | 1.5189e-08 | 0 | 1.5189e-08 | 2.5736e-08 | 0 | 2.5736e-08 | 1.4345e-08 | 0 | 1.4345e-08 | [17 empty] | 7.3.3.17.5 (Remote Grid) Updates to grid topology to minimize risk of ignition in HFTDs Remote GridWLDFREquipment / facility failureAggregated | WLDFR | HFTD - Distribution - Tier 2 - 4QU CoRE ¦ 3QU LoRE | Non-Red Flag Warning - Destructive Fires | Equipment / facility failure | Aggregated | 2036 | 4.6473e-08 | 750.2287 | 3.4865e-05 | 2036 | Mitigation | 0.95 | 45 | 0 | esc | 0.00097009 | 4.5083e-11 | 0.00097009 | 4.5083e-11
[79 empty] | WLDFR | HFTD - Distribution - Zone 1 - 5QU CoRE ¦ 4QU LoRE | Red Flag Warning - Large Fires | 2066 | 0 | 2.9008e-09 | 1.6169e-09 | 8.872 | 1.0079 | 4.9153 | 2.9488 | 0 | 0 | 0 | 2.6095e-06 | 0 | 0 | 0 | 2.5736e-08 | 0 | 2.5736e-08 | 1.4345e-08 | 0 | 1.4345e-08 | [17 empty] | 7.3.3.17.5 (Remote Grid) Updates to grid topology to minimize risk of ignition in HFTDs Remote GridWLDFREquipment / facility failureAggregated | WLDFR | HFTD - Distribution - Tier 2 - 4QU CoRE ¦ 3QU LoRE | Non-Red Flag Warning - Destructive Fires | Equipment / facility failure | Aggregated | 2037 | 4.6473e-08 | 750.2287 | 3.4865e-05 | 2037 | Mitigation | 0.95 | 45 | 0 | esc | 0.00097009 | 4.5083e-11 | 0.00097009 | 4.5083e-11
[79 empty] | WLDFR | HFTD - Distribution - Zone 1 - 5QU CoRE ¦ 4QU LoRE | Red Flag Warning - Large Fires | 2067 | 0 | 0 | 1.6169e-09 | 8.872 | 1.0079 | 4.9153 | 2.9488 | 0 | 0 | 0 | 2.6095e-06 | 0 | 0 | 0 | 0 | 0 | 0 | 1.4345e-08 | 0 | 1.4345e-08 | [17 empty] | 7.3.3.17.5 (Remote Grid) Updates to grid topology to minimize risk of ignition in HFTDs Remote GridWLDFREquipment / facility failureAggregated | WLDFR | HFTD - Distribution - Tier 2 - 4QU CoRE ¦ 3QU LoRE | Non-Red Flag Warning - Destructive Fires | Equipment / facility failure | Aggregated | 2038 | 4.6473e-08 | 750.2287 | 3.4865e-05 | 2038 | Mitigation | 0.95 | 45 | 0 | esc | 0.00097009 | 4.5083e-11 | 0.00097009 | 4.5083e-11
[79 empty] | WLDFR | HFTD - Distribution - Zone 1 - 5QU CoRE ¦ 4QU LoRE | Red Flag Warning - Small Fires | 2021 | 4.9948e-08 | 0 | 0 | 0.077901 | 0.036425 | 0.0015809 | 0.039895 | 0 | 0 | 0 | 0.00012802 | 3.891e-09 | 0 | 3.891e-09 | 0 | 0 | 0 | 0 | 0 | 0 | [17 empty] | 7.3.3.17.5 (Remote Grid) Updates to grid topology to minimize risk of ignition in HFTDs Remote GridWLDFREquipment / facility failureAggregated | WLDFR | HFTD - Distribution - Tier 2 - 4QU CoRE ¦ 3QU LoRE | Non-Red Flag Warning - Destructive Fires | Equipment / facility failure | Aggregated | 2039 | 4.6473e-08 | 750.2287 | 3.4865e-05 | 2039 | Mitigation | 0.95 | 45 | 0 | esc | 0.00097009 | 4.5083e-11 | 0.00097009 | 4.5083e-11
[79 empty] | WLDFR | HFTD - Distribution - Zone 1 - 5QU CoRE ¦ 4QU LoRE | Red Flag Warning - Small Fires | 2022 | 4.9947e-08 | 8.4632e-08 | 0 | 0.077901 | 0.036425 | 0.0015809 | 0.039895 | 0 | 0 | 0 | 0.00012802 | 3.8909e-09 | 0 | 3.8909e-09 | 6.5929e-09 | 0 | 6.5929e-09 | 0 | 0 | 0 | [17 empty] | 7.3.3.17.5 (Remote Grid) Updates to grid topology to minimize risk of ignition in HFTDs Remote GridWLDFREquipment / facility failureAggregated | WLDFR | HFTD - Distribution - Tier 2 - 4QU CoRE ¦ 3QU LoRE | Non-Red Flag Warning - Destructive Fires | Equipment / facility failure | Aggregated | 2040 | 4.6473e-08 | 750.2287 | 3.4865e-05 | 2040 | Mitigation | 0.95 | 45 | 0 | esc | 0.00097009 | 4.5083e-11 | 0.00097009 | 4.5083e-11
[79 empty] | WLDFR | HFTD - Distribution - Zone 1 - 5QU CoRE ¦ 4QU LoRE | Red Flag Warning - Small Fires | 2023 | 4.9947e-08 | 8.4632e-08 | 4.7172e-08 | 0.080408 | 0.03759 | 0.0016314 | 0.041187 | 0 | 0 | 0 | 0.00012802 | 4.0161e-09 | 0 | 4.0161e-09 | 6.8051e-09 | 0 | 6.8051e-09 | 3.793e-09 | 0 | 3.793e-09 | [17 empty] | 7.3.3.17.5 (Remote Grid) Updates to grid topology to minimize risk of ignition in HFTDs Remote GridWLDFREquipment / facility failureAggregated | WLDFR | HFTD - Distribution - Tier 2 - 4QU CoRE ¦ 3QU LoRE | Non-Red Flag Warning - Destructive Fires | Equipment / facility failure | Aggregated | 2041 | 4.6473e-08 | 750.2287 | 3.4865e-05 | 2041 | Mitigation | 0.95 | 45 | 0 | esc | 0.00097009 | 4.5083e-11 | 0.00097009 | 4.5083e-11
[79 empty] | WLDFR | HFTD - Distribution - Zone 1 - 5QU CoRE ¦ 4QU LoRE | Red Flag Warning - Small Fires | 2024 | 4.9947e-08 | 8.4632e-08 | 4.7172e-08 | 0.080408 | 0.03759 | 0.0016314 | 0.041187 | 0 | 0 | 0 | 0.00012802 | 4.0161e-09 | 0 | 4.0161e-09 | 6.8051e-09 | 0 | 6.8051e-09 | 3.793e-09 | 0 | 3.793e-09 | [17 empty] | 7.3.3.17.5 (Remote Grid) Updates to grid topology to minimize risk of ignition in HFTDs Remote GridWLDFREquipment / facility failureAggregated | WLDFR | HFTD - Distribution - Tier 2 - 4QU CoRE ¦ 3QU LoRE | Non-Red Flag Warning - Destructive Fires | Equipment / facility failure | Aggregated | 2042 | 4.6473e-08 | 750.2287 | 3.4865e-05 | 2042 | Mitigation | 0.95 | 45 | 0 | esc | 0.00097009 | 4.5083e-11 | 0.00097009 | 4.5083e-11
[79 empty] | WLDFR | HFTD - Distribution - Zone 1 - 5QU CoRE ¦ 4QU LoRE | Red Flag Warning - Small Fires | 2025 | 4.9947e-08 | 8.4632e-08 | 4.7172e-08 | 0.080408 | 0.03759 | 0.0016314 | 0.041187 | 0 | 0 | 0 | 0.00012802 | 4.0161e-09 | 0 | 4.0161e-09 | 6.8051e-09 | 0 | 6.8051e-09 | 3.793e-09 | 0 | 3.793e-09 | [17 empty] | 7.3.3.17.5 (Remote Grid) Updates to grid topology to minimize risk of ignition in HFTDs Remote GridWLDFREquipment / facility failureAggregated | WLDFR | HFTD - Distribution - Tier 2 - 4QU CoRE ¦ 3QU LoRE | Non-Red Flag Warning - Destructive Fires | Equipment / facility failure | Aggregated | 2043 | 4.6473e-08 | 750.2287 | 3.4865e-05 | 2043 | Mitigation | 0.95 | 45 | 0 | esc | 0.00097009 | 4.5083e-11 | 0.00097009 | 4.5083e-11
[79 empty] | WLDFR | HFTD - Distribution - Zone 1 - 5QU CoRE ¦ 4QU LoRE | Red Flag Warning - Small Fires | 2026 | 4.9947e-08 | 8.4632e-08 | 4.7172e-08 | 0.080408 | 0.03759 | 0.0016314 | 0.041187 | 0 | 0 | 0 | 0.00012802 | 4.0161e-09 | 0 | 4.0161e-09 | 6.8051e-09 | 0 | 6.8051e-09 | 3.793e-09 | 0 | 3.793e-09 | [17 empty] | 7.3.3.17.5 (Remote Grid) Updates to grid topology to minimize risk of ignition in HFTDs Remote GridWLDFREquipment / facility failureAggregated | WLDFR | HFTD - Distribution - Tier 2 - 4QU CoRE ¦ 3QU LoRE | Non-Red Flag Warning - Destructive Fires | Equipment / facility failure | Aggregated | 2044 | 4.6473e-08 | 750.2287 | 3.4865e-05 | 2044 | Mitigation | 0.95 | 45 | 0 | esc | 0.00097009 | 4.5083e-11 | 0.00097009 | 4.5083e-11
[79 empty] | WLDFR | HFTD - Distribution - Zone 1 - 5QU CoRE ¦ 4QU LoRE | Red Flag Warning - Small Fires | 2027 | 4.9947e-08 | 8.4632e-08 | 4.7172e-08 | 0.080408 | 0.03759 | 0.0016314 | 0.041187 | 0 | 0 | 0 | 0.00012802 | 4.0161e-09 | 0 | 4.0161e-09 | 6.8051e-09 | 0 | 6.8051e-09 | 3.793e-09 | 0 | 3.793e-09 | [17 empty] | 7.3.3.17.5 (Remote Grid) Updates to grid topology to minimize risk of ignition in HFTDs Remote GridWLDFREquipment / facility failureAggregated | WLDFR | HFTD - Distribution - Tier 2 - 4QU CoRE ¦ 3QU LoRE | Non-Red Flag Warning - Destructive Fires | Equipment / facility failure | Aggregated | 2045 | 4.6473e-08 | 750.2287 | 3.4865e-05 | 2045 | Mitigation | 0.95 | 45 | 0 | esc | 0.00097009 | 4.5083e-11 | 0.00097009 | 4.5083e-11
[79 empty] | WLDFR | HFTD - Distribution - Zone 1 - 5QU CoRE ¦ 4QU LoRE | Red Flag Warning - Small Fires | 2028 | 4.9947e-08 | 8.4632e-08 | 4.7172e-08 | 0.083606 | 0.039055 | 0.001695 | 0.042856 | 0 | 0 | 0 | 0.00012802 | 4.1759e-09 | 0 | 4.1759e-09 | 7.0758e-09 | 0 | 7.0758e-09 | 3.9439e-09 | 0 | 3.9439e-09 | [17 empty] | 7.3.3.17.5 (Remote Grid) Updates to grid topology to minimize risk of ignition in HFTDs Remote GridWLDFREquipment / facility failureAggregated | WLDFR | HFTD - Distribution - Tier 2 - 4QU CoRE ¦ 3QU LoRE | Non-Red Flag Warning - Destructive Fires | Equipment / facility failure | Aggregated | 2046 | 4.6473e-08 | 750.2287 | 3.4865e-05 | 2046 | Mitigation | 0.95 | 45 | 0 | esc | 0.00097009 | 4.5083e-11 | 0.00097009 | 4.5083e-11
[79 empty] | WLDFR | HFTD - Distribution - Zone 1 - 5QU CoRE ¦ 4QU LoRE | Red Flag Warning - Small Fires | 2029 | 4.9947e-08 | 8.4632e-08 | 4.7172e-08 | 0.083606 | 0.039055 | 0.001695 | 0.042856 | 0 | 0 | 0 | 0.00012802 | 4.1759e-09 | 0 | 4.1759e-09 | 7.0758e-09 | 0 | 7.0758e-09 | 3.9439e-09 | 0 | 3.9439e-09 | [17 empty] | 7.3.3.17.5 (Remote Grid) Updates to grid topology to minimize risk of ignition in HFTDs Remote GridWLDFREquipment / facility failureAggregated | WLDFR | HFTD - Distribution - Tier 2 - 4QU CoRE ¦ 3QU LoRE | Non-Red Flag Warning - Destructive Fires | Equipment / facility failure | Aggregated | 2047 | 4.6473e-08 | 750.2287 | 3.4865e-05 | 2047 | Mitigation | 0.95 | 45 | 0 | esc | 0.00097009 | 4.5083e-11 | 0.00097009 | 4.5083e-11
[79 empty] | WLDFR | HFTD - Distribution - Zone 1 - 5QU CoRE ¦ 4QU LoRE | Red Flag Warning - Small Fires | 2030 | 4.9947e-08 | 8.4632e-08 | 4.7172e-08 | 0.083606 | 0.039055 | 0.001695 | 0.042856 | 0 | 0 | 0 | 0.00012802 | 4.1759e-09 | 0 | 4.1759e-09 | 7.0758e-09 | 0 | 7.0758e-09 | 3.9439e-09 | 0 | 3.9439e-09 | [17 empty] | 7.3.3.17.5 (Remote Grid) Updates to grid topology to minimize risk of ignition in HFTDs Remote GridWLDFREquipment / facility failureAggregated | WLDFR | HFTD - Distribution - Tier 2 - 4QU CoRE ¦ 3QU LoRE | Non-Red Flag Warning - Destructive Fires | Equipment / facility failure | Aggregated | 2048 | 4.6473e-08 | 750.2287 | 3.4865e-05 | 2048 | Mitigation | 0.95 | 45 | 0 | esc | 0.00097009 | 4.5083e-11 | 0.00097009 | 4.5083e-11
[79 empty] | WLDFR | HFTD - Distribution - Zone 1 - 5QU CoRE ¦ 4QU LoRE | Red Flag Warning - Small Fires | 2031 | 4.9947e-08 | 8.4632e-08 | 4.7172e-08 | 0.083606 | 0.039055 | 0.001695 | 0.042856 | 0 | 0 | 0 | 0.00012802 | 4.1759e-09 | 0 | 4.1759e-09 | 7.0758e-09 | 0 | 7.0758e-09 | 3.9439e-09 | 0 | 3.9439e-09 | [17 empty] | 7.3.3.17.5 (Remote Grid) Updates to grid topology to minimize risk of ignition in HFTDs Remote GridWLDFREquipment / facility failureAggregated | WLDFR | HFTD - Distribution - Tier 2 - 4QU CoRE ¦ 3QU LoRE | Non-Red Flag Warning - Destructive Fires | Equipment / facility failure | Aggregated | 2049 | 4.6473e-08 | 750.2287 | 3.4865e-05 | 2049 | Mitigation | 0.95 | 45 | 0 | esc | 0.00097009 | 4.5083e-11 | 0.00097009 | 4.5083e-11
[79 empty] | WLDFR | HFTD - Distribution - Zone 1 - 5QU CoRE ¦ 4QU LoRE | Red Flag Warning - Small Fires | 2032 | 4.9947e-08 | 8.4632e-08 | 4.7172e-08 | 0.083606 | 0.039055 | 0.001695 | 0.042856 | 0 | 0 | 0 | 0.00012802 | 4.1759e-09 | 0 | 4.1759e-09 | 7.0758e-09 | 0 | 7.0758e-09 | 3.9439e-09 | 0 | 3.9439e-09 | [17 empty] | 7.3.3.17.5 (Remote Grid) Updates to grid topology to minimize risk of ignition in HFTDs Remote GridWLDFREquipment / facility failureAggregated | WLDFR | HFTD - Distribution - Tier 2 - 4QU CoRE ¦ 3QU LoRE | Non-Red Flag Warning - Destructive Fires | Equipment / facility failure | Aggregated | 2050 | 4.6473e-08 | 750.2287 | 3.4865e-05 | 2050 | Mitigation | 0.95 | 45 | 0 | esc | 0.00097009 | 4.5083e-11 | 0.00097009 | 4.5083e-11
[79 empty] | WLDFR | HFTD - Distribution - Zone 1 - 5QU CoRE ¦ 4QU LoRE | Red Flag Warning - Small Fires | 2033 | 4.9947e-08 | 8.4632e-08 | 4.7172e-08 | 0.087211 | 0.040679 | 0.0017655 | 0.044766 | 0 | 0 | 0 | 0.00012802 | 4.3559e-09 | 0 | 4.3559e-09 | 7.3809e-09 | 0 | 7.3809e-09 | 4.1139e-09 | 0 | 4.1139e-09 | [17 empty] | 7.3.3.17.5 (Remote Grid) Updates to grid topology to minimize risk of ignition in HFTDs Remote GridWLDFREquipment / facility failureAggregated | WLDFR | HFTD - Distribution - Tier 2 - 4QU CoRE ¦ 3QU LoRE | Non-Red Flag Warning - Destructive Fires | Equipment / facility failure | Aggregated | 2051 | 4.6473e-08 | 750.2287 | 3.4865e-05 | 2051 | Mitigation | 0.95 | 45 | 0 | esc | 0.00097009 | 4.5083e-11 | 0.00097009 | 4.5083e-11
[79 empty] | WLDFR | HFTD - Distribution - Zone 1 - 5QU CoRE ¦ 4QU LoRE | Red Flag Warning - Small Fires | 2034 | 4.9947e-08 | 8.4632e-08 | 4.7172e-08 | 0.087211 | 0.040679 | 0.0017655 | 0.044766 | 0 | 0 | 0 | 0.00012802 | 4.3559e-09 | 0 | 4.3559e-09 | 7.3809e-09 | 0 | 7.3809e-09 | 4.1139e-09 | 0 | 4.1139e-09 | [17 empty] | 7.3.3.17.5 (Remote Grid) Updates to grid topology to minimize risk of ignition in HFTDs Remote GridWLDFREquipment / facility failureAggregated | WLDFR | HFTD - Distribution - Tier 2 - 4QU CoRE ¦ 3QU LoRE | Non-Red Flag Warning - Destructive Fires | Equipment / facility failure | Aggregated | 2052 | 4.6473e-08 | 750.2287 | 3.4865e-05 | 2052 | Mitigation | 0.95 | 45 | 0 | esc | 0.00097009 | 4.5083e-11 | 0.00097009 | 4.5083e-11
[79 empty] | WLDFR | HFTD - Distribution - Zone 1 - 5QU CoRE ¦ 4QU LoRE | Red Flag Warning - Small Fires | 2035 | 4.9947e-08 | 8.4632e-08 | 4.7172e-08 | 0.087211 | 0.040679 | 0.0017655 | 0.044766 | 0 | 0 | 0 | 0.00012802 | 4.3559e-09 | 0 | 4.3559e-09 | 7.3809e-09 | 0 | 7.3809e-09 | 4.1139e-09 | 0 | 4.1139e-09 | [17 empty] | 7.3.3.17.5 (Remote Grid) Updates to grid topology to minimize risk of ignition in HFTDs Remote GridWLDFREquipment / facility failureAggregated | WLDFR | HFTD - Distribution - Tier 2 - 4QU CoRE ¦ 3QU LoRE | Non-Red Flag Warning - Destructive Fires | Equipment / facility failure | Aggregated | 2053 | 4.6473e-08 | 750.2287 | 3.4865e-05 | 2053 | Mitigation | 0.95 | 45 | 0 | esc | 0.00097009 | 4.5083e-11 | 0.00097009 | 4.5083e-11
[79 empty] | WLDFR | HFTD - Distribution - Zone 1 - 5QU CoRE ¦ 4QU LoRE | Red Flag Warning - Small Fires | 2036 | 4.9947e-08 | 8.4632e-08 | 4.7172e-08 | 0.087211 | 0.040679 | 0.0017655 | 0.044766 | 0 | 0 | 0 | 0.00012802 | 4.3559e-09 | 0 | 4.3559e-09 | 7.3809e-09 | 0 | 7.3809e-09 | 4.1139e-09 | 0 | 4.1139e-09 | [17 empty] | 7.3.3.17.5 (Remote Grid) Updates to grid topology to minimize risk of ignition in HFTDs Remote GridWLDFREquipment / facility failureAggregated | WLDFR | HFTD - Distribution - Tier 2 - 4QU CoRE ¦ 3QU LoRE | Non-Red Flag Warning - Destructive Fires | Equipment / facility failure | Aggregated | 2054 | 4.6473e-08 | 750.2287 | 3.4865e-05 | 2054 | Mitigation | 0.95 | 45 | 0 | esc | 0.00097009 | 4.5083e-11 | 0.00097009 | 4.5083e-11
[79 empty] | WLDFR | HFTD - Distribution - Zone 1 - 5QU CoRE ¦ 4QU LoRE | Red Flag Warning - Small Fires | 2037 | 4.9947e-08 | 8.4632e-08 | 4.7172e-08 | 0.087211 | 0.040679 | 0.0017655 | 0.044766 | 0 | 0 | 0 | 0.00012802 | 4.3559e-09 | 0 | 4.3559e-09 | 7.3809e-09 | 0 | 7.3809e-09 | 4.1139e-09 | 0 | 4.1139e-09 | [17 empty] | 7.3.3.17.5 (Remote Grid) Updates to grid topology to minimize risk of ignition in HFTDs Remote GridWLDFREquipment / facility failureAggregated | WLDFR | HFTD - Distribution - Tier 2 - 4QU CoRE ¦ 3QU LoRE | Non-Red Flag Warning - Destructive Fires | Equipment / facility failure | Aggregated | 2055 | 4.6473e-08 | 750.2287 | 3.4865e-05 | 2055 | Mitigation | 0.95 | 45 | 0 | esc | 0.00097009 | 4.5083e-11 | 0.00097009 | 4.5083e-11
[79 empty] | WLDFR | HFTD - Distribution - Zone 1 - 5QU CoRE ¦ 4QU LoRE | Red Flag Warning - Small Fires | 2038 | 4.9947e-08 | 8.4632e-08 | 4.7172e-08 | 0.091184 | 0.042438 | 0.0018418 | 0.046905 | 0 | 0 | 0 | 0.00012802 | 4.5544e-09 | 0 | 4.5544e-09 | 7.7171e-09 | 0 | 7.7171e-09 | 4.3013e-09 | 0 | 4.3013e-09 | [17 empty] | 7.3.3.17.5 (Remote Grid) Updates to grid topology to minimize risk of ignition in HFTDs Remote GridWLDFREquipment / facility failureAggregated | WLDFR | HFTD - Distribution - Tier 2 - 4QU CoRE ¦ 3QU LoRE | Non-Red Flag Warning - Destructive Fires | Equipment / facility failure | Aggregated | 2056 | 4.6473e-08 | 750.2287 | 3.4865e-05 | 2056 | Mitigation | 0.95 | 45 | 0 | esc | 0.00097009 | 4.5083e-11 | 0.00097009 | 4.5083e-11
[79 empty] | WLDFR | HFTD - Distribution - Zone 1 - 5QU CoRE ¦ 4QU LoRE | Red Flag Warning - Small Fires | 2039 | 4.9947e-08 | 8.4632e-08 | 4.7172e-08 | 0.091184 | 0.042438 | 0.0018418 | 0.046905 | 0 | 0 | 0 | 0.00012802 | 4.5544e-09 | 0 | 4.5544e-09 | 7.7171e-09 | 0 | 7.7171e-09 | 4.3013e-09 | 0 | 4.3013e-09 | [17 empty] | 7.3.3.17.5 (Remote Grid) Updates to grid topology to minimize risk of ignition in HFTDs Remote GridWLDFREquipment / facility failureAggregated | WLDFR | HFTD - Distribution - Tier 2 - 4QU CoRE ¦ 3QU LoRE | Non-Red Flag Warning - Destructive Fires | Equipment / facility failure | Aggregated | 2057 | 4.6473e-08 | 750.2287 | 3.4865e-05 | 2057 | Mitigation | 0.95 | 45 | 0 | esc | 0.00097009 | 4.5083e-11 | 0.00097009 | 4.5083e-11
[79 empty] | WLDFR | HFTD - Distribution - Zone 1 - 5QU CoRE ¦ 4QU LoRE | Red Flag Warning - Small Fires | 2040 | 4.9947e-08 | 8.4632e-08 | 4.7172e-08 | 0.091184 | 0.042438 | 0.0018418 | 0.046905 | 0 | 0 | 0 | 0.00012802 | 4.5544e-09 | 0 | 4.5544e-09 | 7.7171e-09 | 0 | 7.7171e-09 | 4.3013e-09 | 0 | 4.3013e-09 | [17 empty] | 7.3.3.17.5 (Remote Grid) Updates to grid topology to minimize risk of ignition in HFTDs Remote GridWLDFREquipment / facility failureAggregated | WLDFR | HFTD - Distribution - Tier 2 - 4QU CoRE ¦ 3QU LoRE | Non-Red Flag Warning - Destructive Fires | Equipment / facility failure | Aggregated | 2058 | 4.6473e-08 | 750.2287 | 3.4865e-05 | 2058 | Mitigation | 0.95 | 45 | 0 | esc | 0.00097009 | 4.5083e-11 | 0.00097009 | 4.5083e-11
[79 empty] | WLDFR | HFTD - Distribution - Zone 1 - 5QU CoRE ¦ 4QU LoRE | Red Flag Warning - Small Fires | 2041 | 4.9947e-08 | 8.4632e-08 | 4.7172e-08 | 0.091184 | 0.042438 | 0.0018418 | 0.046905 | 0 | 0 | 0 | 0.00012802 | 4.5544e-09 | 0 | 4.5544e-09 | 7.7171e-09 | 0 | 7.7171e-09 | 4.3013e-09 | 0 | 4.3013e-09 | [17 empty] | 7.3.3.17.5 (Remote Grid) Updates to grid topology to minimize risk of ignition in HFTDs Remote GridWLDFREquipment / facility failureAggregated | WLDFR | HFTD - Distribution - Tier 2 - 4QU CoRE ¦ 3QU LoRE | Non-Red Flag Warning - Destructive Fires | Equipment / facility failure | Aggregated | 2059 | 4.6473e-08 | 750.2287 | 3.4865e-05 | 2059 | Mitigation | 0.95 | 45 | 0 | esc | 0.00097009 | 4.5083e-11 | 0.00097009 | 4.5083e-11
[79 empty] | WLDFR | HFTD - Distribution - Zone 1 - 5QU CoRE ¦ 4QU LoRE | Red Flag Warning - Small Fires | 2042 | 4.9947e-08 | 8.4632e-08 | 4.7172e-08 | 0.091184 | 0.042438 | 0.0018418 | 0.046905 | 0 | 0 | 0 | 0.00012802 | 4.5544e-09 | 0 | 4.5544e-09 | 7.7171e-09 | 0 | 7.7171e-09 | 4.3013e-09 | 0 | 4.3013e-09 | [17 empty] | 7.3.3.17.5 (Remote Grid) Updates to grid topology to minimize risk of ignition in HFTDs Remote GridWLDFREquipment / facility failureAggregated | WLDFR | HFTD - Distribution - Tier 2 - 4QU CoRE ¦ 3QU LoRE | Non-Red Flag Warning - Destructive Fires | Equipment / facility failure | Aggregated | 2060 | 4.6473e-08 | 750.2287 | 3.4865e-05 | 2060 | Mitigation | 0.95 | 45 | 0 | esc | 0.00097009 | 4.5083e-11 | 0.00097009 | 4.5083e-11
[79 empty] | WLDFR | HFTD - Distribution - Zone 1 - 5QU CoRE ¦ 4QU LoRE | Red Flag Warning - Small Fires | 2043 | 4.9947e-08 | 8.4632e-08 | 4.7172e-08 | 0.095486 | 0.044306 | 0.0019228 | 0.049257 | 0 | 0 | 0 | 0.00012802 | 4.7692e-09 | 0 | 4.7692e-09 | 8.0812e-09 | 0 | 8.0812e-09 | 4.5043e-09 | 0 | 4.5043e-09 | [17 empty] | 7.3.3.17.5 (Remote Grid) Updates to grid topology to minimize risk of ignition in HFTDs Remote GridWLDFREquipment / facility failureAggregated | WLDFR | HFTD - Distribution - Tier 2 - 4QU CoRE ¦ 3QU LoRE | Non-Red Flag Warning - Destructive Fires | Equipment / facility failure | Aggregated | 2061 | 4.6473e-08 | 750.2287 | 3.4865e-05 | 2061 | Mitigation | 0.95 | 45 | 0 | esc | 0.00097009 | 4.5083e-11 | 0.00097009 | 4.5083e-11
[79 empty] | WLDFR | HFTD - Distribution - Zone 1 - 5QU CoRE ¦ 4QU LoRE | Red Flag Warning - Small Fires | 2044 | 4.9947e-08 | 8.4632e-08 | 4.7172e-08 | 0.095486 | 0.044306 | 0.0019228 | 0.049257 | 0 | 0 | 0 | 0.00012802 | 4.7692e-09 | 0 | 4.7692e-09 | 8.0812e-09 | 0 | 8.0812e-09 | 4.5043e-09 | 0 | 4.5043e-09 | [17 empty] | 7.3.3.17.5 (Remote Grid) Updates to grid topology to minimize risk of ignition in HFTDs Remote GridWLDFREquipment / facility failureAggregated | WLDFR | HFTD - Distribution - Tier 2 - 4QU CoRE ¦ 3QU LoRE | Non-Red Flag Warning - Destructive Fires | Equipment / facility failure | Aggregated | 2062 | 4.6473e-08 | 750.2287 | 3.4865e-05 | 2062 | Mitigation | 0.95 | 45 | 0 | esc | 0.00097009 | 4.5083e-11 | 0.00097009 | 4.5083e-11
[79 empty] | WLDFR | HFTD - Distribution - Zone 1 - 5QU CoRE ¦ 4QU LoRE | Red Flag Warning - Small Fires | 2045 | 4.9947e-08 | 8.4632e-08 | 4.7172e-08 | 0.095486 | 0.044306 | 0.0019228 | 0.049257 | 0 | 0 | 0 | 0.00012802 | 4.7692e-09 | 0 | 4.7692e-09 | 8.0812e-09 | 0 | 8.0812e-09 | 4.5043e-09 | 0 | 4.5043e-09 | [17 empty] | 7.3.3.17.5 (Remote Grid) Updates to grid topology to minimize risk of ignition in HFTDs Remote GridWLDFREquipment / facility failureAggregated | WLDFR | HFTD - Distribution - Tier 2 - 4QU CoRE ¦ 3QU LoRE | Non-Red Flag Warning - Destructive Fires | Equipment / facility failure | Aggregated | 2063 | 4.6473e-08 | 750.2287 | 3.4865e-05 | 2063 | Mitigation | 0.95 | 45 | 0 | esc | 0.00097009 | 4.5083e-11 | 0.00097009 | 4.5083e-11
[79 empty] | WLDFR | HFTD - Distribution - Zone 1 - 5QU CoRE ¦ 4QU LoRE | Red Flag Warning - Small Fires | 2046 | 4.9947e-08 | 8.4632e-08 | 4.7172e-08 | 0.095486 | 0.044306 | 0.0019228 | 0.049257 | 0 | 0 | 0 | 0.00012802 | 4.7692e-09 | 0 | 4.7692e-09 | 8.0812e-09 | 0 | 8.0812e-09 | 4.5043e-09 | 0 | 4.5043e-09 | [17 empty] | 7.3.3.17.5 (Remote Grid) Updates to grid topology to minimize risk of ignition in HFTDs Remote GridWLDFREquipment / facility failureAggregated | WLDFR | HFTD - Distribution - Tier 2 - 4QU CoRE ¦ 3QU LoRE | Non-Red Flag Warning - Destructive Fires | Equipment / facility failure | Aggregated | 2064 | 4.6473e-08 | 750.2287 | 3.4865e-05 | 2064 | Mitigation | 0.95 | 45 | 0 | esc | 0.00097009 | 4.5083e-11 | 0.00097009 | 4.5083e-11
[79 empty] | WLDFR | HFTD - Distribution - Zone 1 - 5QU CoRE ¦ 4QU LoRE | Red Flag Warning - Small Fires | 2047 | 4.9947e-08 | 8.4632e-08 | 4.7172e-08 | 0.095486 | 0.044306 | 0.0019228 | 0.049257 | 0 | 0 | 0 | 0.00012802 | 4.7692e-09 | 0 | 4.7692e-09 | 8.0812e-09 | 0 | 8.0812e-09 | 4.5043e-09 | 0 | 4.5043e-09 | [17 empty] | 7.3.3.17.5 (Remote Grid) Updates to grid topology to minimize risk of ignition in HFTDs Remote GridWLDFREquipment / facility failureAggregated | WLDFR | HFTD - Distribution - Tier 2 - 4QU CoRE ¦ 3QU LoRE | Non-Red Flag Warning - Destructive Fires | Equipment / facility failure | Aggregated | 2065 | 4.6473e-08 | 750.2287 | 3.4865e-05 | 2065 | Mitigation | 0.95 | 45 | 0 | esc | 0.00097009 | 4.5083e-11 | 0.00097009 | 4.5083e-11
[79 empty] | WLDFR | HFTD - Distribution - Zone 1 - 5QU CoRE ¦ 4QU LoRE | Red Flag Warning - Small Fires | 2048 | 4.9947e-08 | 8.4632e-08 | 4.7172e-08 | 0.10007 | 0.04626 | 0.0020076 | 0.051804 | 0 | 0 | 0 | 0.00012802 | 4.9983e-09 | 0 | 4.9983e-09 | 8.4693e-09 | 0 | 8.4693e-09 | 4.7206e-09 | 0 | 4.7206e-09 | [17 empty] | 7.3.3.17.5 (Remote Grid) Updates to grid topology to minimize risk of ignition in HFTDs Remote GridWLDFREquipment / facility failureAggregated | WLDFR | HFTD - Distribution - Tier 2 - 4QU CoRE ¦ 3QU LoRE | Non-Red Flag Warning - Destructive Fires | Equipment / facility failure | Aggregated | 2066 | 4.6473e-08 | 750.2287 | 3.4865e-05 | 2066 | Mitigation | 0.95 | 45 | 0 | esc | 0.00097009 | 4.5083e-11 | 0.00097009 | 4.5083e-11
[79 empty] | WLDFR | HFTD - Distribution - Zone 1 - 5QU CoRE ¦ 4QU LoRE | Red Flag Warning - Small Fires | 2049 | 4.9947e-08 | 8.4632e-08 | 4.7172e-08 | 0.10007 | 0.04626 | 0.0020076 | 0.051804 | 0 | 0 | 0 | 0.00012802 | 4.9983e-09 | 0 | 4.9983e-09 | 8.4693e-09 | 0 | 8.4693e-09 | 4.7206e-09 | 0 | 4.7206e-09 | [17 empty] | 7.3.3.17.5 (Remote Grid) Updates to grid topology to minimize risk of ignition in HFTDs Remote GridWLDFREquipment / facility failureAggregated | WLDFR | HFTD - Distribution - Tier 2 - 4QU CoRE ¦ 3QU LoRE | Non-Red Flag Warning - Destructive Fires | Equipment / facility failure | Aggregated | 2067 | 4.6473e-08 | 750.2287 | 3.4865e-05 | 2067 | Mitigation | 0.95 | 45 | 0 | esc | 0 | 0 | 0.00097009 | 4.5083e-11
[79 empty] | WLDFR | HFTD - Distribution - Zone 1 - 5QU CoRE ¦ 4QU LoRE | Red Flag Warning - Small Fires | 2050 | 4.9947e-08 | 8.4632e-08 | 4.7172e-08 | 0.10007 | 0.04626 | 0.0020076 | 0.051804 | 0 | 0 | 0 | 0.00012802 | 4.9983e-09 | 0 | 4.9983e-09 | 8.4693e-09 | 0 | 8.4693e-09 | 4.7206e-09 | 0 | 4.7206e-09 | [17 empty] | 7.3.3.17.5 (Remote Grid) Updates to grid topology to minimize risk of ignition in HFTDs Remote GridWLDFRVegetation ContactAggregated | WLDFR | HFTD - Distribution - Tier 2 - 4QU CoRE ¦ 3QU LoRE | Non-Red Flag Warning - Destructive Fires | Vegetation Contact | Aggregated | 2022 | 2.3833e-07 | 750.2287 | 0.0001788 | 2022 | Mitigation | 0.95 | 45 | 0 | esc | 0.00097009 | 2.312e-10 | 0 | 0
[79 empty] | WLDFR | HFTD - Distribution - Zone 1 - 5QU CoRE ¦ 4QU LoRE | Red Flag Warning - Small Fires | 2051 | 4.9947e-08 | 8.4632e-08 | 4.7172e-08 | 0.10007 | 0.04626 | 0.0020076 | 0.051804 | 0 | 0 | 0 | 0.00012802 | 4.9983e-09 | 0 | 4.9983e-09 | 8.4693e-09 | 0 | 8.4693e-09 | 4.7206e-09 | 0 | 4.7206e-09 | [17 empty] | 7.3.3.17.5 (Remote Grid) Updates to grid topology to minimize risk of ignition in HFTDs Remote GridWLDFRVegetation ContactAggregated | WLDFR | HFTD - Distribution - Tier 2 - 4QU CoRE ¦ 3QU LoRE | Non-Red Flag Warning - Destructive Fires | Vegetation Contact | Aggregated | 2023 | 2.3833e-07 | 750.2287 | 0.0001788 | 2023 | Mitigation | 0.95 | 45 | 0 | esc | 0.00097009 | 2.312e-10 | 0.00097009 | 2.312e-10
[79 empty] | WLDFR | HFTD - Distribution - Zone 1 - 5QU CoRE ¦ 4QU LoRE | Red Flag Warning - Small Fires | 2052 | 4.9947e-08 | 8.4632e-08 | 4.7172e-08 | 0.10007 | 0.04626 | 0.0020076 | 0.051804 | 0 | 0 | 0 | 0.00012802 | 4.9983e-09 | 0 | 4.9983e-09 | 8.4693e-09 | 0 | 8.4693e-09 | 4.7206e-09 | 0 | 4.7206e-09 | [17 empty] | 7.3.3.17.5 (Remote Grid) Updates to grid topology to minimize risk of ignition in HFTDs Remote GridWLDFRVegetation ContactAggregated | WLDFR | HFTD - Distribution - Tier 2 - 4QU CoRE ¦ 3QU LoRE | Non-Red Flag Warning - Destructive Fires | Vegetation Contact | Aggregated | 2024 | 2.3833e-07 | 750.2287 | 0.0001788 | 2024 | Mitigation | 0.95 | 45 | 0 | esc | 0.00097009 | 2.312e-10 | 0.00097009 | 2.312e-10
[79 empty] | WLDFR | HFTD - Distribution - Zone 1 - 5QU CoRE ¦ 4QU LoRE | Red Flag Warning - Small Fires | 2053 | 4.9947e-08 | 8.4632e-08 | 4.7172e-08 | 0.10489 | 0.048274 | 0.002095 | 0.054525 | 0 | 0 | 0 | 0.00012802 | 5.2391e-09 | 0 | 5.2391e-09 | 8.8774e-09 | 0 | 8.8774e-09 | 4.9481e-09 | 0 | 4.9481e-09 | [17 empty] | 7.3.3.17.5 (Remote Grid) Updates to grid topology to minimize risk of ignition in HFTDs Remote GridWLDFRVegetation ContactAggregated | WLDFR | HFTD - Distribution - Tier 2 - 4QU CoRE ¦ 3QU LoRE | Non-Red Flag Warning - Destructive Fires | Vegetation Contact | Aggregated | 2025 | 2.3833e-07 | 750.2287 | 0.0001788 | 2025 | Mitigation | 0.95 | 45 | 0 | esc | 0.00097009 | 2.312e-10 | 0.00097009 | 2.312e-10
[79 empty] | WLDFR | HFTD - Distribution - Zone 1 - 5QU CoRE ¦ 4QU LoRE | Red Flag Warning - Small Fires | 2054 | 4.9947e-08 | 8.4632e-08 | 4.7172e-08 | 0.10489 | 0.048274 | 0.002095 | 0.054525 | 0 | 0 | 0 | 0.00012802 | 5.2391e-09 | 0 | 5.2391e-09 | 8.8774e-09 | 0 | 8.8774e-09 | 4.9481e-09 | 0 | 4.9481e-09 | [17 empty] | 7.3.3.17.5 (Remote Grid) Updates to grid topology to minimize risk of ignition in HFTDs Remote GridWLDFRVegetation ContactAggregated | WLDFR | HFTD - Distribution - Tier 2 - 4QU CoRE ¦ 3QU LoRE | Non-Red Flag Warning - Destructive Fires | Vegetation Contact | Aggregated | 2026 | 2.3833e-07 | 750.2287 | 0.0001788 | 2026 | Mitigation | 0.95 | 45 | 0 | esc | 0.00097009 | 2.312e-10 | 0.00097009 | 2.312e-10
[79 empty] | WLDFR | HFTD - Distribution - Zone 1 - 5QU CoRE ¦ 4QU LoRE | Red Flag Warning - Small Fires | 2055 | 4.9947e-08 | 8.4632e-08 | 4.7172e-08 | 0.10489 | 0.048274 | 0.002095 | 0.054525 | 0 | 0 | 0 | 0.00012802 | 5.2391e-09 | 0 | 5.2391e-09 | 8.8774e-09 | 0 | 8.8774e-09 | 4.9481e-09 | 0 | 4.9481e-09 | [17 empty] | 7.3.3.17.5 (Remote Grid) Updates to grid topology to minimize risk of ignition in HFTDs Remote GridWLDFRVegetation ContactAggregated | WLDFR | HFTD - Distribution - Tier 2 - 4QU CoRE ¦ 3QU LoRE | Non-Red Flag Warning - Destructive Fires | Vegetation Contact | Aggregated | 2027 | 2.3833e-07 | 750.2287 | 0.0001788 | 2027 | Mitigation | 0.95 | 45 | 0 | esc | 0.00097009 | 2.312e-10 | 0.00097009 | 2.312e-10
[79 empty] | WLDFR | HFTD - Distribution - Zone 1 - 5QU CoRE ¦ 4QU LoRE | Red Flag Warning - Small Fires | 2056 | 4.9947e-08 | 8.4632e-08 | 4.7172e-08 | 0.10489 | 0.048274 | 0.002095 | 0.054525 | 0 | 0 | 0 | 0.00012802 | 5.2391e-09 | 0 | 5.2391e-09 | 8.8774e-09 | 0 | 8.8774e-09 | 4.9481e-09 | 0 | 4.9481e-09 | [17 empty] | 7.3.3.17.5 (Remote Grid) Updates to grid topology to minimize risk of ignition in HFTDs Remote GridWLDFRVegetation ContactAggregated | WLDFR | HFTD - Distribution - Tier 2 - 4QU CoRE ¦ 3QU LoRE | Non-Red Flag Warning - Destructive Fires | Vegetation Contact | Aggregated | 2028 | 2.3833e-07 | 750.2287 | 0.0001788 | 2028 | Mitigation | 0.95 | 45 | 0 | esc | 0.00097009 | 2.312e-10 | 0.00097009 | 2.312e-10
[79 empty] | WLDFR | HFTD - Distribution - Zone 1 - 5QU CoRE ¦ 4QU LoRE | Red Flag Warning - Small Fires | 2057 | 4.9947e-08 | 8.4632e-08 | 4.7172e-08 | 0.10489 | 0.048274 | 0.002095 | 0.054525 | 0 | 0 | 0 | 0.00012802 | 5.2391e-09 | 0 | 5.2391e-09 | 8.8774e-09 | 0 | 8.8774e-09 | 4.9481e-09 | 0 | 4.9481e-09 | [17 empty] | 7.3.3.17.5 (Remote Grid) Updates to grid topology to minimize risk of ignition in HFTDs Remote GridWLDFRVegetation ContactAggregated | WLDFR | HFTD - Distribution - Tier 2 - 4QU CoRE ¦ 3QU LoRE | Non-Red Flag Warning - Destructive Fires | Vegetation Contact | Aggregated | 2029 | 2.3833e-07 | 750.2287 | 0.0001788 | 2029 | Mitigation | 0.95 | 45 | 0 | esc | 0.00097009 | 2.312e-10 | 0.00097009 | 2.312e-10
[79 empty] | WLDFR | HFTD - Distribution - Zone 1 - 5QU CoRE ¦ 4QU LoRE | Red Flag Warning - Small Fires | 2058 | 4.9947e-08 | 8.4632e-08 | 4.7172e-08 | 0.1099 | 0.050325 | 0.0021839 | 0.057393 | 0 | 0 | 0 | 0.00012802 | 5.4893e-09 | 0 | 5.4893e-09 | 9.3013e-09 | 0 | 9.3013e-09 | 5.1843e-09 | 0 | 5.1843e-09 | [17 empty] | 7.3.3.17.5 (Remote Grid) Updates to grid topology to minimize risk of ignition in HFTDs Remote GridWLDFRVegetation ContactAggregated | WLDFR | HFTD - Distribution - Tier 2 - 4QU CoRE ¦ 3QU LoRE | Non-Red Flag Warning - Destructive Fires | Vegetation Contact | Aggregated | 2030 | 2.3833e-07 | 750.2287 | 0.0001788 | 2030 | Mitigation | 0.95 | 45 | 0 | esc | 0.00097009 | 2.312e-10 | 0.00097009 | 2.312e-10
[79 empty] | WLDFR | HFTD - Distribution - Zone 1 - 5QU CoRE ¦ 4QU LoRE | Red Flag Warning - Small Fires | 2059 | 4.9947e-08 | 8.4632e-08 | 4.7172e-08 | 0.1099 | 0.050325 | 0.0021839 | 0.057393 | 0 | 0 | 0 | 0.00012802 | 5.4893e-09 | 0 | 5.4893e-09 | 9.3013e-09 | 0 | 9.3013e-09 | 5.1843e-09 | 0 | 5.1843e-09 | [17 empty] | 7.3.3.17.5 (Remote Grid) Updates to grid topology to minimize risk of ignition in HFTDs Remote GridWLDFRVegetation ContactAggregated | WLDFR | HFTD - Distribution - Tier 2 - 4QU CoRE ¦ 3QU LoRE | Non-Red Flag Warning - Destructive Fires | Vegetation Contact | Aggregated | 2031 | 2.3833e-07 | 750.2287 | 0.0001788 | 2031 | Mitigation | 0.95 | 45 | 0 | esc | 0.00097009 | 2.312e-10 | 0.00097009 | 2.312e-10
[79 empty] | WLDFR | HFTD - Distribution - Zone 1 - 5QU CoRE ¦ 4QU LoRE | Red Flag Warning - Small Fires | 2060 | 4.9947e-08 | 8.4632e-08 | 4.7172e-08 | 0.1099 | 0.050325 | 0.0021839 | 0.057393 | 0 | 0 | 0 | 0.00012802 | 5.4893e-09 | 0 | 5.4893e-09 | 9.3013e-09 | 0 | 9.3013e-09 | 5.1843e-09 | 0 | 5.1843e-09 | [17 empty] | 7.3.3.17.5 (Remote Grid) Updates to grid topology to minimize risk of ignition in HFTDs Remote GridWLDFRVegetation ContactAggregated | WLDFR | HFTD - Distribution - Tier 2 - 4QU CoRE ¦ 3QU LoRE | Non-Red Flag Warning - Destructive Fires | Vegetation Contact | Aggregated | 2032 | 2.3833e-07 | 750.2287 | 0.0001788 | 2032 | Mitigation | 0.95 | 45 | 0 | esc | 0.00097009 | 2.312e-10 | 0.00097009 | 2.312e-10
[79 empty] | WLDFR | HFTD - Distribution - Zone 1 - 5QU CoRE ¦ 4QU LoRE | Red Flag Warning - Small Fires | 2061 | 4.9947e-08 | 8.4632e-08 | 4.7172e-08 | 0.1099 | 0.050325 | 0.0021839 | 0.057393 | 0 | 0 | 0 | 0.00012802 | 5.4893e-09 | 0 | 5.4893e-09 | 9.3013e-09 | 0 | 9.3013e-09 | 5.1843e-09 | 0 | 5.1843e-09 | [17 empty] | 7.3.3.17.5 (Remote Grid) Updates to grid topology to minimize risk of ignition in HFTDs Remote GridWLDFRVegetation ContactAggregated | WLDFR | HFTD - Distribution - Tier 2 - 4QU CoRE ¦ 3QU LoRE | Non-Red Flag Warning - Destructive Fires | Vegetation Contact | Aggregated | 2033 | 2.3833e-07 | 750.2287 | 0.0001788 | 2033 | Mitigation | 0.95 | 45 | 0 | esc | 0.00097009 | 2.312e-10 | 0.00097009 | 2.312e-10
[79 empty] | WLDFR | HFTD - Distribution - Zone 1 - 5QU CoRE ¦ 4QU LoRE | Red Flag Warning - Small Fires | 2062 | 4.9947e-08 | 8.4632e-08 | 4.7172e-08 | 0.1099 | 0.050325 | 0.0021839 | 0.057393 | 0 | 0 | 0 | 0.00012802 | 5.4893e-09 | 0 | 5.4893e-09 | 9.3013e-09 | 0 | 9.3013e-09 | 5.1843e-09 | 0 | 5.1843e-09 | [17 empty] | 7.3.3.17.5 (Remote Grid) Updates to grid topology to minimize risk of ignition in HFTDs Remote GridWLDFRVegetation ContactAggregated | WLDFR | HFTD - Distribution - Tier 2 - 4QU CoRE ¦ 3QU LoRE | Non-Red Flag Warning - Destructive Fires | Vegetation Contact | Aggregated | 2034 | 2.3833e-07 | 750.2287 | 0.0001788 | 2034 | Mitigation | 0.95 | 45 | 0 | esc | 0.00097009 | 2.312e-10 | 0.00097009 | 2.312e-10
[79 empty] | WLDFR | HFTD - Distribution - Zone 1 - 5QU CoRE ¦ 4QU LoRE | Red Flag Warning - Small Fires | 2063 | 4.9947e-08 | 8.4632e-08 | 4.7172e-08 | 0.11504 | 0.052388 | 0.0022734 | 0.060377 | 0 | 0 | 0 | 0.00012802 | 5.7458e-09 | 0 | 5.7458e-09 | 9.7359e-09 | 0 | 9.7359e-09 | 5.4266e-09 | 0 | 5.4266e-09 | [17 empty] | 7.3.3.17.5 (Remote Grid) Updates to grid topology to minimize risk of ignition in HFTDs Remote GridWLDFRVegetation ContactAggregated | WLDFR | HFTD - Distribution - Tier 2 - 4QU CoRE ¦ 3QU LoRE | Non-Red Flag Warning - Destructive Fires | Vegetation Contact | Aggregated | 2035 | 2.3833e-07 | 750.2287 | 0.0001788 | 2035 | Mitigation | 0.95 | 45 | 0 | esc | 0.00097009 | 2.312e-10 | 0.00097009 | 2.312e-10
[79 empty] | WLDFR | HFTD - Distribution - Zone 1 - 5QU CoRE ¦ 4QU LoRE | Red Flag Warning - Small Fires | 2064 | 4.9947e-08 | 8.4632e-08 | 4.7172e-08 | 0.11504 | 0.052388 | 0.0022734 | 0.060377 | 0 | 0 | 0 | 0.00012802 | 5.7458e-09 | 0 | 5.7458e-09 | 9.7359e-09 | 0 | 9.7359e-09 | 5.4266e-09 | 0 | 5.4266e-09 | [17 empty] | 7.3.3.17.5 (Remote Grid) Updates to grid topology to minimize risk of ignition in HFTDs Remote GridWLDFRVegetation ContactAggregated | WLDFR | HFTD - Distribution - Tier 2 - 4QU CoRE ¦ 3QU LoRE | Non-Red Flag Warning - Destructive Fires | Vegetation Contact | Aggregated | 2036 | 2.3833e-07 | 750.2287 | 0.0001788 | 2036 | Mitigation | 0.95 | 45 | 0 | esc | 0.00097009 | 2.312e-10 | 0.00097009 | 2.312e-10
[79 empty] | WLDFR | HFTD - Distribution - Zone 1 - 5QU CoRE ¦ 4QU LoRE | Red Flag Warning - Small Fires | 2065 | 4.9947e-08 | 8.4632e-08 | 4.7172e-08 | 0.11504 | 0.052388 | 0.0022734 | 0.060377 | 0 | 0 | 0 | 0.00012802 | 5.7458e-09 | 0 | 5.7458e-09 | 9.7359e-09 | 0 | 9.7359e-09 | 5.4266e-09 | 0 | 5.4266e-09 | [17 empty] | 7.3.3.17.5 (Remote Grid) Updates to grid topology to minimize risk of ignition in HFTDs Remote GridWLDFRVegetation ContactAggregated | WLDFR | HFTD - Distribution - Tier 2 - 4QU CoRE ¦ 3QU LoRE | Non-Red Flag Warning - Destructive Fires | Vegetation Contact | Aggregated | 2037 | 2.3833e-07 | 750.2287 | 0.0001788 | 2037 | Mitigation | 0.95 | 45 | 0 | esc | 0.00097009 | 2.312e-10 | 0.00097009 | 2.312e-10
[79 empty] | WLDFR | HFTD - Distribution - Zone 1 - 5QU CoRE ¦ 4QU LoRE | Red Flag Warning - Small Fires | 2066 | 0 | 8.4632e-08 | 4.7172e-08 | 0.11504 | 0.052388 | 0.0022734 | 0.060377 | 0 | 0 | 0 | 0.00012802 | 0 | 0 | 0 | 9.7359e-09 | 0 | 9.7359e-09 | 5.4266e-09 | 0 | 5.4266e-09 | [17 empty] | 7.3.3.17.5 (Remote Grid) Updates to grid topology to minimize risk of ignition in HFTDs Remote GridWLDFRVegetation ContactAggregated | WLDFR | HFTD - Distribution - Tier 2 - 4QU CoRE ¦ 3QU LoRE | Non-Red Flag Warning - Destructive Fires | Vegetation Contact | Aggregated | 2038 | 2.3833e-07 | 750.2287 | 0.0001788 | 2038 | Mitigation | 0.95 | 45 | 0 | esc | 0.00097009 | 2.312e-10 | 0.00097009 | 2.312e-10
[79 empty] | WLDFR | HFTD - Distribution - Zone 1 - 5QU CoRE ¦ 4QU LoRE | Red Flag Warning - Small Fires | 2067 | 0 | 0 | 4.7172e-08 | 0.11504 | 0.052388 | 0.0022734 | 0.060377 | 0 | 0 | 0 | 0.00012802 | 0 | 0 | 0 | 0 | 0 | 0 | 5.4266e-09 | 0 | 5.4266e-09 | [17 empty] | 7.3.3.17.5 (Remote Grid) Updates to grid topology to minimize risk of ignition in HFTDs Remote GridWLDFRVegetation ContactAggregated | WLDFR | HFTD - Distribution - Tier 2 - 4QU CoRE ¦ 3QU LoRE | Non-Red Flag Warning - Destructive Fires | Vegetation Contact | Aggregated | 2039 | 2.3833e-07 | 750.2287 | 0.0001788 | 2039 | Mitigation | 0.95 | 45 | 0 | esc | 0.00097009 | 2.312e-10 | 0.00097009 | 2.312e-10
[79 empty] | WLDFR | HFTD - Distribution - Zone 1 - 5QU CoRE ¦ 4QU LoRE | Seismic - Non-Red Flag Warning - Catastrophic Fires | 2021 | 3.7348e-13 | 0 | 0 | 21083.8428 | 409.2237 | 13469.0878 | 7205.5313 | 0 | 0 | 0 | 5.2156e-10 | 7.8745e-09 | 0 | 7.8745e-09 | 0 | 0 | 0 | 0 | 0 | 0 | [17 empty] | 7.3.3.17.5 (Remote Grid) Updates to grid topology to minimize risk of ignition in HFTDs Remote GridWLDFRVegetation ContactAggregated | WLDFR | HFTD - Distribution - Tier 2 - 4QU CoRE ¦ 3QU LoRE | Non-Red Flag Warning - Destructive Fires | Vegetation Contact | Aggregated | 2040 | 2.3833e-07 | 750.2287 | 0.0001788 | 2040 | Mitigation | 0.95 | 45 | 0 | esc | 0.00097009 | 2.312e-10 | 0.00097009 | 2.312e-10
[79 empty] | WLDFR | HFTD - Distribution - Zone 1 - 5QU CoRE ¦ 4QU LoRE | Seismic - Non-Red Flag Warning - Catastrophic Fires | 2022 | 3.7167e-13 | 6.2978e-13 | 0 | 21083.8428 | 409.2237 | 13469.0878 | 7205.5313 | 0 | 0 | 0 | 5.1903e-10 | 7.8363e-09 | 0 | 7.8363e-09 | 1.3278e-08 | 0 | 1.3278e-08 | 0 | 0 | 0 | [17 empty] | 7.3.3.17.5 (Remote Grid) Updates to grid topology to minimize risk of ignition in HFTDs Remote GridWLDFRVegetation ContactAggregated | WLDFR | HFTD - Distribution - Tier 2 - 4QU CoRE ¦ 3QU LoRE | Non-Red Flag Warning - Destructive Fires | Vegetation Contact | Aggregated | 2041 | 2.3833e-07 | 750.2287 | 0.0001788 | 2041 | Mitigation | 0.95 | 45 | 0 | esc | 0.00097009 | 2.312e-10 | 0.00097009 | 2.312e-10
[79 empty] | WLDFR | HFTD - Distribution - Zone 1 - 5QU CoRE ¦ 4QU LoRE | Seismic - Non-Red Flag Warning - Catastrophic Fires | 2023 | 3.7167e-13 | 6.2978e-13 | 3.5103e-13 | 21835.9781 | 428.6023 | 13939.561 | 7467.8148 | 0 | 0 | 0 | 5.1903e-10 | 8.1159e-09 | 0 | 8.1159e-09 | 1.3752e-08 | 0 | 1.3752e-08 | 7.665e-09 | 0 | 7.665e-09 | [17 empty] | 7.3.3.17.5 (Remote Grid) Updates to grid topology to minimize risk of ignition in HFTDs Remote GridWLDFRVegetation ContactAggregated | WLDFR | HFTD - Distribution - Tier 2 - 4QU CoRE ¦ 3QU LoRE | Non-Red Flag Warning - Destructive Fires | Vegetation Contact | Aggregated | 2042 | 2.3833e-07 | 750.2287 | 0.0001788 | 2042 | Mitigation | 0.95 | 45 | 0 | esc | 0.00097009 | 2.312e-10 | 0.00097009 | 2.312e-10
[79 empty] | WLDFR | HFTD - Distribution - Zone 1 - 5QU CoRE ¦ 4QU LoRE | Seismic - Non-Red Flag Warning - Catastrophic Fires | 2024 | 3.7167e-13 | 6.2978e-13 | 3.5103e-13 | 21835.9781 | 428.6023 | 13939.561 | 7467.8148 | 0 | 0 | 0 | 5.1903e-10 | 8.1159e-09 | 0 | 8.1159e-09 | 1.3752e-08 | 0 | 1.3752e-08 | 7.665e-09 | 0 | 7.665e-09 | [17 empty] | 7.3.3.17.5 (Remote Grid) Updates to grid topology to minimize risk of ignition in HFTDs Remote GridWLDFRVegetation ContactAggregated | WLDFR | HFTD - Distribution - Tier 2 - 4QU CoRE ¦ 3QU LoRE | Non-Red Flag Warning - Destructive Fires | Vegetation Contact | Aggregated | 2043 | 2.3833e-07 | 750.2287 | 0.0001788 | 2043 | Mitigation | 0.95 | 45 | 0 | esc | 0.00097009 | 2.312e-10 | 0.00097009 | 2.312e-10
[79 empty] | WLDFR | HFTD - Distribution - Zone 1 - 5QU CoRE ¦ 4QU LoRE | Seismic - Non-Red Flag Warning - Catastrophic Fires | 2025 | 3.7167e-13 | 6.2978e-13 | 3.5103e-13 | 21835.9781 | 428.6023 | 13939.561 | 7467.8148 | 0 | 0 | 0 | 5.1903e-10 | 8.1159e-09 | 0 | 8.1159e-09 | 1.3752e-08 | 0 | 1.3752e-08 | 7.665e-09 | 0 | 7.665e-09 | [17 empty] | 7.3.3.17.5 (Remote Grid) Updates to grid topology to minimize risk of ignition in HFTDs Remote GridWLDFRVegetation ContactAggregated | WLDFR | HFTD - Distribution - Tier 2 - 4QU CoRE ¦ 3QU LoRE | Non-Red Flag Warning - Destructive Fires | Vegetation Contact | Aggregated | 2044 | 2.3833e-07 | 750.2287 | 0.0001788 | 2044 | Mitigation | 0.95 | 45 | 0 | esc | 0.00097009 | 2.312e-10 | 0.00097009 | 2.312e-10
[79 empty] | WLDFR | HFTD - Distribution - Zone 1 - 5QU CoRE ¦ 4QU LoRE | Seismic - Non-Red Flag Warning - Catastrophic Fires | 2026 | 3.7167e-13 | 6.2978e-13 | 3.5103e-13 | 21835.9781 | 428.6023 | 13939.561 | 7467.8148 | 0 | 0 | 0 | 5.1903e-10 | 8.1159e-09 | 0 | 8.1159e-09 | 1.3752e-08 | 0 | 1.3752e-08 | 7.665e-09 | 0 | 7.665e-09 | [17 empty] | 7.3.3.17.5 (Remote Grid) Updates to grid topology to minimize risk of ignition in HFTDs Remote GridWLDFRVegetation ContactAggregated | WLDFR | HFTD - Distribution - Tier 2 - 4QU CoRE ¦ 3QU LoRE | Non-Red Flag Warning - Destructive Fires | Vegetation Contact | Aggregated | 2045 | 2.3833e-07 | 750.2287 | 0.0001788 | 2045 | Mitigation | 0.95 | 45 | 0 | esc | 0.00097009 | 2.312e-10 | 0.00097009 | 2.312e-10
[79 empty] | WLDFR | HFTD - Distribution - Zone 1 - 5QU CoRE ¦ 4QU LoRE | Seismic - Non-Red Flag Warning - Catastrophic Fires | 2027 | 3.7167e-13 | 6.2978e-13 | 3.5103e-13 | 21835.9781 | 428.6023 | 13939.561 | 7467.8148 | 0 | 0 | 0 | 5.1903e-10 | 8.1159e-09 | 0 | 8.1159e-09 | 1.3752e-08 | 0 | 1.3752e-08 | 7.665e-09 | 0 | 7.665e-09 | [17 empty] | 7.3.3.17.5 (Remote Grid) Updates to grid topology to minimize risk of ignition in HFTDs Remote GridWLDFRVegetation ContactAggregated | WLDFR | HFTD - Distribution - Tier 2 - 4QU CoRE ¦ 3QU LoRE | Non-Red Flag Warning - Destructive Fires | Vegetation Contact | Aggregated | 2046 | 2.3833e-07 | 750.2287 | 0.0001788 | 2046 | Mitigation | 0.95 | 45 | 0 | esc | 0.00097009 | 2.312e-10 | 0.00097009 | 2.312e-10
[79 empty] | WLDFR | HFTD - Distribution - Zone 1 - 5QU CoRE ¦ 4QU LoRE | Seismic - Non-Red Flag Warning - Catastrophic Fires | 2028 | 3.7167e-13 | 6.2978e-13 | 3.5103e-13 | 22783.187 | 453.261 | 14531.3357 | 7798.5904 | 0 | 0 | 0 | 5.1903e-10 | 8.4679e-09 | 0 | 8.4679e-09 | 1.4348e-08 | 0 | 1.4348e-08 | 7.9975e-09 | 0 | 7.9975e-09 | [17 empty] | 7.3.3.17.5 (Remote Grid) Updates to grid topology to minimize risk of ignition in HFTDs Remote GridWLDFRVegetation ContactAggregated | WLDFR | HFTD - Distribution - Tier 2 - 4QU CoRE ¦ 3QU LoRE | Non-Red Flag Warning - Destructive Fires | Vegetation Contact | Aggregated | 2047 | 2.3833e-07 | 750.2287 | 0.0001788 | 2047 | Mitigation | 0.95 | 45 | 0 | esc | 0.00097009 | 2.312e-10 | 0.00097009 | 2.312e-10
[79 empty] | WLDFR | HFTD - Distribution - Zone 1 - 5QU CoRE ¦ 4QU LoRE | Seismic - Non-Red Flag Warning - Catastrophic Fires | 2029 | 3.7167e-13 | 6.2978e-13 | 3.5103e-13 | 22783.187 | 453.261 | 14531.3357 | 7798.5904 | 0 | 0 | 0 | 5.1903e-10 | 8.4679e-09 | 0 | 8.4679e-09 | 1.4348e-08 | 0 | 1.4348e-08 | 7.9975e-09 | 0 | 7.9975e-09 | [17 empty] | 7.3.3.17.5 (Remote Grid) Updates to grid topology to minimize risk of ignition in HFTDs Remote GridWLDFRVegetation ContactAggregated | WLDFR | HFTD - Distribution - Tier 2 - 4QU CoRE ¦ 3QU LoRE | Non-Red Flag Warning - Destructive Fires | Vegetation Contact | Aggregated | 2048 | 2.3833e-07 | 750.2287 | 0.0001788 | 2048 | Mitigation | 0.95 | 45 | 0 | esc | 0.00097009 | 2.312e-10 | 0.00097009 | 2.312e-10
[79 empty] | WLDFR | HFTD - Distribution - Zone 1 - 5QU CoRE ¦ 4QU LoRE | Seismic - Non-Red Flag Warning - Catastrophic Fires | 2030 | 3.7167e-13 | 6.2978e-13 | 3.5103e-13 | 22783.187 | 453.261 | 14531.3357 | 7798.5904 | 0 | 0 | 0 | 5.1903e-10 | 8.4679e-09 | 0 | 8.4679e-09 | 1.4348e-08 | 0 | 1.4348e-08 | 7.9975e-09 | 0 | 7.9975e-09 | [17 empty] | 7.3.3.17.5 (Remote Grid) Updates to grid topology to minimize risk of ignition in HFTDs Remote GridWLDFRVegetation ContactAggregated | WLDFR | HFTD - Distribution - Tier 2 - 4QU CoRE ¦ 3QU LoRE | Non-Red Flag Warning - Destructive Fires | Vegetation Contact | Aggregated | 2049 | 2.3833e-07 | 750.2287 | 0.0001788 | 2049 | Mitigation | 0.95 | 45 | 0 | esc | 0.00097009 | 2.312e-10 | 0.00097009 | 2.312e-10
[79 empty] | WLDFR | HFTD - Distribution - Zone 1 - 5QU CoRE ¦ 4QU LoRE | Seismic - Non-Red Flag Warning - Catastrophic Fires | 2031 | 3.7167e-13 | 6.2978e-13 | 3.5103e-13 | 22783.187 | 453.261 | 14531.3357 | 7798.5904 | 0 | 0 | 0 | 5.1903e-10 | 8.4679e-09 | 0 | 8.4679e-09 | 1.4348e-08 | 0 | 1.4348e-08 | 7.9975e-09 | 0 | 7.9975e-09 | [17 empty] | 7.3.3.17.5 (Remote Grid) Updates to grid topology to minimize risk of ignition in HFTDs Remote GridWLDFRVegetation ContactAggregated | WLDFR | HFTD - Distribution - Tier 2 - 4QU CoRE ¦ 3QU LoRE | Non-Red Flag Warning - Destructive Fires | Vegetation Contact | Aggregated | 2050 | 2.3833e-07 | 750.2287 | 0.0001788 | 2050 | Mitigation | 0.95 | 45 | 0 | esc | 0.00097009 | 2.312e-10 | 0.00097009 | 2.312e-10
[79 empty] | WLDFR | HFTD - Distribution - Zone 1 - 5QU CoRE ¦ 4QU LoRE | Seismic - Non-Red Flag Warning - Catastrophic Fires | 2032 | 3.7167e-13 | 6.2978e-13 | 3.5103e-13 | 22783.187 | 453.261 | 14531.3357 | 7798.5904 | 0 | 0 | 0 | 5.1903e-10 | 8.4679e-09 | 0 | 8.4679e-09 | 1.4348e-08 | 0 | 1.4348e-08 | 7.9975e-09 | 0 | 7.9975e-09 | [17 empty] | 7.3.3.17.5 (Remote Grid) Updates to grid topology to minimize risk of ignition in HFTDs Remote GridWLDFRVegetation ContactAggregated | WLDFR | HFTD - Distribution - Tier 2 - 4QU CoRE ¦ 3QU LoRE | Non-Red Flag Warning - Destructive Fires | Vegetation Contact | Aggregated | 2051 | 2.3833e-07 | 750.2287 | 0.0001788 | 2051 | Mitigation | 0.95 | 45 | 0 | esc | 0.00097009 | 2.312e-10 | 0.00097009 | 2.312e-10
[79 empty] | WLDFR | HFTD - Distribution - Zone 1 - 5QU CoRE ¦ 4QU LoRE | Seismic - Non-Red Flag Warning - Catastrophic Fires | 2033 | 3.7167e-13 | 6.2978e-13 | 3.5103e-13 | 23835.2641 | 480.9649 | 15187.7294 | 8166.5698 | 0 | 0 | 0 | 5.1903e-10 | 8.8589e-09 | 0 | 8.8589e-09 | 1.5011e-08 | 0 | 1.5011e-08 | 8.3668e-09 | 0 | 8.3668e-09 | [17 empty] | 7.3.3.17.5 (Remote Grid) Updates to grid topology to minimize risk of ignition in HFTDs Remote GridWLDFRVegetation ContactAggregated | WLDFR | HFTD - Distribution - Tier 2 - 4QU CoRE ¦ 3QU LoRE | Non-Red Flag Warning - Destructive Fires | Vegetation Contact | Aggregated | 2052 | 2.3833e-07 | 750.2287 | 0.0001788 | 2052 | Mitigation | 0.95 | 45 | 0 | esc | 0.00097009 | 2.312e-10 | 0.00097009 | 2.312e-10
[79 empty] | WLDFR | HFTD - Distribution - Zone 1 - 5QU CoRE ¦ 4QU LoRE | Seismic - Non-Red Flag Warning - Catastrophic Fires | 2034 | 3.7167e-13 | 6.2978e-13 | 3.5103e-13 | 23835.2641 | 480.9649 | 15187.7294 | 8166.5698 | 0 | 0 | 0 | 5.1903e-10 | 8.8589e-09 | 0 | 8.8589e-09 | 1.5011e-08 | 0 | 1.5011e-08 | 8.3668e-09 | 0 | 8.3668e-09 | [17 empty] | 7.3.3.17.5 (Remote Grid) Updates to grid topology to minimize risk of ignition in HFTDs Remote GridWLDFRVegetation ContactAggregated | WLDFR | HFTD - Distribution - Tier 2 - 4QU CoRE ¦ 3QU LoRE | Non-Red Flag Warning - Destructive Fires | Vegetation Contact | Aggregated | 2053 | 2.3833e-07 | 750.2287 | 0.0001788 | 2053 | Mitigation | 0.95 | 45 | 0 | esc | 0.00097009 | 2.312e-10 | 0.00097009 | 2.312e-10
[79 empty] | WLDFR | HFTD - Distribution - Zone 1 - 5QU CoRE ¦ 4QU LoRE | Seismic - Non-Red Flag Warning - Catastrophic Fires | 2035 | 3.7167e-13 | 6.2978e-13 | 3.5103e-13 | 23835.2641 | 480.9649 | 15187.7294 | 8166.5698 | 0 | 0 | 0 | 5.1903e-10 | 8.8589e-09 | 0 | 8.8589e-09 | 1.5011e-08 | 0 | 1.5011e-08 | 8.3668e-09 | 0 | 8.3668e-09 | [17 empty] | 7.3.3.17.5 (Remote Grid) Updates to grid topology to minimize risk of ignition in HFTDs Remote GridWLDFRVegetation ContactAggregated | WLDFR | HFTD - Distribution - Tier 2 - 4QU CoRE ¦ 3QU LoRE | Non-Red Flag Warning - Destructive Fires | Vegetation Contact | Aggregated | 2054 | 2.3833e-07 | 750.2287 | 0.0001788 | 2054 | Mitigation | 0.95 | 45 | 0 | esc | 0.00097009 | 2.312e-10 | 0.00097009 | 2.312e-10
[79 empty] | WLDFR | HFTD - Distribution - Zone 1 - 5QU CoRE ¦ 4QU LoRE | Seismic - Non-Red Flag Warning - Catastrophic Fires | 2036 | 3.7167e-13 | 6.2978e-13 | 3.5103e-13 | 23835.2641 | 480.9649 | 15187.7294 | 8166.5698 | 0 | 0 | 0 | 5.1903e-10 | 8.8589e-09 | 0 | 8.8589e-09 | 1.5011e-08 | 0 | 1.5011e-08 | 8.3668e-09 | 0 | 8.3668e-09 | [17 empty] | 7.3.3.17.5 (Remote Grid) Updates to grid topology to minimize risk of ignition in HFTDs Remote GridWLDFRVegetation ContactAggregated | WLDFR | HFTD - Distribution - Tier 2 - 4QU CoRE ¦ 3QU LoRE | Non-Red Flag Warning - Destructive Fires | Vegetation Contact | Aggregated | 2055 | 2.3833e-07 | 750.2287 | 0.0001788 | 2055 | Mitigation | 0.95 | 45 | 0 | esc | 0.00097009 | 2.312e-10 | 0.00097009 | 2.312e-10
[79 empty] | WLDFR | HFTD - Distribution - Zone 1 - 5QU CoRE ¦ 4QU LoRE | Seismic - Non-Red Flag Warning - Catastrophic Fires | 2037 | 3.7167e-13 | 6.2978e-13 | 3.5103e-13 | 23835.2641 | 480.9649 | 15187.7294 | 8166.5698 | 0 | 0 | 0 | 5.1903e-10 | 8.8589e-09 | 0 | 8.8589e-09 | 1.5011e-08 | 0 | 1.5011e-08 | 8.3668e-09 | 0 | 8.3668e-09 | [17 empty] | 7.3.3.17.5 (Remote Grid) Updates to grid topology to minimize risk of ignition in HFTDs Remote GridWLDFRVegetation ContactAggregated | WLDFR | HFTD - Distribution - Tier 2 - 4QU CoRE ¦ 3QU LoRE | Non-Red Flag Warning - Destructive Fires | Vegetation Contact | Aggregated | 2056 | 2.3833e-07 | 750.2287 | 0.0001788 | 2056 | Mitigation | 0.95 | 45 | 0 | esc | 0.00097009 | 2.312e-10 | 0.00097009 | 2.312e-10
[79 empty] | WLDFR | HFTD - Distribution - Zone 1 - 5QU CoRE ¦ 4QU LoRE | Seismic - Non-Red Flag Warning - Catastrophic Fires | 2038 | 3.7167e-13 | 6.2978e-13 | 3.5103e-13 | 24976.6418 | 511.3745 | 15898.8237 | 8566.4437 | 0 | 0 | 0 | 5.1903e-10 | 9.2832e-09 | 0 | 9.2832e-09 | 1.573e-08 | 0 | 1.573e-08 | 8.7674e-09 | 0 | 8.7674e-09 | [17 empty] | 7.3.3.17.5 (Remote Grid) Updates to grid topology to minimize risk of ignition in HFTDs Remote GridWLDFRVegetation ContactAggregated | WLDFR | HFTD - Distribution - Tier 2 - 4QU CoRE ¦ 3QU LoRE | Non-Red Flag Warning - Destructive Fires | Vegetation Contact | Aggregated | 2057 | 2.3833e-07 | 750.2287 | 0.0001788 | 2057 | Mitigation | 0.95 | 45 | 0 | esc | 0.00097009 | 2.312e-10 | 0.00097009 | 2.312e-10
[79 empty] | WLDFR | HFTD - Distribution - Zone 1 - 5QU CoRE ¦ 4QU LoRE | Seismic - Non-Red Flag Warning - Catastrophic Fires | 2039 | 3.7167e-13 | 6.2978e-13 | 3.5103e-13 | 24976.6418 | 511.3745 | 15898.8237 | 8566.4437 | 0 | 0 | 0 | 5.1903e-10 | 9.2832e-09 | 0 | 9.2832e-09 | 1.573e-08 | 0 | 1.573e-08 | 8.7674e-09 | 0 | 8.7674e-09 | [17 empty] | 7.3.3.17.5 (Remote Grid) Updates to grid topology to minimize risk of ignition in HFTDs Remote GridWLDFRVegetation ContactAggregated | WLDFR | HFTD - Distribution - Tier 2 - 4QU CoRE ¦ 3QU LoRE | Non-Red Flag Warning - Destructive Fires | Vegetation Contact | Aggregated | 2058 | 2.3833e-07 | 750.2287 | 0.0001788 | 2058 | Mitigation | 0.95 | 45 | 0 | esc | 0.00097009 | 2.312e-10 | 0.00097009 | 2.312e-10
[79 empty] | WLDFR | HFTD - Distribution - Zone 1 - 5QU CoRE ¦ 4QU LoRE | Seismic - Non-Red Flag Warning - Catastrophic Fires | 2040 | 3.7167e-13 | 6.2978e-13 | 3.5103e-13 | 24976.6418 | 511.3745 | 15898.8237 | 8566.4437 | 0 | 0 | 0 | 5.1903e-10 | 9.2832e-09 | 0 | 9.2832e-09 | 1.573e-08 | 0 | 1.573e-08 | 8.7674e-09 | 0 | 8.7674e-09 | [17 empty] | 7.3.3.17.5 (Remote Grid) Updates to grid topology to minimize risk of ignition in HFTDs Remote GridWLDFRVegetation ContactAggregated | WLDFR | HFTD - Distribution - Tier 2 - 4QU CoRE ¦ 3QU LoRE | Non-Red Flag Warning - Destructive Fires | Vegetation Contact | Aggregated | 2059 | 2.3833e-07 | 750.2287 | 0.0001788 | 2059 | Mitigation | 0.95 | 45 | 0 | esc | 0.00097009 | 2.312e-10 | 0.00097009 | 2.312e-10
[79 empty] | WLDFR | HFTD - Distribution - Zone 1 - 5QU CoRE ¦ 4QU LoRE | Seismic - Non-Red Flag Warning - Catastrophic Fires | 2041 | 3.7167e-13 | 6.2978e-13 | 3.5103e-13 | 24976.6418 | 511.3745 | 15898.8237 | 8566.4437 | 0 | 0 | 0 | 5.1903e-10 | 9.2832e-09 | 0 | 9.2832e-09 | 1.573e-08 | 0 | 1.573e-08 | 8.7674e-09 | 0 | 8.7674e-09 | [17 empty] | 7.3.3.17.5 (Remote Grid) Updates to grid topology to minimize risk of ignition in HFTDs Remote GridWLDFRVegetation ContactAggregated | WLDFR | HFTD - Distribution - Tier 2 - 4QU CoRE ¦ 3QU LoRE | Non-Red Flag Warning - Destructive Fires | Vegetation Contact | Aggregated | 2060 | 2.3833e-07 | 750.2287 | 0.0001788 | 2060 | Mitigation | 0.95 | 45 | 0 | esc | 0.00097009 | 2.312e-10 | 0.00097009 | 2.312e-10
[79 empty] | WLDFR | HFTD - Distribution - Zone 1 - 5QU CoRE ¦ 4QU LoRE | Seismic - Non-Red Flag Warning - Catastrophic Fires | 2042 | 3.7167e-13 | 6.2978e-13 | 3.5103e-13 | 24976.6418 | 511.3745 | 15898.8237 | 8566.4437 | 0 | 0 | 0 | 5.1903e-10 | 9.2832e-09 | 0 | 9.2832e-09 | 1.573e-08 | 0 | 1.573e-08 | 8.7674e-09 | 0 | 8.7674e-09 | [17 empty] | 7.3.3.17.5 (Remote Grid) Updates to grid topology to minimize risk of ignition in HFTDs Remote GridWLDFRVegetation ContactAggregated | WLDFR | HFTD - Distribution - Tier 2 - 4QU CoRE ¦ 3QU LoRE | Non-Red Flag Warning - Destructive Fires | Vegetation Contact | Aggregated | 2061 | 2.3833e-07 | 750.2287 | 0.0001788 | 2061 | Mitigation | 0.95 | 45 | 0 | esc | 0.00097009 | 2.312e-10 | 0.00097009 | 2.312e-10
[79 empty] | WLDFR | HFTD - Distribution - Zone 1 - 5QU CoRE ¦ 4QU LoRE | Seismic - Non-Red Flag Warning - Catastrophic Fires | 2043 | 3.7167e-13 | 6.2978e-13 | 3.5103e-13 | 26191.7278 | 544.1291 | 16654.7414 | 8992.8573 | 0 | 0 | 0 | 5.1903e-10 | 9.7348e-09 | 0 | 9.7348e-09 | 1.6495e-08 | 0 | 1.6495e-08 | 9.194e-09 | 0 | 9.194e-09 | [17 empty] | 7.3.3.17.5 (Remote Grid) Updates to grid topology to minimize risk of ignition in HFTDs Remote GridWLDFRVegetation ContactAggregated | WLDFR | HFTD - Distribution - Tier 2 - 4QU CoRE ¦ 3QU LoRE | Non-Red Flag Warning - Destructive Fires | Vegetation Contact | Aggregated | 2062 | 2.3833e-07 | 750.2287 | 0.0001788 | 2062 | Mitigation | 0.95 | 45 | 0 | esc | 0.00097009 | 2.312e-10 | 0.00097009 | 2.312e-10
[79 empty] | WLDFR | HFTD - Distribution - Zone 1 - 5QU CoRE ¦ 4QU LoRE | Seismic - Non-Red Flag Warning - Catastrophic Fires | 2044 | 3.7167e-13 | 6.2978e-13 | 3.5103e-13 | 26191.7278 | 544.1291 | 16654.7414 | 8992.8573 | 0 | 0 | 0 | 5.1903e-10 | 9.7348e-09 | 0 | 9.7348e-09 | 1.6495e-08 | 0 | 1.6495e-08 | 9.194e-09 | 0 | 9.194e-09 | [17 empty] | 7.3.3.17.5 (Remote Grid) Updates to grid topology to minimize risk of ignition in HFTDs Remote GridWLDFRVegetation ContactAggregated | WLDFR | HFTD - Distribution - Tier 2 - 4QU CoRE ¦ 3QU LoRE | Non-Red Flag Warning - Destructive Fires | Vegetation Contact | Aggregated | 2063 | 2.3833e-07 | 750.2287 | 0.0001788 | 2063 | Mitigation | 0.95 | 45 | 0 | esc | 0.00097009 | 2.312e-10 | 0.00097009 | 2.312e-10
[79 empty] | WLDFR | HFTD - Distribution - Zone 1 - 5QU CoRE ¦ 4QU LoRE | Seismic - Non-Red Flag Warning - Catastrophic Fires | 2045 | 3.7167e-13 | 6.2978e-13 | 3.5103e-13 | 26191.7278 | 544.1291 | 16654.7414 | 8992.8573 | 0 | 0 | 0 | 5.1903e-10 | 9.7348e-09 | 0 | 9.7348e-09 | 1.6495e-08 | 0 | 1.6495e-08 | 9.194e-09 | 0 | 9.194e-09 | [17 empty] | 7.3.3.17.5 (Remote Grid) Updates to grid topology to minimize risk of ignition in HFTDs Remote GridWLDFRVegetation ContactAggregated | WLDFR | HFTD - Distribution - Tier 2 - 4QU CoRE ¦ 3QU LoRE | Non-Red Flag Warning - Destructive Fires | Vegetation Contact | Aggregated | 2064 | 2.3833e-07 | 750.2287 | 0.0001788 | 2064 | Mitigation | 0.95 | 45 | 0 | esc | 0.00097009 | 2.312e-10 | 0.00097009 | 2.312e-10
[79 empty] | WLDFR | HFTD - Distribution - Zone 1 - 5QU CoRE ¦ 4QU LoRE | Seismic - Non-Red Flag Warning - Catastrophic Fires | 2046 | 3.7167e-13 | 6.2978e-13 | 3.5103e-13 | 26191.7278 | 544.1291 | 16654.7414 | 8992.8573 | 0 | 0 | 0 | 5.1903e-10 | 9.7348e-09 | 0 | 9.7348e-09 | 1.6495e-08 | 0 | 1.6495e-08 | 9.194e-09 | 0 | 9.194e-09 | [17 empty] | 7.3.3.17.5 (Remote Grid) Updates to grid topology to minimize risk of ignition in HFTDs Remote GridWLDFRVegetation ContactAggregated | WLDFR | HFTD - Distribution - Tier 2 - 4QU CoRE ¦ 3QU LoRE | Non-Red Flag Warning - Destructive Fires | Vegetation Contact | Aggregated | 2065 | 2.3833e-07 | 750.2287 | 0.0001788 | 2065 | Mitigation | 0.95 | 45 | 0 | esc | 0.00097009 | 2.312e-10 | 0.00097009 | 2.312e-10
[79 empty] | WLDFR | HFTD - Distribution - Zone 1 - 5QU CoRE ¦ 4QU LoRE | Seismic - Non-Red Flag Warning - Catastrophic Fires | 2047 | 3.7167e-13 | 6.2978e-13 | 3.5103e-13 | 26191.7278 | 544.1291 | 16654.7414 | 8992.8573 | 0 | 0 | 0 | 5.1903e-10 | 9.7348e-09 | 0 | 9.7348e-09 | 1.6495e-08 | 0 | 1.6495e-08 | 9.194e-09 | 0 | 9.194e-09 | [17 empty] | 7.3.3.17.5 (Remote Grid) Updates to grid topology to minimize risk of ignition in HFTDs Remote GridWLDFRVegetation ContactAggregated | WLDFR | HFTD - Distribution - Tier 2 - 4QU CoRE ¦ 3QU LoRE | Non-Red Flag Warning - Destructive Fires | Vegetation Contact | Aggregated | 2066 | 2.3833e-07 | 750.2287 | 0.0001788 | 2066 | Mitigation | 0.95 | 45 | 0 | esc | 0.00097009 | 2.312e-10 | 0.00097009 | 2.312e-10
[79 empty] | WLDFR | HFTD - Distribution - Zone 1 - 5QU CoRE ¦ 4QU LoRE | Seismic - Non-Red Flag Warning - Catastrophic Fires | 2048 | 3.7167e-13 | 6.2978e-13 | 3.5103e-13 | 27464.7227 | 578.8407 | 17445.538 | 9440.3441 | 0 | 0 | 0 | 5.1903e-10 | 1.0208e-08 | 0 | 1.0208e-08 | 1.7297e-08 | 0 | 1.7297e-08 | 9.6408e-09 | 0 | 9.6408e-09 | [17 empty] | 7.3.3.17.5 (Remote Grid) Updates to grid topology to minimize risk of ignition in HFTDs Remote GridWLDFRVegetation ContactAggregated | WLDFR | HFTD - Distribution - Tier 2 - 4QU CoRE ¦ 3QU LoRE | Non-Red Flag Warning - Destructive Fires | Vegetation Contact | Aggregated | 2067 | 2.3833e-07 | 750.2287 | 0.0001788 | 2067 | Mitigation | 0.95 | 45 | 0 | esc | 0 | 0 | 0.00097009 | 2.312e-10
[79 empty] | WLDFR | HFTD - Distribution - Zone 1 - 5QU CoRE ¦ 4QU LoRE | Seismic - Non-Red Flag Warning - Catastrophic Fires | 2049 | 3.7167e-13 | 6.2978e-13 | 3.5103e-13 | 27464.7227 | 578.8407 | 17445.538 | 9440.3441 | 0 | 0 | 0 | 5.1903e-10 | 1.0208e-08 | 0 | 1.0208e-08 | 1.7297e-08 | 0 | 1.7297e-08 | 9.6408e-09 | 0 | 9.6408e-09 | [17 empty] | 7.3.3.17.5 (Remote Grid) Updates to grid topology to minimize risk of ignition in HFTDs Remote GridWLDFRWire-to-wire contactAggregated | WLDFR | HFTD - Distribution - Tier 2 - 4QU CoRE ¦ 3QU LoRE | Non-Red Flag Warning - Destructive Fires | Wire-to-wire contact | Aggregated | 2022 | 7.2121e-08 | 750.2287 | 5.4107e-05 | 2022 | Mitigation | 0.95 | 45 | 0 | esc | 0.00097009 | 6.9963e-11 | 0 | 0
[79 empty] | WLDFR | HFTD - Distribution - Zone 1 - 5QU CoRE ¦ 4QU LoRE | Seismic - Non-Red Flag Warning - Catastrophic Fires | 2050 | 3.7167e-13 | 6.2978e-13 | 3.5103e-13 | 27464.7227 | 578.8407 | 17445.538 | 9440.3441 | 0 | 0 | 0 | 5.1903e-10 | 1.0208e-08 | 0 | 1.0208e-08 | 1.7297e-08 | 0 | 1.7297e-08 | 9.6408e-09 | 0 | 9.6408e-09 | [17 empty] | 7.3.3.17.5 (Remote Grid) Updates to grid topology to minimize risk of ignition in HFTDs Remote GridWLDFRWire-to-wire contactAggregated | WLDFR | HFTD - Distribution - Tier 2 - 4QU CoRE ¦ 3QU LoRE | Non-Red Flag Warning - Destructive Fires | Wire-to-wire contact | Aggregated | 2023 | 7.2121e-08 | 750.2287 | 5.4107e-05 | 2023 | Mitigation | 0.95 | 45 | 0 | esc | 0.00097009 | 6.9963e-11 | 0.00097009 | 6.9963e-11
[79 empty] | WLDFR | HFTD - Distribution - Zone 1 - 5QU CoRE ¦ 4QU LoRE | Seismic - Non-Red Flag Warning - Catastrophic Fires | 2051 | 3.7167e-13 | 6.2978e-13 | 3.5103e-13 | 27464.7227 | 578.8407 | 17445.538 | 9440.3441 | 0 | 0 | 0 | 5.1903e-10 | 1.0208e-08 | 0 | 1.0208e-08 | 1.7297e-08 | 0 | 1.7297e-08 | 9.6408e-09 | 0 | 9.6408e-09 | [17 empty] | 7.3.3.17.5 (Remote Grid) Updates to grid topology to minimize risk of ignition in HFTDs Remote GridWLDFRWire-to-wire contactAggregated | WLDFR | HFTD - Distribution - Tier 2 - 4QU CoRE ¦ 3QU LoRE | Non-Red Flag Warning - Destructive Fires | Wire-to-wire contact | Aggregated | 2024 | 7.2121e-08 | 750.2287 | 5.4107e-05 | 2024 | Mitigation | 0.95 | 45 | 0 | esc | 0.00097009 | 6.9963e-11 | 0.00097009 | 6.9963e-11
[79 empty] | WLDFR | HFTD - Distribution - Zone 1 - 5QU CoRE ¦ 4QU LoRE | Seismic - Non-Red Flag Warning - Catastrophic Fires | 2052 | 3.7167e-13 | 6.2978e-13 | 3.5103e-13 | 27464.7227 | 578.8407 | 17445.538 | 9440.3441 | 0 | 0 | 0 | 5.1903e-10 | 1.0208e-08 | 0 | 1.0208e-08 | 1.7297e-08 | 0 | 1.7297e-08 | 9.6408e-09 | 0 | 9.6408e-09 | [17 empty] | 7.3.3.17.5 (Remote Grid) Updates to grid topology to minimize risk of ignition in HFTDs Remote GridWLDFRWire-to-wire contactAggregated | WLDFR | HFTD - Distribution - Tier 2 - 4QU CoRE ¦ 3QU LoRE | Non-Red Flag Warning - Destructive Fires | Wire-to-wire contact | Aggregated | 2025 | 7.2121e-08 | 750.2287 | 5.4107e-05 | 2025 | Mitigation | 0.95 | 45 | 0 | esc | 0.00097009 | 6.9963e-11 | 0.00097009 | 6.9963e-11
[79 empty] | WLDFR | HFTD - Distribution - Zone 1 - 5QU CoRE ¦ 4QU LoRE | Seismic - Non-Red Flag Warning - Catastrophic Fires | 2053 | 3.7167e-13 | 6.2978e-13 | 3.5103e-13 | 28779.6694 | 615.0952 | 18261.2327 | 9903.3415 | 0 | 0 | 0 | 5.1903e-10 | 1.0697e-08 | 0 | 1.0697e-08 | 1.8125e-08 | 0 | 1.8125e-08 | 1.0102e-08 | 0 | 1.0102e-08 | [17 empty] | 7.3.3.17.5 (Remote Grid) Updates to grid topology to minimize risk of ignition in HFTDs Remote GridWLDFRWire-to-wire contactAggregated | WLDFR | HFTD - Distribution - Tier 2 - 4QU CoRE ¦ 3QU LoRE | Non-Red Flag Warning - Destructive Fires | Wire-to-wire contact | Aggregated | 2026 | 7.2121e-08 | 750.2287 | 5.4107e-05 | 2026 | Mitigation | 0.95 | 45 | 0 | esc | 0.00097009 | 6.9963e-11 | 0.00097009 | 6.9963e-11
[79 empty] | WLDFR | HFTD - Distribution - Zone 1 - 5QU CoRE ¦ 4QU LoRE | Seismic - Non-Red Flag Warning - Catastrophic Fires | 2054 | 3.7167e-13 | 6.2978e-13 | 3.5103e-13 | 28779.6694 | 615.0952 | 18261.2327 | 9903.3415 | 0 | 0 | 0 | 5.1903e-10 | 1.0697e-08 | 0 | 1.0697e-08 | 1.8125e-08 | 0 | 1.8125e-08 | 1.0102e-08 | 0 | 1.0102e-08 | [17 empty] | 7.3.3.17.5 (Remote Grid) Updates to grid topology to minimize risk of ignition in HFTDs Remote GridWLDFRWire-to-wire contactAggregated | WLDFR | HFTD - Distribution - Tier 2 - 4QU CoRE ¦ 3QU LoRE | Non-Red Flag Warning - Destructive Fires | Wire-to-wire contact | Aggregated | 2027 | 7.2121e-08 | 750.2287 | 5.4107e-05 | 2027 | Mitigation | 0.95 | 45 | 0 | esc | 0.00097009 | 6.9963e-11 | 0.00097009 | 6.9963e-11
[79 empty] | WLDFR | HFTD - Distribution - Zone 1 - 5QU CoRE ¦ 4QU LoRE | Seismic - Non-Red Flag Warning - Catastrophic Fires | 2055 | 3.7167e-13 | 6.2978e-13 | 3.5103e-13 | 28779.6694 | 615.0952 | 18261.2327 | 9903.3415 | 0 | 0 | 0 | 5.1903e-10 | 1.0697e-08 | 0 | 1.0697e-08 | 1.8125e-08 | 0 | 1.8125e-08 | 1.0102e-08 | 0 | 1.0102e-08 | [17 empty] | 7.3.3.17.5 (Remote Grid) Updates to grid topology to minimize risk of ignition in HFTDs Remote GridWLDFRWire-to-wire contactAggregated | WLDFR | HFTD - Distribution - Tier 2 - 4QU CoRE ¦ 3QU LoRE | Non-Red Flag Warning - Destructive Fires | Wire-to-wire contact | Aggregated | 2028 | 7.2121e-08 | 750.2287 | 5.4107e-05 | 2028 | Mitigation | 0.95 | 45 | 0 | esc | 0.00097009 | 6.9963e-11 | 0.00097009 | 6.9963e-11
[79 empty] | WLDFR | HFTD - Distribution - Zone 1 - 5QU CoRE ¦ 4QU LoRE | Seismic - Non-Red Flag Warning - Catastrophic Fires | 2056 | 3.7167e-13 | 6.2978e-13 | 3.5103e-13 | 28779.6694 | 615.0952 | 18261.2327 | 9903.3415 | 0 | 0 | 0 | 5.1903e-10 | 1.0697e-08 | 0 | 1.0697e-08 | 1.8125e-08 | 0 | 1.8125e-08 | 1.0102e-08 | 0 | 1.0102e-08 | [17 empty] | 7.3.3.17.5 (Remote Grid) Updates to grid topology to minimize risk of ignition in HFTDs Remote GridWLDFRWire-to-wire contactAggregated | WLDFR | HFTD - Distribution - Tier 2 - 4QU CoRE ¦ 3QU LoRE | Non-Red Flag Warning - Destructive Fires | Wire-to-wire contact | Aggregated | 2029 | 7.2121e-08 | 750.2287 | 5.4107e-05 | 2029 | Mitigation | 0.95 | 45 | 0 | esc | 0.00097009 | 6.9963e-11 | 0.00097009 | 6.9963e-11
[79 empty] | WLDFR | HFTD - Distribution - Zone 1 - 5QU CoRE ¦ 4QU LoRE | Seismic - Non-Red Flag Warning - Catastrophic Fires | 2057 | 3.7167e-13 | 6.2978e-13 | 3.5103e-13 | 28779.6694 | 615.0952 | 18261.2327 | 9903.3415 | 0 | 0 | 0 | 5.1903e-10 | 1.0697e-08 | 0 | 1.0697e-08 | 1.8125e-08 | 0 | 1.8125e-08 | 1.0102e-08 | 0 | 1.0102e-08 | [17 empty] | 7.3.3.17.5 (Remote Grid) Updates to grid topology to minimize risk of ignition in HFTDs Remote GridWLDFRWire-to-wire contactAggregated | WLDFR | HFTD - Distribution - Tier 2 - 4QU CoRE ¦ 3QU LoRE | Non-Red Flag Warning - Destructive Fires | Wire-to-wire contact | Aggregated | 2030 | 7.2121e-08 | 750.2287 | 5.4107e-05 | 2030 | Mitigation | 0.95 | 45 | 0 | esc | 0.00097009 | 6.9963e-11 | 0.00097009 | 6.9963e-11
[79 empty] | WLDFR | HFTD - Distribution - Zone 1 - 5QU CoRE ¦ 4QU LoRE | Seismic - Non-Red Flag Warning - Catastrophic Fires | 2058 | 3.7167e-13 | 6.2978e-13 | 3.5103e-13 | 30120.5761 | 652.457 | 19091.8834 | 10376.2358 | 0 | 0 | 0 | 5.1903e-10 | 1.1195e-08 | 0 | 1.1195e-08 | 1.8969e-08 | 0 | 1.8969e-08 | 1.0573e-08 | 0 | 1.0573e-08 | [17 empty] | 7.3.3.17.5 (Remote Grid) Updates to grid topology to minimize risk of ignition in HFTDs Remote GridWLDFRWire-to-wire contactAggregated | WLDFR | HFTD - Distribution - Tier 2 - 4QU CoRE ¦ 3QU LoRE | Non-Red Flag Warning - Destructive Fires | Wire-to-wire contact | Aggregated | 2031 | 7.2121e-08 | 750.2287 | 5.4107e-05 | 2031 | Mitigation | 0.95 | 45 | 0 | esc | 0.00097009 | 6.9963e-11 | 0.00097009 | 6.9963e-11
[79 empty] | WLDFR | HFTD - Distribution - Zone 1 - 5QU CoRE ¦ 4QU LoRE | Seismic - Non-Red Flag Warning - Catastrophic Fires | 2059 | 3.7167e-13 | 6.2978e-13 | 3.5103e-13 | 30120.5761 | 652.457 | 19091.8834 | 10376.2358 | 0 | 0 | 0 | 5.1903e-10 | 1.1195e-08 | 0 | 1.1195e-08 | 1.8969e-08 | 0 | 1.8969e-08 | 1.0573e-08 | 0 | 1.0573e-08 | [17 empty] | 7.3.3.17.5 (Remote Grid) Updates to grid topology to minimize risk of ignition in HFTDs Remote GridWLDFRWire-to-wire contactAggregated | WLDFR | HFTD - Distribution - Tier 2 - 4QU CoRE ¦ 3QU LoRE | Non-Red Flag Warning - Destructive Fires | Wire-to-wire contact | Aggregated | 2032 | 7.2121e-08 | 750.2287 | 5.4107e-05 | 2032 | Mitigation | 0.95 | 45 | 0 | esc | 0.00097009 | 6.9963e-11 | 0.00097009 | 6.9963e-11
[79 empty] | WLDFR | HFTD - Distribution - Zone 1 - 5QU CoRE ¦ 4QU LoRE | Seismic - Non-Red Flag Warning - Catastrophic Fires | 2060 | 3.7167e-13 | 6.2978e-13 | 3.5103e-13 | 30120.5761 | 652.457 | 19091.8834 | 10376.2358 | 0 | 0 | 0 | 5.1903e-10 | 1.1195e-08 | 0 | 1.1195e-08 | 1.8969e-08 | 0 | 1.8969e-08 | 1.0573e-08 | 0 | 1.0573e-08 | [17 empty] | 7.3.3.17.5 (Remote Grid) Updates to grid topology to minimize risk of ignition in HFTDs Remote GridWLDFRWire-to-wire contactAggregated | WLDFR | HFTD - Distribution - Tier 2 - 4QU CoRE ¦ 3QU LoRE | Non-Red Flag Warning - Destructive Fires | Wire-to-wire contact | Aggregated | 2033 | 7.2121e-08 | 750.2287 | 5.4107e-05 | 2033 | Mitigation | 0.95 | 45 | 0 | esc | 0.00097009 | 6.9963e-11 | 0.00097009 | 6.9963e-11
[79 empty] | WLDFR | HFTD - Distribution - Zone 1 - 5QU CoRE ¦ 4QU LoRE | Seismic - Non-Red Flag Warning - Catastrophic Fires | 2061 | 3.7167e-13 | 6.2978e-13 | 3.5103e-13 | 30120.5761 | 652.457 | 19091.8834 | 10376.2358 | 0 | 0 | 0 | 5.1903e-10 | 1.1195e-08 | 0 | 1.1195e-08 | 1.8969e-08 | 0 | 1.8969e-08 | 1.0573e-08 | 0 | 1.0573e-08 | [17 empty] | 7.3.3.17.5 (Remote Grid) Updates to grid topology to minimize risk of ignition in HFTDs Remote GridWLDFRWire-to-wire contactAggregated | WLDFR | HFTD - Distribution - Tier 2 - 4QU CoRE ¦ 3QU LoRE | Non-Red Flag Warning - Destructive Fires | Wire-to-wire contact | Aggregated | 2034 | 7.2121e-08 | 750.2287 | 5.4107e-05 | 2034 | Mitigation | 0.95 | 45 | 0 | esc | 0.00097009 | 6.9963e-11 | 0.00097009 | 6.9963e-11
[79 empty] | WLDFR | HFTD - Distribution - Zone 1 - 5QU CoRE ¦ 4QU LoRE | Seismic - Non-Red Flag Warning - Catastrophic Fires | 2062 | 3.7167e-13 | 6.2978e-13 | 3.5103e-13 | 30120.5761 | 652.457 | 19091.8834 | 10376.2358 | 0 | 0 | 0 | 5.1903e-10 | 1.1195e-08 | 0 | 1.1195e-08 | 1.8969e-08 | 0 | 1.8969e-08 | 1.0573e-08 | 0 | 1.0573e-08 | [17 empty] | 7.3.3.17.5 (Remote Grid) Updates to grid topology to minimize risk of ignition in HFTDs Remote GridWLDFRWire-to-wire contactAggregated | WLDFR | HFTD - Distribution - Tier 2 - 4QU CoRE ¦ 3QU LoRE | Non-Red Flag Warning - Destructive Fires | Wire-to-wire contact | Aggregated | 2035 | 7.2121e-08 | 750.2287 | 5.4107e-05 | 2035 | Mitigation | 0.95 | 45 | 0 | esc | 0.00097009 | 6.9963e-11 | 0.00097009 | 6.9963e-11
[79 empty] | WLDFR | HFTD - Distribution - Zone 1 - 5QU CoRE ¦ 4QU LoRE | Seismic - Non-Red Flag Warning - Catastrophic Fires | 2063 | 3.7167e-13 | 6.2978e-13 | 3.5103e-13 | 31471.2268 | 690.4653 | 19927.4643 | 10853.2973 | 0 | 0 | 0 | 5.1903e-10 | 1.1697e-08 | 0 | 1.1697e-08 | 1.982e-08 | 0 | 1.982e-08 | 1.1047e-08 | 0 | 1.1047e-08 | [17 empty] | 7.3.3.17.5 (Remote Grid) Updates to grid topology to minimize risk of ignition in HFTDs Remote GridWLDFRWire-to-wire contactAggregated | WLDFR | HFTD - Distribution - Tier 2 - 4QU CoRE ¦ 3QU LoRE | Non-Red Flag Warning - Destructive Fires | Wire-to-wire contact | Aggregated | 2036 | 7.2121e-08 | 750.2287 | 5.4107e-05 | 2036 | Mitigation | 0.95 | 45 | 0 | esc | 0.00097009 | 6.9963e-11 | 0.00097009 | 6.9963e-11
[79 empty] | WLDFR | HFTD - Distribution - Zone 1 - 5QU CoRE ¦ 4QU LoRE | Seismic - Non-Red Flag Warning - Catastrophic Fires | 2064 | 3.7167e-13 | 6.2978e-13 | 3.5103e-13 | 31471.2268 | 690.4653 | 19927.4643 | 10853.2973 | 0 | 0 | 0 | 5.1903e-10 | 1.1697e-08 | 0 | 1.1697e-08 | 1.982e-08 | 0 | 1.982e-08 | 1.1047e-08 | 0 | 1.1047e-08 | [17 empty] | 7.3.3.17.5 (Remote Grid) Updates to grid topology to minimize risk of ignition in HFTDs Remote GridWLDFRWire-to-wire contactAggregated | WLDFR | HFTD - Distribution - Tier 2 - 4QU CoRE ¦ 3QU LoRE | Non-Red Flag Warning - Destructive Fires | Wire-to-wire contact | Aggregated | 2037 | 7.2121e-08 | 750.2287 | 5.4107e-05 | 2037 | Mitigation | 0.95 | 45 | 0 | esc | 0.00097009 | 6.9963e-11 | 0.00097009 | 6.9963e-11
[79 empty] | WLDFR | HFTD - Distribution - Zone 1 - 5QU CoRE ¦ 4QU LoRE | Seismic - Non-Red Flag Warning - Catastrophic Fires | 2065 | 3.7167e-13 | 6.2978e-13 | 3.5103e-13 | 31471.2268 | 690.4653 | 19927.4643 | 10853.2973 | 0 | 0 | 0 | 5.1903e-10 | 1.1697e-08 | 0 | 1.1697e-08 | 1.982e-08 | 0 | 1.982e-08 | 1.1047e-08 | 0 | 1.1047e-08 | [17 empty] | 7.3.3.17.5 (Remote Grid) Updates to grid topology to minimize risk of ignition in HFTDs Remote GridWLDFRWire-to-wire contactAggregated | WLDFR | HFTD - Distribution - Tier 2 - 4QU CoRE ¦ 3QU LoRE | Non-Red Flag Warning - Destructive Fires | Wire-to-wire contact | Aggregated | 2038 | 7.2121e-08 | 750.2287 | 5.4107e-05 | 2038 | Mitigation | 0.95 | 45 | 0 | esc | 0.00097009 | 6.9963e-11 | 0.00097009 | 6.9963e-11
[79 empty] | WLDFR | HFTD - Distribution - Zone 1 - 5QU CoRE ¦ 4QU LoRE | Seismic - Non-Red Flag Warning - Catastrophic Fires | 2066 | 0 | 6.2978e-13 | 3.5103e-13 | 31471.2268 | 690.4653 | 19927.4643 | 10853.2973 | 0 | 0 | 0 | 5.1903e-10 | 0 | 0 | 0 | 1.982e-08 | 0 | 1.982e-08 | 1.1047e-08 | 0 | 1.1047e-08 | [17 empty] | 7.3.3.17.5 (Remote Grid) Updates to grid topology to minimize risk of ignition in HFTDs Remote GridWLDFRWire-to-wire contactAggregated | WLDFR | HFTD - Distribution - Tier 2 - 4QU CoRE ¦ 3QU LoRE | Non-Red Flag Warning - Destructive Fires | Wire-to-wire contact | Aggregated | 2039 | 7.2121e-08 | 750.2287 | 5.4107e-05 | 2039 | Mitigation | 0.95 | 45 | 0 | esc | 0.00097009 | 6.9963e-11 | 0.00097009 | 6.9963e-11
[79 empty] | WLDFR | HFTD - Distribution - Zone 1 - 5QU CoRE ¦ 4QU LoRE | Seismic - Non-Red Flag Warning - Catastrophic Fires | 2067 | 0 | 0 | 3.5103e-13 | 31471.2268 | 690.4653 | 19927.4643 | 10853.2973 | 0 | 0 | 0 | 5.1903e-10 | 0 | 0 | 0 | 0 | 0 | 0 | 1.1047e-08 | 0 | 1.1047e-08 | [17 empty] | 7.3.3.17.5 (Remote Grid) Updates to grid topology to minimize risk of ignition in HFTDs Remote GridWLDFRWire-to-wire contactAggregated | WLDFR | HFTD - Distribution - Tier 2 - 4QU CoRE ¦ 3QU LoRE | Non-Red Flag Warning - Destructive Fires | Wire-to-wire contact | Aggregated | 2040 | 7.2121e-08 | 750.2287 | 5.4107e-05 | 2040 | Mitigation | 0.95 | 45 | 0 | esc | 0.00097009 | 6.9963e-11 | 0.00097009 | 6.9963e-11
[79 empty] | WLDFR | HFTD - Distribution - Zone 1 - 5QU CoRE ¦ 4QU LoRE | Seismic - Red Flag Warning - Catastrophic Fires | 2021 | 1.6104e-11 | 0 | 0 | 21083.8428 | 409.2237 | 13469.0878 | 7205.5313 | 0 | 0 | 0 | 2.2489e-08 | 3.3954e-07 | 0 | 3.3954e-07 | 0 | 0 | 0 | 0 | 0 | 0 | [17 empty] | 7.3.3.17.5 (Remote Grid) Updates to grid topology to minimize risk of ignition in HFTDs Remote GridWLDFRWire-to-wire contactAggregated | WLDFR | HFTD - Distribution - Tier 2 - 4QU CoRE ¦ 3QU LoRE | Non-Red Flag Warning - Destructive Fires | Wire-to-wire contact | Aggregated | 2041 | 7.2121e-08 | 750.2287 | 5.4107e-05 | 2041 | Mitigation | 0.95 | 45 | 0 | esc | 0.00097009 | 6.9963e-11 | 0.00097009 | 6.9963e-11
[79 empty] | WLDFR | HFTD - Distribution - Zone 1 - 5QU CoRE ¦ 4QU LoRE | Seismic - Red Flag Warning - Catastrophic Fires | 2022 | 1.6026e-11 | 2.7156e-11 | 0 | 21083.8428 | 409.2237 | 13469.0878 | 7205.5313 | 0 | 0 | 0 | 2.238e-08 | 3.379e-07 | 0 | 3.379e-07 | 5.7255e-07 | 0 | 5.7255e-07 | 0 | 0 | 0 | [17 empty] | 7.3.3.17.5 (Remote Grid) Updates to grid topology to minimize risk of ignition in HFTDs Remote GridWLDFRWire-to-wire contactAggregated | WLDFR | HFTD - Distribution - Tier 2 - 4QU CoRE ¦ 3QU LoRE | Non-Red Flag Warning - Destructive Fires | Wire-to-wire contact | Aggregated | 2042 | 7.2121e-08 | 750.2287 | 5.4107e-05 | 2042 | Mitigation | 0.95 | 45 | 0 | esc | 0.00097009 | 6.9963e-11 | 0.00097009 | 6.9963e-11
[79 empty] | WLDFR | HFTD - Distribution - Zone 1 - 5QU CoRE ¦ 4QU LoRE | Seismic - Red Flag Warning - Catastrophic Fires | 2023 | 1.6026e-11 | 2.7156e-11 | 1.5136e-11 | 21835.9781 | 428.6023 | 13939.561 | 7467.8148 | 0 | 0 | 0 | 2.238e-08 | 3.4995e-07 | 0 | 3.4995e-07 | 5.9298e-07 | 0 | 5.9298e-07 | 3.3051e-07 | 0 | 3.3051e-07 | [17 empty] | 7.3.3.17.5 (Remote Grid) Updates to grid topology to minimize risk of ignition in HFTDs Remote GridWLDFRWire-to-wire contactAggregated | WLDFR | HFTD - Distribution - Tier 2 - 4QU CoRE ¦ 3QU LoRE | Non-Red Flag Warning - Destructive Fires | Wire-to-wire contact | Aggregated | 2043 | 7.2121e-08 | 750.2287 | 5.4107e-05 | 2043 | Mitigation | 0.95 | 45 | 0 | esc | 0.00097009 | 6.9963e-11 | 0.00097009 | 6.9963e-11
[79 empty] | WLDFR | HFTD - Distribution - Zone 1 - 5QU CoRE ¦ 4QU LoRE | Seismic - Red Flag Warning - Catastrophic Fires | 2024 | 1.6026e-11 | 2.7156e-11 | 1.5136e-11 | 21835.9781 | 428.6023 | 13939.561 | 7467.8148 | 0 | 0 | 0 | 2.238e-08 | 3.4995e-07 | 0 | 3.4995e-07 | 5.9298e-07 | 0 | 5.9298e-07 | 3.3051e-07 | 0 | 3.3051e-07 | [17 empty] | 7.3.3.17.5 (Remote Grid) Updates to grid topology to minimize risk of ignition in HFTDs Remote GridWLDFRWire-to-wire contactAggregated | WLDFR | HFTD - Distribution - Tier 2 - 4QU CoRE ¦ 3QU LoRE | Non-Red Flag Warning - Destructive Fires | Wire-to-wire contact | Aggregated | 2044 | 7.2121e-08 | 750.2287 | 5.4107e-05 | 2044 | Mitigation | 0.95 | 45 | 0 | esc | 0.00097009 | 6.9963e-11 | 0.00097009 | 6.9963e-11
[79 empty] | WLDFR | HFTD - Distribution - Zone 1 - 5QU CoRE ¦ 4QU LoRE | Seismic - Red Flag Warning - Catastrophic Fires | 2025 | 1.6026e-11 | 2.7156e-11 | 1.5136e-11 | 21835.9781 | 428.6023 | 13939.561 | 7467.8148 | 0 | 0 | 0 | 2.238e-08 | 3.4995e-07 | 0 | 3.4995e-07 | 5.9298e-07 | 0 | 5.9298e-07 | 3.3051e-07 | 0 | 3.3051e-07 | [17 empty] | 7.3.3.17.5 (Remote Grid) Updates to grid topology to minimize risk of ignition in HFTDs Remote GridWLDFRWire-to-wire contactAggregated | WLDFR | HFTD - Distribution - Tier 2 - 4QU CoRE ¦ 3QU LoRE | Non-Red Flag Warning - Destructive Fires | Wire-to-wire contact | Aggregated | 2045 | 7.2121e-08 | 750.2287 | 5.4107e-05 | 2045 | Mitigation | 0.95 | 45 | 0 | esc | 0.00097009 | 6.9963e-11 | 0.00097009 | 6.9963e-11
[79 empty] | WLDFR | HFTD - Distribution - Zone 1 - 5QU CoRE ¦ 4QU LoRE | Seismic - Red Flag Warning - Catastrophic Fires | 2026 | 1.6026e-11 | 2.7156e-11 | 1.5136e-11 | 21835.9781 | 428.6023 | 13939.561 | 7467.8148 | 0 | 0 | 0 | 2.238e-08 | 3.4995e-07 | 0 | 3.4995e-07 | 5.9298e-07 | 0 | 5.9298e-07 | 3.3051e-07 | 0 | 3.3051e-07 | [17 empty] | 7.3.3.17.5 (Remote Grid) Updates to grid topology to minimize risk of ignition in HFTDs Remote GridWLDFRWire-to-wire contactAggregated | WLDFR | HFTD - Distribution - Tier 2 - 4QU CoRE ¦ 3QU LoRE | Non-Red Flag Warning - Destructive Fires | Wire-to-wire contact | Aggregated | 2046 | 7.2121e-08 | 750.2287 | 5.4107e-05 | 2046 | Mitigation | 0.95 | 45 | 0 | esc | 0.00097009 | 6.9963e-11 | 0.00097009 | 6.9963e-11
[79 empty] | WLDFR | HFTD - Distribution - Zone 1 - 5QU CoRE ¦ 4QU LoRE | Seismic - Red Flag Warning - Catastrophic Fires | 2027 | 1.6026e-11 | 2.7156e-11 | 1.5136e-11 | 21835.9781 | 428.6023 | 13939.561 | 7467.8148 | 0 | 0 | 0 | 2.238e-08 | 3.4995e-07 | 0 | 3.4995e-07 | 5.9298e-07 | 0 | 5.9298e-07 | 3.3051e-07 | 0 | 3.3051e-07 | [17 empty] | 7.3.3.17.5 (Remote Grid) Updates to grid topology to minimize risk of ignition in HFTDs Remote GridWLDFRWire-to-wire contactAggregated | WLDFR | HFTD - Distribution - Tier 2 - 4QU CoRE ¦ 3QU LoRE | Non-Red Flag Warning - Destructive Fires | Wire-to-wire contact | Aggregated | 2047 | 7.2121e-08 | 750.2287 | 5.4107e-05 | 2047 | Mitigation | 0.95 | 45 | 0 | esc | 0.00097009 | 6.9963e-11 | 0.00097009 | 6.9963e-11
[79 empty] | WLDFR | HFTD - Distribution - Zone 1 - 5QU CoRE ¦ 4QU LoRE | Seismic - Red Flag Warning - Catastrophic Fires | 2028 | 1.6026e-11 | 2.7156e-11 | 1.5136e-11 | 22783.187 | 453.261 | 14531.3357 | 7798.5904 | 0 | 0 | 0 | 2.238e-08 | 3.6513e-07 | 0 | 3.6513e-07 | 6.187e-07 | 0 | 6.187e-07 | 3.4485e-07 | 0 | 3.4485e-07 | [17 empty] | 7.3.3.17.5 (Remote Grid) Updates to grid topology to minimize risk of ignition in HFTDs Remote GridWLDFRWire-to-wire contactAggregated | WLDFR | HFTD - Distribution - Tier 2 - 4QU CoRE ¦ 3QU LoRE | Non-Red Flag Warning - Destructive Fires | Wire-to-wire contact | Aggregated | 2048 | 7.2121e-08 | 750.2287 | 5.4107e-05 | 2048 | Mitigation | 0.95 | 45 | 0 | esc | 0.00097009 | 6.9963e-11 | 0.00097009 | 6.9963e-11
[79 empty] | WLDFR | HFTD - Distribution - Zone 1 - 5QU CoRE ¦ 4QU LoRE | Seismic - Red Flag Warning - Catastrophic Fires | 2029 | 1.6026e-11 | 2.7156e-11 | 1.5136e-11 | 22783.187 | 453.261 | 14531.3357 | 7798.5904 | 0 | 0 | 0 | 2.238e-08 | 3.6513e-07 | 0 | 3.6513e-07 | 6.187e-07 | 0 | 6.187e-07 | 3.4485e-07 | 0 | 3.4485e-07 | [17 empty] | 7.3.3.17.5 (Remote Grid) Updates to grid topology to minimize risk of ignition in HFTDs Remote GridWLDFRWire-to-wire contactAggregated | WLDFR | HFTD - Distribution - Tier 2 - 4QU CoRE ¦ 3QU LoRE | Non-Red Flag Warning - Destructive Fires | Wire-to-wire contact | Aggregated | 2049 | 7.2121e-08 | 750.2287 | 5.4107e-05 | 2049 | Mitigation | 0.95 | 45 | 0 | esc | 0.00097009 | 6.9963e-11 | 0.00097009 | 6.9963e-11
[79 empty] | WLDFR | HFTD - Distribution - Zone 1 - 5QU CoRE ¦ 4QU LoRE | Seismic - Red Flag Warning - Catastrophic Fires | 2030 | 1.6026e-11 | 2.7156e-11 | 1.5136e-11 | 22783.187 | 453.261 | 14531.3357 | 7798.5904 | 0 | 0 | 0 | 2.238e-08 | 3.6513e-07 | 0 | 3.6513e-07 | 6.187e-07 | 0 | 6.187e-07 | 3.4485e-07 | 0 | 3.4485e-07 | [17 empty] | 7.3.3.17.5 (Remote Grid) Updates to grid topology to minimize risk of ignition in HFTDs Remote GridWLDFRWire-to-wire contactAggregated | WLDFR | HFTD - Distribution - Tier 2 - 4QU CoRE ¦ 3QU LoRE | Non-Red Flag Warning - Destructive Fires | Wire-to-wire contact | Aggregated | 2050 | 7.2121e-08 | 750.2287 | 5.4107e-05 | 2050 | Mitigation | 0.95 | 45 | 0 | esc | 0.00097009 | 6.9963e-11 | 0.00097009 | 6.9963e-11
[79 empty] | WLDFR | HFTD - Distribution - Zone 1 - 5QU CoRE ¦ 4QU LoRE | Seismic - Red Flag Warning - Catastrophic Fires | 2031 | 1.6026e-11 | 2.7156e-11 | 1.5136e-11 | 22783.187 | 453.261 | 14531.3357 | 7798.5904 | 0 | 0 | 0 | 2.238e-08 | 3.6513e-07 | 0 | 3.6513e-07 | 6.187e-07 | 0 | 6.187e-07 | 3.4485e-07 | 0 | 3.4485e-07 | [17 empty] | 7.3.3.17.5 (Remote Grid) Updates to grid topology to minimize risk of ignition in HFTDs Remote GridWLDFRWire-to-wire contactAggregated | WLDFR | HFTD - Distribution - Tier 2 - 4QU CoRE ¦ 3QU LoRE | Non-Red Flag Warning - Destructive Fires | Wire-to-wire contact | Aggregated | 2051 | 7.2121e-08 | 750.2287 | 5.4107e-05 | 2051 | Mitigation | 0.95 | 45 | 0 | esc | 0.00097009 | 6.9963e-11 | 0.00097009 | 6.9963e-11
[79 empty] | WLDFR | HFTD - Distribution - Zone 1 - 5QU CoRE ¦ 4QU LoRE | Seismic - Red Flag Warning - Catastrophic Fires | 2032 | 1.6026e-11 | 2.7156e-11 | 1.5136e-11 | 22783.187 | 453.261 | 14531.3357 | 7798.5904 | 0 | 0 | 0 | 2.238e-08 | 3.6513e-07 | 0 | 3.6513e-07 | 6.187e-07 | 0 | 6.187e-07 | 3.4485e-07 | 0 | 3.4485e-07 | [17 empty] | 7.3.3.17.5 (Remote Grid) Updates to grid topology to minimize risk of ignition in HFTDs Remote GridWLDFRWire-to-wire contactAggregated | WLDFR | HFTD - Distribution - Tier 2 - 4QU CoRE ¦ 3QU LoRE | Non-Red Flag Warning - Destructive Fires | Wire-to-wire contact | Aggregated | 2052 | 7.2121e-08 | 750.2287 | 5.4107e-05 | 2052 | Mitigation | 0.95 | 45 | 0 | esc | 0.00097009 | 6.9963e-11 | 0.00097009 | 6.9963e-11
[79 empty] | WLDFR | HFTD - Distribution - Zone 1 - 5QU CoRE ¦ 4QU LoRE | Seismic - Red Flag Warning - Catastrophic Fires | 2033 | 1.6026e-11 | 2.7156e-11 | 1.5136e-11 | 23835.2641 | 480.9649 | 15187.7294 | 8166.5698 | 0 | 0 | 0 | 2.238e-08 | 3.8199e-07 | 0 | 3.8199e-07 | 6.4727e-07 | 0 | 6.4727e-07 | 3.6077e-07 | 0 | 3.6077e-07 | [17 empty] | 7.3.3.17.5 (Remote Grid) Updates to grid topology to minimize risk of ignition in HFTDs Remote GridWLDFRWire-to-wire contactAggregated | WLDFR | HFTD - Distribution - Tier 2 - 4QU CoRE ¦ 3QU LoRE | Non-Red Flag Warning - Destructive Fires | Wire-to-wire contact | Aggregated | 2053 | 7.2121e-08 | 750.2287 | 5.4107e-05 | 2053 | Mitigation | 0.95 | 45 | 0 | esc | 0.00097009 | 6.9963e-11 | 0.00097009 | 6.9963e-11
[79 empty] | WLDFR | HFTD - Distribution - Zone 1 - 5QU CoRE ¦ 4QU LoRE | Seismic - Red Flag Warning - Catastrophic Fires | 2034 | 1.6026e-11 | 2.7156e-11 | 1.5136e-11 | 23835.2641 | 480.9649 | 15187.7294 | 8166.5698 | 0 | 0 | 0 | 2.238e-08 | 3.8199e-07 | 0 | 3.8199e-07 | 6.4727e-07 | 0 | 6.4727e-07 | 3.6077e-07 | 0 | 3.6077e-07 | [17 empty] | 7.3.3.17.5 (Remote Grid) Updates to grid topology to minimize risk of ignition in HFTDs Remote GridWLDFRWire-to-wire contactAggregated | WLDFR | HFTD - Distribution - Tier 2 - 4QU CoRE ¦ 3QU LoRE | Non-Red Flag Warning - Destructive Fires | Wire-to-wire contact | Aggregated | 2054 | 7.2121e-08 | 750.2287 | 5.4107e-05 | 2054 | Mitigation | 0.95 | 45 | 0 | esc | 0.00097009 | 6.9963e-11 | 0.00097009 | 6.9963e-11
[79 empty] | WLDFR | HFTD - Distribution - Zone 1 - 5QU CoRE ¦ 4QU LoRE | Seismic - Red Flag Warning - Catastrophic Fires | 2035 | 1.6026e-11 | 2.7156e-11 | 1.5136e-11 | 23835.2641 | 480.9649 | 15187.7294 | 8166.5698 | 0 | 0 | 0 | 2.238e-08 | 3.8199e-07 | 0 | 3.8199e-07 | 6.4727e-07 | 0 | 6.4727e-07 | 3.6077e-07 | 0 | 3.6077e-07 | [17 empty] | 7.3.3.17.5 (Remote Grid) Updates to grid topology to minimize risk of ignition in HFTDs Remote GridWLDFRWire-to-wire contactAggregated | WLDFR | HFTD - Distribution - Tier 2 - 4QU CoRE ¦ 3QU LoRE | Non-Red Flag Warning - Destructive Fires | Wire-to-wire contact | Aggregated | 2055 | 7.2121e-08 | 750.2287 | 5.4107e-05 | 2055 | Mitigation | 0.95 | 45 | 0 | esc | 0.00097009 | 6.9963e-11 | 0.00097009 | 6.9963e-11
[79 empty] | WLDFR | HFTD - Distribution - Zone 1 - 5QU CoRE ¦ 4QU LoRE | Seismic - Red Flag Warning - Catastrophic Fires | 2036 | 1.6026e-11 | 2.7156e-11 | 1.5136e-11 | 23835.2641 | 480.9649 | 15187.7294 | 8166.5698 | 0 | 0 | 0 | 2.238e-08 | 3.8199e-07 | 0 | 3.8199e-07 | 6.4727e-07 | 0 | 6.4727e-07 | 3.6077e-07 | 0 | 3.6077e-07 | [17 empty] | 7.3.3.17.5 (Remote Grid) Updates to grid topology to minimize risk of ignition in HFTDs Remote GridWLDFRWire-to-wire contactAggregated | WLDFR | HFTD - Distribution - Tier 2 - 4QU CoRE ¦ 3QU LoRE | Non-Red Flag Warning - Destructive Fires | Wire-to-wire contact | Aggregated | 2056 | 7.2121e-08 | 750.2287 | 5.4107e-05 | 2056 | Mitigation | 0.95 | 45 | 0 | esc | 0.00097009 | 6.9963e-11 | 0.00097009 | 6.9963e-11
[79 empty] | WLDFR | HFTD - Distribution - Zone 1 - 5QU CoRE ¦ 4QU LoRE | Seismic - Red Flag Warning - Catastrophic Fires | 2037 | 1.6026e-11 | 2.7156e-11 | 1.5136e-11 | 23835.2641 | 480.9649 | 15187.7294 | 8166.5698 | 0 | 0 | 0 | 2.238e-08 | 3.8199e-07 | 0 | 3.8199e-07 | 6.4727e-07 | 0 | 6.4727e-07 | 3.6077e-07 | 0 | 3.6077e-07 | [17 empty] | 7.3.3.17.5 (Remote Grid) Updates to grid topology to minimize risk of ignition in HFTDs Remote GridWLDFRWire-to-wire contactAggregated | WLDFR | HFTD - Distribution - Tier 2 - 4QU CoRE ¦ 3QU LoRE | Non-Red Flag Warning - Destructive Fires | Wire-to-wire contact | Aggregated | 2057 | 7.2121e-08 | 750.2287 | 5.4107e-05 | 2057 | Mitigation | 0.95 | 45 | 0 | esc | 0.00097009 | 6.9963e-11 | 0.00097009 | 6.9963e-11
[79 empty] | WLDFR | HFTD - Distribution - Zone 1 - 5QU CoRE ¦ 4QU LoRE | Seismic - Red Flag Warning - Catastrophic Fires | 2038 | 1.6026e-11 | 2.7156e-11 | 1.5136e-11 | 24976.6418 | 511.3745 | 15898.8237 | 8566.4437 | 0 | 0 | 0 | 2.238e-08 | 4.0029e-07 | 0 | 4.0029e-07 | 6.7826e-07 | 0 | 6.7826e-07 | 3.7805e-07 | 0 | 3.7805e-07 | [17 empty] | 7.3.3.17.5 (Remote Grid) Updates to grid topology to minimize risk of ignition in HFTDs Remote GridWLDFRWire-to-wire contactAggregated | WLDFR | HFTD - Distribution - Tier 2 - 4QU CoRE ¦ 3QU LoRE | Non-Red Flag Warning - Destructive Fires | Wire-to-wire contact | Aggregated | 2058 | 7.2121e-08 | 750.2287 | 5.4107e-05 | 2058 | Mitigation | 0.95 | 45 | 0 | esc | 0.00097009 | 6.9963e-11 | 0.00097009 | 6.9963e-11
[79 empty] | WLDFR | HFTD - Distribution - Zone 1 - 5QU CoRE ¦ 4QU LoRE | Seismic - Red Flag Warning - Catastrophic Fires | 2039 | 1.6026e-11 | 2.7156e-11 | 1.5136e-11 | 24976.6418 | 511.3745 | 15898.8237 | 8566.4437 | 0 | 0 | 0 | 2.238e-08 | 4.0029e-07 | 0 | 4.0029e-07 | 6.7826e-07 | 0 | 6.7826e-07 | 3.7805e-07 | 0 | 3.7805e-07 | [17 empty] | 7.3.3.17.5 (Remote Grid) Updates to grid topology to minimize risk of ignition in HFTDs Remote GridWLDFRWire-to-wire contactAggregated | WLDFR | HFTD - Distribution - Tier 2 - 4QU CoRE ¦ 3QU LoRE | Non-Red Flag Warning - Destructive Fires | Wire-to-wire contact | Aggregated | 2059 | 7.2121e-08 | 750.2287 | 5.4107e-05 | 2059 | Mitigation | 0.95 | 45 | 0 | esc | 0.00097009 | 6.9963e-11 | 0.00097009 | 6.9963e-11
[79 empty] | WLDFR | HFTD - Distribution - Zone 1 - 5QU CoRE ¦ 4QU LoRE | Seismic - Red Flag Warning - Catastrophic Fires | 2040 | 1.6026e-11 | 2.7156e-11 | 1.5136e-11 | 24976.6418 | 511.3745 | 15898.8237 | 8566.4437 | 0 | 0 | 0 | 2.238e-08 | 4.0029e-07 | 0 | 4.0029e-07 | 6.7826e-07 | 0 | 6.7826e-07 | 3.7805e-07 | 0 | 3.7805e-07 | [17 empty] | 7.3.3.17.5 (Remote Grid) Updates to grid topology to minimize risk of ignition in HFTDs Remote GridWLDFRWire-to-wire contactAggregated | WLDFR | HFTD - Distribution - Tier 2 - 4QU CoRE ¦ 3QU LoRE | Non-Red Flag Warning - Destructive Fires | Wire-to-wire contact | Aggregated | 2060 | 7.2121e-08 | 750.2287 | 5.4107e-05 | 2060 | Mitigation | 0.95 | 45 | 0 | esc | 0.00097009 | 6.9963e-11 | 0.00097009 | 6.9963e-11
[79 empty] | WLDFR | HFTD - Distribution - Zone 1 - 5QU CoRE ¦ 4QU LoRE | Seismic - Red Flag Warning - Catastrophic Fires | 2041 | 1.6026e-11 | 2.7156e-11 | 1.5136e-11 | 24976.6418 | 511.3745 | 15898.8237 | 8566.4437 | 0 | 0 | 0 | 2.238e-08 | 4.0029e-07 | 0 | 4.0029e-07 | 6.7826e-07 | 0 | 6.7826e-07 | 3.7805e-07 | 0 | 3.7805e-07 | [17 empty] | 7.3.3.17.5 (Remote Grid) Updates to grid topology to minimize risk of ignition in HFTDs Remote GridWLDFRWire-to-wire contactAggregated | WLDFR | HFTD - Distribution - Tier 2 - 4QU CoRE ¦ 3QU LoRE | Non-Red Flag Warning - Destructive Fires | Wire-to-wire contact | Aggregated | 2061 | 7.2121e-08 | 750.2287 | 5.4107e-05 | 2061 | Mitigation | 0.95 | 45 | 0 | esc | 0.00097009 | 6.9963e-11 | 0.00097009 | 6.9963e-11
[79 empty] | WLDFR | HFTD - Distribution - Zone 1 - 5QU CoRE ¦ 4QU LoRE | Seismic - Red Flag Warning - Catastrophic Fires | 2042 | 1.6026e-11 | 2.7156e-11 | 1.5136e-11 | 24976.6418 | 511.3745 | 15898.8237 | 8566.4437 | 0 | 0 | 0 | 2.238e-08 | 4.0029e-07 | 0 | 4.0029e-07 | 6.7826e-07 | 0 | 6.7826e-07 | 3.7805e-07 | 0 | 3.7805e-07 | [17 empty] | 7.3.3.17.5 (Remote Grid) Updates to grid topology to minimize risk of ignition in HFTDs Remote GridWLDFRWire-to-wire contactAggregated | WLDFR | HFTD - Distribution - Tier 2 - 4QU CoRE ¦ 3QU LoRE | Non-Red Flag Warning - Destructive Fires | Wire-to-wire contact | Aggregated | 2062 | 7.2121e-08 | 750.2287 | 5.4107e-05 | 2062 | Mitigation | 0.95 | 45 | 0 | esc | 0.00097009 | 6.9963e-11 | 0.00097009 | 6.9963e-11
[79 empty] | WLDFR | HFTD - Distribution - Zone 1 - 5QU CoRE ¦ 4QU LoRE | Seismic - Red Flag Warning - Catastrophic Fires | 2043 | 1.6026e-11 | 2.7156e-11 | 1.5136e-11 | 26191.7278 | 544.1291 | 16654.7414 | 8992.8573 | 0 | 0 | 0 | 2.238e-08 | 4.1976e-07 | 0 | 4.1976e-07 | 7.1126e-07 | 0 | 7.1126e-07 | 3.9644e-07 | 0 | 3.9644e-07 | [17 empty] | 7.3.3.17.5 (Remote Grid) Updates to grid topology to minimize risk of ignition in HFTDs Remote GridWLDFRWire-to-wire contactAggregated | WLDFR | HFTD - Distribution - Tier 2 - 4QU CoRE ¦ 3QU LoRE | Non-Red Flag Warning - Destructive Fires | Wire-to-wire contact | Aggregated | 2063 | 7.2121e-08 | 750.2287 | 5.4107e-05 | 2063 | Mitigation | 0.95 | 45 | 0 | esc | 0.00097009 | 6.9963e-11 | 0.00097009 | 6.9963e-11
[79 empty] | WLDFR | HFTD - Distribution - Zone 1 - 5QU CoRE ¦ 4QU LoRE | Seismic - Red Flag Warning - Catastrophic Fires | 2044 | 1.6026e-11 | 2.7156e-11 | 1.5136e-11 | 26191.7278 | 544.1291 | 16654.7414 | 8992.8573 | 0 | 0 | 0 | 2.238e-08 | 4.1976e-07 | 0 | 4.1976e-07 | 7.1126e-07 | 0 | 7.1126e-07 | 3.9644e-07 | 0 | 3.9644e-07 | [17 empty] | 7.3.3.17.5 (Remote Grid) Updates to grid topology to minimize risk of ignition in HFTDs Remote GridWLDFRWire-to-wire contactAggregated | WLDFR | HFTD - Distribution - Tier 2 - 4QU CoRE ¦ 3QU LoRE | Non-Red Flag Warning - Destructive Fires | Wire-to-wire contact | Aggregated | 2064 | 7.2121e-08 | 750.2287 | 5.4107e-05 | 2064 | Mitigation | 0.95 | 45 | 0 | esc | 0.00097009 | 6.9963e-11 | 0.00097009 | 6.9963e-11
[79 empty] | WLDFR | HFTD - Distribution - Zone 1 - 5QU CoRE ¦ 4QU LoRE | Seismic - Red Flag Warning - Catastrophic Fires | 2045 | 1.6026e-11 | 2.7156e-11 | 1.5136e-11 | 26191.7278 | 544.1291 | 16654.7414 | 8992.8573 | 0 | 0 | 0 | 2.238e-08 | 4.1976e-07 | 0 | 4.1976e-07 | 7.1126e-07 | 0 | 7.1126e-07 | 3.9644e-07 | 0 | 3.9644e-07 | [17 empty] | 7.3.3.17.5 (Remote Grid) Updates to grid topology to minimize risk of ignition in HFTDs Remote GridWLDFRWire-to-wire contactAggregated | WLDFR | HFTD - Distribution - Tier 2 - 4QU CoRE ¦ 3QU LoRE | Non-Red Flag Warning - Destructive Fires | Wire-to-wire contact | Aggregated | 2065 | 7.2121e-08 | 750.2287 | 5.4107e-05 | 2065 | Mitigation | 0.95 | 45 | 0 | esc | 0.00097009 | 6.9963e-11 | 0.00097009 | 6.9963e-11
[79 empty] | WLDFR | HFTD - Distribution - Zone 1 - 5QU CoRE ¦ 4QU LoRE | Seismic - Red Flag Warning - Catastrophic Fires | 2046 | 1.6026e-11 | 2.7156e-11 | 1.5136e-11 | 26191.7278 | 544.1291 | 16654.7414 | 8992.8573 | 0 | 0 | 0 | 2.238e-08 | 4.1976e-07 | 0 | 4.1976e-07 | 7.1126e-07 | 0 | 7.1126e-07 | 3.9644e-07 | 0 | 3.9644e-07 | [17 empty] | 7.3.3.17.5 (Remote Grid) Updates to grid topology to minimize risk of ignition in HFTDs Remote GridWLDFRWire-to-wire contactAggregated | WLDFR | HFTD - Distribution - Tier 2 - 4QU CoRE ¦ 3QU LoRE | Non-Red Flag Warning - Destructive Fires | Wire-to-wire contact | Aggregated | 2066 | 7.2121e-08 | 750.2287 | 5.4107e-05 | 2066 | Mitigation | 0.95 | 45 | 0 | esc | 0.00097009 | 6.9963e-11 | 0.00097009 | 6.9963e-11
[79 empty] | WLDFR | HFTD - Distribution - Zone 1 - 5QU CoRE ¦ 4QU LoRE | Seismic - Red Flag Warning - Catastrophic Fires | 2047 | 1.6026e-11 | 2.7156e-11 | 1.5136e-11 | 26191.7278 | 544.1291 | 16654.7414 | 8992.8573 | 0 | 0 | 0 | 2.238e-08 | 4.1976e-07 | 0 | 4.1976e-07 | 7.1126e-07 | 0 | 7.1126e-07 | 3.9644e-07 | 0 | 3.9644e-07 | [17 empty] | 7.3.3.17.5 (Remote Grid) Updates to grid topology to minimize risk of ignition in HFTDs Remote GridWLDFRWire-to-wire contactAggregated | WLDFR | HFTD - Distribution - Tier 2 - 4QU CoRE ¦ 3QU LoRE | Non-Red Flag Warning - Destructive Fires | Wire-to-wire contact | Aggregated | 2067 | 7.2121e-08 | 750.2287 | 5.4107e-05 | 2067 | Mitigation | 0.95 | 45 | 0 | esc | 0 | 0 | 0.00097009 | 6.9963e-11
[79 empty] | WLDFR | HFTD - Distribution - Zone 1 - 5QU CoRE ¦ 4QU LoRE | Seismic - Red Flag Warning - Catastrophic Fires | 2048 | 1.6026e-11 | 2.7156e-11 | 1.5136e-11 | 27464.7227 | 578.8407 | 17445.538 | 9440.3441 | 0 | 0 | 0 | 2.238e-08 | 4.4016e-07 | 0 | 4.4016e-07 | 7.4583e-07 | 0 | 7.4583e-07 | 4.1571e-07 | 0 | 4.1571e-07 | [17 empty] | 7.3.3.17.5 (Remote Grid) Updates to grid topology to minimize risk of ignition in HFTDs Remote GridWLDFRContact from objectAggregated | WLDFR | HFTD - Distribution - Tier 2 - 4QU CoRE ¦ 3QU LoRE | Non-Red Flag Warning - Large Fires | Contact from object | Aggregated | 2022 | 3.3406e-06 | 750.2287 | 0.0025062 | 2022 | Mitigation | 0.95 | 45 | 0 | esc | 0.00097009 | 3.2407e-09 | 0 | 0
[79 empty] | WLDFR | HFTD - Distribution - Zone 1 - 5QU CoRE ¦ 4QU LoRE | Seismic - Red Flag Warning - Catastrophic Fires | 2049 | 1.6026e-11 | 2.7156e-11 | 1.5136e-11 | 27464.7227 | 578.8407 | 17445.538 | 9440.3441 | 0 | 0 | 0 | 2.238e-08 | 4.4016e-07 | 0 | 4.4016e-07 | 7.4583e-07 | 0 | 7.4583e-07 | 4.1571e-07 | 0 | 4.1571e-07 | [17 empty] | 7.3.3.17.5 (Remote Grid) Updates to grid topology to minimize risk of ignition in HFTDs Remote GridWLDFRContact from objectAggregated | WLDFR | HFTD - Distribution - Tier 2 - 4QU CoRE ¦ 3QU LoRE | Non-Red Flag Warning - Large Fires | Contact from object | Aggregated | 2023 | 3.3406e-06 | 750.2287 | 0.0025062 | 2023 | Mitigation | 0.95 | 45 | 0 | esc | 0.00097009 | 3.2407e-09 | 0.00097009 | 3.2407e-09
[79 empty] | WLDFR | HFTD - Distribution - Zone 1 - 5QU CoRE ¦ 4QU LoRE | Seismic - Red Flag Warning - Catastrophic Fires | 2050 | 1.6026e-11 | 2.7156e-11 | 1.5136e-11 | 27464.7227 | 578.8407 | 17445.538 | 9440.3441 | 0 | 0 | 0 | 2.238e-08 | 4.4016e-07 | 0 | 4.4016e-07 | 7.4583e-07 | 0 | 7.4583e-07 | 4.1571e-07 | 0 | 4.1571e-07 | [17 empty] | 7.3.3.17.5 (Remote Grid) Updates to grid topology to minimize risk of ignition in HFTDs Remote GridWLDFRContact from objectAggregated | WLDFR | HFTD - Distribution - Tier 2 - 4QU CoRE ¦ 3QU LoRE | Non-Red Flag Warning - Large Fires | Contact from object | Aggregated | 2024 | 3.3406e-06 | 750.2287 | 0.0025062 | 2024 | Mitigation | 0.95 | 45 | 0 | esc | 0.00097009 | 3.2407e-09 | 0.00097009 | 3.2407e-09
[79 empty] | WLDFR | HFTD - Distribution - Zone 1 - 5QU CoRE ¦ 4QU LoRE | Seismic - Red Flag Warning - Catastrophic Fires | 2051 | 1.6026e-11 | 2.7156e-11 | 1.5136e-11 | 27464.7227 | 578.8407 | 17445.538 | 9440.3441 | 0 | 0 | 0 | 2.238e-08 | 4.4016e-07 | 0 | 4.4016e-07 | 7.4583e-07 | 0 | 7.4583e-07 | 4.1571e-07 | 0 | 4.1571e-07 | [17 empty] | 7.3.3.17.5 (Remote Grid) Updates to grid topology to minimize risk of ignition in HFTDs Remote GridWLDFRContact from objectAggregated | WLDFR | HFTD - Distribution - Tier 2 - 4QU CoRE ¦ 3QU LoRE | Non-Red Flag Warning - Large Fires | Contact from object | Aggregated | 2025 | 3.3406e-06 | 750.2287 | 0.0025062 | 2025 | Mitigation | 0.95 | 45 | 0 | esc | 0.00097009 | 3.2407e-09 | 0.00097009 | 3.2407e-09
[79 empty] | WLDFR | HFTD - Distribution - Zone 1 - 5QU CoRE ¦ 4QU LoRE | Seismic - Red Flag Warning - Catastrophic Fires | 2052 | 1.6026e-11 | 2.7156e-11 | 1.5136e-11 | 27464.7227 | 578.8407 | 17445.538 | 9440.3441 | 0 | 0 | 0 | 2.238e-08 | 4.4016e-07 | 0 | 4.4016e-07 | 7.4583e-07 | 0 | 7.4583e-07 | 4.1571e-07 | 0 | 4.1571e-07 | [17 empty] | 7.3.3.17.5 (Remote Grid) Updates to grid topology to minimize risk of ignition in HFTDs Remote GridWLDFRContact from objectAggregated | WLDFR | HFTD - Distribution - Tier 2 - 4QU CoRE ¦ 3QU LoRE | Non-Red Flag Warning - Large Fires | Contact from object | Aggregated | 2026 | 3.3406e-06 | 750.2287 | 0.0025062 | 2026 | Mitigation | 0.95 | 45 | 0 | esc | 0.00097009 | 3.2407e-09 | 0.00097009 | 3.2407e-09
[79 empty] | WLDFR | HFTD - Distribution - Zone 1 - 5QU CoRE ¦ 4QU LoRE | Seismic - Red Flag Warning - Catastrophic Fires | 2053 | 1.6026e-11 | 2.7156e-11 | 1.5136e-11 | 28779.6694 | 615.0952 | 18261.2327 | 9903.3415 | 0 | 0 | 0 | 2.238e-08 | 4.6124e-07 | 0 | 4.6124e-07 | 7.8154e-07 | 0 | 7.8154e-07 | 4.3561e-07 | 0 | 4.3561e-07 | [17 empty] | 7.3.3.17.5 (Remote Grid) Updates to grid topology to minimize risk of ignition in HFTDs Remote GridWLDFRContact from objectAggregated | WLDFR | HFTD - Distribution - Tier 2 - 4QU CoRE ¦ 3QU LoRE | Non-Red Flag Warning - Large Fires | Contact from object | Aggregated | 2027 | 3.3406e-06 | 750.2287 | 0.0025062 | 2027 | Mitigation | 0.95 | 45 | 0 | esc | 0.00097009 | 3.2407e-09 | 0.00097009 | 3.2407e-09
[79 empty] | WLDFR | HFTD - Distribution - Zone 1 - 5QU CoRE ¦ 4QU LoRE | Seismic - Red Flag Warning - Catastrophic Fires | 2054 | 1.6026e-11 | 2.7156e-11 | 1.5136e-11 | 28779.6694 | 615.0952 | 18261.2327 | 9903.3415 | 0 | 0 | 0 | 2.238e-08 | 4.6124e-07 | 0 | 4.6124e-07 | 7.8154e-07 | 0 | 7.8154e-07 | 4.3561e-07 | 0 | 4.3561e-07 | [17 empty] | 7.3.3.17.5 (Remote Grid) Updates to grid topology to minimize risk of ignition in HFTDs Remote GridWLDFRContact from objectAggregated | WLDFR | HFTD - Distribution - Tier 2 - 4QU CoRE ¦ 3QU LoRE | Non-Red Flag Warning - Large Fires | Contact from object | Aggregated | 2028 | 3.3406e-06 | 750.2287 | 0.0025062 | 2028 | Mitigation | 0.95 | 45 | 0 | esc | 0.00097009 | 3.2407e-09 | 0.00097009 | 3.2407e-09
[79 empty] | WLDFR | HFTD - Distribution - Zone 1 - 5QU CoRE ¦ 4QU LoRE | Seismic - Red Flag Warning - Catastrophic Fires | 2055 | 1.6026e-11 | 2.7156e-11 | 1.5136e-11 | 28779.6694 | 615.0952 | 18261.2327 | 9903.3415 | 0 | 0 | 0 | 2.238e-08 | 4.6124e-07 | 0 | 4.6124e-07 | 7.8154e-07 | 0 | 7.8154e-07 | 4.3561e-07 | 0 | 4.3561e-07 | [17 empty] | 7.3.3.17.5 (Remote Grid) Updates to grid topology to minimize risk of ignition in HFTDs Remote GridWLDFRContact from objectAggregated | WLDFR | HFTD - Distribution - Tier 2 - 4QU CoRE ¦ 3QU LoRE | Non-Red Flag Warning - Large Fires | Contact from object | Aggregated | 2029 | 3.3406e-06 | 750.2287 | 0.0025062 | 2029 | Mitigation | 0.95 | 45 | 0 | esc | 0.00097009 | 3.2407e-09 | 0.00097009 | 3.2407e-09
[79 empty] | WLDFR | HFTD - Distribution - Zone 1 - 5QU CoRE ¦ 4QU LoRE | Seismic - Red Flag Warning - Catastrophic Fires | 2056 | 1.6026e-11 | 2.7156e-11 | 1.5136e-11 | 28779.6694 | 615.0952 | 18261.2327 | 9903.3415 | 0 | 0 | 0 | 2.238e-08 | 4.6124e-07 | 0 | 4.6124e-07 | 7.8154e-07 | 0 | 7.8154e-07 | 4.3561e-07 | 0 | 4.3561e-07 | [17 empty] | 7.3.3.17.5 (Remote Grid) Updates to grid topology to minimize risk of ignition in HFTDs Remote GridWLDFRContact from objectAggregated | WLDFR | HFTD - Distribution - Tier 2 - 4QU CoRE ¦ 3QU LoRE | Non-Red Flag Warning - Large Fires | Contact from object | Aggregated | 2030 | 3.3406e-06 | 750.2287 | 0.0025062 | 2030 | Mitigation | 0.95 | 45 | 0 | esc | 0.00097009 | 3.2407e-09 | 0.00097009 | 3.2407e-09
[79 empty] | WLDFR | HFTD - Distribution - Zone 1 - 5QU CoRE ¦ 4QU LoRE | Seismic - Red Flag Warning - Catastrophic Fires | 2057 | 1.6026e-11 | 2.7156e-11 | 1.5136e-11 | 28779.6694 | 615.0952 | 18261.2327 | 9903.3415 | 0 | 0 | 0 | 2.238e-08 | 4.6124e-07 | 0 | 4.6124e-07 | 7.8154e-07 | 0 | 7.8154e-07 | 4.3561e-07 | 0 | 4.3561e-07 | [17 empty] | 7.3.3.17.5 (Remote Grid) Updates to grid topology to minimize risk of ignition in HFTDs Remote GridWLDFRContact from objectAggregated | WLDFR | HFTD - Distribution - Tier 2 - 4QU CoRE ¦ 3QU LoRE | Non-Red Flag Warning - Large Fires | Contact from object | Aggregated | 2031 | 3.3406e-06 | 750.2287 | 0.0025062 | 2031 | Mitigation | 0.95 | 45 | 0 | esc | 0.00097009 | 3.2407e-09 | 0.00097009 | 3.2407e-09
[79 empty] | WLDFR | HFTD - Distribution - Zone 1 - 5QU CoRE ¦ 4QU LoRE | Seismic - Red Flag Warning - Catastrophic Fires | 2058 | 1.6026e-11 | 2.7156e-11 | 1.5136e-11 | 30120.5761 | 652.457 | 19091.8834 | 10376.2358 | 0 | 0 | 0 | 2.238e-08 | 4.8273e-07 | 0 | 4.8273e-07 | 8.1795e-07 | 0 | 8.1795e-07 | 4.5591e-07 | 0 | 4.5591e-07 | [17 empty] | 7.3.3.17.5 (Remote Grid) Updates to grid topology to minimize risk of ignition in HFTDs Remote GridWLDFRContact from objectAggregated | WLDFR | HFTD - Distribution - Tier 2 - 4QU CoRE ¦ 3QU LoRE | Non-Red Flag Warning - Large Fires | Contact from object | Aggregated | 2032 | 3.3406e-06 | 750.2287 | 0.0025062 | 2032 | Mitigation | 0.95 | 45 | 0 | esc | 0.00097009 | 3.2407e-09 | 0.00097009 | 3.2407e-09
[79 empty] | WLDFR | HFTD - Distribution - Zone 1 - 5QU CoRE ¦ 4QU LoRE | Seismic - Red Flag Warning - Catastrophic Fires | 2059 | 1.6026e-11 | 2.7156e-11 | 1.5136e-11 | 30120.5761 | 652.457 | 19091.8834 | 10376.2358 | 0 | 0 | 0 | 2.238e-08 | 4.8273e-07 | 0 | 4.8273e-07 | 8.1795e-07 | 0 | 8.1795e-07 | 4.5591e-07 | 0 | 4.5591e-07 | [17 empty] | 7.3.3.17.5 (Remote Grid) Updates to grid topology to minimize risk of ignition in HFTDs Remote GridWLDFRContact from objectAggregated | WLDFR | HFTD - Distribution - Tier 2 - 4QU CoRE ¦ 3QU LoRE | Non-Red Flag Warning - Large Fires | Contact from object | Aggregated | 2033 | 3.3406e-06 | 750.2287 | 0.0025062 | 2033 | Mitigation | 0.95 | 45 | 0 | esc | 0.00097009 | 3.2407e-09 | 0.00097009 | 3.2407e-09
[79 empty] | WLDFR | HFTD - Distribution - Zone 1 - 5QU CoRE ¦ 4QU LoRE | Seismic - Red Flag Warning - Catastrophic Fires | 2060 | 1.6026e-11 | 2.7156e-11 | 1.5136e-11 | 30120.5761 | 652.457 | 19091.8834 | 10376.2358 | 0 | 0 | 0 | 2.238e-08 | 4.8273e-07 | 0 | 4.8273e-07 | 8.1795e-07 | 0 | 8.1795e-07 | 4.5591e-07 | 0 | 4.5591e-07 | [17 empty] | 7.3.3.17.5 (Remote Grid) Updates to grid topology to minimize risk of ignition in HFTDs Remote GridWLDFRContact from objectAggregated | WLDFR | HFTD - Distribution - Tier 2 - 4QU CoRE ¦ 3QU LoRE | Non-Red Flag Warning - Large Fires | Contact from object | Aggregated | 2034 | 3.3406e-06 | 750.2287 | 0.0025062 | 2034 | Mitigation | 0.95 | 45 | 0 | esc | 0.00097009 | 3.2407e-09 | 0.00097009 | 3.2407e-09
[79 empty] | WLDFR | HFTD - Distribution - Zone 1 - 5QU CoRE ¦ 4QU LoRE | Seismic - Red Flag Warning - Catastrophic Fires | 2061 | 1.6026e-11 | 2.7156e-11 | 1.5136e-11 | 30120.5761 | 652.457 | 19091.8834 | 10376.2358 | 0 | 0 | 0 | 2.238e-08 | 4.8273e-07 | 0 | 4.8273e-07 | 8.1795e-07 | 0 | 8.1795e-07 | 4.5591e-07 | 0 | 4.5591e-07 | [17 empty] | 7.3.3.17.5 (Remote Grid) Updates to grid topology to minimize risk of ignition in HFTDs Remote GridWLDFRContact from objectAggregated | WLDFR | HFTD - Distribution - Tier 2 - 4QU CoRE ¦ 3QU LoRE | Non-Red Flag Warning - Large Fires | Contact from object | Aggregated | 2035 | 3.3406e-06 | 750.2287 | 0.0025062 | 2035 | Mitigation | 0.95 | 45 | 0 | esc | 0.00097009 | 3.2407e-09 | 0.00097009 | 3.2407e-09
[79 empty] | WLDFR | HFTD - Distribution - Zone 1 - 5QU CoRE ¦ 4QU LoRE | Seismic - Red Flag Warning - Catastrophic Fires | 2062 | 1.6026e-11 | 2.7156e-11 | 1.5136e-11 | 30120.5761 | 652.457 | 19091.8834 | 10376.2358 | 0 | 0 | 0 | 2.238e-08 | 4.8273e-07 | 0 | 4.8273e-07 | 8.1795e-07 | 0 | 8.1795e-07 | 4.5591e-07 | 0 | 4.5591e-07 | [17 empty] | 7.3.3.17.5 (Remote Grid) Updates to grid topology to minimize risk of ignition in HFTDs Remote GridWLDFRContact from objectAggregated | WLDFR | HFTD - Distribution - Tier 2 - 4QU CoRE ¦ 3QU LoRE | Non-Red Flag Warning - Large Fires | Contact from object | Aggregated | 2036 | 3.3406e-06 | 750.2287 | 0.0025062 | 2036 | Mitigation | 0.95 | 45 | 0 | esc | 0.00097009 | 3.2407e-09 | 0.00097009 | 3.2407e-09
[79 empty] | WLDFR | HFTD - Distribution - Zone 1 - 5QU CoRE ¦ 4QU LoRE | Seismic - Red Flag Warning - Catastrophic Fires | 2063 | 1.6026e-11 | 2.7156e-11 | 1.5136e-11 | 31471.2268 | 690.4653 | 19927.4643 | 10853.2973 | 0 | 0 | 0 | 2.238e-08 | 5.0437e-07 | 0 | 5.0437e-07 | 8.5463e-07 | 0 | 8.5463e-07 | 4.7635e-07 | 0 | 4.7635e-07 | [17 empty] | 7.3.3.17.5 (Remote Grid) Updates to grid topology to minimize risk of ignition in HFTDs Remote GridWLDFRContact from objectAggregated | WLDFR | HFTD - Distribution - Tier 2 - 4QU CoRE ¦ 3QU LoRE | Non-Red Flag Warning - Large Fires | Contact from object | Aggregated | 2037 | 3.3406e-06 | 750.2287 | 0.0025062 | 2037 | Mitigation | 0.95 | 45 | 0 | esc | 0.00097009 | 3.2407e-09 | 0.00097009 | 3.2407e-09
[79 empty] | WLDFR | HFTD - Distribution - Zone 1 - 5QU CoRE ¦ 4QU LoRE | Seismic - Red Flag Warning - Catastrophic Fires | 2064 | 1.6026e-11 | 2.7156e-11 | 1.5136e-11 | 31471.2268 | 690.4653 | 19927.4643 | 10853.2973 | 0 | 0 | 0 | 2.238e-08 | 5.0437e-07 | 0 | 5.0437e-07 | 8.5463e-07 | 0 | 8.5463e-07 | 4.7635e-07 | 0 | 4.7635e-07 | [17 empty] | 7.3.3.17.5 (Remote Grid) Updates to grid topology to minimize risk of ignition in HFTDs Remote GridWLDFRContact from objectAggregated | WLDFR | HFTD - Distribution - Tier 2 - 4QU CoRE ¦ 3QU LoRE | Non-Red Flag Warning - Large Fires | Contact from object | Aggregated | 2038 | 3.3406e-06 | 750.2287 | 0.0025062 | 2038 | Mitigation | 0.95 | 45 | 0 | esc | 0.00097009 | 3.2407e-09 | 0.00097009 | 3.2407e-09
[79 empty] | WLDFR | HFTD - Distribution - Zone 1 - 5QU CoRE ¦ 4QU LoRE | Seismic - Red Flag Warning - Catastrophic Fires | 2065 | 1.6026e-11 | 2.7156e-11 | 1.5136e-11 | 31471.2268 | 690.4653 | 19927.4643 | 10853.2973 | 0 | 0 | 0 | 2.238e-08 | 5.0437e-07 | 0 | 5.0437e-07 | 8.5463e-07 | 0 | 8.5463e-07 | 4.7635e-07 | 0 | 4.7635e-07 | [17 empty] | 7.3.3.17.5 (Remote Grid) Updates to grid topology to minimize risk of ignition in HFTDs Remote GridWLDFRContact from objectAggregated | WLDFR | HFTD - Distribution - Tier 2 - 4QU CoRE ¦ 3QU LoRE | Non-Red Flag Warning - Large Fires | Contact from object | Aggregated | 2039 | 3.3406e-06 | 750.2287 | 0.0025062 | 2039 | Mitigation | 0.95 | 45 | 0 | esc | 0.00097009 | 3.2407e-09 | 0.00097009 | 3.2407e-09
[79 empty] | WLDFR | HFTD - Distribution - Zone 1 - 5QU CoRE ¦ 4QU LoRE | Seismic - Red Flag Warning - Catastrophic Fires | 2066 | 0 | 2.7156e-11 | 1.5136e-11 | 31471.2268 | 690.4653 | 19927.4643 | 10853.2973 | 0 | 0 | 0 | 2.238e-08 | 0 | 0 | 0 | 8.5463e-07 | 0 | 8.5463e-07 | 4.7635e-07 | 0 | 4.7635e-07 | [17 empty] | 7.3.3.17.5 (Remote Grid) Updates to grid topology to minimize risk of ignition in HFTDs Remote GridWLDFRContact from objectAggregated | WLDFR | HFTD - Distribution - Tier 2 - 4QU CoRE ¦ 3QU LoRE | Non-Red Flag Warning - Large Fires | Contact from object | Aggregated | 2040 | 3.3406e-06 | 750.2287 | 0.0025062 | 2040 | Mitigation | 0.95 | 45 | 0 | esc | 0.00097009 | 3.2407e-09 | 0.00097009 | 3.2407e-09
[79 empty] | WLDFR | HFTD - Distribution - Zone 1 - 5QU CoRE ¦ 4QU LoRE | Seismic - Red Flag Warning - Catastrophic Fires | 2067 | 0 | 0 | 1.5136e-11 | 31471.2268 | 690.4653 | 19927.4643 | 10853.2973 | 0 | 0 | 0 | 2.238e-08 | 0 | 0 | 0 | 0 | 0 | 0 | 4.7635e-07 | 0 | 4.7635e-07 | [17 empty] | 7.3.3.17.5 (Remote Grid) Updates to grid topology to minimize risk of ignition in HFTDs Remote GridWLDFRContact from objectAggregated | WLDFR | HFTD - Distribution - Tier 2 - 4QU CoRE ¦ 3QU LoRE | Non-Red Flag Warning - Large Fires | Contact from object | Aggregated | 2041 | 3.3406e-06 | 750.2287 | 0.0025062 | 2041 | Mitigation | 0.95 | 45 | 0 | esc | 0.00097009 | 3.2407e-09 | 0.00097009 | 3.2407e-09
[120 empty] | 7.3.3.17.5 (Remote Grid) Updates to grid topology to minimize risk of ignition in HFTDs Remote GridWLDFRContact from objectAggregated | WLDFR | HFTD - Distribution - Tier 2 - 4QU CoRE ¦ 3QU LoRE | Non-Red Flag Warning - Large Fires | Contact from object | Aggregated | 2042 | 3.3406e-06 | 750.2287 | 0.0025062 | 2042 | Mitigation | 0.95 | 45 | 0 | esc | 0.00097009 | 3.2407e-09 | 0.00097009 | 3.2407e-09
[120 empty] | 7.3.3.17.5 (Remote Grid) Updates to grid topology to minimize risk of ignition in HFTDs Remote GridWLDFRContact from objectAggregated | WLDFR | HFTD - Distribution - Tier 2 - 4QU CoRE ¦ 3QU LoRE | Non-Red Flag Warning - Large Fires | Contact from object | Aggregated | 2043 | 3.3406e-06 | 750.2287 | 0.0025062 | 2043 | Mitigation | 0.95 | 45 | 0 | esc | 0.00097009 | 3.2407e-09 | 0.00097009 | 3.2407e-09
[120 empty] | 7.3.3.17.5 (Remote Grid) Updates to grid topology to minimize risk of ignition in HFTDs Remote GridWLDFRContact from objectAggregated | WLDFR | HFTD - Distribution - Tier 2 - 4QU CoRE ¦ 3QU LoRE | Non-Red Flag Warning - Large Fires | Contact from object | Aggregated | 2044 | 3.3406e-06 | 750.2287 | 0.0025062 | 2044 | Mitigation | 0.95 | 45 | 0 | esc | 0.00097009 | 3.2407e-09 | 0.00097009 | 3.2407e-09
[120 empty] | 7.3.3.17.5 (Remote Grid) Updates to grid topology to minimize risk of ignition in HFTDs Remote GridWLDFRContact from objectAggregated | WLDFR | HFTD - Distribution - Tier 2 - 4QU CoRE ¦ 3QU LoRE | Non-Red Flag Warning - Large Fires | Contact from object | Aggregated | 2045 | 3.3406e-06 | 750.2287 | 0.0025062 | 2045 | Mitigation | 0.95 | 45 | 0 | esc | 0.00097009 | 3.2407e-09 | 0.00097009 | 3.2407e-09
[120 empty] | 7.3.3.17.5 (Remote Grid) Updates to grid topology to minimize risk of ignition in HFTDs Remote GridWLDFRContact from objectAggregated | WLDFR | HFTD - Distribution - Tier 2 - 4QU CoRE ¦ 3QU LoRE | Non-Red Flag Warning - Large Fires | Contact from object | Aggregated | 2046 | 3.3406e-06 | 750.2287 | 0.0025062 | 2046 | Mitigation | 0.95 | 45 | 0 | esc | 0.00097009 | 3.2407e-09 | 0.00097009 | 3.2407e-09
[120 empty] | 7.3.3.17.5 (Remote Grid) Updates to grid topology to minimize risk of ignition in HFTDs Remote GridWLDFRContact from objectAggregated | WLDFR | HFTD - Distribution - Tier 2 - 4QU CoRE ¦ 3QU LoRE | Non-Red Flag Warning - Large Fires | Contact from object | Aggregated | 2047 | 3.3406e-06 | 750.2287 | 0.0025062 | 2047 | Mitigation | 0.95 | 45 | 0 | esc | 0.00097009 | 3.2407e-09 | 0.00097009 | 3.2407e-09
[120 empty] | 7.3.3.17.5 (Remote Grid) Updates to grid topology to minimize risk of ignition in HFTDs Remote GridWLDFRContact from objectAggregated | WLDFR | HFTD - Distribution - Tier 2 - 4QU CoRE ¦ 3QU LoRE | Non-Red Flag Warning - Large Fires | Contact from object | Aggregated | 2048 | 3.3406e-06 | 750.2287 | 0.0025062 | 2048 | Mitigation | 0.95 | 45 | 0 | esc | 0.00097009 | 3.2407e-09 | 0.00097009 | 3.2407e-09
[120 empty] | 7.3.3.17.5 (Remote Grid) Updates to grid topology to minimize risk of ignition in HFTDs Remote GridWLDFRContact from objectAggregated | WLDFR | HFTD - Distribution - Tier 2 - 4QU CoRE ¦ 3QU LoRE | Non-Red Flag Warning - Large Fires | Contact from object | Aggregated | 2049 | 3.3406e-06 | 750.2287 | 0.0025062 | 2049 | Mitigation | 0.95 | 45 | 0 | esc | 0.00097009 | 3.2407e-09 | 0.00097009 | 3.2407e-09
[120 empty] | 7.3.3.17.5 (Remote Grid) Updates to grid topology to minimize risk of ignition in HFTDs Remote GridWLDFRContact from objectAggregated | WLDFR | HFTD - Distribution - Tier 2 - 4QU CoRE ¦ 3QU LoRE | Non-Red Flag Warning - Large Fires | Contact from object | Aggregated | 2050 | 3.3406e-06 | 750.2287 | 0.0025062 | 2050 | Mitigation | 0.95 | 45 | 0 | esc | 0.00097009 | 3.2407e-09 | 0.00097009 | 3.2407e-09
[120 empty] | 7.3.3.17.5 (Remote Grid) Updates to grid topology to minimize risk of ignition in HFTDs Remote GridWLDFRContact from objectAggregated | WLDFR | HFTD - Distribution - Tier 2 - 4QU CoRE ¦ 3QU LoRE | Non-Red Flag Warning - Large Fires | Contact from object | Aggregated | 2051 | 3.3406e-06 | 750.2287 | 0.0025062 | 2051 | Mitigation | 0.95 | 45 | 0 | esc | 0.00097009 | 3.2407e-09 | 0.00097009 | 3.2407e-09
[120 empty] | 7.3.3.17.5 (Remote Grid) Updates to grid topology to minimize risk of ignition in HFTDs Remote GridWLDFRContact from objectAggregated | WLDFR | HFTD - Distribution - Tier 2 - 4QU CoRE ¦ 3QU LoRE | Non-Red Flag Warning - Large Fires | Contact from object | Aggregated | 2052 | 3.3406e-06 | 750.2287 | 0.0025062 | 2052 | Mitigation | 0.95 | 45 | 0 | esc | 0.00097009 | 3.2407e-09 | 0.00097009 | 3.2407e-09
[120 empty] | 7.3.3.17.5 (Remote Grid) Updates to grid topology to minimize risk of ignition in HFTDs Remote GridWLDFRContact from objectAggregated | WLDFR | HFTD - Distribution - Tier 2 - 4QU CoRE ¦ 3QU LoRE | Non-Red Flag Warning - Large Fires | Contact from object | Aggregated | 2053 | 3.3406e-06 | 750.2287 | 0.0025062 | 2053 | Mitigation | 0.95 | 45 | 0 | esc | 0.00097009 | 3.2407e-09 | 0.00097009 | 3.2407e-09
[120 empty] | 7.3.3.17.5 (Remote Grid) Updates to grid topology to minimize risk of ignition in HFTDs Remote GridWLDFRContact from objectAggregated | WLDFR | HFTD - Distribution - Tier 2 - 4QU CoRE ¦ 3QU LoRE | Non-Red Flag Warning - Large Fires | Contact from object | Aggregated | 2054 | 3.3406e-06 | 750.2287 | 0.0025062 | 2054 | Mitigation | 0.95 | 45 | 0 | esc | 0.00097009 | 3.2407e-09 | 0.00097009 | 3.2407e-09
[120 empty] | 7.3.3.17.5 (Remote Grid) Updates to grid topology to minimize risk of ignition in HFTDs Remote GridWLDFRContact from objectAggregated | WLDFR | HFTD - Distribution - Tier 2 - 4QU CoRE ¦ 3QU LoRE | Non-Red Flag Warning - Large Fires | Contact from object | Aggregated | 2055 | 3.3406e-06 | 750.2287 | 0.0025062 | 2055 | Mitigation | 0.95 | 45 | 0 | esc | 0.00097009 | 3.2407e-09 | 0.00097009 | 3.2407e-09
[120 empty] | 7.3.3.17.5 (Remote Grid) Updates to grid topology to minimize risk of ignition in HFTDs Remote GridWLDFRContact from objectAggregated | WLDFR | HFTD - Distribution - Tier 2 - 4QU CoRE ¦ 3QU LoRE | Non-Red Flag Warning - Large Fires | Contact from object | Aggregated | 2056 | 3.3406e-06 | 750.2287 | 0.0025062 | 2056 | Mitigation | 0.95 | 45 | 0 | esc | 0.00097009 | 3.2407e-09 | 0.00097009 | 3.2407e-09
[120 empty] | 7.3.3.17.5 (Remote Grid) Updates to grid topology to minimize risk of ignition in HFTDs Remote GridWLDFRContact from objectAggregated | WLDFR | HFTD - Distribution - Tier 2 - 4QU CoRE ¦ 3QU LoRE | Non-Red Flag Warning - Large Fires | Contact from object | Aggregated | 2057 | 3.3406e-06 | 750.2287 | 0.0025062 | 2057 | Mitigation | 0.95 | 45 | 0 | esc | 0.00097009 | 3.2407e-09 | 0.00097009 | 3.2407e-09
[120 empty] | 7.3.3.17.5 (Remote Grid) Updates to grid topology to minimize risk of ignition in HFTDs Remote GridWLDFRContact from objectAggregated | WLDFR | HFTD - Distribution - Tier 2 - 4QU CoRE ¦ 3QU LoRE | Non-Red Flag Warning - Large Fires | Contact from object | Aggregated | 2058 | 3.3406e-06 | 750.2287 | 0.0025062 | 2058 | Mitigation | 0.95 | 45 | 0 | esc | 0.00097009 | 3.2407e-09 | 0.00097009 | 3.2407e-09
[120 empty] | 7.3.3.17.5 (Remote Grid) Updates to grid topology to minimize risk of ignition in HFTDs Remote GridWLDFRContact from objectAggregated | WLDFR | HFTD - Distribution - Tier 2 - 4QU CoRE ¦ 3QU LoRE | Non-Red Flag Warning - Large Fires | Contact from object | Aggregated | 2059 | 3.3406e-06 | 750.2287 | 0.0025062 | 2059 | Mitigation | 0.95 | 45 | 0 | esc | 0.00097009 | 3.2407e-09 | 0.00097009 | 3.2407e-09
[120 empty] | 7.3.3.17.5 (Remote Grid) Updates to grid topology to minimize risk of ignition in HFTDs Remote GridWLDFRContact from objectAggregated | WLDFR | HFTD - Distribution - Tier 2 - 4QU CoRE ¦ 3QU LoRE | Non-Red Flag Warning - Large Fires | Contact from object | Aggregated | 2060 | 3.3406e-06 | 750.2287 | 0.0025062 | 2060 | Mitigation | 0.95 | 45 | 0 | esc | 0.00097009 | 3.2407e-09 | 0.00097009 | 3.2407e-09
[120 empty] | 7.3.3.17.5 (Remote Grid) Updates to grid topology to minimize risk of ignition in HFTDs Remote GridWLDFRContact from objectAggregated | WLDFR | HFTD - Distribution - Tier 2 - 4QU CoRE ¦ 3QU LoRE | Non-Red Flag Warning - Large Fires | Contact from object | Aggregated | 2061 | 3.3406e-06 | 750.2287 | 0.0025062 | 2061 | Mitigation | 0.95 | 45 | 0 | esc | 0.00097009 | 3.2407e-09 | 0.00097009 | 3.2407e-09
[120 empty] | 7.3.3.17.5 (Remote Grid) Updates to grid topology to minimize risk of ignition in HFTDs Remote GridWLDFRContact from objectAggregated | WLDFR | HFTD - Distribution - Tier 2 - 4QU CoRE ¦ 3QU LoRE | Non-Red Flag Warning - Large Fires | Contact from object | Aggregated | 2062 | 3.3406e-06 | 750.2287 | 0.0025062 | 2062 | Mitigation | 0.95 | 45 | 0 | esc | 0.00097009 | 3.2407e-09 | 0.00097009 | 3.2407e-09
[120 empty] | 7.3.3.17.5 (Remote Grid) Updates to grid topology to minimize risk of ignition in HFTDs Remote GridWLDFRContact from objectAggregated | WLDFR | HFTD - Distribution - Tier 2 - 4QU CoRE ¦ 3QU LoRE | Non-Red Flag Warning - Large Fires | Contact from object | Aggregated | 2063 | 3.3406e-06 | 750.2287 | 0.0025062 | 2063 | Mitigation | 0.95 | 45 | 0 | esc | 0.00097009 | 3.2407e-09 | 0.00097009 | 3.2407e-09
[120 empty] | 7.3.3.17.5 (Remote Grid) Updates to grid topology to minimize risk of ignition in HFTDs Remote GridWLDFRContact from objectAggregated | WLDFR | HFTD - Distribution - Tier 2 - 4QU CoRE ¦ 3QU LoRE | Non-Red Flag Warning - Large Fires | Contact from object | Aggregated | 2064 | 3.3406e-06 | 750.2287 | 0.0025062 | 2064 | Mitigation | 0.95 | 45 | 0 | esc | 0.00097009 | 3.2407e-09 | 0.00097009 | 3.2407e-09
[120 empty] | 7.3.3.17.5 (Remote Grid) Updates to grid topology to minimize risk of ignition in HFTDs Remote GridWLDFRContact from objectAggregated | WLDFR | HFTD - Distribution - Tier 2 - 4QU CoRE ¦ 3QU LoRE | Non-Red Flag Warning - Large Fires | Contact from object | Aggregated | 2065 | 3.3406e-06 | 750.2287 | 0.0025062 | 2065 | Mitigation | 0.95 | 45 | 0 | esc | 0.00097009 | 3.2407e-09 | 0.00097009 | 3.2407e-09
[120 empty] | 7.3.3.17.5 (Remote Grid) Updates to grid topology to minimize risk of ignition in HFTDs Remote GridWLDFRContact from objectAggregated | WLDFR | HFTD - Distribution - Tier 2 - 4QU CoRE ¦ 3QU LoRE | Non-Red Flag Warning - Large Fires | Contact from object | Aggregated | 2066 | 3.3406e-06 | 750.2287 | 0.0025062 | 2066 | Mitigation | 0.95 | 45 | 0 | esc | 0.00097009 | 3.2407e-09 | 0.00097009 | 3.2407e-09
[120 empty] | 7.3.3.17.5 (Remote Grid) Updates to grid topology to minimize risk of ignition in HFTDs Remote GridWLDFRContact from objectAggregated | WLDFR | HFTD - Distribution - Tier 2 - 4QU CoRE ¦ 3QU LoRE | Non-Red Flag Warning - Large Fires | Contact from object | Aggregated | 2067 | 3.3406e-06 | 750.2287 | 0.0025062 | 2067 | Mitigation | 0.95 | 45 | 0 | esc | 0 | 0 | 0.00097009 | 3.2407e-09
[120 empty] | 7.3.3.17.5 (Remote Grid) Updates to grid topology to minimize risk of ignition in HFTDs Remote GridWLDFRContaminationAggregated | WLDFR | HFTD - Distribution - Tier 2 - 4QU CoRE ¦ 3QU LoRE | Non-Red Flag Warning - Large Fires | Contamination | Aggregated | 2022 | 8.5816e-08 | 750.2287 | 6.4382e-05 | 2022 | Mitigation | 0.95 | 45 | 0 | esc | 0.00097009 | 8.3249e-11 | 0 | 0
[120 empty] | 7.3.3.17.5 (Remote Grid) Updates to grid topology to minimize risk of ignition in HFTDs Remote GridWLDFRContaminationAggregated | WLDFR | HFTD - Distribution - Tier 2 - 4QU CoRE ¦ 3QU LoRE | Non-Red Flag Warning - Large Fires | Contamination | Aggregated | 2023 | 8.5816e-08 | 750.2287 | 6.4382e-05 | 2023 | Mitigation | 0.95 | 45 | 0 | esc | 0.00097009 | 8.3249e-11 | 0.00097009 | 8.3249e-11
[120 empty] | 7.3.3.17.5 (Remote Grid) Updates to grid topology to minimize risk of ignition in HFTDs Remote GridWLDFRContaminationAggregated | WLDFR | HFTD - Distribution - Tier 2 - 4QU CoRE ¦ 3QU LoRE | Non-Red Flag Warning - Large Fires | Contamination | Aggregated | 2024 | 8.5816e-08 | 750.2287 | 6.4382e-05 | 2024 | Mitigation | 0.95 | 45 | 0 | esc | 0.00097009 | 8.3249e-11 | 0.00097009 | 8.3249e-11
[120 empty] | 7.3.3.17.5 (Remote Grid) Updates to grid topology to minimize risk of ignition in HFTDs Remote GridWLDFRContaminationAggregated | WLDFR | HFTD - Distribution - Tier 2 - 4QU CoRE ¦ 3QU LoRE | Non-Red Flag Warning - Large Fires | Contamination | Aggregated | 2025 | 8.5816e-08 | 750.2287 | 6.4382e-05 | 2025 | Mitigation | 0.95 | 45 | 0 | esc | 0.00097009 | 8.3249e-11 | 0.00097009 | 8.3249e-11
[120 empty] | 7.3.3.17.5 (Remote Grid) Updates to grid topology to minimize risk of ignition in HFTDs Remote GridWLDFRContaminationAggregated | WLDFR | HFTD - Distribution - Tier 2 - 4QU CoRE ¦ 3QU LoRE | Non-Red Flag Warning - Large Fires | Contamination | Aggregated | 2026 | 8.5816e-08 | 750.2287 | 6.4382e-05 | 2026 | Mitigation | 0.95 | 45 | 0 | esc | 0.00097009 | 8.3249e-11 | 0.00097009 | 8.3249e-11
[120 empty] | 7.3.3.17.5 (Remote Grid) Updates to grid topology to minimize risk of ignition in HFTDs Remote GridWLDFRContaminationAggregated | WLDFR | HFTD - Distribution - Tier 2 - 4QU CoRE ¦ 3QU LoRE | Non-Red Flag Warning - Large Fires | Contamination | Aggregated | 2027 | 8.5816e-08 | 750.2287 | 6.4382e-05 | 2027 | Mitigation | 0.95 | 45 | 0 | esc | 0.00097009 | 8.3249e-11 | 0.00097009 | 8.3249e-11
[120 empty] | 7.3.3.17.5 (Remote Grid) Updates to grid topology to minimize risk of ignition in HFTDs Remote GridWLDFRContaminationAggregated | WLDFR | HFTD - Distribution - Tier 2 - 4QU CoRE ¦ 3QU LoRE | Non-Red Flag Warning - Large Fires | Contamination | Aggregated | 2028 | 8.5816e-08 | 750.2287 | 6.4382e-05 | 2028 | Mitigation | 0.95 | 45 | 0 | esc | 0.00097009 | 8.3249e-11 | 0.00097009 | 8.3249e-11
[120 empty] | 7.3.3.17.5 (Remote Grid) Updates to grid topology to minimize risk of ignition in HFTDs Remote GridWLDFRContaminationAggregated | WLDFR | HFTD - Distribution - Tier 2 - 4QU CoRE ¦ 3QU LoRE | Non-Red Flag Warning - Large Fires | Contamination | Aggregated | 2029 | 8.5816e-08 | 750.2287 | 6.4382e-05 | 2029 | Mitigation | 0.95 | 45 | 0 | esc | 0.00097009 | 8.3249e-11 | 0.00097009 | 8.3249e-11
[120 empty] | 7.3.3.17.5 (Remote Grid) Updates to grid topology to minimize risk of ignition in HFTDs Remote GridWLDFRContaminationAggregated | WLDFR | HFTD - Distribution - Tier 2 - 4QU CoRE ¦ 3QU LoRE | Non-Red Flag Warning - Large Fires | Contamination | Aggregated | 2030 | 8.5816e-08 | 750.2287 | 6.4382e-05 | 2030 | Mitigation | 0.95 | 45 | 0 | esc | 0.00097009 | 8.3249e-11 | 0.00097009 | 8.3249e-11
[120 empty] | 7.3.3.17.5 (Remote Grid) Updates to grid topology to minimize risk of ignition in HFTDs Remote GridWLDFRContaminationAggregated | WLDFR | HFTD - Distribution - Tier 2 - 4QU CoRE ¦ 3QU LoRE | Non-Red Flag Warning - Large Fires | Contamination | Aggregated | 2031 | 8.5816e-08 | 750.2287 | 6.4382e-05 | 2031 | Mitigation | 0.95 | 45 | 0 | esc | 0.00097009 | 8.3249e-11 | 0.00097009 | 8.3249e-11
[120 empty] | 7.3.3.17.5 (Remote Grid) Updates to grid topology to minimize risk of ignition in HFTDs Remote GridWLDFRContaminationAggregated | WLDFR | HFTD - Distribution - Tier 2 - 4QU CoRE ¦ 3QU LoRE | Non-Red Flag Warning - Large Fires | Contamination | Aggregated | 2032 | 8.5816e-08 | 750.2287 | 6.4382e-05 | 2032 | Mitigation | 0.95 | 45 | 0 | esc | 0.00097009 | 8.3249e-11 | 0.00097009 | 8.3249e-11
[120 empty] | 7.3.3.17.5 (Remote Grid) Updates to grid topology to minimize risk of ignition in HFTDs Remote GridWLDFRContaminationAggregated | WLDFR | HFTD - Distribution - Tier 2 - 4QU CoRE ¦ 3QU LoRE | Non-Red Flag Warning - Large Fires | Contamination | Aggregated | 2033 | 8.5816e-08 | 750.2287 | 6.4382e-05 | 2033 | Mitigation | 0.95 | 45 | 0 | esc | 0.00097009 | 8.3249e-11 | 0.00097009 | 8.3249e-11
[120 empty] | 7.3.3.17.5 (Remote Grid) Updates to grid topology to minimize risk of ignition in HFTDs Remote GridWLDFRContaminationAggregated | WLDFR | HFTD - Distribution - Tier 2 - 4QU CoRE ¦ 3QU LoRE | Non-Red Flag Warning - Large Fires | Contamination | Aggregated | 2034 | 8.5816e-08 | 750.2287 | 6.4382e-05 | 2034 | Mitigation | 0.95 | 45 | 0 | esc | 0.00097009 | 8.3249e-11 | 0.00097009 | 8.3249e-11
[120 empty] | 7.3.3.17.5 (Remote Grid) Updates to grid topology to minimize risk of ignition in HFTDs Remote GridWLDFRContaminationAggregated | WLDFR | HFTD - Distribution - Tier 2 - 4QU CoRE ¦ 3QU LoRE | Non-Red Flag Warning - Large Fires | Contamination | Aggregated | 2035 | 8.5816e-08 | 750.2287 | 6.4382e-05 | 2035 | Mitigation | 0.95 | 45 | 0 | esc | 0.00097009 | 8.3249e-11 | 0.00097009 | 8.3249e-11
[120 empty] | 7.3.3.17.5 (Remote Grid) Updates to grid topology to minimize risk of ignition in HFTDs Remote GridWLDFRContaminationAggregated | WLDFR | HFTD - Distribution - Tier 2 - 4QU CoRE ¦ 3QU LoRE | Non-Red Flag Warning - Large Fires | Contamination | Aggregated | 2036 | 8.5816e-08 | 750.2287 | 6.4382e-05 | 2036 | Mitigation | 0.95 | 45 | 0 | esc | 0.00097009 | 8.3249e-11 | 0.00097009 | 8.3249e-11
[120 empty] | 7.3.3.17.5 (Remote Grid) Updates to grid topology to minimize risk of ignition in HFTDs Remote GridWLDFRContaminationAggregated | WLDFR | HFTD - Distribution - Tier 2 - 4QU CoRE ¦ 3QU LoRE | Non-Red Flag Warning - Large Fires | Contamination | Aggregated | 2037 | 8.5816e-08 | 750.2287 | 6.4382e-05 | 2037 | Mitigation | 0.95 | 45 | 0 | esc | 0.00097009 | 8.3249e-11 | 0.00097009 | 8.3249e-11
[120 empty] | 7.3.3.17.5 (Remote Grid) Updates to grid topology to minimize risk of ignition in HFTDs Remote GridWLDFRContaminationAggregated | WLDFR | HFTD - Distribution - Tier 2 - 4QU CoRE ¦ 3QU LoRE | Non-Red Flag Warning - Large Fires | Contamination | Aggregated | 2038 | 8.5816e-08 | 750.2287 | 6.4382e-05 | 2038 | Mitigation | 0.95 | 45 | 0 | esc | 0.00097009 | 8.3249e-11 | 0.00097009 | 8.3249e-11
[120 empty] | 7.3.3.17.5 (Remote Grid) Updates to grid topology to minimize risk of ignition in HFTDs Remote GridWLDFRContaminationAggregated | WLDFR | HFTD - Distribution - Tier 2 - 4QU CoRE ¦ 3QU LoRE | Non-Red Flag Warning - Large Fires | Contamination | Aggregated | 2039 | 8.5816e-08 | 750.2287 | 6.4382e-05 | 2039 | Mitigation | 0.95 | 45 | 0 | esc | 0.00097009 | 8.3249e-11 | 0.00097009 | 8.3249e-11
[120 empty] | 7.3.3.17.5 (Remote Grid) Updates to grid topology to minimize risk of ignition in HFTDs Remote GridWLDFRContaminationAggregated | WLDFR | HFTD - Distribution - Tier 2 - 4QU CoRE ¦ 3QU LoRE | Non-Red Flag Warning - Large Fires | Contamination | Aggregated | 2040 | 8.5816e-08 | 750.2287 | 6.4382e-05 | 2040 | Mitigation | 0.95 | 45 | 0 | esc | 0.00097009 | 8.3249e-11 | 0.00097009 | 8.3249e-11
[120 empty] | 7.3.3.17.5 (Remote Grid) Updates to grid topology to minimize risk of ignition in HFTDs Remote GridWLDFRContaminationAggregated | WLDFR | HFTD - Distribution - Tier 2 - 4QU CoRE ¦ 3QU LoRE | Non-Red Flag Warning - Large Fires | Contamination | Aggregated | 2041 | 8.5816e-08 | 750.2287 | 6.4382e-05 | 2041 | Mitigation | 0.95 | 45 | 0 | esc | 0.00097009 | 8.3249e-11 | 0.00097009 | 8.3249e-11
[120 empty] | 7.3.3.17.5 (Remote Grid) Updates to grid topology to minimize risk of ignition in HFTDs Remote GridWLDFRContaminationAggregated | WLDFR | HFTD - Distribution - Tier 2 - 4QU CoRE ¦ 3QU LoRE | Non-Red Flag Warning - Large Fires | Contamination | Aggregated | 2042 | 8.5816e-08 | 750.2287 | 6.4382e-05 | 2042 | Mitigation | 0.95 | 45 | 0 | esc | 0.00097009 | 8.3249e-11 | 0.00097009 | 8.3249e-11
[120 empty] | 7.3.3.17.5 (Remote Grid) Updates to grid topology to minimize risk of ignition in HFTDs Remote GridWLDFRContaminationAggregated | WLDFR | HFTD - Distribution - Tier 2 - 4QU CoRE ¦ 3QU LoRE | Non-Red Flag Warning - Large Fires | Contamination | Aggregated | 2043 | 8.5816e-08 | 750.2287 | 6.4382e-05 | 2043 | Mitigation | 0.95 | 45 | 0 | esc | 0.00097009 | 8.3249e-11 | 0.00097009 | 8.3249e-11
[120 empty] | 7.3.3.17.5 (Remote Grid) Updates to grid topology to minimize risk of ignition in HFTDs Remote GridWLDFRContaminationAggregated | WLDFR | HFTD - Distribution - Tier 2 - 4QU CoRE ¦ 3QU LoRE | Non-Red Flag Warning - Large Fires | Contamination | Aggregated | 2044 | 8.5816e-08 | 750.2287 | 6.4382e-05 | 2044 | Mitigation | 0.95 | 45 | 0 | esc | 0.00097009 | 8.3249e-11 | 0.00097009 | 8.3249e-11
[120 empty] | 7.3.3.17.5 (Remote Grid) Updates to grid topology to minimize risk of ignition in HFTDs Remote GridWLDFRContaminationAggregated | WLDFR | HFTD - Distribution - Tier 2 - 4QU CoRE ¦ 3QU LoRE | Non-Red Flag Warning - Large Fires | Contamination | Aggregated | 2045 | 8.5816e-08 | 750.2287 | 6.4382e-05 | 2045 | Mitigation | 0.95 | 45 | 0 | esc | 0.00097009 | 8.3249e-11 | 0.00097009 | 8.3249e-11
[120 empty] | 7.3.3.17.5 (Remote Grid) Updates to grid topology to minimize risk of ignition in HFTDs Remote GridWLDFRContaminationAggregated | WLDFR | HFTD - Distribution - Tier 2 - 4QU CoRE ¦ 3QU LoRE | Non-Red Flag Warning - Large Fires | Contamination | Aggregated | 2046 | 8.5816e-08 | 750.2287 | 6.4382e-05 | 2046 | Mitigation | 0.95 | 45 | 0 | esc | 0.00097009 | 8.3249e-11 | 0.00097009 | 8.3249e-11
[120 empty] | 7.3.3.17.5 (Remote Grid) Updates to grid topology to minimize risk of ignition in HFTDs Remote GridWLDFRContaminationAggregated | WLDFR | HFTD - Distribution - Tier 2 - 4QU CoRE ¦ 3QU LoRE | Non-Red Flag Warning - Large Fires | Contamination | Aggregated | 2047 | 8.5816e-08 | 750.2287 | 6.4382e-05 | 2047 | Mitigation | 0.95 | 45 | 0 | esc | 0.00097009 | 8.3249e-11 | 0.00097009 | 8.3249e-11
[120 empty] | 7.3.3.17.5 (Remote Grid) Updates to grid topology to minimize risk of ignition in HFTDs Remote GridWLDFRContaminationAggregated | WLDFR | HFTD - Distribution - Tier 2 - 4QU CoRE ¦ 3QU LoRE | Non-Red Flag Warning - Large Fires | Contamination | Aggregated | 2048 | 8.5816e-08 | 750.2287 | 6.4382e-05 | 2048 | Mitigation | 0.95 | 45 | 0 | esc | 0.00097009 | 8.3249e-11 | 0.00097009 | 8.3249e-11
[120 empty] | 7.3.3.17.5 (Remote Grid) Updates to grid topology to minimize risk of ignition in HFTDs Remote GridWLDFRContaminationAggregated | WLDFR | HFTD - Distribution - Tier 2 - 4QU CoRE ¦ 3QU LoRE | Non-Red Flag Warning - Large Fires | Contamination | Aggregated | 2049 | 8.5816e-08 | 750.2287 | 6.4382e-05 | 2049 | Mitigation | 0.95 | 45 | 0 | esc | 0.00097009 | 8.3249e-11 | 0.00097009 | 8.3249e-11
[120 empty] | 7.3.3.17.5 (Remote Grid) Updates to grid topology to minimize risk of ignition in HFTDs Remote GridWLDFRContaminationAggregated | WLDFR | HFTD - Distribution - Tier 2 - 4QU CoRE ¦ 3QU LoRE | Non-Red Flag Warning - Large Fires | Contamination | Aggregated | 2050 | 8.5816e-08 | 750.2287 | 6.4382e-05 | 2050 | Mitigation | 0.95 | 45 | 0 | esc | 0.00097009 | 8.3249e-11 | 0.00097009 | 8.3249e-11
[120 empty] | 7.3.3.17.5 (Remote Grid) Updates to grid topology to minimize risk of ignition in HFTDs Remote GridWLDFRContaminationAggregated | WLDFR | HFTD - Distribution - Tier 2 - 4QU CoRE ¦ 3QU LoRE | Non-Red Flag Warning - Large Fires | Contamination | Aggregated | 2051 | 8.5816e-08 | 750.2287 | 6.4382e-05 | 2051 | Mitigation | 0.95 | 45 | 0 | esc | 0.00097009 | 8.3249e-11 | 0.00097009 | 8.3249e-11
[120 empty] | 7.3.3.17.5 (Remote Grid) Updates to grid topology to minimize risk of ignition in HFTDs Remote GridWLDFRContaminationAggregated | WLDFR | HFTD - Distribution - Tier 2 - 4QU CoRE ¦ 3QU LoRE | Non-Red Flag Warning - Large Fires | Contamination | Aggregated | 2052 | 8.5816e-08 | 750.2287 | 6.4382e-05 | 2052 | Mitigation | 0.95 | 45 | 0 | esc | 0.00097009 | 8.3249e-11 | 0.00097009 | 8.3249e-11
[120 empty] | 7.3.3.17.5 (Remote Grid) Updates to grid topology to minimize risk of ignition in HFTDs Remote GridWLDFRContaminationAggregated | WLDFR | HFTD - Distribution - Tier 2 - 4QU CoRE ¦ 3QU LoRE | Non-Red Flag Warning - Large Fires | Contamination | Aggregated | 2053 | 8.5816e-08 | 750.2287 | 6.4382e-05 | 2053 | Mitigation | 0.95 | 45 | 0 | esc | 0.00097009 | 8.3249e-11 | 0.00097009 | 8.3249e-11
[120 empty] | 7.3.3.17.5 (Remote Grid) Updates to grid topology to minimize risk of ignition in HFTDs Remote GridWLDFRContaminationAggregated | WLDFR | HFTD - Distribution - Tier 2 - 4QU CoRE ¦ 3QU LoRE | Non-Red Flag Warning - Large Fires | Contamination | Aggregated | 2054 | 8.5816e-08 | 750.2287 | 6.4382e-05 | 2054 | Mitigation | 0.95 | 45 | 0 | esc | 0.00097009 | 8.3249e-11 | 0.00097009 | 8.3249e-11
[120 empty] | 7.3.3.17.5 (Remote Grid) Updates to grid topology to minimize risk of ignition in HFTDs Remote GridWLDFRContaminationAggregated | WLDFR | HFTD - Distribution - Tier 2 - 4QU CoRE ¦ 3QU LoRE | Non-Red Flag Warning - Large Fires | Contamination | Aggregated | 2055 | 8.5816e-08 | 750.2287 | 6.4382e-05 | 2055 | Mitigation | 0.95 | 45 | 0 | esc | 0.00097009 | 8.3249e-11 | 0.00097009 | 8.3249e-11
[120 empty] | 7.3.3.17.5 (Remote Grid) Updates to grid topology to minimize risk of ignition in HFTDs Remote GridWLDFRContaminationAggregated | WLDFR | HFTD - Distribution - Tier 2 - 4QU CoRE ¦ 3QU LoRE | Non-Red Flag Warning - Large Fires | Contamination | Aggregated | 2056 | 8.5816e-08 | 750.2287 | 6.4382e-05 | 2056 | Mitigation | 0.95 | 45 | 0 | esc | 0.00097009 | 8.3249e-11 | 0.00097009 | 8.3249e-11
[120 empty] | 7.3.3.17.5 (Remote Grid) Updates to grid topology to minimize risk of ignition in HFTDs Remote GridWLDFRContaminationAggregated | WLDFR | HFTD - Distribution - Tier 2 - 4QU CoRE ¦ 3QU LoRE | Non-Red Flag Warning - Large Fires | Contamination | Aggregated | 2057 | 8.5816e-08 | 750.2287 | 6.4382e-05 | 2057 | Mitigation | 0.95 | 45 | 0 | esc | 0.00097009 | 8.3249e-11 | 0.00097009 | 8.3249e-11
[120 empty] | 7.3.3.17.5 (Remote Grid) Updates to grid topology to minimize risk of ignition in HFTDs Remote GridWLDFRContaminationAggregated | WLDFR | HFTD - Distribution - Tier 2 - 4QU CoRE ¦ 3QU LoRE | Non-Red Flag Warning - Large Fires | Contamination | Aggregated | 2058 | 8.5816e-08 | 750.2287 | 6.4382e-05 | 2058 | Mitigation | 0.95 | 45 | 0 | esc | 0.00097009 | 8.3249e-11 | 0.00097009 | 8.3249e-11
[120 empty] | 7.3.3.17.5 (Remote Grid) Updates to grid topology to minimize risk of ignition in HFTDs Remote GridWLDFRContaminationAggregated | WLDFR | HFTD - Distribution - Tier 2 - 4QU CoRE ¦ 3QU LoRE | Non-Red Flag Warning - Large Fires | Contamination | Aggregated | 2059 | 8.5816e-08 | 750.2287 | 6.4382e-05 | 2059 | Mitigation | 0.95 | 45 | 0 | esc | 0.00097009 | 8.3249e-11 | 0.00097009 | 8.3249e-11
[120 empty] | 7.3.3.17.5 (Remote Grid) Updates to grid topology to minimize risk of ignition in HFTDs Remote GridWLDFRContaminationAggregated | WLDFR | HFTD - Distribution - Tier 2 - 4QU CoRE ¦ 3QU LoRE | Non-Red Flag Warning - Large Fires | Contamination | Aggregated | 2060 | 8.5816e-08 | 750.2287 | 6.4382e-05 | 2060 | Mitigation | 0.95 | 45 | 0 | esc | 0.00097009 | 8.3249e-11 | 0.00097009 | 8.3249e-11
[120 empty] | 7.3.3.17.5 (Remote Grid) Updates to grid topology to minimize risk of ignition in HFTDs Remote GridWLDFRContaminationAggregated | WLDFR | HFTD - Distribution - Tier 2 - 4QU CoRE ¦ 3QU LoRE | Non-Red Flag Warning - Large Fires | Contamination | Aggregated | 2061 | 8.5816e-08 | 750.2287 | 6.4382e-05 | 2061 | Mitigation | 0.95 | 45 | 0 | esc | 0.00097009 | 8.3249e-11 | 0.00097009 | 8.3249e-11
[120 empty] | 7.3.3.17.5 (Remote Grid) Updates to grid topology to minimize risk of ignition in HFTDs Remote GridWLDFRContaminationAggregated | WLDFR | HFTD - Distribution - Tier 2 - 4QU CoRE ¦ 3QU LoRE | Non-Red Flag Warning - Large Fires | Contamination | Aggregated | 2062 | 8.5816e-08 | 750.2287 | 6.4382e-05 | 2062 | Mitigation | 0.95 | 45 | 0 | esc | 0.00097009 | 8.3249e-11 | 0.00097009 | 8.3249e-11
[120 empty] | 7.3.3.17.5 (Remote Grid) Updates to grid topology to minimize risk of ignition in HFTDs Remote GridWLDFRContaminationAggregated | WLDFR | HFTD - Distribution - Tier 2 - 4QU CoRE ¦ 3QU LoRE | Non-Red Flag Warning - Large Fires | Contamination | Aggregated | 2063 | 8.5816e-08 | 750.2287 | 6.4382e-05 | 2063 | Mitigation | 0.95 | 45 | 0 | esc | 0.00097009 | 8.3249e-11 | 0.00097009 | 8.3249e-11
[120 empty] | 7.3.3.17.5 (Remote Grid) Updates to grid topology to minimize risk of ignition in HFTDs Remote GridWLDFRContaminationAggregated | WLDFR | HFTD - Distribution - Tier 2 - 4QU CoRE ¦ 3QU LoRE | Non-Red Flag Warning - Large Fires | Contamination | Aggregated | 2064 | 8.5816e-08 | 750.2287 | 6.4382e-05 | 2064 | Mitigation | 0.95 | 45 | 0 | esc | 0.00097009 | 8.3249e-11 | 0.00097009 | 8.3249e-11
[120 empty] | 7.3.3.17.5 (Remote Grid) Updates to grid topology to minimize risk of ignition in HFTDs Remote GridWLDFRContaminationAggregated | WLDFR | HFTD - Distribution - Tier 2 - 4QU CoRE ¦ 3QU LoRE | Non-Red Flag Warning - Large Fires | Contamination | Aggregated | 2065 | 8.5816e-08 | 750.2287 | 6.4382e-05 | 2065 | Mitigation | 0.95 | 45 | 0 | esc | 0.00097009 | 8.3249e-11 | 0.00097009 | 8.3249e-11
[120 empty] | 7.3.3.17.5 (Remote Grid) Updates to grid topology to minimize risk of ignition in HFTDs Remote GridWLDFRContaminationAggregated | WLDFR | HFTD - Distribution - Tier 2 - 4QU CoRE ¦ 3QU LoRE | Non-Red Flag Warning - Large Fires | Contamination | Aggregated | 2066 | 8.5816e-08 | 750.2287 | 6.4382e-05 | 2066 | Mitigation | 0.95 | 45 | 0 | esc | 0.00097009 | 8.3249e-11 | 0.00097009 | 8.3249e-11
[120 empty] | 7.3.3.17.5 (Remote Grid) Updates to grid topology to minimize risk of ignition in HFTDs Remote GridWLDFRContaminationAggregated | WLDFR | HFTD - Distribution - Tier 2 - 4QU CoRE ¦ 3QU LoRE | Non-Red Flag Warning - Large Fires | Contamination | Aggregated | 2067 | 8.5816e-08 | 750.2287 | 6.4382e-05 | 2067 | Mitigation | 0.95 | 45 | 0 | esc | 0 | 0 | 0.00097009 | 8.3249e-11
[120 empty] | 7.3.3.17.5 (Remote Grid) Updates to grid topology to minimize risk of ignition in HFTDs Remote GridWLDFREquipment / facility failureAggregated | WLDFR | HFTD - Distribution - Tier 2 - 4QU CoRE ¦ 3QU LoRE | Non-Red Flag Warning - Large Fires | Equipment / facility failure | Aggregated | 2022 | 1.369e-06 | 750.2287 | 0.0010271 | 2022 | Mitigation | 0.95 | 45 | 0 | esc | 0.00097009 | 1.328e-09 | 0 | 0
[120 empty] | 7.3.3.17.5 (Remote Grid) Updates to grid topology to minimize risk of ignition in HFTDs Remote GridWLDFREquipment / facility failureAggregated | WLDFR | HFTD - Distribution - Tier 2 - 4QU CoRE ¦ 3QU LoRE | Non-Red Flag Warning - Large Fires | Equipment / facility failure | Aggregated | 2023 | 1.369e-06 | 750.2287 | 0.0010271 | 2023 | Mitigation | 0.95 | 45 | 0 | esc | 0.00097009 | 1.328e-09 | 0.00097009 | 1.328e-09
[120 empty] | 7.3.3.17.5 (Remote Grid) Updates to grid topology to minimize risk of ignition in HFTDs Remote GridWLDFREquipment / facility failureAggregated | WLDFR | HFTD - Distribution - Tier 2 - 4QU CoRE ¦ 3QU LoRE | Non-Red Flag Warning - Large Fires | Equipment / facility failure | Aggregated | 2024 | 1.369e-06 | 750.2287 | 0.0010271 | 2024 | Mitigation | 0.95 | 45 | 0 | esc | 0.00097009 | 1.328e-09 | 0.00097009 | 1.328e-09
[120 empty] | 7.3.3.17.5 (Remote Grid) Updates to grid topology to minimize risk of ignition in HFTDs Remote GridWLDFREquipment / facility failureAggregated | WLDFR | HFTD - Distribution - Tier 2 - 4QU CoRE ¦ 3QU LoRE | Non-Red Flag Warning - Large Fires | Equipment / facility failure | Aggregated | 2025 | 1.369e-06 | 750.2287 | 0.0010271 | 2025 | Mitigation | 0.95 | 45 | 0 | esc | 0.00097009 | 1.328e-09 | 0.00097009 | 1.328e-09
[120 empty] | 7.3.3.17.5 (Remote Grid) Updates to grid topology to minimize risk of ignition in HFTDs Remote GridWLDFREquipment / facility failureAggregated | WLDFR | HFTD - Distribution - Tier 2 - 4QU CoRE ¦ 3QU LoRE | Non-Red Flag Warning - Large Fires | Equipment / facility failure | Aggregated | 2026 | 1.369e-06 | 750.2287 | 0.0010271 | 2026 | Mitigation | 0.95 | 45 | 0 | esc | 0.00097009 | 1.328e-09 | 0.00097009 | 1.328e-09
[120 empty] | 7.3.3.17.5 (Remote Grid) Updates to grid topology to minimize risk of ignition in HFTDs Remote GridWLDFREquipment / facility failureAggregated | WLDFR | HFTD - Distribution - Tier 2 - 4QU CoRE ¦ 3QU LoRE | Non-Red Flag Warning - Large Fires | Equipment / facility failure | Aggregated | 2027 | 1.369e-06 | 750.2287 | 0.0010271 | 2027 | Mitigation | 0.95 | 45 | 0 | esc | 0.00097009 | 1.328e-09 | 0.00097009 | 1.328e-09
[120 empty] | 7.3.3.17.5 (Remote Grid) Updates to grid topology to minimize risk of ignition in HFTDs Remote GridWLDFREquipment / facility failureAggregated | WLDFR | HFTD - Distribution - Tier 2 - 4QU CoRE ¦ 3QU LoRE | Non-Red Flag Warning - Large Fires | Equipment / facility failure | Aggregated | 2028 | 1.369e-06 | 750.2287 | 0.0010271 | 2028 | Mitigation | 0.95 | 45 | 0 | esc | 0.00097009 | 1.328e-09 | 0.00097009 | 1.328e-09
[120 empty] | 7.3.3.17.5 (Remote Grid) Updates to grid topology to minimize risk of ignition in HFTDs Remote GridWLDFREquipment / facility failureAggregated | WLDFR | HFTD - Distribution - Tier 2 - 4QU CoRE ¦ 3QU LoRE | Non-Red Flag Warning - Large Fires | Equipment / facility failure | Aggregated | 2029 | 1.369e-06 | 750.2287 | 0.0010271 | 2029 | Mitigation | 0.95 | 45 | 0 | esc | 0.00097009 | 1.328e-09 | 0.00097009 | 1.328e-09
[120 empty] | 7.3.3.17.5 (Remote Grid) Updates to grid topology to minimize risk of ignition in HFTDs Remote GridWLDFREquipment / facility failureAggregated | WLDFR | HFTD - Distribution - Tier 2 - 4QU CoRE ¦ 3QU LoRE | Non-Red Flag Warning - Large Fires | Equipment / facility failure | Aggregated | 2030 | 1.369e-06 | 750.2287 | 0.0010271 | 2030 | Mitigation | 0.95 | 45 | 0 | esc | 0.00097009 | 1.328e-09 | 0.00097009 | 1.328e-09
[120 empty] | 7.3.3.17.5 (Remote Grid) Updates to grid topology to minimize risk of ignition in HFTDs Remote GridWLDFREquipment / facility failureAggregated | WLDFR | HFTD - Distribution - Tier 2 - 4QU CoRE ¦ 3QU LoRE | Non-Red Flag Warning - Large Fires | Equipment / facility failure | Aggregated | 2031 | 1.369e-06 | 750.2287 | 0.0010271 | 2031 | Mitigation | 0.95 | 45 | 0 | esc | 0.00097009 | 1.328e-09 | 0.00097009 | 1.328e-09
[120 empty] | 7.3.3.17.5 (Remote Grid) Updates to grid topology to minimize risk of ignition in HFTDs Remote GridWLDFREquipment / facility failureAggregated | WLDFR | HFTD - Distribution - Tier 2 - 4QU CoRE ¦ 3QU LoRE | Non-Red Flag Warning - Large Fires | Equipment / facility failure | Aggregated | 2032 | 1.369e-06 | 750.2287 | 0.0010271 | 2032 | Mitigation | 0.95 | 45 | 0 | esc | 0.00097009 | 1.328e-09 | 0.00097009 | 1.328e-09
[120 empty] | 7.3.3.17.5 (Remote Grid) Updates to grid topology to minimize risk of ignition in HFTDs Remote GridWLDFREquipment / facility failureAggregated | WLDFR | HFTD - Distribution - Tier 2 - 4QU CoRE ¦ 3QU LoRE | Non-Red Flag Warning - Large Fires | Equipment / facility failure | Aggregated | 2033 | 1.369e-06 | 750.2287 | 0.0010271 | 2033 | Mitigation | 0.95 | 45 | 0 | esc | 0.00097009 | 1.328e-09 | 0.00097009 | 1.328e-09
[120 empty] | 7.3.3.17.5 (Remote Grid) Updates to grid topology to minimize risk of ignition in HFTDs Remote GridWLDFREquipment / facility failureAggregated | WLDFR | HFTD - Distribution - Tier 2 - 4QU CoRE ¦ 3QU LoRE | Non-Red Flag Warning - Large Fires | Equipment / facility failure | Aggregated | 2034 | 1.369e-06 | 750.2287 | 0.0010271 | 2034 | Mitigation | 0.95 | 45 | 0 | esc | 0.00097009 | 1.328e-09 | 0.00097009 | 1.328e-09
[120 empty] | 7.3.3.17.5 (Remote Grid) Updates to grid topology to minimize risk of ignition in HFTDs Remote GridWLDFREquipment / facility failureAggregated | WLDFR | HFTD - Distribution - Tier 2 - 4QU CoRE ¦ 3QU LoRE | Non-Red Flag Warning - Large Fires | Equipment / facility failure | Aggregated | 2035 | 1.369e-06 | 750.2287 | 0.0010271 | 2035 | Mitigation | 0.95 | 45 | 0 | esc | 0.00097009 | 1.328e-09 | 0.00097009 | 1.328e-09
[120 empty] | 7.3.3.17.5 (Remote Grid) Updates to grid topology to minimize risk of ignition in HFTDs Remote GridWLDFREquipment / facility failureAggregated | WLDFR | HFTD - Distribution - Tier 2 - 4QU CoRE ¦ 3QU LoRE | Non-Red Flag Warning - Large Fires | Equipment / facility failure | Aggregated | 2036 | 1.369e-06 | 750.2287 | 0.0010271 | 2036 | Mitigation | 0.95 | 45 | 0 | esc | 0.00097009 | 1.328e-09 | 0.00097009 | 1.328e-09
[120 empty] | 7.3.3.17.5 (Remote Grid) Updates to grid topology to minimize risk of ignition in HFTDs Remote GridWLDFREquipment / facility failureAggregated | WLDFR | HFTD - Distribution - Tier 2 - 4QU CoRE ¦ 3QU LoRE | Non-Red Flag Warning - Large Fires | Equipment / facility failure | Aggregated | 2037 | 1.369e-06 | 750.2287 | 0.0010271 | 2037 | Mitigation | 0.95 | 45 | 0 | esc | 0.00097009 | 1.328e-09 | 0.00097009 | 1.328e-09
[120 empty] | 7.3.3.17.5 (Remote Grid) Updates to grid topology to minimize risk of ignition in HFTDs Remote GridWLDFREquipment / facility failureAggregated | WLDFR | HFTD - Distribution - Tier 2 - 4QU CoRE ¦ 3QU LoRE | Non-Red Flag Warning - Large Fires | Equipment / facility failure | Aggregated | 2038 | 1.369e-06 | 750.2287 | 0.0010271 | 2038 | Mitigation | 0.95 | 45 | 0 | esc | 0.00097009 | 1.328e-09 | 0.00097009 | 1.328e-09
[120 empty] | 7.3.3.17.5 (Remote Grid) Updates to grid topology to minimize risk of ignition in HFTDs Remote GridWLDFREquipment / facility failureAggregated | WLDFR | HFTD - Distribution - Tier 2 - 4QU CoRE ¦ 3QU LoRE | Non-Red Flag Warning - Large Fires | Equipment / facility failure | Aggregated | 2039 | 1.369e-06 | 750.2287 | 0.0010271 | 2039 | Mitigation | 0.95 | 45 | 0 | esc | 0.00097009 | 1.328e-09 | 0.00097009 | 1.328e-09
[120 empty] | 7.3.3.17.5 (Remote Grid) Updates to grid topology to minimize risk of ignition in HFTDs Remote GridWLDFREquipment / facility failureAggregated | WLDFR | HFTD - Distribution - Tier 2 - 4QU CoRE ¦ 3QU LoRE | Non-Red Flag Warning - Large Fires | Equipment / facility failure | Aggregated | 2040 | 1.369e-06 | 750.2287 | 0.0010271 | 2040 | Mitigation | 0.95 | 45 | 0 | esc | 0.00097009 | 1.328e-09 | 0.00097009 | 1.328e-09
[120 empty] | 7.3.3.17.5 (Remote Grid) Updates to grid topology to minimize risk of ignition in HFTDs Remote GridWLDFREquipment / facility failureAggregated | WLDFR | HFTD - Distribution - Tier 2 - 4QU CoRE ¦ 3QU LoRE | Non-Red Flag Warning - Large Fires | Equipment / facility failure | Aggregated | 2041 | 1.369e-06 | 750.2287 | 0.0010271 | 2041 | Mitigation | 0.95 | 45 | 0 | esc | 0.00097009 | 1.328e-09 | 0.00097009 | 1.328e-09
[120 empty] | 7.3.3.17.5 (Remote Grid) Updates to grid topology to minimize risk of ignition in HFTDs Remote GridWLDFREquipment / facility failureAggregated | WLDFR | HFTD - Distribution - Tier 2 - 4QU CoRE ¦ 3QU LoRE | Non-Red Flag Warning - Large Fires | Equipment / facility failure | Aggregated | 2042 | 1.369e-06 | 750.2287 | 0.0010271 | 2042 | Mitigation | 0.95 | 45 | 0 | esc | 0.00097009 | 1.328e-09 | 0.00097009 | 1.328e-09
[120 empty] | 7.3.3.17.5 (Remote Grid) Updates to grid topology to minimize risk of ignition in HFTDs Remote GridWLDFREquipment / facility failureAggregated | WLDFR | HFTD - Distribution - Tier 2 - 4QU CoRE ¦ 3QU LoRE | Non-Red Flag Warning - Large Fires | Equipment / facility failure | Aggregated | 2043 | 1.369e-06 | 750.2287 | 0.0010271 | 2043 | Mitigation | 0.95 | 45 | 0 | esc | 0.00097009 | 1.328e-09 | 0.00097009 | 1.328e-09
[120 empty] | 7.3.3.17.5 (Remote Grid) Updates to grid topology to minimize risk of ignition in HFTDs Remote GridWLDFREquipment / facility failureAggregated | WLDFR | HFTD - Distribution - Tier 2 - 4QU CoRE ¦ 3QU LoRE | Non-Red Flag Warning - Large Fires | Equipment / facility failure | Aggregated | 2044 | 1.369e-06 | 750.2287 | 0.0010271 | 2044 | Mitigation | 0.95 | 45 | 0 | esc | 0.00097009 | 1.328e-09 | 0.00097009 | 1.328e-09
[120 empty] | 7.3.3.17.5 (Remote Grid) Updates to grid topology to minimize risk of ignition in HFTDs Remote GridWLDFREquipment / facility failureAggregated | WLDFR | HFTD - Distribution - Tier 2 - 4QU CoRE ¦ 3QU LoRE | Non-Red Flag Warning - Large Fires | Equipment / facility failure | Aggregated | 2045 | 1.369e-06 | 750.2287 | 0.0010271 | 2045 | Mitigation | 0.95 | 45 | 0 | esc | 0.00097009 | 1.328e-09 | 0.00097009 | 1.328e-09
[120 empty] | 7.3.3.17.5 (Remote Grid) Updates to grid topology to minimize risk of ignition in HFTDs Remote GridWLDFREquipment / facility failureAggregated | WLDFR | HFTD - Distribution - Tier 2 - 4QU CoRE ¦ 3QU LoRE | Non-Red Flag Warning - Large Fires | Equipment / facility failure | Aggregated | 2046 | 1.369e-06 | 750.2287 | 0.0010271 | 2046 | Mitigation | 0.95 | 45 | 0 | esc | 0.00097009 | 1.328e-09 | 0.00097009 | 1.328e-09
[120 empty] | 7.3.3.17.5 (Remote Grid) Updates to grid topology to minimize risk of ignition in HFTDs Remote GridWLDFREquipment / facility failureAggregated | WLDFR | HFTD - Distribution - Tier 2 - 4QU CoRE ¦ 3QU LoRE | Non-Red Flag Warning - Large Fires | Equipment / facility failure | Aggregated | 2047 | 1.369e-06 | 750.2287 | 0.0010271 | 2047 | Mitigation | 0.95 | 45 | 0 | esc | 0.00097009 | 1.328e-09 | 0.00097009 | 1.328e-09
[120 empty] | 7.3.3.17.5 (Remote Grid) Updates to grid topology to minimize risk of ignition in HFTDs Remote GridWLDFREquipment / facility failureAggregated | WLDFR | HFTD - Distribution - Tier 2 - 4QU CoRE ¦ 3QU LoRE | Non-Red Flag Warning - Large Fires | Equipment / facility failure | Aggregated | 2048 | 1.369e-06 | 750.2287 | 0.0010271 | 2048 | Mitigation | 0.95 | 45 | 0 | esc | 0.00097009 | 1.328e-09 | 0.00097009 | 1.328e-09
[120 empty] | 7.3.3.17.5 (Remote Grid) Updates to grid topology to minimize risk of ignition in HFTDs Remote GridWLDFREquipment / facility failureAggregated | WLDFR | HFTD - Distribution - Tier 2 - 4QU CoRE ¦ 3QU LoRE | Non-Red Flag Warning - Large Fires | Equipment / facility failure | Aggregated | 2049 | 1.369e-06 | 750.2287 | 0.0010271 | 2049 | Mitigation | 0.95 | 45 | 0 | esc | 0.00097009 | 1.328e-09 | 0.00097009 | 1.328e-09
[120 empty] | 7.3.3.17.5 (Remote Grid) Updates to grid topology to minimize risk of ignition in HFTDs Remote GridWLDFREquipment / facility failureAggregated | WLDFR | HFTD - Distribution - Tier 2 - 4QU CoRE ¦ 3QU LoRE | Non-Red Flag Warning - Large Fires | Equipment / facility failure | Aggregated | 2050 | 1.369e-06 | 750.2287 | 0.0010271 | 2050 | Mitigation | 0.95 | 45 | 0 | esc | 0.00097009 | 1.328e-09 | 0.00097009 | 1.328e-09
[120 empty] | 7.3.3.17.5 (Remote Grid) Updates to grid topology to minimize risk of ignition in HFTDs Remote GridWLDFREquipment / facility failureAggregated | WLDFR | HFTD - Distribution - Tier 2 - 4QU CoRE ¦ 3QU LoRE | Non-Red Flag Warning - Large Fires | Equipment / facility failure | Aggregated | 2051 | 1.369e-06 | 750.2287 | 0.0010271 | 2051 | Mitigation | 0.95 | 45 | 0 | esc | 0.00097009 | 1.328e-09 | 0.00097009 | 1.328e-09
[120 empty] | 7.3.3.17.5 (Remote Grid) Updates to grid topology to minimize risk of ignition in HFTDs Remote GridWLDFREquipment / facility failureAggregated | WLDFR | HFTD - Distribution - Tier 2 - 4QU CoRE ¦ 3QU LoRE | Non-Red Flag Warning - Large Fires | Equipment / facility failure | Aggregated | 2052 | 1.369e-06 | 750.2287 | 0.0010271 | 2052 | Mitigation | 0.95 | 45 | 0 | esc | 0.00097009 | 1.328e-09 | 0.00097009 | 1.328e-09
[120 empty] | 7.3.3.17.5 (Remote Grid) Updates to grid topology to minimize risk of ignition in HFTDs Remote GridWLDFREquipment / facility failureAggregated | WLDFR | HFTD - Distribution - Tier 2 - 4QU CoRE ¦ 3QU LoRE | Non-Red Flag Warning - Large Fires | Equipment / facility failure | Aggregated | 2053 | 1.369e-06 | 750.2287 | 0.0010271 | 2053 | Mitigation | 0.95 | 45 | 0 | esc | 0.00097009 | 1.328e-09 | 0.00097009 | 1.328e-09
[120 empty] | 7.3.3.17.5 (Remote Grid) Updates to grid topology to minimize risk of ignition in HFTDs Remote GridWLDFREquipment / facility failureAggregated | WLDFR | HFTD - Distribution - Tier 2 - 4QU CoRE ¦ 3QU LoRE | Non-Red Flag Warning - Large Fires | Equipment / facility failure | Aggregated | 2054 | 1.369e-06 | 750.2287 | 0.0010271 | 2054 | Mitigation | 0.95 | 45 | 0 | esc | 0.00097009 | 1.328e-09 | 0.00097009 | 1.328e-09
[120 empty] | 7.3.3.17.5 (Remote Grid) Updates to grid topology to minimize risk of ignition in HFTDs Remote GridWLDFREquipment / facility failureAggregated | WLDFR | HFTD - Distribution - Tier 2 - 4QU CoRE ¦ 3QU LoRE | Non-Red Flag Warning - Large Fires | Equipment / facility failure | Aggregated | 2055 | 1.369e-06 | 750.2287 | 0.0010271 | 2055 | Mitigation | 0.95 | 45 | 0 | esc | 0.00097009 | 1.328e-09 | 0.00097009 | 1.328e-09
[120 empty] | 7.3.3.17.5 (Remote Grid) Updates to grid topology to minimize risk of ignition in HFTDs Remote GridWLDFREquipment / facility failureAggregated | WLDFR | HFTD - Distribution - Tier 2 - 4QU CoRE ¦ 3QU LoRE | Non-Red Flag Warning - Large Fires | Equipment / facility failure | Aggregated | 2056 | 1.369e-06 | 750.2287 | 0.0010271 | 2056 | Mitigation | 0.95 | 45 | 0 | esc | 0.00097009 | 1.328e-09 | 0.00097009 | 1.328e-09
[120 empty] | 7.3.3.17.5 (Remote Grid) Updates to grid topology to minimize risk of ignition in HFTDs Remote GridWLDFREquipment / facility failureAggregated | WLDFR | HFTD - Distribution - Tier 2 - 4QU CoRE ¦ 3QU LoRE | Non-Red Flag Warning - Large Fires | Equipment / facility failure | Aggregated | 2057 | 1.369e-06 | 750.2287 | 0.0010271 | 2057 | Mitigation | 0.95 | 45 | 0 | esc | 0.00097009 | 1.328e-09 | 0.00097009 | 1.328e-09
[120 empty] | 7.3.3.17.5 (Remote Grid) Updates to grid topology to minimize risk of ignition in HFTDs Remote GridWLDFREquipment / facility failureAggregated | WLDFR | HFTD - Distribution - Tier 2 - 4QU CoRE ¦ 3QU LoRE | Non-Red Flag Warning - Large Fires | Equipment / facility failure | Aggregated | 2058 | 1.369e-06 | 750.2287 | 0.0010271 | 2058 | Mitigation | 0.95 | 45 | 0 | esc | 0.00097009 | 1.328e-09 | 0.00097009 | 1.328e-09
[120 empty] | 7.3.3.17.5 (Remote Grid) Updates to grid topology to minimize risk of ignition in HFTDs Remote GridWLDFREquipment / facility failureAggregated | WLDFR | HFTD - Distribution - Tier 2 - 4QU CoRE ¦ 3QU LoRE | Non-Red Flag Warning - Large Fires | Equipment / facility failure | Aggregated | 2059 | 1.369e-06 | 750.2287 | 0.0010271 | 2059 | Mitigation | 0.95 | 45 | 0 | esc | 0.00097009 | 1.328e-09 | 0.00097009 | 1.328e-09
[120 empty] | 7.3.3.17.5 (Remote Grid) Updates to grid topology to minimize risk of ignition in HFTDs Remote GridWLDFREquipment / facility failureAggregated | WLDFR | HFTD - Distribution - Tier 2 - 4QU CoRE ¦ 3QU LoRE | Non-Red Flag Warning - Large Fires | Equipment / facility failure | Aggregated | 2060 | 1.369e-06 | 750.2287 | 0.0010271 | 2060 | Mitigation | 0.95 | 45 | 0 | esc | 0.00097009 | 1.328e-09 | 0.00097009 | 1.328e-09
[120 empty] | 7.3.3.17.5 (Remote Grid) Updates to grid topology to minimize risk of ignition in HFTDs Remote GridWLDFREquipment / facility failureAggregated | WLDFR | HFTD - Distribution - Tier 2 - 4QU CoRE ¦ 3QU LoRE | Non-Red Flag Warning - Large Fires | Equipment / facility failure | Aggregated | 2061 | 1.369e-06 | 750.2287 | 0.0010271 | 2061 | Mitigation | 0.95 | 45 | 0 | esc | 0.00097009 | 1.328e-09 | 0.00097009 | 1.328e-09
[120 empty] | 7.3.3.17.5 (Remote Grid) Updates to grid topology to minimize risk of ignition in HFTDs Remote GridWLDFREquipment / facility failureAggregated | WLDFR | HFTD - Distribution - Tier 2 - 4QU CoRE ¦ 3QU LoRE | Non-Red Flag Warning - Large Fires | Equipment / facility failure | Aggregated | 2062 | 1.369e-06 | 750.2287 | 0.0010271 | 2062 | Mitigation | 0.95 | 45 | 0 | esc | 0.00097009 | 1.328e-09 | 0.00097009 | 1.328e-09
[120 empty] | 7.3.3.17.5 (Remote Grid) Updates to grid topology to minimize risk of ignition in HFTDs Remote GridWLDFREquipment / facility failureAggregated | WLDFR | HFTD - Distribution - Tier 2 - 4QU CoRE ¦ 3QU LoRE | Non-Red Flag Warning - Large Fires | Equipment / facility failure | Aggregated | 2063 | 1.369e-06 | 750.2287 | 0.0010271 | 2063 | Mitigation | 0.95 | 45 | 0 | esc | 0.00097009 | 1.328e-09 | 0.00097009 | 1.328e-09
[120 empty] | 7.3.3.17.5 (Remote Grid) Updates to grid topology to minimize risk of ignition in HFTDs Remote GridWLDFREquipment / facility failureAggregated | WLDFR | HFTD - Distribution - Tier 2 - 4QU CoRE ¦ 3QU LoRE | Non-Red Flag Warning - Large Fires | Equipment / facility failure | Aggregated | 2064 | 1.369e-06 | 750.2287 | 0.0010271 | 2064 | Mitigation | 0.95 | 45 | 0 | esc | 0.00097009 | 1.328e-09 | 0.00097009 | 1.328e-09
[120 empty] | 7.3.3.17.5 (Remote Grid) Updates to grid topology to minimize risk of ignition in HFTDs Remote GridWLDFREquipment / facility failureAggregated | WLDFR | HFTD - Distribution - Tier 2 - 4QU CoRE ¦ 3QU LoRE | Non-Red Flag Warning - Large Fires | Equipment / facility failure | Aggregated | 2065 | 1.369e-06 | 750.2287 | 0.0010271 | 2065 | Mitigation | 0.95 | 45 | 0 | esc | 0.00097009 | 1.328e-09 | 0.00097009 | 1.328e-09
[120 empty] | 7.3.3.17.5 (Remote Grid) Updates to grid topology to minimize risk of ignition in HFTDs Remote GridWLDFREquipment / facility failureAggregated | WLDFR | HFTD - Distribution - Tier 2 - 4QU CoRE ¦ 3QU LoRE | Non-Red Flag Warning - Large Fires | Equipment / facility failure | Aggregated | 2066 | 1.369e-06 | 750.2287 | 0.0010271 | 2066 | Mitigation | 0.95 | 45 | 0 | esc | 0.00097009 | 1.328e-09 | 0.00097009 | 1.328e-09
[120 empty] | 7.3.3.17.5 (Remote Grid) Updates to grid topology to minimize risk of ignition in HFTDs Remote GridWLDFREquipment / facility failureAggregated | WLDFR | HFTD - Distribution - Tier 2 - 4QU CoRE ¦ 3QU LoRE | Non-Red Flag Warning - Large Fires | Equipment / facility failure | Aggregated | 2067 | 1.369e-06 | 750.2287 | 0.0010271 | 2067 | Mitigation | 0.95 | 45 | 0 | esc | 0 | 0 | 0.00097009 | 1.328e-09
[120 empty] | 7.3.3.17.5 (Remote Grid) Updates to grid topology to minimize risk of ignition in HFTDs Remote GridWLDFRVegetation ContactAggregated | WLDFR | HFTD - Distribution - Tier 2 - 4QU CoRE ¦ 3QU LoRE | Non-Red Flag Warning - Large Fires | Vegetation Contact | Aggregated | 2022 | 6.3546e-06 | 750.2287 | 0.0047674 | 2022 | Mitigation | 0.95 | 45 | 0 | esc | 0.00097009 | 6.1645e-09 | 0 | 0
[120 empty] | 7.3.3.17.5 (Remote Grid) Updates to grid topology to minimize risk of ignition in HFTDs Remote GridWLDFRVegetation ContactAggregated | WLDFR | HFTD - Distribution - Tier 2 - 4QU CoRE ¦ 3QU LoRE | Non-Red Flag Warning - Large Fires | Vegetation Contact | Aggregated | 2023 | 6.3546e-06 | 750.2287 | 0.0047674 | 2023 | Mitigation | 0.95 | 45 | 0 | esc | 0.00097009 | 6.1645e-09 | 0.00097009 | 6.1645e-09
[120 empty] | 7.3.3.17.5 (Remote Grid) Updates to grid topology to minimize risk of ignition in HFTDs Remote GridWLDFRVegetation ContactAggregated | WLDFR | HFTD - Distribution - Tier 2 - 4QU CoRE ¦ 3QU LoRE | Non-Red Flag Warning - Large Fires | Vegetation Contact | Aggregated | 2024 | 6.3546e-06 | 750.2287 | 0.0047674 | 2024 | Mitigation | 0.95 | 45 | 0 | esc | 0.00097009 | 6.1645e-09 | 0.00097009 | 6.1645e-09
[120 empty] | 7.3.3.17.5 (Remote Grid) Updates to grid topology to minimize risk of ignition in HFTDs Remote GridWLDFRVegetation ContactAggregated | WLDFR | HFTD - Distribution - Tier 2 - 4QU CoRE ¦ 3QU LoRE | Non-Red Flag Warning - Large Fires | Vegetation Contact | Aggregated | 2025 | 6.3546e-06 | 750.2287 | 0.0047674 | 2025 | Mitigation | 0.95 | 45 | 0 | esc | 0.00097009 | 6.1645e-09 | 0.00097009 | 6.1645e-09
[120 empty] | 7.3.3.17.5 (Remote Grid) Updates to grid topology to minimize risk of ignition in HFTDs Remote GridWLDFRVegetation ContactAggregated | WLDFR | HFTD - Distribution - Tier 2 - 4QU CoRE ¦ 3QU LoRE | Non-Red Flag Warning - Large Fires | Vegetation Contact | Aggregated | 2026 | 6.3546e-06 | 750.2287 | 0.0047674 | 2026 | Mitigation | 0.95 | 45 | 0 | esc | 0.00097009 | 6.1645e-09 | 0.00097009 | 6.1645e-09
[120 empty] | 7.3.3.17.5 (Remote Grid) Updates to grid topology to minimize risk of ignition in HFTDs Remote GridWLDFRVegetation ContactAggregated | WLDFR | HFTD - Distribution - Tier 2 - 4QU CoRE ¦ 3QU LoRE | Non-Red Flag Warning - Large Fires | Vegetation Contact | Aggregated | 2027 | 6.3546e-06 | 750.2287 | 0.0047674 | 2027 | Mitigation | 0.95 | 45 | 0 | esc | 0.00097009 | 6.1645e-09 | 0.00097009 | 6.1645e-09
[120 empty] | 7.3.3.17.5 (Remote Grid) Updates to grid topology to minimize risk of ignition in HFTDs Remote GridWLDFRVegetation ContactAggregated | WLDFR | HFTD - Distribution - Tier 2 - 4QU CoRE ¦ 3QU LoRE | Non-Red Flag Warning - Large Fires | Vegetation Contact | Aggregated | 2028 | 6.3546e-06 | 750.2287 | 0.0047674 | 2028 | Mitigation | 0.95 | 45 | 0 | esc | 0.00097009 | 6.1645e-09 | 0.00097009 | 6.1645e-09
[120 empty] | 7.3.3.17.5 (Remote Grid) Updates to grid topology to minimize risk of ignition in HFTDs Remote GridWLDFRVegetation ContactAggregated | WLDFR | HFTD - Distribution - Tier 2 - 4QU CoRE ¦ 3QU LoRE | Non-Red Flag Warning - Large Fires | Vegetation Contact | Aggregated | 2029 | 6.3546e-06 | 750.2287 | 0.0047674 | 2029 | Mitigation | 0.95 | 45 | 0 | esc | 0.00097009 | 6.1645e-09 | 0.00097009 | 6.1645e-09
[120 empty] | 7.3.3.17.5 (Remote Grid) Updates to grid topology to minimize risk of ignition in HFTDs Remote GridWLDFRVegetation ContactAggregated | WLDFR | HFTD - Distribution - Tier 2 - 4QU CoRE ¦ 3QU LoRE | Non-Red Flag Warning - Large Fires | Vegetation Contact | Aggregated | 2030 | 6.3546e-06 | 750.2287 | 0.0047674 | 2030 | Mitigation | 0.95 | 45 | 0 | esc | 0.00097009 | 6.1645e-09 | 0.00097009 | 6.1645e-09
[120 empty] | 7.3.3.17.5 (Remote Grid) Updates to grid topology to minimize risk of ignition in HFTDs Remote GridWLDFRVegetation ContactAggregated | WLDFR | HFTD - Distribution - Tier 2 - 4QU CoRE ¦ 3QU LoRE | Non-Red Flag Warning - Large Fires | Vegetation Contact | Aggregated | 2031 | 6.3546e-06 | 750.2287 | 0.0047674 | 2031 | Mitigation | 0.95 | 45 | 0 | esc | 0.00097009 | 6.1645e-09 | 0.00097009 | 6.1645e-09
[120 empty] | 7.3.3.17.5 (Remote Grid) Updates to grid topology to minimize risk of ignition in HFTDs Remote GridWLDFRVegetation ContactAggregated | WLDFR | HFTD - Distribution - Tier 2 - 4QU CoRE ¦ 3QU LoRE | Non-Red Flag Warning - Large Fires | Vegetation Contact | Aggregated | 2032 | 6.3546e-06 | 750.2287 | 0.0047674 | 2032 | Mitigation | 0.95 | 45 | 0 | esc | 0.00097009 | 6.1645e-09 | 0.00097009 | 6.1645e-09
[120 empty] | 7.3.3.17.5 (Remote Grid) Updates to grid topology to minimize risk of ignition in HFTDs Remote GridWLDFRVegetation ContactAggregated | WLDFR | HFTD - Distribution - Tier 2 - 4QU CoRE ¦ 3QU LoRE | Non-Red Flag Warning - Large Fires | Vegetation Contact | Aggregated | 2033 | 6.3546e-06 | 750.2287 | 0.0047674 | 2033 | Mitigation | 0.95 | 45 | 0 | esc | 0.00097009 | 6.1645e-09 | 0.00097009 | 6.1645e-09
[120 empty] | 7.3.3.17.5 (Remote Grid) Updates to grid topology to minimize risk of ignition in HFTDs Remote GridWLDFRVegetation ContactAggregated | WLDFR | HFTD - Distribution - Tier 2 - 4QU CoRE ¦ 3QU LoRE | Non-Red Flag Warning - Large Fires | Vegetation Contact | Aggregated | 2034 | 6.3546e-06 | 750.2287 | 0.0047674 | 2034 | Mitigation | 0.95 | 45 | 0 | esc | 0.00097009 | 6.1645e-09 | 0.00097009 | 6.1645e-09
[120 empty] | 7.3.3.17.5 (Remote Grid) Updates to grid topology to minimize risk of ignition in HFTDs Remote GridWLDFRVegetation ContactAggregated | WLDFR | HFTD - Distribution - Tier 2 - 4QU CoRE ¦ 3QU LoRE | Non-Red Flag Warning - Large Fires | Vegetation Contact | Aggregated | 2035 | 6.3546e-06 | 750.2287 | 0.0047674 | 2035 | Mitigation | 0.95 | 45 | 0 | esc | 0.00097009 | 6.1645e-09 | 0.00097009 | 6.1645e-09
[120 empty] | 7.3.3.17.5 (Remote Grid) Updates to grid topology to minimize risk of ignition in HFTDs Remote GridWLDFRVegetation ContactAggregated | WLDFR | HFTD - Distribution - Tier 2 - 4QU CoRE ¦ 3QU LoRE | Non-Red Flag Warning - Large Fires | Vegetation Contact | Aggregated | 2036 | 6.3546e-06 | 750.2287 | 0.0047674 | 2036 | Mitigation | 0.95 | 45 | 0 | esc | 0.00097009 | 6.1645e-09 | 0.00097009 | 6.1645e-09
[120 empty] | 7.3.3.17.5 (Remote Grid) Updates to grid topology to minimize risk of ignition in HFTDs Remote GridWLDFRVegetation ContactAggregated | WLDFR | HFTD - Distribution - Tier 2 - 4QU CoRE ¦ 3QU LoRE | Non-Red Flag Warning - Large Fires | Vegetation Contact | Aggregated | 2037 | 6.3546e-06 | 750.2287 | 0.0047674 | 2037 | Mitigation | 0.95 | 45 | 0 | esc | 0.00097009 | 6.1645e-09 | 0.00097009 | 6.1645e-09
[120 empty] | 7.3.3.17.5 (Remote Grid) Updates to grid topology to minimize risk of ignition in HFTDs Remote GridWLDFRVegetation ContactAggregated | WLDFR | HFTD - Distribution - Tier 2 - 4QU CoRE ¦ 3QU LoRE | Non-Red Flag Warning - Large Fires | Vegetation Contact | Aggregated | 2038 | 6.3546e-06 | 750.2287 | 0.0047674 | 2038 | Mitigation | 0.95 | 45 | 0 | esc | 0.00097009 | 6.1645e-09 | 0.00097009 | 6.1645e-09
[120 empty] | 7.3.3.17.5 (Remote Grid) Updates to grid topology to minimize risk of ignition in HFTDs Remote GridWLDFRVegetation ContactAggregated | WLDFR | HFTD - Distribution - Tier 2 - 4QU CoRE ¦ 3QU LoRE | Non-Red Flag Warning - Large Fires | Vegetation Contact | Aggregated | 2039 | 6.3546e-06 | 750.2287 | 0.0047674 | 2039 | Mitigation | 0.95 | 45 | 0 | esc | 0.00097009 | 6.1645e-09 | 0.00097009 | 6.1645e-09
[120 empty] | 7.3.3.17.5 (Remote Grid) Updates to grid topology to minimize risk of ignition in HFTDs Remote GridWLDFRVegetation ContactAggregated | WLDFR | HFTD - Distribution - Tier 2 - 4QU CoRE ¦ 3QU LoRE | Non-Red Flag Warning - Large Fires | Vegetation Contact | Aggregated | 2040 | 6.3546e-06 | 750.2287 | 0.0047674 | 2040 | Mitigation | 0.95 | 45 | 0 | esc | 0.00097009 | 6.1645e-09 | 0.00097009 | 6.1645e-09
[120 empty] | 7.3.3.17.5 (Remote Grid) Updates to grid topology to minimize risk of ignition in HFTDs Remote GridWLDFRVegetation ContactAggregated | WLDFR | HFTD - Distribution - Tier 2 - 4QU CoRE ¦ 3QU LoRE | Non-Red Flag Warning - Large Fires | Vegetation Contact | Aggregated | 2041 | 6.3546e-06 | 750.2287 | 0.0047674 | 2041 | Mitigation | 0.95 | 45 | 0 | esc | 0.00097009 | 6.1645e-09 | 0.00097009 | 6.1645e-09
[120 empty] | 7.3.3.17.5 (Remote Grid) Updates to grid topology to minimize risk of ignition in HFTDs Remote GridWLDFRVegetation ContactAggregated | WLDFR | HFTD - Distribution - Tier 2 - 4QU CoRE ¦ 3QU LoRE | Non-Red Flag Warning - Large Fires | Vegetation Contact | Aggregated | 2042 | 6.3546e-06 | 750.2287 | 0.0047674 | 2042 | Mitigation | 0.95 | 45 | 0 | esc | 0.00097009 | 6.1645e-09 | 0.00097009 | 6.1645e-09
[120 empty] | 7.3.3.17.5 (Remote Grid) Updates to grid topology to minimize risk of ignition in HFTDs Remote GridWLDFRVegetation ContactAggregated | WLDFR | HFTD - Distribution - Tier 2 - 4QU CoRE ¦ 3QU LoRE | Non-Red Flag Warning - Large Fires | Vegetation Contact | Aggregated | 2043 | 6.3546e-06 | 750.2287 | 0.0047674 | 2043 | Mitigation | 0.95 | 45 | 0 | esc | 0.00097009 | 6.1645e-09 | 0.00097009 | 6.1645e-09
[120 empty] | 7.3.3.17.5 (Remote Grid) Updates to grid topology to minimize risk of ignition in HFTDs Remote GridWLDFRVegetation ContactAggregated | WLDFR | HFTD - Distribution - Tier 2 - 4QU CoRE ¦ 3QU LoRE | Non-Red Flag Warning - Large Fires | Vegetation Contact | Aggregated | 2044 | 6.3546e-06 | 750.2287 | 0.0047674 | 2044 | Mitigation | 0.95 | 45 | 0 | esc | 0.00097009 | 6.1645e-09 | 0.00097009 | 6.1645e-09
[120 empty] | 7.3.3.17.5 (Remote Grid) Updates to grid topology to minimize risk of ignition in HFTDs Remote GridWLDFRVegetation ContactAggregated | WLDFR | HFTD - Distribution - Tier 2 - 4QU CoRE ¦ 3QU LoRE | Non-Red Flag Warning - Large Fires | Vegetation Contact | Aggregated | 2045 | 6.3546e-06 | 750.2287 | 0.0047674 | 2045 | Mitigation | 0.95 | 45 | 0 | esc | 0.00097009 | 6.1645e-09 | 0.00097009 | 6.1645e-09
[120 empty] | 7.3.3.17.5 (Remote Grid) Updates to grid topology to minimize risk of ignition in HFTDs Remote GridWLDFRVegetation ContactAggregated | WLDFR | HFTD - Distribution - Tier 2 - 4QU CoRE ¦ 3QU LoRE | Non-Red Flag Warning - Large Fires | Vegetation Contact | Aggregated | 2046 | 6.3546e-06 | 750.2287 | 0.0047674 | 2046 | Mitigation | 0.95 | 45 | 0 | esc | 0.00097009 | 6.1645e-09 | 0.00097009 | 6.1645e-09
[120 empty] | 7.3.3.17.5 (Remote Grid) Updates to grid topology to minimize risk of ignition in HFTDs Remote GridWLDFRVegetation ContactAggregated | WLDFR | HFTD - Distribution - Tier 2 - 4QU CoRE ¦ 3QU LoRE | Non-Red Flag Warning - Large Fires | Vegetation Contact | Aggregated | 2047 | 6.3546e-06 | 750.2287 | 0.0047674 | 2047 | Mitigation | 0.95 | 45 | 0 | esc | 0.00097009 | 6.1645e-09 | 0.00097009 | 6.1645e-09
[120 empty] | 7.3.3.17.5 (Remote Grid) Updates to grid topology to minimize risk of ignition in HFTDs Remote GridWLDFRVegetation ContactAggregated | WLDFR | HFTD - Distribution - Tier 2 - 4QU CoRE ¦ 3QU LoRE | Non-Red Flag Warning - Large Fires | Vegetation Contact | Aggregated | 2048 | 6.3546e-06 | 750.2287 | 0.0047674 | 2048 | Mitigation | 0.95 | 45 | 0 | esc | 0.00097009 | 6.1645e-09 | 0.00097009 | 6.1645e-09
[120 empty] | 7.3.3.17.5 (Remote Grid) Updates to grid topology to minimize risk of ignition in HFTDs Remote GridWLDFRVegetation ContactAggregated | WLDFR | HFTD - Distribution - Tier 2 - 4QU CoRE ¦ 3QU LoRE | Non-Red Flag Warning - Large Fires | Vegetation Contact | Aggregated | 2049 | 6.3546e-06 | 750.2287 | 0.0047674 | 2049 | Mitigation | 0.95 | 45 | 0 | esc | 0.00097009 | 6.1645e-09 | 0.00097009 | 6.1645e-09
[120 empty] | 7.3.3.17.5 (Remote Grid) Updates to grid topology to minimize risk of ignition in HFTDs Remote GridWLDFRVegetation ContactAggregated | WLDFR | HFTD - Distribution - Tier 2 - 4QU CoRE ¦ 3QU LoRE | Non-Red Flag Warning - Large Fires | Vegetation Contact | Aggregated | 2050 | 6.3546e-06 | 750.2287 | 0.0047674 | 2050 | Mitigation | 0.95 | 45 | 0 | esc | 0.00097009 | 6.1645e-09 | 0.00097009 | 6.1645e-09
[120 empty] | 7.3.3.17.5 (Remote Grid) Updates to grid topology to minimize risk of ignition in HFTDs Remote GridWLDFRVegetation ContactAggregated | WLDFR | HFTD - Distribution - Tier 2 - 4QU CoRE ¦ 3QU LoRE | Non-Red Flag Warning - Large Fires | Vegetation Contact | Aggregated | 2051 | 6.3546e-06 | 750.2287 | 0.0047674 | 2051 | Mitigation | 0.95 | 45 | 0 | esc | 0.00097009 | 6.1645e-09 | 0.00097009 | 6.1645e-09
[120 empty] | 7.3.3.17.5 (Remote Grid) Updates to grid topology to minimize risk of ignition in HFTDs Remote GridWLDFRVegetation ContactAggregated | WLDFR | HFTD - Distribution - Tier 2 - 4QU CoRE ¦ 3QU LoRE | Non-Red Flag Warning - Large Fires | Vegetation Contact | Aggregated | 2052 | 6.3546e-06 | 750.2287 | 0.0047674 | 2052 | Mitigation | 0.95 | 45 | 0 | esc | 0.00097009 | 6.1645e-09 | 0.00097009 | 6.1645e-09
[120 empty] | 7.3.3.17.5 (Remote Grid) Updates to grid topology to minimize risk of ignition in HFTDs Remote GridWLDFRVegetation ContactAggregated | WLDFR | HFTD - Distribution - Tier 2 - 4QU CoRE ¦ 3QU LoRE | Non-Red Flag Warning - Large Fires | Vegetation Contact | Aggregated | 2053 | 6.3546e-06 | 750.2287 | 0.0047674 | 2053 | Mitigation | 0.95 | 45 | 0 | esc | 0.00097009 | 6.1645e-09 | 0.00097009 | 6.1645e-09
[120 empty] | 7.3.3.17.5 (Remote Grid) Updates to grid topology to minimize risk of ignition in HFTDs Remote GridWLDFRVegetation ContactAggregated | WLDFR | HFTD - Distribution - Tier 2 - 4QU CoRE ¦ 3QU LoRE | Non-Red Flag Warning - Large Fires | Vegetation Contact | Aggregated | 2054 | 6.3546e-06 | 750.2287 | 0.0047674 | 2054 | Mitigation | 0.95 | 45 | 0 | esc | 0.00097009 | 6.1645e-09 | 0.00097009 | 6.1645e-09
[120 empty] | 7.3.3.17.5 (Remote Grid) Updates to grid topology to minimize risk of ignition in HFTDs Remote GridWLDFRVegetation ContactAggregated | WLDFR | HFTD - Distribution - Tier 2 - 4QU CoRE ¦ 3QU LoRE | Non-Red Flag Warning - Large Fires | Vegetation Contact | Aggregated | 2055 | 6.3546e-06 | 750.2287 | 0.0047674 | 2055 | Mitigation | 0.95 | 45 | 0 | esc | 0.00097009 | 6.1645e-09 | 0.00097009 | 6.1645e-09
[120 empty] | 7.3.3.17.5 (Remote Grid) Updates to grid topology to minimize risk of ignition in HFTDs Remote GridWLDFRVegetation ContactAggregated | WLDFR | HFTD - Distribution - Tier 2 - 4QU CoRE ¦ 3QU LoRE | Non-Red Flag Warning - Large Fires | Vegetation Contact | Aggregated | 2056 | 6.3546e-06 | 750.2287 | 0.0047674 | 2056 | Mitigation | 0.95 | 45 | 0 | esc | 0.00097009 | 6.1645e-09 | 0.00097009 | 6.1645e-09
[120 empty] | 7.3.3.17.5 (Remote Grid) Updates to grid topology to minimize risk of ignition in HFTDs Remote GridWLDFRVegetation ContactAggregated | WLDFR | HFTD - Distribution - Tier 2 - 4QU CoRE ¦ 3QU LoRE | Non-Red Flag Warning - Large Fires | Vegetation Contact | Aggregated | 2057 | 6.3546e-06 | 750.2287 | 0.0047674 | 2057 | Mitigation | 0.95 | 45 | 0 | esc | 0.00097009 | 6.1645e-09 | 0.00097009 | 6.1645e-09
[120 empty] | 7.3.3.17.5 (Remote Grid) Updates to grid topology to minimize risk of ignition in HFTDs Remote GridWLDFRVegetation ContactAggregated | WLDFR | HFTD - Distribution - Tier 2 - 4QU CoRE ¦ 3QU LoRE | Non-Red Flag Warning - Large Fires | Vegetation Contact | Aggregated | 2058 | 6.3546e-06 | 750.2287 | 0.0047674 | 2058 | Mitigation | 0.95 | 45 | 0 | esc | 0.00097009 | 6.1645e-09 | 0.00097009 | 6.1645e-09
[120 empty] | 7.3.3.17.5 (Remote Grid) Updates to grid topology to minimize risk of ignition in HFTDs Remote GridWLDFRVegetation ContactAggregated | WLDFR | HFTD - Distribution - Tier 2 - 4QU CoRE ¦ 3QU LoRE | Non-Red Flag Warning - Large Fires | Vegetation Contact | Aggregated | 2059 | 6.3546e-06 | 750.2287 | 0.0047674 | 2059 | Mitigation | 0.95 | 45 | 0 | esc | 0.00097009 | 6.1645e-09 | 0.00097009 | 6.1645e-09
[120 empty] | 7.3.3.17.5 (Remote Grid) Updates to grid topology to minimize risk of ignition in HFTDs Remote GridWLDFRVegetation ContactAggregated | WLDFR | HFTD - Distribution - Tier 2 - 4QU CoRE ¦ 3QU LoRE | Non-Red Flag Warning - Large Fires | Vegetation Contact | Aggregated | 2060 | 6.3546e-06 | 750.2287 | 0.0047674 | 2060 | Mitigation | 0.95 | 45 | 0 | esc | 0.00097009 | 6.1645e-09 | 0.00097009 | 6.1645e-09
[120 empty] | 7.3.3.17.5 (Remote Grid) Updates to grid topology to minimize risk of ignition in HFTDs Remote GridWLDFRVegetation ContactAggregated | WLDFR | HFTD - Distribution - Tier 2 - 4QU CoRE ¦ 3QU LoRE | Non-Red Flag Warning - Large Fires | Vegetation Contact | Aggregated | 2061 | 6.3546e-06 | 750.2287 | 0.0047674 | 2061 | Mitigation | 0.95 | 45 | 0 | esc | 0.00097009 | 6.1645e-09 | 0.00097009 | 6.1645e-09
[120 empty] | 7.3.3.17.5 (Remote Grid) Updates to grid topology to minimize risk of ignition in HFTDs Remote GridWLDFRVegetation ContactAggregated | WLDFR | HFTD - Distribution - Tier 2 - 4QU CoRE ¦ 3QU LoRE | Non-Red Flag Warning - Large Fires | Vegetation Contact | Aggregated | 2062 | 6.3546e-06 | 750.2287 | 0.0047674 | 2062 | Mitigation | 0.95 | 45 | 0 | esc | 0.00097009 | 6.1645e-09 | 0.00097009 | 6.1645e-09
[120 empty] | 7.3.3.17.5 (Remote Grid) Updates to grid topology to minimize risk of ignition in HFTDs Remote GridWLDFRVegetation ContactAggregated | WLDFR | HFTD - Distribution - Tier 2 - 4QU CoRE ¦ 3QU LoRE | Non-Red Flag Warning - Large Fires | Vegetation Contact | Aggregated | 2063 | 6.3546e-06 | 750.2287 | 0.0047674 | 2063 | Mitigation | 0.95 | 45 | 0 | esc | 0.00097009 | 6.1645e-09 | 0.00097009 | 6.1645e-09
[120 empty] | 7.3.3.17.5 (Remote Grid) Updates to grid topology to minimize risk of ignition in HFTDs Remote GridWLDFRVegetation ContactAggregated | WLDFR | HFTD - Distribution - Tier 2 - 4QU CoRE ¦ 3QU LoRE | Non-Red Flag Warning - Large Fires | Vegetation Contact | Aggregated | 2064 | 6.3546e-06 | 750.2287 | 0.0047674 | 2064 | Mitigation | 0.95 | 45 | 0 | esc | 0.00097009 | 6.1645e-09 | 0.00097009 | 6.1645e-09
[120 empty] | 7.3.3.17.5 (Remote Grid) Updates to grid topology to minimize risk of ignition in HFTDs Remote GridWLDFRVegetation ContactAggregated | WLDFR | HFTD - Distribution - Tier 2 - 4QU CoRE ¦ 3QU LoRE | Non-Red Flag Warning - Large Fires | Vegetation Contact | Aggregated | 2065 | 6.3546e-06 | 750.2287 | 0.0047674 | 2065 | Mitigation | 0.95 | 45 | 0 | esc | 0.00097009 | 6.1645e-09 | 0.00097009 | 6.1645e-09
[120 empty] | 7.3.3.17.5 (Remote Grid) Updates to grid topology to minimize risk of ignition in HFTDs Remote GridWLDFRVegetation ContactAggregated | WLDFR | HFTD - Distribution - Tier 2 - 4QU CoRE ¦ 3QU LoRE | Non-Red Flag Warning - Large Fires | Vegetation Contact | Aggregated | 2066 | 6.3546e-06 | 750.2287 | 0.0047674 | 2066 | Mitigation | 0.95 | 45 | 0 | esc | 0.00097009 | 6.1645e-09 | 0.00097009 | 6.1645e-09
[120 empty] | 7.3.3.17.5 (Remote Grid) Updates to grid topology to minimize risk of ignition in HFTDs Remote GridWLDFRVegetation ContactAggregated | WLDFR | HFTD - Distribution - Tier 2 - 4QU CoRE ¦ 3QU LoRE | Non-Red Flag Warning - Large Fires | Vegetation Contact | Aggregated | 2067 | 6.3546e-06 | 750.2287 | 0.0047674 | 2067 | Mitigation | 0.95 | 45 | 0 | esc | 0 | 0 | 0.00097009 | 6.1645e-09
[120 empty] | 7.3.3.17.5 (Remote Grid) Updates to grid topology to minimize risk of ignition in HFTDs Remote GridWLDFRWire-to-wire contactAggregated | WLDFR | HFTD - Distribution - Tier 2 - 4QU CoRE ¦ 3QU LoRE | Non-Red Flag Warning - Large Fires | Wire-to-wire contact | Aggregated | 2022 | 1.4094e-06 | 750.2287 | 0.0010574 | 2022 | Mitigation | 0.95 | 45 | 0 | esc | 0.00097009 | 1.3672e-09 | 0 | 0
[120 empty] | 7.3.3.17.5 (Remote Grid) Updates to grid topology to minimize risk of ignition in HFTDs Remote GridWLDFRWire-to-wire contactAggregated | WLDFR | HFTD - Distribution - Tier 2 - 4QU CoRE ¦ 3QU LoRE | Non-Red Flag Warning - Large Fires | Wire-to-wire contact | Aggregated | 2023 | 1.4094e-06 | 750.2287 | 0.0010574 | 2023 | Mitigation | 0.95 | 45 | 0 | esc | 0.00097009 | 1.3672e-09 | 0.00097009 | 1.3672e-09
[120 empty] | 7.3.3.17.5 (Remote Grid) Updates to grid topology to minimize risk of ignition in HFTDs Remote GridWLDFRWire-to-wire contactAggregated | WLDFR | HFTD - Distribution - Tier 2 - 4QU CoRE ¦ 3QU LoRE | Non-Red Flag Warning - Large Fires | Wire-to-wire contact | Aggregated | 2024 | 1.4094e-06 | 750.2287 | 0.0010574 | 2024 | Mitigation | 0.95 | 45 | 0 | esc | 0.00097009 | 1.3672e-09 | 0.00097009 | 1.3672e-09
[120 empty] | 7.3.3.17.5 (Remote Grid) Updates to grid topology to minimize risk of ignition in HFTDs Remote GridWLDFRWire-to-wire contactAggregated | WLDFR | HFTD - Distribution - Tier 2 - 4QU CoRE ¦ 3QU LoRE | Non-Red Flag Warning - Large Fires | Wire-to-wire contact | Aggregated | 2025 | 1.4094e-06 | 750.2287 | 0.0010574 | 2025 | Mitigation | 0.95 | 45 | 0 | esc | 0.00097009 | 1.3672e-09 | 0.00097009 | 1.3672e-09
[120 empty] | 7.3.3.17.5 (Remote Grid) Updates to grid topology to minimize risk of ignition in HFTDs Remote GridWLDFRWire-to-wire contactAggregated | WLDFR | HFTD - Distribution - Tier 2 - 4QU CoRE ¦ 3QU LoRE | Non-Red Flag Warning - Large Fires | Wire-to-wire contact | Aggregated | 2026 | 1.4094e-06 | 750.2287 | 0.0010574 | 2026 | Mitigation | 0.95 | 45 | 0 | esc | 0.00097009 | 1.3672e-09 | 0.00097009 | 1.3672e-09
[120 empty] | 7.3.3.17.5 (Remote Grid) Updates to grid topology to minimize risk of ignition in HFTDs Remote GridWLDFRWire-to-wire contactAggregated | WLDFR | HFTD - Distribution - Tier 2 - 4QU CoRE ¦ 3QU LoRE | Non-Red Flag Warning - Large Fires | Wire-to-wire contact | Aggregated | 2027 | 1.4094e-06 | 750.2287 | 0.0010574 | 2027 | Mitigation | 0.95 | 45 | 0 | esc | 0.00097009 | 1.3672e-09 | 0.00097009 | 1.3672e-09
[120 empty] | 7.3.3.17.5 (Remote Grid) Updates to grid topology to minimize risk of ignition in HFTDs Remote GridWLDFRWire-to-wire contactAggregated | WLDFR | HFTD - Distribution - Tier 2 - 4QU CoRE ¦ 3QU LoRE | Non-Red Flag Warning - Large Fires | Wire-to-wire contact | Aggregated | 2028 | 1.4094e-06 | 750.2287 | 0.0010574 | 2028 | Mitigation | 0.95 | 45 | 0 | esc | 0.00097009 | 1.3672e-09 | 0.00097009 | 1.3672e-09
[120 empty] | 7.3.3.17.5 (Remote Grid) Updates to grid topology to minimize risk of ignition in HFTDs Remote GridWLDFRWire-to-wire contactAggregated | WLDFR | HFTD - Distribution - Tier 2 - 4QU CoRE ¦ 3QU LoRE | Non-Red Flag Warning - Large Fires | Wire-to-wire contact | Aggregated | 2029 | 1.4094e-06 | 750.2287 | 0.0010574 | 2029 | Mitigation | 0.95 | 45 | 0 | esc | 0.00097009 | 1.3672e-09 | 0.00097009 | 1.3672e-09
[120 empty] | 7.3.3.17.5 (Remote Grid) Updates to grid topology to minimize risk of ignition in HFTDs Remote GridWLDFRWire-to-wire contactAggregated | WLDFR | HFTD - Distribution - Tier 2 - 4QU CoRE ¦ 3QU LoRE | Non-Red Flag Warning - Large Fires | Wire-to-wire contact | Aggregated | 2030 | 1.4094e-06 | 750.2287 | 0.0010574 | 2030 | Mitigation | 0.95 | 45 | 0 | esc | 0.00097009 | 1.3672e-09 | 0.00097009 | 1.3672e-09
[120 empty] | 7.3.3.17.5 (Remote Grid) Updates to grid topology to minimize risk of ignition in HFTDs Remote GridWLDFRWire-to-wire contactAggregated | WLDFR | HFTD - Distribution - Tier 2 - 4QU CoRE ¦ 3QU LoRE | Non-Red Flag Warning - Large Fires | Wire-to-wire contact | Aggregated | 2031 | 1.4094e-06 | 750.2287 | 0.0010574 | 2031 | Mitigation | 0.95 | 45 | 0 | esc | 0.00097009 | 1.3672e-09 | 0.00097009 | 1.3672e-09
[120 empty] | 7.3.3.17.5 (Remote Grid) Updates to grid topology to minimize risk of ignition in HFTDs Remote GridWLDFRWire-to-wire contactAggregated | WLDFR | HFTD - Distribution - Tier 2 - 4QU CoRE ¦ 3QU LoRE | Non-Red Flag Warning - Large Fires | Wire-to-wire contact | Aggregated | 2032 | 1.4094e-06 | 750.2287 | 0.0010574 | 2032 | Mitigation | 0.95 | 45 | 0 | esc | 0.00097009 | 1.3672e-09 | 0.00097009 | 1.3672e-09
[120 empty] | 7.3.3.17.5 (Remote Grid) Updates to grid topology to minimize risk of ignition in HFTDs Remote GridWLDFRWire-to-wire contactAggregated | WLDFR | HFTD - Distribution - Tier 2 - 4QU CoRE ¦ 3QU LoRE | Non-Red Flag Warning - Large Fires | Wire-to-wire contact | Aggregated | 2033 | 1.4094e-06 | 750.2287 | 0.0010574 | 2033 | Mitigation | 0.95 | 45 | 0 | esc | 0.00097009 | 1.3672e-09 | 0.00097009 | 1.3672e-09
[120 empty] | 7.3.3.17.5 (Remote Grid) Updates to grid topology to minimize risk of ignition in HFTDs Remote GridWLDFRWire-to-wire contactAggregated | WLDFR | HFTD - Distribution - Tier 2 - 4QU CoRE ¦ 3QU LoRE | Non-Red Flag Warning - Large Fires | Wire-to-wire contact | Aggregated | 2034 | 1.4094e-06 | 750.2287 | 0.0010574 | 2034 | Mitigation | 0.95 | 45 | 0 | esc | 0.00097009 | 1.3672e-09 | 0.00097009 | 1.3672e-09
[120 empty] | 7.3.3.17.5 (Remote Grid) Updates to grid topology to minimize risk of ignition in HFTDs Remote GridWLDFRWire-to-wire contactAggregated | WLDFR | HFTD - Distribution - Tier 2 - 4QU CoRE ¦ 3QU LoRE | Non-Red Flag Warning - Large Fires | Wire-to-wire contact | Aggregated | 2035 | 1.4094e-06 | 750.2287 | 0.0010574 | 2035 | Mitigation | 0.95 | 45 | 0 | esc | 0.00097009 | 1.3672e-09 | 0.00097009 | 1.3672e-09
[120 empty] | 7.3.3.17.5 (Remote Grid) Updates to grid topology to minimize risk of ignition in HFTDs Remote GridWLDFRWire-to-wire contactAggregated | WLDFR | HFTD - Distribution - Tier 2 - 4QU CoRE ¦ 3QU LoRE | Non-Red Flag Warning - Large Fires | Wire-to-wire contact | Aggregated | 2036 | 1.4094e-06 | 750.2287 | 0.0010574 | 2036 | Mitigation | 0.95 | 45 | 0 | esc | 0.00097009 | 1.3672e-09 | 0.00097009 | 1.3672e-09
[120 empty] | 7.3.3.17.5 (Remote Grid) Updates to grid topology to minimize risk of ignition in HFTDs Remote GridWLDFRWire-to-wire contactAggregated | WLDFR | HFTD - Distribution - Tier 2 - 4QU CoRE ¦ 3QU LoRE | Non-Red Flag Warning - Large Fires | Wire-to-wire contact | Aggregated | 2037 | 1.4094e-06 | 750.2287 | 0.0010574 | 2037 | Mitigation | 0.95 | 45 | 0 | esc | 0.00097009 | 1.3672e-09 | 0.00097009 | 1.3672e-09
[120 empty] | 7.3.3.17.5 (Remote Grid) Updates to grid topology to minimize risk of ignition in HFTDs Remote GridWLDFRWire-to-wire contactAggregated | WLDFR | HFTD - Distribution - Tier 2 - 4QU CoRE ¦ 3QU LoRE | Non-Red Flag Warning - Large Fires | Wire-to-wire contact | Aggregated | 2038 | 1.4094e-06 | 750.2287 | 0.0010574 | 2038 | Mitigation | 0.95 | 45 | 0 | esc | 0.00097009 | 1.3672e-09 | 0.00097009 | 1.3672e-09
[120 empty] | 7.3.3.17.5 (Remote Grid) Updates to grid topology to minimize risk of ignition in HFTDs Remote GridWLDFRWire-to-wire contactAggregated | WLDFR | HFTD - Distribution - Tier 2 - 4QU CoRE ¦ 3QU LoRE | Non-Red Flag Warning - Large Fires | Wire-to-wire contact | Aggregated | 2039 | 1.4094e-06 | 750.2287 | 0.0010574 | 2039 | Mitigation | 0.95 | 45 | 0 | esc | 0.00097009 | 1.3672e-09 | 0.00097009 | 1.3672e-09
[120 empty] | 7.3.3.17.5 (Remote Grid) Updates to grid topology to minimize risk of ignition in HFTDs Remote GridWLDFRWire-to-wire contactAggregated | WLDFR | HFTD - Distribution - Tier 2 - 4QU CoRE ¦ 3QU LoRE | Non-Red Flag Warning - Large Fires | Wire-to-wire contact | Aggregated | 2040 | 1.4094e-06 | 750.2287 | 0.0010574 | 2040 | Mitigation | 0.95 | 45 | 0 | esc | 0.00097009 | 1.3672e-09 | 0.00097009 | 1.3672e-09
[120 empty] | 7.3.3.17.5 (Remote Grid) Updates to grid topology to minimize risk of ignition in HFTDs Remote GridWLDFRWire-to-wire contactAggregated | WLDFR | HFTD - Distribution - Tier 2 - 4QU CoRE ¦ 3QU LoRE | Non-Red Flag Warning - Large Fires | Wire-to-wire contact | Aggregated | 2041 | 1.4094e-06 | 750.2287 | 0.0010574 | 2041 | Mitigation | 0.95 | 45 | 0 | esc | 0.00097009 | 1.3672e-09 | 0.00097009 | 1.3672e-09
[120 empty] | 7.3.3.17.5 (Remote Grid) Updates to grid topology to minimize risk of ignition in HFTDs Remote GridWLDFRWire-to-wire contactAggregated | WLDFR | HFTD - Distribution - Tier 2 - 4QU CoRE ¦ 3QU LoRE | Non-Red Flag Warning - Large Fires | Wire-to-wire contact | Aggregated | 2042 | 1.4094e-06 | 750.2287 | 0.0010574 | 2042 | Mitigation | 0.95 | 45 | 0 | esc | 0.00097009 | 1.3672e-09 | 0.00097009 | 1.3672e-09
[120 empty] | 7.3.3.17.5 (Remote Grid) Updates to grid topology to minimize risk of ignition in HFTDs Remote GridWLDFRWire-to-wire contactAggregated | WLDFR | HFTD - Distribution - Tier 2 - 4QU CoRE ¦ 3QU LoRE | Non-Red Flag Warning - Large Fires | Wire-to-wire contact | Aggregated | 2043 | 1.4094e-06 | 750.2287 | 0.0010574 | 2043 | Mitigation | 0.95 | 45 | 0 | esc | 0.00097009 | 1.3672e-09 | 0.00097009 | 1.3672e-09
[120 empty] | 7.3.3.17.5 (Remote Grid) Updates to grid topology to minimize risk of ignition in HFTDs Remote GridWLDFRWire-to-wire contactAggregated | WLDFR | HFTD - Distribution - Tier 2 - 4QU CoRE ¦ 3QU LoRE | Non-Red Flag Warning - Large Fires | Wire-to-wire contact | Aggregated | 2044 | 1.4094e-06 | 750.2287 | 0.0010574 | 2044 | Mitigation | 0.95 | 45 | 0 | esc | 0.00097009 | 1.3672e-09 | 0.00097009 | 1.3672e-09
[120 empty] | 7.3.3.17.5 (Remote Grid) Updates to grid topology to minimize risk of ignition in HFTDs Remote GridWLDFRWire-to-wire contactAggregated | WLDFR | HFTD - Distribution - Tier 2 - 4QU CoRE ¦ 3QU LoRE | Non-Red Flag Warning - Large Fires | Wire-to-wire contact | Aggregated | 2045 | 1.4094e-06 | 750.2287 | 0.0010574 | 2045 | Mitigation | 0.95 | 45 | 0 | esc | 0.00097009 | 1.3672e-09 | 0.00097009 | 1.3672e-09
[120 empty] | 7.3.3.17.5 (Remote Grid) Updates to grid topology to minimize risk of ignition in HFTDs Remote GridWLDFRWire-to-wire contactAggregated | WLDFR | HFTD - Distribution - Tier 2 - 4QU CoRE ¦ 3QU LoRE | Non-Red Flag Warning - Large Fires | Wire-to-wire contact | Aggregated | 2046 | 1.4094e-06 | 750.2287 | 0.0010574 | 2046 | Mitigation | 0.95 | 45 | 0 | esc | 0.00097009 | 1.3672e-09 | 0.00097009 | 1.3672e-09
[120 empty] | 7.3.3.17.5 (Remote Grid) Updates to grid topology to minimize risk of ignition in HFTDs Remote GridWLDFRWire-to-wire contactAggregated | WLDFR | HFTD - Distribution - Tier 2 - 4QU CoRE ¦ 3QU LoRE | Non-Red Flag Warning - Large Fires | Wire-to-wire contact | Aggregated | 2047 | 1.4094e-06 | 750.2287 | 0.0010574 | 2047 | Mitigation | 0.95 | 45 | 0 | esc | 0.00097009 | 1.3672e-09 | 0.00097009 | 1.3672e-09
[120 empty] | 7.3.3.17.5 (Remote Grid) Updates to grid topology to minimize risk of ignition in HFTDs Remote GridWLDFRWire-to-wire contactAggregated | WLDFR | HFTD - Distribution - Tier 2 - 4QU CoRE ¦ 3QU LoRE | Non-Red Flag Warning - Large Fires | Wire-to-wire contact | Aggregated | 2048 | 1.4094e-06 | 750.2287 | 0.0010574 | 2048 | Mitigation | 0.95 | 45 | 0 | esc | 0.00097009 | 1.3672e-09 | 0.00097009 | 1.3672e-09
[120 empty] | 7.3.3.17.5 (Remote Grid) Updates to grid topology to minimize risk of ignition in HFTDs Remote GridWLDFRWire-to-wire contactAggregated | WLDFR | HFTD - Distribution - Tier 2 - 4QU CoRE ¦ 3QU LoRE | Non-Red Flag Warning - Large Fires | Wire-to-wire contact | Aggregated | 2049 | 1.4094e-06 | 750.2287 | 0.0010574 | 2049 | Mitigation | 0.95 | 45 | 0 | esc | 0.00097009 | 1.3672e-09 | 0.00097009 | 1.3672e-09
[120 empty] | 7.3.3.17.5 (Remote Grid) Updates to grid topology to minimize risk of ignition in HFTDs Remote GridWLDFRWire-to-wire contactAggregated | WLDFR | HFTD - Distribution - Tier 2 - 4QU CoRE ¦ 3QU LoRE | Non-Red Flag Warning - Large Fires | Wire-to-wire contact | Aggregated | 2050 | 1.4094e-06 | 750.2287 | 0.0010574 | 2050 | Mitigation | 0.95 | 45 | 0 | esc | 0.00097009 | 1.3672e-09 | 0.00097009 | 1.3672e-09
[120 empty] | 7.3.3.17.5 (Remote Grid) Updates to grid topology to minimize risk of ignition in HFTDs Remote GridWLDFRWire-to-wire contactAggregated | WLDFR | HFTD - Distribution - Tier 2 - 4QU CoRE ¦ 3QU LoRE | Non-Red Flag Warning - Large Fires | Wire-to-wire contact | Aggregated | 2051 | 1.4094e-06 | 750.2287 | 0.0010574 | 2051 | Mitigation | 0.95 | 45 | 0 | esc | 0.00097009 | 1.3672e-09 | 0.00097009 | 1.3672e-09
[120 empty] | 7.3.3.17.5 (Remote Grid) Updates to grid topology to minimize risk of ignition in HFTDs Remote GridWLDFRWire-to-wire contactAggregated | WLDFR | HFTD - Distribution - Tier 2 - 4QU CoRE ¦ 3QU LoRE | Non-Red Flag Warning - Large Fires | Wire-to-wire contact | Aggregated | 2052 | 1.4094e-06 | 750.2287 | 0.0010574 | 2052 | Mitigation | 0.95 | 45 | 0 | esc | 0.00097009 | 1.3672e-09 | 0.00097009 | 1.3672e-09
[120 empty] | 7.3.3.17.5 (Remote Grid) Updates to grid topology to minimize risk of ignition in HFTDs Remote GridWLDFRWire-to-wire contactAggregated | WLDFR | HFTD - Distribution - Tier 2 - 4QU CoRE ¦ 3QU LoRE | Non-Red Flag Warning - Large Fires | Wire-to-wire contact | Aggregated | 2053 | 1.4094e-06 | 750.2287 | 0.0010574 | 2053 | Mitigation | 0.95 | 45 | 0 | esc | 0.00097009 | 1.3672e-09 | 0.00097009 | 1.3672e-09
[120 empty] | 7.3.3.17.5 (Remote Grid) Updates to grid topology to minimize risk of ignition in HFTDs Remote GridWLDFRWire-to-wire contactAggregated | WLDFR | HFTD - Distribution - Tier 2 - 4QU CoRE ¦ 3QU LoRE | Non-Red Flag Warning - Large Fires | Wire-to-wire contact | Aggregated | 2054 | 1.4094e-06 | 750.2287 | 0.0010574 | 2054 | Mitigation | 0.95 | 45 | 0 | esc | 0.00097009 | 1.3672e-09 | 0.00097009 | 1.3672e-09
[120 empty] | 7.3.3.17.5 (Remote Grid) Updates to grid topology to minimize risk of ignition in HFTDs Remote GridWLDFRWire-to-wire contactAggregated | WLDFR | HFTD - Distribution - Tier 2 - 4QU CoRE ¦ 3QU LoRE | Non-Red Flag Warning - Large Fires | Wire-to-wire contact | Aggregated | 2055 | 1.4094e-06 | 750.2287 | 0.0010574 | 2055 | Mitigation | 0.95 | 45 | 0 | esc | 0.00097009 | 1.3672e-09 | 0.00097009 | 1.3672e-09
[120 empty] | 7.3.3.17.5 (Remote Grid) Updates to grid topology to minimize risk of ignition in HFTDs Remote GridWLDFRWire-to-wire contactAggregated | WLDFR | HFTD - Distribution - Tier 2 - 4QU CoRE ¦ 3QU LoRE | Non-Red Flag Warning - Large Fires | Wire-to-wire contact | Aggregated | 2056 | 1.4094e-06 | 750.2287 | 0.0010574 | 2056 | Mitigation | 0.95 | 45 | 0 | esc | 0.00097009 | 1.3672e-09 | 0.00097009 | 1.3672e-09
[120 empty] | 7.3.3.17.5 (Remote Grid) Updates to grid topology to minimize risk of ignition in HFTDs Remote GridWLDFRWire-to-wire contactAggregated | WLDFR | HFTD - Distribution - Tier 2 - 4QU CoRE ¦ 3QU LoRE | Non-Red Flag Warning - Large Fires | Wire-to-wire contact | Aggregated | 2057 | 1.4094e-06 | 750.2287 | 0.0010574 | 2057 | Mitigation | 0.95 | 45 | 0 | esc | 0.00097009 | 1.3672e-09 | 0.00097009 | 1.3672e-09
[120 empty] | 7.3.3.17.5 (Remote Grid) Updates to grid topology to minimize risk of ignition in HFTDs Remote GridWLDFRWire-to-wire contactAggregated | WLDFR | HFTD - Distribution - Tier 2 - 4QU CoRE ¦ 3QU LoRE | Non-Red Flag Warning - Large Fires | Wire-to-wire contact | Aggregated | 2058 | 1.4094e-06 | 750.2287 | 0.0010574 | 2058 | Mitigation | 0.95 | 45 | 0 | esc | 0.00097009 | 1.3672e-09 | 0.00097009 | 1.3672e-09
[120 empty] | 7.3.3.17.5 (Remote Grid) Updates to grid topology to minimize risk of ignition in HFTDs Remote GridWLDFRWire-to-wire contactAggregated | WLDFR | HFTD - Distribution - Tier 2 - 4QU CoRE ¦ 3QU LoRE | Non-Red Flag Warning - Large Fires | Wire-to-wire contact | Aggregated | 2059 | 1.4094e-06 | 750.2287 | 0.0010574 | 2059 | Mitigation | 0.95 | 45 | 0 | esc | 0.00097009 | 1.3672e-09 | 0.00097009 | 1.3672e-09
[120 empty] | 7.3.3.17.5 (Remote Grid) Updates to grid topology to minimize risk of ignition in HFTDs Remote GridWLDFRWire-to-wire contactAggregated | WLDFR | HFTD - Distribution - Tier 2 - 4QU CoRE ¦ 3QU LoRE | Non-Red Flag Warning - Large Fires | Wire-to-wire contact | Aggregated | 2060 | 1.4094e-06 | 750.2287 | 0.0010574 | 2060 | Mitigation | 0.95 | 45 | 0 | esc | 0.00097009 | 1.3672e-09 | 0.00097009 | 1.3672e-09
[120 empty] | 7.3.3.17.5 (Remote Grid) Updates to grid topology to minimize risk of ignition in HFTDs Remote GridWLDFRWire-to-wire contactAggregated | WLDFR | HFTD - Distribution - Tier 2 - 4QU CoRE ¦ 3QU LoRE | Non-Red Flag Warning - Large Fires | Wire-to-wire contact | Aggregated | 2061 | 1.4094e-06 | 750.2287 | 0.0010574 | 2061 | Mitigation | 0.95 | 45 | 0 | esc | 0.00097009 | 1.3672e-09 | 0.00097009 | 1.3672e-09
[120 empty] | 7.3.3.17.5 (Remote Grid) Updates to grid topology to minimize risk of ignition in HFTDs Remote GridWLDFRWire-to-wire contactAggregated | WLDFR | HFTD - Distribution - Tier 2 - 4QU CoRE ¦ 3QU LoRE | Non-Red Flag Warning - Large Fires | Wire-to-wire contact | Aggregated | 2062 | 1.4094e-06 | 750.2287 | 0.0010574 | 2062 | Mitigation | 0.95 | 45 | 0 | esc | 0.00097009 | 1.3672e-09 | 0.00097009 | 1.3672e-09
[120 empty] | 7.3.3.17.5 (Remote Grid) Updates to grid topology to minimize risk of ignition in HFTDs Remote GridWLDFRWire-to-wire contactAggregated | WLDFR | HFTD - Distribution - Tier 2 - 4QU CoRE ¦ 3QU LoRE | Non-Red Flag Warning - Large Fires | Wire-to-wire contact | Aggregated | 2063 | 1.4094e-06 | 750.2287 | 0.0010574 | 2063 | Mitigation | 0.95 | 45 | 0 | esc | 0.00097009 | 1.3672e-09 | 0.00097009 | 1.3672e-09
[120 empty] | 7.3.3.17.5 (Remote Grid) Updates to grid topology to minimize risk of ignition in HFTDs Remote GridWLDFRWire-to-wire contactAggregated | WLDFR | HFTD - Distribution - Tier 2 - 4QU CoRE ¦ 3QU LoRE | Non-Red Flag Warning - Large Fires | Wire-to-wire contact | Aggregated | 2064 | 1.4094e-06 | 750.2287 | 0.0010574 | 2064 | Mitigation | 0.95 | 45 | 0 | esc | 0.00097009 | 1.3672e-09 | 0.00097009 | 1.3672e-09
[120 empty] | 7.3.3.17.5 (Remote Grid) Updates to grid topology to minimize risk of ignition in HFTDs Remote GridWLDFRWire-to-wire contactAggregated | WLDFR | HFTD - Distribution - Tier 2 - 4QU CoRE ¦ 3QU LoRE | Non-Red Flag Warning - Large Fires | Wire-to-wire contact | Aggregated | 2065 | 1.4094e-06 | 750.2287 | 0.0010574 | 2065 | Mitigation | 0.95 | 45 | 0 | esc | 0.00097009 | 1.3672e-09 | 0.00097009 | 1.3672e-09
[120 empty] | 7.3.3.17.5 (Remote Grid) Updates to grid topology to minimize risk of ignition in HFTDs Remote GridWLDFRWire-to-wire contactAggregated | WLDFR | HFTD - Distribution - Tier 2 - 4QU CoRE ¦ 3QU LoRE | Non-Red Flag Warning - Large Fires | Wire-to-wire contact | Aggregated | 2066 | 1.4094e-06 | 750.2287 | 0.0010574 | 2066 | Mitigation | 0.95 | 45 | 0 | esc | 0.00097009 | 1.3672e-09 | 0.00097009 | 1.3672e-09
[120 empty] | 7.3.3.17.5 (Remote Grid) Updates to grid topology to minimize risk of ignition in HFTDs Remote GridWLDFRWire-to-wire contactAggregated | WLDFR | HFTD - Distribution - Tier 2 - 4QU CoRE ¦ 3QU LoRE | Non-Red Flag Warning - Large Fires | Wire-to-wire contact | Aggregated | 2067 | 1.4094e-06 | 750.2287 | 0.0010574 | 2067 | Mitigation | 0.95 | 45 | 0 | esc | 0 | 0 | 0.00097009 | 1.3672e-09
[120 empty] | 7.3.3.17.5 (Remote Grid) Updates to grid topology to minimize risk of ignition in HFTDs Remote GridWLDFRContact from objectAggregated | WLDFR | HFTD - Distribution - Tier 2 - 4QU CoRE ¦ 3QU LoRE | Non-Red Flag Warning - Small Fires | Contact from object | Aggregated | 2022 | 0.00072042 | 750.2287 | 0.54048 | 2022 | Mitigation | 0.95 | 45 | 0 | esc | 0.00097009 | 6.9887e-07 | 0 | 0
[120 empty] | 7.3.3.17.5 (Remote Grid) Updates to grid topology to minimize risk of ignition in HFTDs Remote GridWLDFRContact from objectAggregated | WLDFR | HFTD - Distribution - Tier 2 - 4QU CoRE ¦ 3QU LoRE | Non-Red Flag Warning - Small Fires | Contact from object | Aggregated | 2023 | 0.00072042 | 750.2287 | 0.54048 | 2023 | Mitigation | 0.95 | 45 | 0 | esc | 0.00097009 | 6.9887e-07 | 0.00097009 | 6.9887e-07
[120 empty] | 7.3.3.17.5 (Remote Grid) Updates to grid topology to minimize risk of ignition in HFTDs Remote GridWLDFRContact from objectAggregated | WLDFR | HFTD - Distribution - Tier 2 - 4QU CoRE ¦ 3QU LoRE | Non-Red Flag Warning - Small Fires | Contact from object | Aggregated | 2024 | 0.00072042 | 750.2287 | 0.54048 | 2024 | Mitigation | 0.95 | 45 | 0 | esc | 0.00097009 | 6.9887e-07 | 0.00097009 | 6.9887e-07
[120 empty] | 7.3.3.17.5 (Remote Grid) Updates to grid topology to minimize risk of ignition in HFTDs Remote GridWLDFRContact from objectAggregated | WLDFR | HFTD - Distribution - Tier 2 - 4QU CoRE ¦ 3QU LoRE | Non-Red Flag Warning - Small Fires | Contact from object | Aggregated | 2025 | 0.00072042 | 750.2287 | 0.54048 | 2025 | Mitigation | 0.95 | 45 | 0 | esc | 0.00097009 | 6.9887e-07 | 0.00097009 | 6.9887e-07
[120 empty] | 7.3.3.17.5 (Remote Grid) Updates to grid topology to minimize risk of ignition in HFTDs Remote GridWLDFRContact from objectAggregated | WLDFR | HFTD - Distribution - Tier 2 - 4QU CoRE ¦ 3QU LoRE | Non-Red Flag Warning - Small Fires | Contact from object | Aggregated | 2026 | 0.00072042 | 750.2287 | 0.54048 | 2026 | Mitigation | 0.95 | 45 | 0 | esc | 0.00097009 | 6.9887e-07 | 0.00097009 | 6.9887e-07
[120 empty] | 7.3.3.17.5 (Remote Grid) Updates to grid topology to minimize risk of ignition in HFTDs Remote GridWLDFRContact from objectAggregated | WLDFR | HFTD - Distribution - Tier 2 - 4QU CoRE ¦ 3QU LoRE | Non-Red Flag Warning - Small Fires | Contact from object | Aggregated | 2027 | 0.00072042 | 750.2287 | 0.54048 | 2027 | Mitigation | 0.95 | 45 | 0 | esc | 0.00097009 | 6.9887e-07 | 0.00097009 | 6.9887e-07
[120 empty] | 7.3.3.17.5 (Remote Grid) Updates to grid topology to minimize risk of ignition in HFTDs Remote GridWLDFRContact from objectAggregated | WLDFR | HFTD - Distribution - Tier 2 - 4QU CoRE ¦ 3QU LoRE | Non-Red Flag Warning - Small Fires | Contact from object | Aggregated | 2028 | 0.00072042 | 750.2287 | 0.54048 | 2028 | Mitigation | 0.95 | 45 | 0 | esc | 0.00097009 | 6.9887e-07 | 0.00097009 | 6.9887e-07
[120 empty] | 7.3.3.17.5 (Remote Grid) Updates to grid topology to minimize risk of ignition in HFTDs Remote GridWLDFRContact from objectAggregated | WLDFR | HFTD - Distribution - Tier 2 - 4QU CoRE ¦ 3QU LoRE | Non-Red Flag Warning - Small Fires | Contact from object | Aggregated | 2029 | 0.00072042 | 750.2287 | 0.54048 | 2029 | Mitigation | 0.95 | 45 | 0 | esc | 0.00097009 | 6.9887e-07 | 0.00097009 | 6.9887e-07
[120 empty] | 7.3.3.17.5 (Remote Grid) Updates to grid topology to minimize risk of ignition in HFTDs Remote GridWLDFRContact from objectAggregated | WLDFR | HFTD - Distribution - Tier 2 - 4QU CoRE ¦ 3QU LoRE | Non-Red Flag Warning - Small Fires | Contact from object | Aggregated | 2030 | 0.00072042 | 750.2287 | 0.54048 | 2030 | Mitigation | 0.95 | 45 | 0 | esc | 0.00097009 | 6.9887e-07 | 0.00097009 | 6.9887e-07
[120 empty] | 7.3.3.17.5 (Remote Grid) Updates to grid topology to minimize risk of ignition in HFTDs Remote GridWLDFRContact from objectAggregated | WLDFR | HFTD - Distribution - Tier 2 - 4QU CoRE ¦ 3QU LoRE | Non-Red Flag Warning - Small Fires | Contact from object | Aggregated | 2031 | 0.00072042 | 750.2287 | 0.54048 | 2031 | Mitigation | 0.95 | 45 | 0 | esc | 0.00097009 | 6.9887e-07 | 0.00097009 | 6.9887e-07
[120 empty] | 7.3.3.17.5 (Remote Grid) Updates to grid topology to minimize risk of ignition in HFTDs Remote GridWLDFRContact from objectAggregated | WLDFR | HFTD - Distribution - Tier 2 - 4QU CoRE ¦ 3QU LoRE | Non-Red Flag Warning - Small Fires | Contact from object | Aggregated | 2032 | 0.00072042 | 750.2287 | 0.54048 | 2032 | Mitigation | 0.95 | 45 | 0 | esc | 0.00097009 | 6.9887e-07 | 0.00097009 | 6.9887e-07
[120 empty] | 7.3.3.17.5 (Remote Grid) Updates to grid topology to minimize risk of ignition in HFTDs Remote GridWLDFRContact from objectAggregated | WLDFR | HFTD - Distribution - Tier 2 - 4QU CoRE ¦ 3QU LoRE | Non-Red Flag Warning - Small Fires | Contact from object | Aggregated | 2033 | 0.00072042 | 750.2287 | 0.54048 | 2033 | Mitigation | 0.95 | 45 | 0 | esc | 0.00097009 | 6.9887e-07 | 0.00097009 | 6.9887e-07
[120 empty] | 7.3.3.17.5 (Remote Grid) Updates to grid topology to minimize risk of ignition in HFTDs Remote GridWLDFRContact from objectAggregated | WLDFR | HFTD - Distribution - Tier 2 - 4QU CoRE ¦ 3QU LoRE | Non-Red Flag Warning - Small Fires | Contact from object | Aggregated | 2034 | 0.00072042 | 750.2287 | 0.54048 | 2034 | Mitigation | 0.95 | 45 | 0 | esc | 0.00097009 | 6.9887e-07 | 0.00097009 | 6.9887e-07
[120 empty] | 7.3.3.17.5 (Remote Grid) Updates to grid topology to minimize risk of ignition in HFTDs Remote GridWLDFRContact from objectAggregated | WLDFR | HFTD - Distribution - Tier 2 - 4QU CoRE ¦ 3QU LoRE | Non-Red Flag Warning - Small Fires | Contact from object | Aggregated | 2035 | 0.00072042 | 750.2287 | 0.54048 | 2035 | Mitigation | 0.95 | 45 | 0 | esc | 0.00097009 | 6.9887e-07 | 0.00097009 | 6.9887e-07
[120 empty] | 7.3.3.17.5 (Remote Grid) Updates to grid topology to minimize risk of ignition in HFTDs Remote GridWLDFRContact from objectAggregated | WLDFR | HFTD - Distribution - Tier 2 - 4QU CoRE ¦ 3QU LoRE | Non-Red Flag Warning - Small Fires | Contact from object | Aggregated | 2036 | 0.00072042 | 750.2287 | 0.54048 | 2036 | Mitigation | 0.95 | 45 | 0 | esc | 0.00097009 | 6.9887e-07 | 0.00097009 | 6.9887e-07
[120 empty] | 7.3.3.17.5 (Remote Grid) Updates to grid topology to minimize risk of ignition in HFTDs Remote GridWLDFRContact from objectAggregated | WLDFR | HFTD - Distribution - Tier 2 - 4QU CoRE ¦ 3QU LoRE | Non-Red Flag Warning - Small Fires | Contact from object | Aggregated | 2037 | 0.00072042 | 750.2287 | 0.54048 | 2037 | Mitigation | 0.95 | 45 | 0 | esc | 0.00097009 | 6.9887e-07 | 0.00097009 | 6.9887e-07
[120 empty] | 7.3.3.17.5 (Remote Grid) Updates to grid topology to minimize risk of ignition in HFTDs Remote GridWLDFRContact from objectAggregated | WLDFR | HFTD - Distribution - Tier 2 - 4QU CoRE ¦ 3QU LoRE | Non-Red Flag Warning - Small Fires | Contact from object | Aggregated | 2038 | 0.00072042 | 750.2287 | 0.54048 | 2038 | Mitigation | 0.95 | 45 | 0 | esc | 0.00097009 | 6.9887e-07 | 0.00097009 | 6.9887e-07
[120 empty] | 7.3.3.17.5 (Remote Grid) Updates to grid topology to minimize risk of ignition in HFTDs Remote GridWLDFRContact from objectAggregated | WLDFR | HFTD - Distribution - Tier 2 - 4QU CoRE ¦ 3QU LoRE | Non-Red Flag Warning - Small Fires | Contact from object | Aggregated | 2039 | 0.00072042 | 750.2287 | 0.54048 | 2039 | Mitigation | 0.95 | 45 | 0 | esc | 0.00097009 | 6.9887e-07 | 0.00097009 | 6.9887e-07
[120 empty] | 7.3.3.17.5 (Remote Grid) Updates to grid topology to minimize risk of ignition in HFTDs Remote GridWLDFRContact from objectAggregated | WLDFR | HFTD - Distribution - Tier 2 - 4QU CoRE ¦ 3QU LoRE | Non-Red Flag Warning - Small Fires | Contact from object | Aggregated | 2040 | 0.00072042 | 750.2287 | 0.54048 | 2040 | Mitigation | 0.95 | 45 | 0 | esc | 0.00097009 | 6.9887e-07 | 0.00097009 | 6.9887e-07
[120 empty] | 7.3.3.17.5 (Remote Grid) Updates to grid topology to minimize risk of ignition in HFTDs Remote GridWLDFRContact from objectAggregated | WLDFR | HFTD - Distribution - Tier 2 - 4QU CoRE ¦ 3QU LoRE | Non-Red Flag Warning - Small Fires | Contact from object | Aggregated | 2041 | 0.00072042 | 750.2287 | 0.54048 | 2041 | Mitigation | 0.95 | 45 | 0 | esc | 0.00097009 | 6.9887e-07 | 0.00097009 | 6.9887e-07
[120 empty] | 7.3.3.17.5 (Remote Grid) Updates to grid topology to minimize risk of ignition in HFTDs Remote GridWLDFRContact from objectAggregated | WLDFR | HFTD - Distribution - Tier 2 - 4QU CoRE ¦ 3QU LoRE | Non-Red Flag Warning - Small Fires | Contact from object | Aggregated | 2042 | 0.00072042 | 750.2287 | 0.54048 | 2042 | Mitigation | 0.95 | 45 | 0 | esc | 0.00097009 | 6.9887e-07 | 0.00097009 | 6.9887e-07
[120 empty] | 7.3.3.17.5 (Remote Grid) Updates to grid topology to minimize risk of ignition in HFTDs Remote GridWLDFRContact from objectAggregated | WLDFR | HFTD - Distribution - Tier 2 - 4QU CoRE ¦ 3QU LoRE | Non-Red Flag Warning - Small Fires | Contact from object | Aggregated | 2043 | 0.00072042 | 750.2287 | 0.54048 | 2043 | Mitigation | 0.95 | 45 | 0 | esc | 0.00097009 | 6.9887e-07 | 0.00097009 | 6.9887e-07
[120 empty] | 7.3.3.17.5 (Remote Grid) Updates to grid topology to minimize risk of ignition in HFTDs Remote GridWLDFRContact from objectAggregated | WLDFR | HFTD - Distribution - Tier 2 - 4QU CoRE ¦ 3QU LoRE | Non-Red Flag Warning - Small Fires | Contact from object | Aggregated | 2044 | 0.00072042 | 750.2287 | 0.54048 | 2044 | Mitigation | 0.95 | 45 | 0 | esc | 0.00097009 | 6.9887e-07 | 0.00097009 | 6.9887e-07
[120 empty] | 7.3.3.17.5 (Remote Grid) Updates to grid topology to minimize risk of ignition in HFTDs Remote GridWLDFRContact from objectAggregated | WLDFR | HFTD - Distribution - Tier 2 - 4QU CoRE ¦ 3QU LoRE | Non-Red Flag Warning - Small Fires | Contact from object | Aggregated | 2045 | 0.00072042 | 750.2287 | 0.54048 | 2045 | Mitigation | 0.95 | 45 | 0 | esc | 0.00097009 | 6.9887e-07 | 0.00097009 | 6.9887e-07
[120 empty] | 7.3.3.17.5 (Remote Grid) Updates to grid topology to minimize risk of ignition in HFTDs Remote GridWLDFRContact from objectAggregated | WLDFR | HFTD - Distribution - Tier 2 - 4QU CoRE ¦ 3QU LoRE | Non-Red Flag Warning - Small Fires | Contact from object | Aggregated | 2046 | 0.00072042 | 750.2287 | 0.54048 | 2046 | Mitigation | 0.95 | 45 | 0 | esc | 0.00097009 | 6.9887e-07 | 0.00097009 | 6.9887e-07
[120 empty] | 7.3.3.17.5 (Remote Grid) Updates to grid topology to minimize risk of ignition in HFTDs Remote GridWLDFRContact from objectAggregated | WLDFR | HFTD - Distribution - Tier 2 - 4QU CoRE ¦ 3QU LoRE | Non-Red Flag Warning - Small Fires | Contact from object | Aggregated | 2047 | 0.00072042 | 750.2287 | 0.54048 | 2047 | Mitigation | 0.95 | 45 | 0 | esc | 0.00097009 | 6.9887e-07 | 0.00097009 | 6.9887e-07
[120 empty] | 7.3.3.17.5 (Remote Grid) Updates to grid topology to minimize risk of ignition in HFTDs Remote GridWLDFRContact from objectAggregated | WLDFR | HFTD - Distribution - Tier 2 - 4QU CoRE ¦ 3QU LoRE | Non-Red Flag Warning - Small Fires | Contact from object | Aggregated | 2048 | 0.00072042 | 750.2287 | 0.54048 | 2048 | Mitigation | 0.95 | 45 | 0 | esc | 0.00097009 | 6.9887e-07 | 0.00097009 | 6.9887e-07
[120 empty] | 7.3.3.17.5 (Remote Grid) Updates to grid topology to minimize risk of ignition in HFTDs Remote GridWLDFRContact from objectAggregated | WLDFR | HFTD - Distribution - Tier 2 - 4QU CoRE ¦ 3QU LoRE | Non-Red Flag Warning - Small Fires | Contact from object | Aggregated | 2049 | 0.00072042 | 750.2287 | 0.54048 | 2049 | Mitigation | 0.95 | 45 | 0 | esc | 0.00097009 | 6.9887e-07 | 0.00097009 | 6.9887e-07
[120 empty] | 7.3.3.17.5 (Remote Grid) Updates to grid topology to minimize risk of ignition in HFTDs Remote GridWLDFRContact from objectAggregated | WLDFR | HFTD - Distribution - Tier 2 - 4QU CoRE ¦ 3QU LoRE | Non-Red Flag Warning - Small Fires | Contact from object | Aggregated | 2050 | 0.00072042 | 750.2287 | 0.54048 | 2050 | Mitigation | 0.95 | 45 | 0 | esc | 0.00097009 | 6.9887e-07 | 0.00097009 | 6.9887e-07
[120 empty] | 7.3.3.17.5 (Remote Grid) Updates to grid topology to minimize risk of ignition in HFTDs Remote GridWLDFRContact from objectAggregated | WLDFR | HFTD - Distribution - Tier 2 - 4QU CoRE ¦ 3QU LoRE | Non-Red Flag Warning - Small Fires | Contact from object | Aggregated | 2051 | 0.00072042 | 750.2287 | 0.54048 | 2051 | Mitigation | 0.95 | 45 | 0 | esc | 0.00097009 | 6.9887e-07 | 0.00097009 | 6.9887e-07
[120 empty] | 7.3.3.17.5 (Remote Grid) Updates to grid topology to minimize risk of ignition in HFTDs Remote GridWLDFRContact from objectAggregated | WLDFR | HFTD - Distribution - Tier 2 - 4QU CoRE ¦ 3QU LoRE | Non-Red Flag Warning - Small Fires | Contact from object | Aggregated | 2052 | 0.00072042 | 750.2287 | 0.54048 | 2052 | Mitigation | 0.95 | 45 | 0 | esc | 0.00097009 | 6.9887e-07 | 0.00097009 | 6.9887e-07
[120 empty] | 7.3.3.17.5 (Remote Grid) Updates to grid topology to minimize risk of ignition in HFTDs Remote GridWLDFRContact from objectAggregated | WLDFR | HFTD - Distribution - Tier 2 - 4QU CoRE ¦ 3QU LoRE | Non-Red Flag Warning - Small Fires | Contact from object | Aggregated | 2053 | 0.00072042 | 750.2287 | 0.54048 | 2053 | Mitigation | 0.95 | 45 | 0 | esc | 0.00097009 | 6.9887e-07 | 0.00097009 | 6.9887e-07
[120 empty] | 7.3.3.17.5 (Remote Grid) Updates to grid topology to minimize risk of ignition in HFTDs Remote GridWLDFRContact from objectAggregated | WLDFR | HFTD - Distribution - Tier 2 - 4QU CoRE ¦ 3QU LoRE | Non-Red Flag Warning - Small Fires | Contact from object | Aggregated | 2054 | 0.00072042 | 750.2287 | 0.54048 | 2054 | Mitigation | 0.95 | 45 | 0 | esc | 0.00097009 | 6.9887e-07 | 0.00097009 | 6.9887e-07
[120 empty] | 7.3.3.17.5 (Remote Grid) Updates to grid topology to minimize risk of ignition in HFTDs Remote GridWLDFRContact from objectAggregated | WLDFR | HFTD - Distribution - Tier 2 - 4QU CoRE ¦ 3QU LoRE | Non-Red Flag Warning - Small Fires | Contact from object | Aggregated | 2055 | 0.00072042 | 750.2287 | 0.54048 | 2055 | Mitigation | 0.95 | 45 | 0 | esc | 0.00097009 | 6.9887e-07 | 0.00097009 | 6.9887e-07
[120 empty] | 7.3.3.17.5 (Remote Grid) Updates to grid topology to minimize risk of ignition in HFTDs Remote GridWLDFRContact from objectAggregated | WLDFR | HFTD - Distribution - Tier 2 - 4QU CoRE ¦ 3QU LoRE | Non-Red Flag Warning - Small Fires | Contact from object | Aggregated | 2056 | 0.00072042 | 750.2287 | 0.54048 | 2056 | Mitigation | 0.95 | 45 | 0 | esc | 0.00097009 | 6.9887e-07 | 0.00097009 | 6.9887e-07
[120 empty] | 7.3.3.17.5 (Remote Grid) Updates to grid topology to minimize risk of ignition in HFTDs Remote GridWLDFRContact from objectAggregated | WLDFR | HFTD - Distribution - Tier 2 - 4QU CoRE ¦ 3QU LoRE | Non-Red Flag Warning - Small Fires | Contact from object | Aggregated | 2057 | 0.00072042 | 750.2287 | 0.54048 | 2057 | Mitigation | 0.95 | 45 | 0 | esc | 0.00097009 | 6.9887e-07 | 0.00097009 | 6.9887e-07
[120 empty] | 7.3.3.17.5 (Remote Grid) Updates to grid topology to minimize risk of ignition in HFTDs Remote GridWLDFRContact from objectAggregated | WLDFR | HFTD - Distribution - Tier 2 - 4QU CoRE ¦ 3QU LoRE | Non-Red Flag Warning - Small Fires | Contact from object | Aggregated | 2058 | 0.00072042 | 750.2287 | 0.54048 | 2058 | Mitigation | 0.95 | 45 | 0 | esc | 0.00097009 | 6.9887e-07 | 0.00097009 | 6.9887e-07
[120 empty] | 7.3.3.17.5 (Remote Grid) Updates to grid topology to minimize risk of ignition in HFTDs Remote GridWLDFRContact from objectAggregated | WLDFR | HFTD - Distribution - Tier 2 - 4QU CoRE ¦ 3QU LoRE | Non-Red Flag Warning - Small Fires | Contact from object | Aggregated | 2059 | 0.00072042 | 750.2287 | 0.54048 | 2059 | Mitigation | 0.95 | 45 | 0 | esc | 0.00097009 | 6.9887e-07 | 0.00097009 | 6.9887e-07
[120 empty] | 7.3.3.17.5 (Remote Grid) Updates to grid topology to minimize risk of ignition in HFTDs Remote GridWLDFRContact from objectAggregated | WLDFR | HFTD - Distribution - Tier 2 - 4QU CoRE ¦ 3QU LoRE | Non-Red Flag Warning - Small Fires | Contact from object | Aggregated | 2060 | 0.00072042 | 750.2287 | 0.54048 | 2060 | Mitigation | 0.95 | 45 | 0 | esc | 0.00097009 | 6.9887e-07 | 0.00097009 | 6.9887e-07
[120 empty] | 7.3.3.17.5 (Remote Grid) Updates to grid topology to minimize risk of ignition in HFTDs Remote GridWLDFRContact from objectAggregated | WLDFR | HFTD - Distribution - Tier 2 - 4QU CoRE ¦ 3QU LoRE | Non-Red Flag Warning - Small Fires | Contact from object | Aggregated | 2061 | 0.00072042 | 750.2287 | 0.54048 | 2061 | Mitigation | 0.95 | 45 | 0 | esc | 0.00097009 | 6.9887e-07 | 0.00097009 | 6.9887e-07
[120 empty] | 7.3.3.17.5 (Remote Grid) Updates to grid topology to minimize risk of ignition in HFTDs Remote GridWLDFRContact from objectAggregated | WLDFR | HFTD - Distribution - Tier 2 - 4QU CoRE ¦ 3QU LoRE | Non-Red Flag Warning - Small Fires | Contact from object | Aggregated | 2062 | 0.00072042 | 750.2287 | 0.54048 | 2062 | Mitigation | 0.95 | 45 | 0 | esc | 0.00097009 | 6.9887e-07 | 0.00097009 | 6.9887e-07
[120 empty] | 7.3.3.17.5 (Remote Grid) Updates to grid topology to minimize risk of ignition in HFTDs Remote GridWLDFRContact from objectAggregated | WLDFR | HFTD - Distribution - Tier 2 - 4QU CoRE ¦ 3QU LoRE | Non-Red Flag Warning - Small Fires | Contact from object | Aggregated | 2063 | 0.00072042 | 750.2287 | 0.54048 | 2063 | Mitigation | 0.95 | 45 | 0 | esc | 0.00097009 | 6.9887e-07 | 0.00097009 | 6.9887e-07
[120 empty] | 7.3.3.17.5 (Remote Grid) Updates to grid topology to minimize risk of ignition in HFTDs Remote GridWLDFRContact from objectAggregated | WLDFR | HFTD - Distribution - Tier 2 - 4QU CoRE ¦ 3QU LoRE | Non-Red Flag Warning - Small Fires | Contact from object | Aggregated | 2064 | 0.00072042 | 750.2287 | 0.54048 | 2064 | Mitigation | 0.95 | 45 | 0 | esc | 0.00097009 | 6.9887e-07 | 0.00097009 | 6.9887e-07
[120 empty] | 7.3.3.17.5 (Remote Grid) Updates to grid topology to minimize risk of ignition in HFTDs Remote GridWLDFRContact from objectAggregated | WLDFR | HFTD - Distribution - Tier 2 - 4QU CoRE ¦ 3QU LoRE | Non-Red Flag Warning - Small Fires | Contact from object | Aggregated | 2065 | 0.00072042 | 750.2287 | 0.54048 | 2065 | Mitigation | 0.95 | 45 | 0 | esc | 0.00097009 | 6.9887e-07 | 0.00097009 | 6.9887e-07
[120 empty] | 7.3.3.17.5 (Remote Grid) Updates to grid topology to minimize risk of ignition in HFTDs Remote GridWLDFRContact from objectAggregated | WLDFR | HFTD - Distribution - Tier 2 - 4QU CoRE ¦ 3QU LoRE | Non-Red Flag Warning - Small Fires | Contact from object | Aggregated | 2066 | 0.00072042 | 750.2287 | 0.54048 | 2066 | Mitigation | 0.95 | 45 | 0 | esc | 0.00097009 | 6.9887e-07 | 0.00097009 | 6.9887e-07
[120 empty] | 7.3.3.17.5 (Remote Grid) Updates to grid topology to minimize risk of ignition in HFTDs Remote GridWLDFRContact from objectAggregated | WLDFR | HFTD - Distribution - Tier 2 - 4QU CoRE ¦ 3QU LoRE | Non-Red Flag Warning - Small Fires | Contact from object | Aggregated | 2067 | 0.00072042 | 750.2287 | 0.54048 | 2067 | Mitigation | 0.95 | 45 | 0 | esc | 0 | 0 | 0.00097009 | 6.9887e-07
[120 empty] | 7.3.3.17.5 (Remote Grid) Updates to grid topology to minimize risk of ignition in HFTDs Remote GridWLDFRContaminationAggregated | WLDFR | HFTD - Distribution - Tier 2 - 4QU CoRE ¦ 3QU LoRE | Non-Red Flag Warning - Small Fires | Contamination | Aggregated | 2022 | 1.7697e-05 | 750.2287 | 0.013277 | 2022 | Mitigation | 0.95 | 45 | 0 | esc | 0.00097009 | 1.7168e-08 | 0 | 0
[120 empty] | 7.3.3.17.5 (Remote Grid) Updates to grid topology to minimize risk of ignition in HFTDs Remote GridWLDFRContaminationAggregated | WLDFR | HFTD - Distribution - Tier 2 - 4QU CoRE ¦ 3QU LoRE | Non-Red Flag Warning - Small Fires | Contamination | Aggregated | 2023 | 1.7697e-05 | 750.2287 | 0.013277 | 2023 | Mitigation | 0.95 | 45 | 0 | esc | 0.00097009 | 1.7168e-08 | 0.00097009 | 1.7168e-08
[120 empty] | 7.3.3.17.5 (Remote Grid) Updates to grid topology to minimize risk of ignition in HFTDs Remote GridWLDFRContaminationAggregated | WLDFR | HFTD - Distribution - Tier 2 - 4QU CoRE ¦ 3QU LoRE | Non-Red Flag Warning - Small Fires | Contamination | Aggregated | 2024 | 1.7697e-05 | 750.2287 | 0.013277 | 2024 | Mitigation | 0.95 | 45 | 0 | esc | 0.00097009 | 1.7168e-08 | 0.00097009 | 1.7168e-08
[120 empty] | 7.3.3.17.5 (Remote Grid) Updates to grid topology to minimize risk of ignition in HFTDs Remote GridWLDFRContaminationAggregated | WLDFR | HFTD - Distribution - Tier 2 - 4QU CoRE ¦ 3QU LoRE | Non-Red Flag Warning - Small Fires | Contamination | Aggregated | 2025 | 1.7697e-05 | 750.2287 | 0.013277 | 2025 | Mitigation | 0.95 | 45 | 0 | esc | 0.00097009 | 1.7168e-08 | 0.00097009 | 1.7168e-08
[120 empty] | 7.3.3.17.5 (Remote Grid) Updates to grid topology to minimize risk of ignition in HFTDs Remote GridWLDFRContaminationAggregated | WLDFR | HFTD - Distribution - Tier 2 - 4QU CoRE ¦ 3QU LoRE | Non-Red Flag Warning - Small Fires | Contamination | Aggregated | 2026 | 1.7697e-05 | 750.2287 | 0.013277 | 2026 | Mitigation | 0.95 | 45 | 0 | esc | 0.00097009 | 1.7168e-08 | 0.00097009 | 1.7168e-08
[120 empty] | 7.3.3.17.5 (Remote Grid) Updates to grid topology to minimize risk of ignition in HFTDs Remote GridWLDFRContaminationAggregated | WLDFR | HFTD - Distribution - Tier 2 - 4QU CoRE ¦ 3QU LoRE | Non-Red Flag Warning - Small Fires | Contamination | Aggregated | 2027 | 1.7697e-05 | 750.2287 | 0.013277 | 2027 | Mitigation | 0.95 | 45 | 0 | esc | 0.00097009 | 1.7168e-08 | 0.00097009 | 1.7168e-08
[120 empty] | 7.3.3.17.5 (Remote Grid) Updates to grid topology to minimize risk of ignition in HFTDs Remote GridWLDFRContaminationAggregated | WLDFR | HFTD - Distribution - Tier 2 - 4QU CoRE ¦ 3QU LoRE | Non-Red Flag Warning - Small Fires | Contamination | Aggregated | 2028 | 1.7697e-05 | 750.2287 | 0.013277 | 2028 | Mitigation | 0.95 | 45 | 0 | esc | 0.00097009 | 1.7168e-08 | 0.00097009 | 1.7168e-08
[120 empty] | 7.3.3.17.5 (Remote Grid) Updates to grid topology to minimize risk of ignition in HFTDs Remote GridWLDFRContaminationAggregated | WLDFR | HFTD - Distribution - Tier 2 - 4QU CoRE ¦ 3QU LoRE | Non-Red Flag Warning - Small Fires | Contamination | Aggregated | 2029 | 1.7697e-05 | 750.2287 | 0.013277 | 2029 | Mitigation | 0.95 | 45 | 0 | esc | 0.00097009 | 1.7168e-08 | 0.00097009 | 1.7168e-08
[120 empty] | 7.3.3.17.5 (Remote Grid) Updates to grid topology to minimize risk of ignition in HFTDs Remote GridWLDFRContaminationAggregated | WLDFR | HFTD - Distribution - Tier 2 - 4QU CoRE ¦ 3QU LoRE | Non-Red Flag Warning - Small Fires | Contamination | Aggregated | 2030 | 1.7697e-05 | 750.2287 | 0.013277 | 2030 | Mitigation | 0.95 | 45 | 0 | esc | 0.00097009 | 1.7168e-08 | 0.00097009 | 1.7168e-08
[120 empty] | 7.3.3.17.5 (Remote Grid) Updates to grid topology to minimize risk of ignition in HFTDs Remote GridWLDFRContaminationAggregated | WLDFR | HFTD - Distribution - Tier 2 - 4QU CoRE ¦ 3QU LoRE | Non-Red Flag Warning - Small Fires | Contamination | Aggregated | 2031 | 1.7697e-05 | 750.2287 | 0.013277 | 2031 | Mitigation | 0.95 | 45 | 0 | esc | 0.00097009 | 1.7168e-08 | 0.00097009 | 1.7168e-08
[120 empty] | 7.3.3.17.5 (Remote Grid) Updates to grid topology to minimize risk of ignition in HFTDs Remote GridWLDFRContaminationAggregated | WLDFR | HFTD - Distribution - Tier 2 - 4QU CoRE ¦ 3QU LoRE | Non-Red Flag Warning - Small Fires | Contamination | Aggregated | 2032 | 1.7697e-05 | 750.2287 | 0.013277 | 2032 | Mitigation | 0.95 | 45 | 0 | esc | 0.00097009 | 1.7168e-08 | 0.00097009 | 1.7168e-08
[120 empty] | 7.3.3.17.5 (Remote Grid) Updates to grid topology to minimize risk of ignition in HFTDs Remote GridWLDFRContaminationAggregated | WLDFR | HFTD - Distribution - Tier 2 - 4QU CoRE ¦ 3QU LoRE | Non-Red Flag Warning - Small Fires | Contamination | Aggregated | 2033 | 1.7697e-05 | 750.2287 | 0.013277 | 2033 | Mitigation | 0.95 | 45 | 0 | esc | 0.00097009 | 1.7168e-08 | 0.00097009 | 1.7168e-08
[120 empty] | 7.3.3.17.5 (Remote Grid) Updates to grid topology to minimize risk of ignition in HFTDs Remote GridWLDFRContaminationAggregated | WLDFR | HFTD - Distribution - Tier 2 - 4QU CoRE ¦ 3QU LoRE | Non-Red Flag Warning - Small Fires | Contamination | Aggregated | 2034 | 1.7697e-05 | 750.2287 | 0.013277 | 2034 | Mitigation | 0.95 | 45 | 0 | esc | 0.00097009 | 1.7168e-08 | 0.00097009 | 1.7168e-08
[120 empty] | 7.3.3.17.5 (Remote Grid) Updates to grid topology to minimize risk of ignition in HFTDs Remote GridWLDFRContaminationAggregated | WLDFR | HFTD - Distribution - Tier 2 - 4QU CoRE ¦ 3QU LoRE | Non-Red Flag Warning - Small Fires | Contamination | Aggregated | 2035 | 1.7697e-05 | 750.2287 | 0.013277 | 2035 | Mitigation | 0.95 | 45 | 0 | esc | 0.00097009 | 1.7168e-08 | 0.00097009 | 1.7168e-08
[120 empty] | 7.3.3.17.5 (Remote Grid) Updates to grid topology to minimize risk of ignition in HFTDs Remote GridWLDFRContaminationAggregated | WLDFR | HFTD - Distribution - Tier 2 - 4QU CoRE ¦ 3QU LoRE | Non-Red Flag Warning - Small Fires | Contamination | Aggregated | 2036 | 1.7697e-05 | 750.2287 | 0.013277 | 2036 | Mitigation | 0.95 | 45 | 0 | esc | 0.00097009 | 1.7168e-08 | 0.00097009 | 1.7168e-08
[120 empty] | 7.3.3.17.5 (Remote Grid) Updates to grid topology to minimize risk of ignition in HFTDs Remote GridWLDFRContaminationAggregated | WLDFR | HFTD - Distribution - Tier 2 - 4QU CoRE ¦ 3QU LoRE | Non-Red Flag Warning - Small Fires | Contamination | Aggregated | 2037 | 1.7697e-05 | 750.2287 | 0.013277 | 2037 | Mitigation | 0.95 | 45 | 0 | esc | 0.00097009 | 1.7168e-08 | 0.00097009 | 1.7168e-08
[120 empty] | 7.3.3.17.5 (Remote Grid) Updates to grid topology to minimize risk of ignition in HFTDs Remote GridWLDFRContaminationAggregated | WLDFR | HFTD - Distribution - Tier 2 - 4QU CoRE ¦ 3QU LoRE | Non-Red Flag Warning - Small Fires | Contamination | Aggregated | 2038 | 1.7697e-05 | 750.2287 | 0.013277 | 2038 | Mitigation | 0.95 | 45 | 0 | esc | 0.00097009 | 1.7168e-08 | 0.00097009 | 1.7168e-08
[120 empty] | 7.3.3.17.5 (Remote Grid) Updates to grid topology to minimize risk of ignition in HFTDs Remote GridWLDFRContaminationAggregated | WLDFR | HFTD - Distribution - Tier 2 - 4QU CoRE ¦ 3QU LoRE | Non-Red Flag Warning - Small Fires | Contamination | Aggregated | 2039 | 1.7697e-05 | 750.2287 | 0.013277 | 2039 | Mitigation | 0.95 | 45 | 0 | esc | 0.00097009 | 1.7168e-08 | 0.00097009 | 1.7168e-08
[120 empty] | 7.3.3.17.5 (Remote Grid) Updates to grid topology to minimize risk of ignition in HFTDs Remote GridWLDFRContaminationAggregated | WLDFR | HFTD - Distribution - Tier 2 - 4QU CoRE ¦ 3QU LoRE | Non-Red Flag Warning - Small Fires | Contamination | Aggregated | 2040 | 1.7697e-05 | 750.2287 | 0.013277 | 2040 | Mitigation | 0.95 | 45 | 0 | esc | 0.00097009 | 1.7168e-08 | 0.00097009 | 1.7168e-08
[120 empty] | 7.3.3.17.5 (Remote Grid) Updates to grid topology to minimize risk of ignition in HFTDs Remote GridWLDFRContaminationAggregated | WLDFR | HFTD - Distribution - Tier 2 - 4QU CoRE ¦ 3QU LoRE | Non-Red Flag Warning - Small Fires | Contamination | Aggregated | 2041 | 1.7697e-05 | 750.2287 | 0.013277 | 2041 | Mitigation | 0.95 | 45 | 0 | esc | 0.00097009 | 1.7168e-08 | 0.00097009 | 1.7168e-08
[120 empty] | 7.3.3.17.5 (Remote Grid) Updates to grid topology to minimize risk of ignition in HFTDs Remote GridWLDFRContaminationAggregated | WLDFR | HFTD - Distribution - Tier 2 - 4QU CoRE ¦ 3QU LoRE | Non-Red Flag Warning - Small Fires | Contamination | Aggregated | 2042 | 1.7697e-05 | 750.2287 | 0.013277 | 2042 | Mitigation | 0.95 | 45 | 0 | esc | 0.00097009 | 1.7168e-08 | 0.00097009 | 1.7168e-08
[120 empty] | 7.3.3.17.5 (Remote Grid) Updates to grid topology to minimize risk of ignition in HFTDs Remote GridWLDFRContaminationAggregated | WLDFR | HFTD - Distribution - Tier 2 - 4QU CoRE ¦ 3QU LoRE | Non-Red Flag Warning - Small Fires | Contamination | Aggregated | 2043 | 1.7697e-05 | 750.2287 | 0.013277 | 2043 | Mitigation | 0.95 | 45 | 0 | esc | 0.00097009 | 1.7168e-08 | 0.00097009 | 1.7168e-08
[120 empty] | 7.3.3.17.5 (Remote Grid) Updates to grid topology to minimize risk of ignition in HFTDs Remote GridWLDFRContaminationAggregated | WLDFR | HFTD - Distribution - Tier 2 - 4QU CoRE ¦ 3QU LoRE | Non-Red Flag Warning - Small Fires | Contamination | Aggregated | 2044 | 1.7697e-05 | 750.2287 | 0.013277 | 2044 | Mitigation | 0.95 | 45 | 0 | esc | 0.00097009 | 1.7168e-08 | 0.00097009 | 1.7168e-08
[120 empty] | 7.3.3.17.5 (Remote Grid) Updates to grid topology to minimize risk of ignition in HFTDs Remote GridWLDFRContaminationAggregated | WLDFR | HFTD - Distribution - Tier 2 - 4QU CoRE ¦ 3QU LoRE | Non-Red Flag Warning - Small Fires | Contamination | Aggregated | 2045 | 1.7697e-05 | 750.2287 | 0.013277 | 2045 | Mitigation | 0.95 | 45 | 0 | esc | 0.00097009 | 1.7168e-08 | 0.00097009 | 1.7168e-08
[120 empty] | 7.3.3.17.5 (Remote Grid) Updates to grid topology to minimize risk of ignition in HFTDs Remote GridWLDFRContaminationAggregated | WLDFR | HFTD - Distribution - Tier 2 - 4QU CoRE ¦ 3QU LoRE | Non-Red Flag Warning - Small Fires | Contamination | Aggregated | 2046 | 1.7697e-05 | 750.2287 | 0.013277 | 2046 | Mitigation | 0.95 | 45 | 0 | esc | 0.00097009 | 1.7168e-08 | 0.00097009 | 1.7168e-08
[120 empty] | 7.3.3.17.5 (Remote Grid) Updates to grid topology to minimize risk of ignition in HFTDs Remote GridWLDFRContaminationAggregated | WLDFR | HFTD - Distribution - Tier 2 - 4QU CoRE ¦ 3QU LoRE | Non-Red Flag Warning - Small Fires | Contamination | Aggregated | 2047 | 1.7697e-05 | 750.2287 | 0.013277 | 2047 | Mitigation | 0.95 | 45 | 0 | esc | 0.00097009 | 1.7168e-08 | 0.00097009 | 1.7168e-08
[120 empty] | 7.3.3.17.5 (Remote Grid) Updates to grid topology to minimize risk of ignition in HFTDs Remote GridWLDFRContaminationAggregated | WLDFR | HFTD - Distribution - Tier 2 - 4QU CoRE ¦ 3QU LoRE | Non-Red Flag Warning - Small Fires | Contamination | Aggregated | 2048 | 1.7697e-05 | 750.2287 | 0.013277 | 2048 | Mitigation | 0.95 | 45 | 0 | esc | 0.00097009 | 1.7168e-08 | 0.00097009 | 1.7168e-08
[120 empty] | 7.3.3.17.5 (Remote Grid) Updates to grid topology to minimize risk of ignition in HFTDs Remote GridWLDFRContaminationAggregated | WLDFR | HFTD - Distribution - Tier 2 - 4QU CoRE ¦ 3QU LoRE | Non-Red Flag Warning - Small Fires | Contamination | Aggregated | 2049 | 1.7697e-05 | 750.2287 | 0.013277 | 2049 | Mitigation | 0.95 | 45 | 0 | esc | 0.00097009 | 1.7168e-08 | 0.00097009 | 1.7168e-08
[120 empty] | 7.3.3.17.5 (Remote Grid) Updates to grid topology to minimize risk of ignition in HFTDs Remote GridWLDFRContaminationAggregated | WLDFR | HFTD - Distribution - Tier 2 - 4QU CoRE ¦ 3QU LoRE | Non-Red Flag Warning - Small Fires | Contamination | Aggregated | 2050 | 1.7697e-05 | 750.2287 | 0.013277 | 2050 | Mitigation | 0.95 | 45 | 0 | esc | 0.00097009 | 1.7168e-08 | 0.00097009 | 1.7168e-08
[120 empty] | 7.3.3.17.5 (Remote Grid) Updates to grid topology to minimize risk of ignition in HFTDs Remote GridWLDFRContaminationAggregated | WLDFR | HFTD - Distribution - Tier 2 - 4QU CoRE ¦ 3QU LoRE | Non-Red Flag Warning - Small Fires | Contamination | Aggregated | 2051 | 1.7697e-05 | 750.2287 | 0.013277 | 2051 | Mitigation | 0.95 | 45 | 0 | esc | 0.00097009 | 1.7168e-08 | 0.00097009 | 1.7168e-08
[120 empty] | 7.3.3.17.5 (Remote Grid) Updates to grid topology to minimize risk of ignition in HFTDs Remote GridWLDFRContaminationAggregated | WLDFR | HFTD - Distribution - Tier 2 - 4QU CoRE ¦ 3QU LoRE | Non-Red Flag Warning - Small Fires | Contamination | Aggregated | 2052 | 1.7697e-05 | 750.2287 | 0.013277 | 2052 | Mitigation | 0.95 | 45 | 0 | esc | 0.00097009 | 1.7168e-08 | 0.00097009 | 1.7168e-08
[120 empty] | 7.3.3.17.5 (Remote Grid) Updates to grid topology to minimize risk of ignition in HFTDs Remote GridWLDFRContaminationAggregated | WLDFR | HFTD - Distribution - Tier 2 - 4QU CoRE ¦ 3QU LoRE | Non-Red Flag Warning - Small Fires | Contamination | Aggregated | 2053 | 1.7697e-05 | 750.2287 | 0.013277 | 2053 | Mitigation | 0.95 | 45 | 0 | esc | 0.00097009 | 1.7168e-08 | 0.00097009 | 1.7168e-08
[120 empty] | 7.3.3.17.5 (Remote Grid) Updates to grid topology to minimize risk of ignition in HFTDs Remote GridWLDFRContaminationAggregated | WLDFR | HFTD - Distribution - Tier 2 - 4QU CoRE ¦ 3QU LoRE | Non-Red Flag Warning - Small Fires | Contamination | Aggregated | 2054 | 1.7697e-05 | 750.2287 | 0.013277 | 2054 | Mitigation | 0.95 | 45 | 0 | esc | 0.00097009 | 1.7168e-08 | 0.00097009 | 1.7168e-08
[120 empty] | 7.3.3.17.5 (Remote Grid) Updates to grid topology to minimize risk of ignition in HFTDs Remote GridWLDFRContaminationAggregated | WLDFR | HFTD - Distribution - Tier 2 - 4QU CoRE ¦ 3QU LoRE | Non-Red Flag Warning - Small Fires | Contamination | Aggregated | 2055 | 1.7697e-05 | 750.2287 | 0.013277 | 2055 | Mitigation | 0.95 | 45 | 0 | esc | 0.00097009 | 1.7168e-08 | 0.00097009 | 1.7168e-08
[120 empty] | 7.3.3.17.5 (Remote Grid) Updates to grid topology to minimize risk of ignition in HFTDs Remote GridWLDFRContaminationAggregated | WLDFR | HFTD - Distribution - Tier 2 - 4QU CoRE ¦ 3QU LoRE | Non-Red Flag Warning - Small Fires | Contamination | Aggregated | 2056 | 1.7697e-05 | 750.2287 | 0.013277 | 2056 | Mitigation | 0.95 | 45 | 0 | esc | 0.00097009 | 1.7168e-08 | 0.00097009 | 1.7168e-08
[120 empty] | 7.3.3.17.5 (Remote Grid) Updates to grid topology to minimize risk of ignition in HFTDs Remote GridWLDFRContaminationAggregated | WLDFR | HFTD - Distribution - Tier 2 - 4QU CoRE ¦ 3QU LoRE | Non-Red Flag Warning - Small Fires | Contamination | Aggregated | 2057 | 1.7697e-05 | 750.2287 | 0.013277 | 2057 | Mitigation | 0.95 | 45 | 0 | esc | 0.00097009 | 1.7168e-08 | 0.00097009 | 1.7168e-08
[120 empty] | 7.3.3.17.5 (Remote Grid) Updates to grid topology to minimize risk of ignition in HFTDs Remote GridWLDFRContaminationAggregated | WLDFR | HFTD - Distribution - Tier 2 - 4QU CoRE ¦ 3QU LoRE | Non-Red Flag Warning - Small Fires | Contamination | Aggregated | 2058 | 1.7697e-05 | 750.2287 | 0.013277 | 2058 | Mitigation | 0.95 | 45 | 0 | esc | 0.00097009 | 1.7168e-08 | 0.00097009 | 1.7168e-08
[120 empty] | 7.3.3.17.5 (Remote Grid) Updates to grid topology to minimize risk of ignition in HFTDs Remote GridWLDFRContaminationAggregated | WLDFR | HFTD - Distribution - Tier 2 - 4QU CoRE ¦ 3QU LoRE | Non-Red Flag Warning - Small Fires | Contamination | Aggregated | 2059 | 1.7697e-05 | 750.2287 | 0.013277 | 2059 | Mitigation | 0.95 | 45 | 0 | esc | 0.00097009 | 1.7168e-08 | 0.00097009 | 1.7168e-08
[120 empty] | 7.3.3.17.5 (Remote Grid) Updates to grid topology to minimize risk of ignition in HFTDs Remote GridWLDFRContaminationAggregated | WLDFR | HFTD - Distribution - Tier 2 - 4QU CoRE ¦ 3QU LoRE | Non-Red Flag Warning - Small Fires | Contamination | Aggregated | 2060 | 1.7697e-05 | 750.2287 | 0.013277 | 2060 | Mitigation | 0.95 | 45 | 0 | esc | 0.00097009 | 1.7168e-08 | 0.00097009 | 1.7168e-08
[120 empty] | 7.3.3.17.5 (Remote Grid) Updates to grid topology to minimize risk of ignition in HFTDs Remote GridWLDFRContaminationAggregated | WLDFR | HFTD - Distribution - Tier 2 - 4QU CoRE ¦ 3QU LoRE | Non-Red Flag Warning - Small Fires | Contamination | Aggregated | 2061 | 1.7697e-05 | 750.2287 | 0.013277 | 2061 | Mitigation | 0.95 | 45 | 0 | esc | 0.00097009 | 1.7168e-08 | 0.00097009 | 1.7168e-08
[120 empty] | 7.3.3.17.5 (Remote Grid) Updates to grid topology to minimize risk of ignition in HFTDs Remote GridWLDFRContaminationAggregated | WLDFR | HFTD - Distribution - Tier 2 - 4QU CoRE ¦ 3QU LoRE | Non-Red Flag Warning - Small Fires | Contamination | Aggregated | 2062 | 1.7697e-05 | 750.2287 | 0.013277 | 2062 | Mitigation | 0.95 | 45 | 0 | esc | 0.00097009 | 1.7168e-08 | 0.00097009 | 1.7168e-08
[120 empty] | 7.3.3.17.5 (Remote Grid) Updates to grid topology to minimize risk of ignition in HFTDs Remote GridWLDFRContaminationAggregated | WLDFR | HFTD - Distribution - Tier 2 - 4QU CoRE ¦ 3QU LoRE | Non-Red Flag Warning - Small Fires | Contamination | Aggregated | 2063 | 1.7697e-05 | 750.2287 | 0.013277 | 2063 | Mitigation | 0.95 | 45 | 0 | esc | 0.00097009 | 1.7168e-08 | 0.00097009 | 1.7168e-08
[120 empty] | 7.3.3.17.5 (Remote Grid) Updates to grid topology to minimize risk of ignition in HFTDs Remote GridWLDFRContaminationAggregated | WLDFR | HFTD - Distribution - Tier 2 - 4QU CoRE ¦ 3QU LoRE | Non-Red Flag Warning - Small Fires | Contamination | Aggregated | 2064 | 1.7697e-05 | 750.2287 | 0.013277 | 2064 | Mitigation | 0.95 | 45 | 0 | esc | 0.00097009 | 1.7168e-08 | 0.00097009 | 1.7168e-08
[120 empty] | 7.3.3.17.5 (Remote Grid) Updates to grid topology to minimize risk of ignition in HFTDs Remote GridWLDFRContaminationAggregated | WLDFR | HFTD - Distribution - Tier 2 - 4QU CoRE ¦ 3QU LoRE | Non-Red Flag Warning - Small Fires | Contamination | Aggregated | 2065 | 1.7697e-05 | 750.2287 | 0.013277 | 2065 | Mitigation | 0.95 | 45 | 0 | esc | 0.00097009 | 1.7168e-08 | 0.00097009 | 1.7168e-08
[120 empty] | 7.3.3.17.5 (Remote Grid) Updates to grid topology to minimize risk of ignition in HFTDs Remote GridWLDFRContaminationAggregated | WLDFR | HFTD - Distribution - Tier 2 - 4QU CoRE ¦ 3QU LoRE | Non-Red Flag Warning - Small Fires | Contamination | Aggregated | 2066 | 1.7697e-05 | 750.2287 | 0.013277 | 2066 | Mitigation | 0.95 | 45 | 0 | esc | 0.00097009 | 1.7168e-08 | 0.00097009 | 1.7168e-08
[120 empty] | 7.3.3.17.5 (Remote Grid) Updates to grid topology to minimize risk of ignition in HFTDs Remote GridWLDFRContaminationAggregated | WLDFR | HFTD - Distribution - Tier 2 - 4QU CoRE ¦ 3QU LoRE | Non-Red Flag Warning - Small Fires | Contamination | Aggregated | 2067 | 1.7697e-05 | 750.2287 | 0.013277 | 2067 | Mitigation | 0.95 | 45 | 0 | esc | 0 | 0 | 0.00097009 | 1.7168e-08
[120 empty] | 7.3.3.17.5 (Remote Grid) Updates to grid topology to minimize risk of ignition in HFTDs Remote GridWLDFREquipment / facility failureAggregated | WLDFR | HFTD - Distribution - Tier 2 - 4QU CoRE ¦ 3QU LoRE | Non-Red Flag Warning - Small Fires | Equipment / facility failure | Aggregated | 2022 | 0.00086188 | 750.2287 | 0.64661 | 2022 | Mitigation | 0.95 | 45 | 0 | esc | 0.00097009 | 8.361e-07 | 0 | 0
[120 empty] | 7.3.3.17.5 (Remote Grid) Updates to grid topology to minimize risk of ignition in HFTDs Remote GridWLDFREquipment / facility failureAggregated | WLDFR | HFTD - Distribution - Tier 2 - 4QU CoRE ¦ 3QU LoRE | Non-Red Flag Warning - Small Fires | Equipment / facility failure | Aggregated | 2023 | 0.00086188 | 750.2287 | 0.64661 | 2023 | Mitigation | 0.95 | 45 | 0 | esc | 0.00097009 | 8.361e-07 | 0.00097009 | 8.361e-07
[120 empty] | 7.3.3.17.5 (Remote Grid) Updates to grid topology to minimize risk of ignition in HFTDs Remote GridWLDFREquipment / facility failureAggregated | WLDFR | HFTD - Distribution - Tier 2 - 4QU CoRE ¦ 3QU LoRE | Non-Red Flag Warning - Small Fires | Equipment / facility failure | Aggregated | 2024 | 0.00086188 | 750.2287 | 0.64661 | 2024 | Mitigation | 0.95 | 45 | 0 | esc | 0.00097009 | 8.361e-07 | 0.00097009 | 8.361e-07
[120 empty] | 7.3.3.17.5 (Remote Grid) Updates to grid topology to minimize risk of ignition in HFTDs Remote GridWLDFREquipment / facility failureAggregated | WLDFR | HFTD - Distribution - Tier 2 - 4QU CoRE ¦ 3QU LoRE | Non-Red Flag Warning - Small Fires | Equipment / facility failure | Aggregated | 2025 | 0.00086188 | 750.2287 | 0.64661 | 2025 | Mitigation | 0.95 | 45 | 0 | esc | 0.00097009 | 8.361e-07 | 0.00097009 | 8.361e-07
[120 empty] | 7.3.3.17.5 (Remote Grid) Updates to grid topology to minimize risk of ignition in HFTDs Remote GridWLDFREquipment / facility failureAggregated | WLDFR | HFTD - Distribution - Tier 2 - 4QU CoRE ¦ 3QU LoRE | Non-Red Flag Warning - Small Fires | Equipment / facility failure | Aggregated | 2026 | 0.00086188 | 750.2287 | 0.64661 | 2026 | Mitigation | 0.95 | 45 | 0 | esc | 0.00097009 | 8.361e-07 | 0.00097009 | 8.361e-07
[120 empty] | 7.3.3.17.5 (Remote Grid) Updates to grid topology to minimize risk of ignition in HFTDs Remote GridWLDFREquipment / facility failureAggregated | WLDFR | HFTD - Distribution - Tier 2 - 4QU CoRE ¦ 3QU LoRE | Non-Red Flag Warning - Small Fires | Equipment / facility failure | Aggregated | 2027 | 0.00086188 | 750.2287 | 0.64661 | 2027 | Mitigation | 0.95 | 45 | 0 | esc | 0.00097009 | 8.361e-07 | 0.00097009 | 8.361e-07
[120 empty] | 7.3.3.17.5 (Remote Grid) Updates to grid topology to minimize risk of ignition in HFTDs Remote GridWLDFREquipment / facility failureAggregated | WLDFR | HFTD - Distribution - Tier 2 - 4QU CoRE ¦ 3QU LoRE | Non-Red Flag Warning - Small Fires | Equipment / facility failure | Aggregated | 2028 | 0.00086188 | 750.2287 | 0.64661 | 2028 | Mitigation | 0.95 | 45 | 0 | esc | 0.00097009 | 8.361e-07 | 0.00097009 | 8.361e-07
[120 empty] | 7.3.3.17.5 (Remote Grid) Updates to grid topology to minimize risk of ignition in HFTDs Remote GridWLDFREquipment / facility failureAggregated | WLDFR | HFTD - Distribution - Tier 2 - 4QU CoRE ¦ 3QU LoRE | Non-Red Flag Warning - Small Fires | Equipment / facility failure | Aggregated | 2029 | 0.00086188 | 750.2287 | 0.64661 | 2029 | Mitigation | 0.95 | 45 | 0 | esc | 0.00097009 | 8.361e-07 | 0.00097009 | 8.361e-07
[120 empty] | 7.3.3.17.5 (Remote Grid) Updates to grid topology to minimize risk of ignition in HFTDs Remote GridWLDFREquipment / facility failureAggregated | WLDFR | HFTD - Distribution - Tier 2 - 4QU CoRE ¦ 3QU LoRE | Non-Red Flag Warning - Small Fires | Equipment / facility failure | Aggregated | 2030 | 0.00086188 | 750.2287 | 0.64661 | 2030 | Mitigation | 0.95 | 45 | 0 | esc | 0.00097009 | 8.361e-07 | 0.00097009 | 8.361e-07
[120 empty] | 7.3.3.17.5 (Remote Grid) Updates to grid topology to minimize risk of ignition in HFTDs Remote GridWLDFREquipment / facility failureAggregated | WLDFR | HFTD - Distribution - Tier 2 - 4QU CoRE ¦ 3QU LoRE | Non-Red Flag Warning - Small Fires | Equipment / facility failure | Aggregated | 2031 | 0.00086188 | 750.2287 | 0.64661 | 2031 | Mitigation | 0.95 | 45 | 0 | esc | 0.00097009 | 8.361e-07 | 0.00097009 | 8.361e-07
[120 empty] | 7.3.3.17.5 (Remote Grid) Updates to grid topology to minimize risk of ignition in HFTDs Remote GridWLDFREquipment / facility failureAggregated | WLDFR | HFTD - Distribution - Tier 2 - 4QU CoRE ¦ 3QU LoRE | Non-Red Flag Warning - Small Fires | Equipment / facility failure | Aggregated | 2032 | 0.00086188 | 750.2287 | 0.64661 | 2032 | Mitigation | 0.95 | 45 | 0 | esc | 0.00097009 | 8.361e-07 | 0.00097009 | 8.361e-07
[120 empty] | 7.3.3.17.5 (Remote Grid) Updates to grid topology to minimize risk of ignition in HFTDs Remote GridWLDFREquipment / facility failureAggregated | WLDFR | HFTD - Distribution - Tier 2 - 4QU CoRE ¦ 3QU LoRE | Non-Red Flag Warning - Small Fires | Equipment / facility failure | Aggregated | 2033 | 0.00086188 | 750.2287 | 0.64661 | 2033 | Mitigation | 0.95 | 45 | 0 | esc | 0.00097009 | 8.361e-07 | 0.00097009 | 8.361e-07
[120 empty] | 7.3.3.17.5 (Remote Grid) Updates to grid topology to minimize risk of ignition in HFTDs Remote GridWLDFREquipment / facility failureAggregated | WLDFR | HFTD - Distribution - Tier 2 - 4QU CoRE ¦ 3QU LoRE | Non-Red Flag Warning - Small Fires | Equipment / facility failure | Aggregated | 2034 | 0.00086188 | 750.2287 | 0.64661 | 2034 | Mitigation | 0.95 | 45 | 0 | esc | 0.00097009 | 8.361e-07 | 0.00097009 | 8.361e-07
[120 empty] | 7.3.3.17.5 (Remote Grid) Updates to grid topology to minimize risk of ignition in HFTDs Remote GridWLDFREquipment / facility failureAggregated | WLDFR | HFTD - Distribution - Tier 2 - 4QU CoRE ¦ 3QU LoRE | Non-Red Flag Warning - Small Fires | Equipment / facility failure | Aggregated | 2035 | 0.00086188 | 750.2287 | 0.64661 | 2035 | Mitigation | 0.95 | 45 | 0 | esc | 0.00097009 | 8.361e-07 | 0.00097009 | 8.361e-07
[120 empty] | 7.3.3.17.5 (Remote Grid) Updates to grid topology to minimize risk of ignition in HFTDs Remote GridWLDFREquipment / facility failureAggregated | WLDFR | HFTD - Distribution - Tier 2 - 4QU CoRE ¦ 3QU LoRE | Non-Red Flag Warning - Small Fires | Equipment / facility failure | Aggregated | 2036 | 0.00086188 | 750.2287 | 0.64661 | 2036 | Mitigation | 0.95 | 45 | 0 | esc | 0.00097009 | 8.361e-07 | 0.00097009 | 8.361e-07
[120 empty] | 7.3.3.17.5 (Remote Grid) Updates to grid topology to minimize risk of ignition in HFTDs Remote GridWLDFREquipment / facility failureAggregated | WLDFR | HFTD - Distribution - Tier 2 - 4QU CoRE ¦ 3QU LoRE | Non-Red Flag Warning - Small Fires | Equipment / facility failure | Aggregated | 2037 | 0.00086188 | 750.2287 | 0.64661 | 2037 | Mitigation | 0.95 | 45 | 0 | esc | 0.00097009 | 8.361e-07 | 0.00097009 | 8.361e-07
[120 empty] | 7.3.3.17.5 (Remote Grid) Updates to grid topology to minimize risk of ignition in HFTDs Remote GridWLDFREquipment / facility failureAggregated | WLDFR | HFTD - Distribution - Tier 2 - 4QU CoRE ¦ 3QU LoRE | Non-Red Flag Warning - Small Fires | Equipment / facility failure | Aggregated | 2038 | 0.00086188 | 750.2287 | 0.64661 | 2038 | Mitigation | 0.95 | 45 | 0 | esc | 0.00097009 | 8.361e-07 | 0.00097009 | 8.361e-07
[120 empty] | 7.3.3.17.5 (Remote Grid) Updates to grid topology to minimize risk of ignition in HFTDs Remote GridWLDFREquipment / facility failureAggregated | WLDFR | HFTD - Distribution - Tier 2 - 4QU CoRE ¦ 3QU LoRE | Non-Red Flag Warning - Small Fires | Equipment / facility failure | Aggregated | 2039 | 0.00086188 | 750.2287 | 0.64661 | 2039 | Mitigation | 0.95 | 45 | 0 | esc | 0.00097009 | 8.361e-07 | 0.00097009 | 8.361e-07
[120 empty] | 7.3.3.17.5 (Remote Grid) Updates to grid topology to minimize risk of ignition in HFTDs Remote GridWLDFREquipment / facility failureAggregated | WLDFR | HFTD - Distribution - Tier 2 - 4QU CoRE ¦ 3QU LoRE | Non-Red Flag Warning - Small Fires | Equipment / facility failure | Aggregated | 2040 | 0.00086188 | 750.2287 | 0.64661 | 2040 | Mitigation | 0.95 | 45 | 0 | esc | 0.00097009 | 8.361e-07 | 0.00097009 | 8.361e-07
[120 empty] | 7.3.3.17.5 (Remote Grid) Updates to grid topology to minimize risk of ignition in HFTDs Remote GridWLDFREquipment / facility failureAggregated | WLDFR | HFTD - Distribution - Tier 2 - 4QU CoRE ¦ 3QU LoRE | Non-Red Flag Warning - Small Fires | Equipment / facility failure | Aggregated | 2041 | 0.00086188 | 750.2287 | 0.64661 | 2041 | Mitigation | 0.95 | 45 | 0 | esc | 0.00097009 | 8.361e-07 | 0.00097009 | 8.361e-07
[120 empty] | 7.3.3.17.5 (Remote Grid) Updates to grid topology to minimize risk of ignition in HFTDs Remote GridWLDFREquipment / facility failureAggregated | WLDFR | HFTD - Distribution - Tier 2 - 4QU CoRE ¦ 3QU LoRE | Non-Red Flag Warning - Small Fires | Equipment / facility failure | Aggregated | 2042 | 0.00086188 | 750.2287 | 0.64661 | 2042 | Mitigation | 0.95 | 45 | 0 | esc | 0.00097009 | 8.361e-07 | 0.00097009 | 8.361e-07
[120 empty] | 7.3.3.17.5 (Remote Grid) Updates to grid topology to minimize risk of ignition in HFTDs Remote GridWLDFREquipment / facility failureAggregated | WLDFR | HFTD - Distribution - Tier 2 - 4QU CoRE ¦ 3QU LoRE | Non-Red Flag Warning - Small Fires | Equipment / facility failure | Aggregated | 2043 | 0.00086188 | 750.2287 | 0.64661 | 2043 | Mitigation | 0.95 | 45 | 0 | esc | 0.00097009 | 8.361e-07 | 0.00097009 | 8.361e-07
[120 empty] | 7.3.3.17.5 (Remote Grid) Updates to grid topology to minimize risk of ignition in HFTDs Remote GridWLDFREquipment / facility failureAggregated | WLDFR | HFTD - Distribution - Tier 2 - 4QU CoRE ¦ 3QU LoRE | Non-Red Flag Warning - Small Fires | Equipment / facility failure | Aggregated | 2044 | 0.00086188 | 750.2287 | 0.64661 | 2044 | Mitigation | 0.95 | 45 | 0 | esc | 0.00097009 | 8.361e-07 | 0.00097009 | 8.361e-07
[120 empty] | 7.3.3.17.5 (Remote Grid) Updates to grid topology to minimize risk of ignition in HFTDs Remote GridWLDFREquipment / facility failureAggregated | WLDFR | HFTD - Distribution - Tier 2 - 4QU CoRE ¦ 3QU LoRE | Non-Red Flag Warning - Small Fires | Equipment / facility failure | Aggregated | 2045 | 0.00086188 | 750.2287 | 0.64661 | 2045 | Mitigation | 0.95 | 45 | 0 | esc | 0.00097009 | 8.361e-07 | 0.00097009 | 8.361e-07
[120 empty] | 7.3.3.17.5 (Remote Grid) Updates to grid topology to minimize risk of ignition in HFTDs Remote GridWLDFREquipment / facility failureAggregated | WLDFR | HFTD - Distribution - Tier 2 - 4QU CoRE ¦ 3QU LoRE | Non-Red Flag Warning - Small Fires | Equipment / facility failure | Aggregated | 2046 | 0.00086188 | 750.2287 | 0.64661 | 2046 | Mitigation | 0.95 | 45 | 0 | esc | 0.00097009 | 8.361e-07 | 0.00097009 | 8.361e-07
[120 empty] | 7.3.3.17.5 (Remote Grid) Updates to grid topology to minimize risk of ignition in HFTDs Remote GridWLDFREquipment / facility failureAggregated | WLDFR | HFTD - Distribution - Tier 2 - 4QU CoRE ¦ 3QU LoRE | Non-Red Flag Warning - Small Fires | Equipment / facility failure | Aggregated | 2047 | 0.00086188 | 750.2287 | 0.64661 | 2047 | Mitigation | 0.95 | 45 | 0 | esc | 0.00097009 | 8.361e-07 | 0.00097009 | 8.361e-07
[120 empty] | 7.3.3.17.5 (Remote Grid) Updates to grid topology to minimize risk of ignition in HFTDs Remote GridWLDFREquipment / facility failureAggregated | WLDFR | HFTD - Distribution - Tier 2 - 4QU CoRE ¦ 3QU LoRE | Non-Red Flag Warning - Small Fires | Equipment / facility failure | Aggregated | 2048 | 0.00086188 | 750.2287 | 0.64661 | 2048 | Mitigation | 0.95 | 45 | 0 | esc | 0.00097009 | 8.361e-07 | 0.00097009 | 8.361e-07
[120 empty] | 7.3.3.17.5 (Remote Grid) Updates to grid topology to minimize risk of ignition in HFTDs Remote GridWLDFREquipment / facility failureAggregated | WLDFR | HFTD - Distribution - Tier 2 - 4QU CoRE ¦ 3QU LoRE | Non-Red Flag Warning - Small Fires | Equipment / facility failure | Aggregated | 2049 | 0.00086188 | 750.2287 | 0.64661 | 2049 | Mitigation | 0.95 | 45 | 0 | esc | 0.00097009 | 8.361e-07 | 0.00097009 | 8.361e-07
[120 empty] | 7.3.3.17.5 (Remote Grid) Updates to grid topology to minimize risk of ignition in HFTDs Remote GridWLDFREquipment / facility failureAggregated | WLDFR | HFTD - Distribution - Tier 2 - 4QU CoRE ¦ 3QU LoRE | Non-Red Flag Warning - Small Fires | Equipment / facility failure | Aggregated | 2050 | 0.00086188 | 750.2287 | 0.64661 | 2050 | Mitigation | 0.95 | 45 | 0 | esc | 0.00097009 | 8.361e-07 | 0.00097009 | 8.361e-07
[120 empty] | 7.3.3.17.5 (Remote Grid) Updates to grid topology to minimize risk of ignition in HFTDs Remote GridWLDFREquipment / facility failureAggregated | WLDFR | HFTD - Distribution - Tier 2 - 4QU CoRE ¦ 3QU LoRE | Non-Red Flag Warning - Small Fires | Equipment / facility failure | Aggregated | 2051 | 0.00086188 | 750.2287 | 0.64661 | 2051 | Mitigation | 0.95 | 45 | 0 | esc | 0.00097009 | 8.361e-07 | 0.00097009 | 8.361e-07
[120 empty] | 7.3.3.17.5 (Remote Grid) Updates to grid topology to minimize risk of ignition in HFTDs Remote GridWLDFREquipment / facility failureAggregated | WLDFR | HFTD - Distribution - Tier 2 - 4QU CoRE ¦ 3QU LoRE | Non-Red Flag Warning - Small Fires | Equipment / facility failure | Aggregated | 2052 | 0.00086188 | 750.2287 | 0.64661 | 2052 | Mitigation | 0.95 | 45 | 0 | esc | 0.00097009 | 8.361e-07 | 0.00097009 | 8.361e-07
[120 empty] | 7.3.3.17.5 (Remote Grid) Updates to grid topology to minimize risk of ignition in HFTDs Remote GridWLDFREquipment / facility failureAggregated | WLDFR | HFTD - Distribution - Tier 2 - 4QU CoRE ¦ 3QU LoRE | Non-Red Flag Warning - Small Fires | Equipment / facility failure | Aggregated | 2053 | 0.00086188 | 750.2287 | 0.64661 | 2053 | Mitigation | 0.95 | 45 | 0 | esc | 0.00097009 | 8.361e-07 | 0.00097009 | 8.361e-07
[120 empty] | 7.3.3.17.5 (Remote Grid) Updates to grid topology to minimize risk of ignition in HFTDs Remote GridWLDFREquipment / facility failureAggregated | WLDFR | HFTD - Distribution - Tier 2 - 4QU CoRE ¦ 3QU LoRE | Non-Red Flag Warning - Small Fires | Equipment / facility failure | Aggregated | 2054 | 0.00086188 | 750.2287 | 0.64661 | 2054 | Mitigation | 0.95 | 45 | 0 | esc | 0.00097009 | 8.361e-07 | 0.00097009 | 8.361e-07
[120 empty] | 7.3.3.17.5 (Remote Grid) Updates to grid topology to minimize risk of ignition in HFTDs Remote GridWLDFREquipment / facility failureAggregated | WLDFR | HFTD - Distribution - Tier 2 - 4QU CoRE ¦ 3QU LoRE | Non-Red Flag Warning - Small Fires | Equipment / facility failure | Aggregated | 2055 | 0.00086188 | 750.2287 | 0.64661 | 2055 | Mitigation | 0.95 | 45 | 0 | esc | 0.00097009 | 8.361e-07 | 0.00097009 | 8.361e-07
[120 empty] | 7.3.3.17.5 (Remote Grid) Updates to grid topology to minimize risk of ignition in HFTDs Remote GridWLDFREquipment / facility failureAggregated | WLDFR | HFTD - Distribution - Tier 2 - 4QU CoRE ¦ 3QU LoRE | Non-Red Flag Warning - Small Fires | Equipment / facility failure | Aggregated | 2056 | 0.00086188 | 750.2287 | 0.64661 | 2056 | Mitigation | 0.95 | 45 | 0 | esc | 0.00097009 | 8.361e-07 | 0.00097009 | 8.361e-07
[120 empty] | 7.3.3.17.5 (Remote Grid) Updates to grid topology to minimize risk of ignition in HFTDs Remote GridWLDFREquipment / facility failureAggregated | WLDFR | HFTD - Distribution - Tier 2 - 4QU CoRE ¦ 3QU LoRE | Non-Red Flag Warning - Small Fires | Equipment / facility failure | Aggregated | 2057 | 0.00086188 | 750.2287 | 0.64661 | 2057 | Mitigation | 0.95 | 45 | 0 | esc | 0.00097009 | 8.361e-07 | 0.00097009 | 8.361e-07
[120 empty] | 7.3.3.17.5 (Remote Grid) Updates to grid topology to minimize risk of ignition in HFTDs Remote GridWLDFREquipment / facility failureAggregated | WLDFR | HFTD - Distribution - Tier 2 - 4QU CoRE ¦ 3QU LoRE | Non-Red Flag Warning - Small Fires | Equipment / facility failure | Aggregated | 2058 | 0.00086188 | 750.2287 | 0.64661 | 2058 | Mitigation | 0.95 | 45 | 0 | esc | 0.00097009 | 8.361e-07 | 0.00097009 | 8.361e-07
[120 empty] | 7.3.3.17.5 (Remote Grid) Updates to grid topology to minimize risk of ignition in HFTDs Remote GridWLDFREquipment / facility failureAggregated | WLDFR | HFTD - Distribution - Tier 2 - 4QU CoRE ¦ 3QU LoRE | Non-Red Flag Warning - Small Fires | Equipment / facility failure | Aggregated | 2059 | 0.00086188 | 750.2287 | 0.64661 | 2059 | Mitigation | 0.95 | 45 | 0 | esc | 0.00097009 | 8.361e-07 | 0.00097009 | 8.361e-07
[120 empty] | 7.3.3.17.5 (Remote Grid) Updates to grid topology to minimize risk of ignition in HFTDs Remote GridWLDFREquipment / facility failureAggregated | WLDFR | HFTD - Distribution - Tier 2 - 4QU CoRE ¦ 3QU LoRE | Non-Red Flag Warning - Small Fires | Equipment / facility failure | Aggregated | 2060 | 0.00086188 | 750.2287 | 0.64661 | 2060 | Mitigation | 0.95 | 45 | 0 | esc | 0.00097009 | 8.361e-07 | 0.00097009 | 8.361e-07
[120 empty] | 7.3.3.17.5 (Remote Grid) Updates to grid topology to minimize risk of ignition in HFTDs Remote GridWLDFREquipment / facility failureAggregated | WLDFR | HFTD - Distribution - Tier 2 - 4QU CoRE ¦ 3QU LoRE | Non-Red Flag Warning - Small Fires | Equipment / facility failure | Aggregated | 2061 | 0.00086188 | 750.2287 | 0.64661 | 2061 | Mitigation | 0.95 | 45 | 0 | esc | 0.00097009 | 8.361e-07 | 0.00097009 | 8.361e-07
[120 empty] | 7.3.3.17.5 (Remote Grid) Updates to grid topology to minimize risk of ignition in HFTDs Remote GridWLDFREquipment / facility failureAggregated | WLDFR | HFTD - Distribution - Tier 2 - 4QU CoRE ¦ 3QU LoRE | Non-Red Flag Warning - Small Fires | Equipment / facility failure | Aggregated | 2062 | 0.00086188 | 750.2287 | 0.64661 | 2062 | Mitigation | 0.95 | 45 | 0 | esc | 0.00097009 | 8.361e-07 | 0.00097009 | 8.361e-07
[120 empty] | 7.3.3.17.5 (Remote Grid) Updates to grid topology to minimize risk of ignition in HFTDs Remote GridWLDFREquipment / facility failureAggregated | WLDFR | HFTD - Distribution - Tier 2 - 4QU CoRE ¦ 3QU LoRE | Non-Red Flag Warning - Small Fires | Equipment / facility failure | Aggregated | 2063 | 0.00086188 | 750.2287 | 0.64661 | 2063 | Mitigation | 0.95 | 45 | 0 | esc | 0.00097009 | 8.361e-07 | 0.00097009 | 8.361e-07
[120 empty] | 7.3.3.17.5 (Remote Grid) Updates to grid topology to minimize risk of ignition in HFTDs Remote GridWLDFREquipment / facility failureAggregated | WLDFR | HFTD - Distribution - Tier 2 - 4QU CoRE ¦ 3QU LoRE | Non-Red Flag Warning - Small Fires | Equipment / facility failure | Aggregated | 2064 | 0.00086188 | 750.2287 | 0.64661 | 2064 | Mitigation | 0.95 | 45 | 0 | esc | 0.00097009 | 8.361e-07 | 0.00097009 | 8.361e-07
[120 empty] | 7.3.3.17.5 (Remote Grid) Updates to grid topology to minimize risk of ignition in HFTDs Remote GridWLDFREquipment / facility failureAggregated | WLDFR | HFTD - Distribution - Tier 2 - 4QU CoRE ¦ 3QU LoRE | Non-Red Flag Warning - Small Fires | Equipment / facility failure | Aggregated | 2065 | 0.00086188 | 750.2287 | 0.64661 | 2065 | Mitigation | 0.95 | 45 | 0 | esc | 0.00097009 | 8.361e-07 | 0.00097009 | 8.361e-07
[120 empty] | 7.3.3.17.5 (Remote Grid) Updates to grid topology to minimize risk of ignition in HFTDs Remote GridWLDFREquipment / facility failureAggregated | WLDFR | HFTD - Distribution - Tier 2 - 4QU CoRE ¦ 3QU LoRE | Non-Red Flag Warning - Small Fires | Equipment / facility failure | Aggregated | 2066 | 0.00086188 | 750.2287 | 0.64661 | 2066 | Mitigation | 0.95 | 45 | 0 | esc | 0.00097009 | 8.361e-07 | 0.00097009 | 8.361e-07
[120 empty] | 7.3.3.17.5 (Remote Grid) Updates to grid topology to minimize risk of ignition in HFTDs Remote GridWLDFREquipment / facility failureAggregated | WLDFR | HFTD - Distribution - Tier 2 - 4QU CoRE ¦ 3QU LoRE | Non-Red Flag Warning - Small Fires | Equipment / facility failure | Aggregated | 2067 | 0.00086188 | 750.2287 | 0.64661 | 2067 | Mitigation | 0.95 | 45 | 0 | esc | 0 | 0 | 0.00097009 | 8.361e-07
[120 empty] | 7.3.3.17.5 (Remote Grid) Updates to grid topology to minimize risk of ignition in HFTDs Remote GridWLDFRVegetation ContactAggregated | WLDFR | HFTD - Distribution - Tier 2 - 4QU CoRE ¦ 3QU LoRE | Non-Red Flag Warning - Small Fires | Vegetation Contact | Aggregated | 2022 | 0.0022915 | 750.2287 | 1.7191 | 2022 | Mitigation | 0.95 | 45 | 0 | esc | 0.00097009 | 2.2229e-06 | 0 | 0
[120 empty] | 7.3.3.17.5 (Remote Grid) Updates to grid topology to minimize risk of ignition in HFTDs Remote GridWLDFRVegetation ContactAggregated | WLDFR | HFTD - Distribution - Tier 2 - 4QU CoRE ¦ 3QU LoRE | Non-Red Flag Warning - Small Fires | Vegetation Contact | Aggregated | 2023 | 0.0022915 | 750.2287 | 1.7191 | 2023 | Mitigation | 0.95 | 45 | 0 | esc | 0.00097009 | 2.2229e-06 | 0.00097009 | 2.2229e-06
[120 empty] | 7.3.3.17.5 (Remote Grid) Updates to grid topology to minimize risk of ignition in HFTDs Remote GridWLDFRVegetation ContactAggregated | WLDFR | HFTD - Distribution - Tier 2 - 4QU CoRE ¦ 3QU LoRE | Non-Red Flag Warning - Small Fires | Vegetation Contact | Aggregated | 2024 | 0.0022915 | 750.2287 | 1.7191 | 2024 | Mitigation | 0.95 | 45 | 0 | esc | 0.00097009 | 2.2229e-06 | 0.00097009 | 2.2229e-06
[120 empty] | 7.3.3.17.5 (Remote Grid) Updates to grid topology to minimize risk of ignition in HFTDs Remote GridWLDFRVegetation ContactAggregated | WLDFR | HFTD - Distribution - Tier 2 - 4QU CoRE ¦ 3QU LoRE | Non-Red Flag Warning - Small Fires | Vegetation Contact | Aggregated | 2025 | 0.0022915 | 750.2287 | 1.7191 | 2025 | Mitigation | 0.95 | 45 | 0 | esc | 0.00097009 | 2.2229e-06 | 0.00097009 | 2.2229e-06
[120 empty] | 7.3.3.17.5 (Remote Grid) Updates to grid topology to minimize risk of ignition in HFTDs Remote GridWLDFRVegetation ContactAggregated | WLDFR | HFTD - Distribution - Tier 2 - 4QU CoRE ¦ 3QU LoRE | Non-Red Flag Warning - Small Fires | Vegetation Contact | Aggregated | 2026 | 0.0022915 | 750.2287 | 1.7191 | 2026 | Mitigation | 0.95 | 45 | 0 | esc | 0.00097009 | 2.2229e-06 | 0.00097009 | 2.2229e-06
[120 empty] | 7.3.3.17.5 (Remote Grid) Updates to grid topology to minimize risk of ignition in HFTDs Remote GridWLDFRVegetation ContactAggregated | WLDFR | HFTD - Distribution - Tier 2 - 4QU CoRE ¦ 3QU LoRE | Non-Red Flag Warning - Small Fires | Vegetation Contact | Aggregated | 2027 | 0.0022915 | 750.2287 | 1.7191 | 2027 | Mitigation | 0.95 | 45 | 0 | esc | 0.00097009 | 2.2229e-06 | 0.00097009 | 2.2229e-06
[120 empty] | 7.3.3.17.5 (Remote Grid) Updates to grid topology to minimize risk of ignition in HFTDs Remote GridWLDFRVegetation ContactAggregated | WLDFR | HFTD - Distribution - Tier 2 - 4QU CoRE ¦ 3QU LoRE | Non-Red Flag Warning - Small Fires | Vegetation Contact | Aggregated | 2028 | 0.0022915 | 750.2287 | 1.7191 | 2028 | Mitigation | 0.95 | 45 | 0 | esc | 0.00097009 | 2.2229e-06 | 0.00097009 | 2.2229e-06
[120 empty] | 7.3.3.17.5 (Remote Grid) Updates to grid topology to minimize risk of ignition in HFTDs Remote GridWLDFRVegetation ContactAggregated | WLDFR | HFTD - Distribution - Tier 2 - 4QU CoRE ¦ 3QU LoRE | Non-Red Flag Warning - Small Fires | Vegetation Contact | Aggregated | 2029 | 0.0022915 | 750.2287 | 1.7191 | 2029 | Mitigation | 0.95 | 45 | 0 | esc | 0.00097009 | 2.2229e-06 | 0.00097009 | 2.2229e-06
[120 empty] | 7.3.3.17.5 (Remote Grid) Updates to grid topology to minimize risk of ignition in HFTDs Remote GridWLDFRVegetation ContactAggregated | WLDFR | HFTD - Distribution - Tier 2 - 4QU CoRE ¦ 3QU LoRE | Non-Red Flag Warning - Small Fires | Vegetation Contact | Aggregated | 2030 | 0.0022915 | 750.2287 | 1.7191 | 2030 | Mitigation | 0.95 | 45 | 0 | esc | 0.00097009 | 2.2229e-06 | 0.00097009 | 2.2229e-06
[120 empty] | 7.3.3.17.5 (Remote Grid) Updates to grid topology to minimize risk of ignition in HFTDs Remote GridWLDFRVegetation ContactAggregated | WLDFR | HFTD - Distribution - Tier 2 - 4QU CoRE ¦ 3QU LoRE | Non-Red Flag Warning - Small Fires | Vegetation Contact | Aggregated | 2031 | 0.0022915 | 750.2287 | 1.7191 | 2031 | Mitigation | 0.95 | 45 | 0 | esc | 0.00097009 | 2.2229e-06 | 0.00097009 | 2.2229e-06
[120 empty] | 7.3.3.17.5 (Remote Grid) Updates to grid topology to minimize risk of ignition in HFTDs Remote GridWLDFRVegetation ContactAggregated | WLDFR | HFTD - Distribution - Tier 2 - 4QU CoRE ¦ 3QU LoRE | Non-Red Flag Warning - Small Fires | Vegetation Contact | Aggregated | 2032 | 0.0022915 | 750.2287 | 1.7191 | 2032 | Mitigation | 0.95 | 45 | 0 | esc | 0.00097009 | 2.2229e-06 | 0.00097009 | 2.2229e-06
[120 empty] | 7.3.3.17.5 (Remote Grid) Updates to grid topology to minimize risk of ignition in HFTDs Remote GridWLDFRVegetation ContactAggregated | WLDFR | HFTD - Distribution - Tier 2 - 4QU CoRE ¦ 3QU LoRE | Non-Red Flag Warning - Small Fires | Vegetation Contact | Aggregated | 2033 | 0.0022915 | 750.2287 | 1.7191 | 2033 | Mitigation | 0.95 | 45 | 0 | esc | 0.00097009 | 2.2229e-06 | 0.00097009 | 2.2229e-06
[120 empty] | 7.3.3.17.5 (Remote Grid) Updates to grid topology to minimize risk of ignition in HFTDs Remote GridWLDFRVegetation ContactAggregated | WLDFR | HFTD - Distribution - Tier 2 - 4QU CoRE ¦ 3QU LoRE | Non-Red Flag Warning - Small Fires | Vegetation Contact | Aggregated | 2034 | 0.0022915 | 750.2287 | 1.7191 | 2034 | Mitigation | 0.95 | 45 | 0 | esc | 0.00097009 | 2.2229e-06 | 0.00097009 | 2.2229e-06
[120 empty] | 7.3.3.17.5 (Remote Grid) Updates to grid topology to minimize risk of ignition in HFTDs Remote GridWLDFRVegetation ContactAggregated | WLDFR | HFTD - Distribution - Tier 2 - 4QU CoRE ¦ 3QU LoRE | Non-Red Flag Warning - Small Fires | Vegetation Contact | Aggregated | 2035 | 0.0022915 | 750.2287 | 1.7191 | 2035 | Mitigation | 0.95 | 45 | 0 | esc | 0.00097009 | 2.2229e-06 | 0.00097009 | 2.2229e-06
[120 empty] | 7.3.3.17.5 (Remote Grid) Updates to grid topology to minimize risk of ignition in HFTDs Remote GridWLDFRVegetation ContactAggregated | WLDFR | HFTD - Distribution - Tier 2 - 4QU CoRE ¦ 3QU LoRE | Non-Red Flag Warning - Small Fires | Vegetation Contact | Aggregated | 2036 | 0.0022915 | 750.2287 | 1.7191 | 2036 | Mitigation | 0.95 | 45 | 0 | esc | 0.00097009 | 2.2229e-06 | 0.00097009 | 2.2229e-06
[120 empty] | 7.3.3.17.5 (Remote Grid) Updates to grid topology to minimize risk of ignition in HFTDs Remote GridWLDFRVegetation ContactAggregated | WLDFR | HFTD - Distribution - Tier 2 - 4QU CoRE ¦ 3QU LoRE | Non-Red Flag Warning - Small Fires | Vegetation Contact | Aggregated | 2037 | 0.0022915 | 750.2287 | 1.7191 | 2037 | Mitigation | 0.95 | 45 | 0 | esc | 0.00097009 | 2.2229e-06 | 0.00097009 | 2.2229e-06
[120 empty] | 7.3.3.17.5 (Remote Grid) Updates to grid topology to minimize risk of ignition in HFTDs Remote GridWLDFRVegetation ContactAggregated | WLDFR | HFTD - Distribution - Tier 2 - 4QU CoRE ¦ 3QU LoRE | Non-Red Flag Warning - Small Fires | Vegetation Contact | Aggregated | 2038 | 0.0022915 | 750.2287 | 1.7191 | 2038 | Mitigation | 0.95 | 45 | 0 | esc | 0.00097009 | 2.2229e-06 | 0.00097009 | 2.2229e-06
[120 empty] | 7.3.3.17.5 (Remote Grid) Updates to grid topology to minimize risk of ignition in HFTDs Remote GridWLDFRVegetation ContactAggregated | WLDFR | HFTD - Distribution - Tier 2 - 4QU CoRE ¦ 3QU LoRE | Non-Red Flag Warning - Small Fires | Vegetation Contact | Aggregated | 2039 | 0.0022915 | 750.2287 | 1.7191 | 2039 | Mitigation | 0.95 | 45 | 0 | esc | 0.00097009 | 2.2229e-06 | 0.00097009 | 2.2229e-06
[120 empty] | 7.3.3.17.5 (Remote Grid) Updates to grid topology to minimize risk of ignition in HFTDs Remote GridWLDFRVegetation ContactAggregated | WLDFR | HFTD - Distribution - Tier 2 - 4QU CoRE ¦ 3QU LoRE | Non-Red Flag Warning - Small Fires | Vegetation Contact | Aggregated | 2040 | 0.0022915 | 750.2287 | 1.7191 | 2040 | Mitigation | 0.95 | 45 | 0 | esc | 0.00097009 | 2.2229e-06 | 0.00097009 | 2.2229e-06
[120 empty] | 7.3.3.17.5 (Remote Grid) Updates to grid topology to minimize risk of ignition in HFTDs Remote GridWLDFRVegetation ContactAggregated | WLDFR | HFTD - Distribution - Tier 2 - 4QU CoRE ¦ 3QU LoRE | Non-Red Flag Warning - Small Fires | Vegetation Contact | Aggregated | 2041 | 0.0022915 | 750.2287 | 1.7191 | 2041 | Mitigation | 0.95 | 45 | 0 | esc | 0.00097009 | 2.2229e-06 | 0.00097009 | 2.2229e-06
[120 empty] | 7.3.3.17.5 (Remote Grid) Updates to grid topology to minimize risk of ignition in HFTDs Remote GridWLDFRVegetation ContactAggregated | WLDFR | HFTD - Distribution - Tier 2 - 4QU CoRE ¦ 3QU LoRE | Non-Red Flag Warning - Small Fires | Vegetation Contact | Aggregated | 2042 | 0.0022915 | 750.2287 | 1.7191 | 2042 | Mitigation | 0.95 | 45 | 0 | esc | 0.00097009 | 2.2229e-06 | 0.00097009 | 2.2229e-06
[120 empty] | 7.3.3.17.5 (Remote Grid) Updates to grid topology to minimize risk of ignition in HFTDs Remote GridWLDFRVegetation ContactAggregated | WLDFR | HFTD - Distribution - Tier 2 - 4QU CoRE ¦ 3QU LoRE | Non-Red Flag Warning - Small Fires | Vegetation Contact | Aggregated | 2043 | 0.0022915 | 750.2287 | 1.7191 | 2043 | Mitigation | 0.95 | 45 | 0 | esc | 0.00097009 | 2.2229e-06 | 0.00097009 | 2.2229e-06
[120 empty] | 7.3.3.17.5 (Remote Grid) Updates to grid topology to minimize risk of ignition in HFTDs Remote GridWLDFRVegetation ContactAggregated | WLDFR | HFTD - Distribution - Tier 2 - 4QU CoRE ¦ 3QU LoRE | Non-Red Flag Warning - Small Fires | Vegetation Contact | Aggregated | 2044 | 0.0022915 | 750.2287 | 1.7191 | 2044 | Mitigation | 0.95 | 45 | 0 | esc | 0.00097009 | 2.2229e-06 | 0.00097009 | 2.2229e-06
[120 empty] | 7.3.3.17.5 (Remote Grid) Updates to grid topology to minimize risk of ignition in HFTDs Remote GridWLDFRVegetation ContactAggregated | WLDFR | HFTD - Distribution - Tier 2 - 4QU CoRE ¦ 3QU LoRE | Non-Red Flag Warning - Small Fires | Vegetation Contact | Aggregated | 2045 | 0.0022915 | 750.2287 | 1.7191 | 2045 | Mitigation | 0.95 | 45 | 0 | esc | 0.00097009 | 2.2229e-06 | 0.00097009 | 2.2229e-06
[120 empty] | 7.3.3.17.5 (Remote Grid) Updates to grid topology to minimize risk of ignition in HFTDs Remote GridWLDFRVegetation ContactAggregated | WLDFR | HFTD - Distribution - Tier 2 - 4QU CoRE ¦ 3QU LoRE | Non-Red Flag Warning - Small Fires | Vegetation Contact | Aggregated | 2046 | 0.0022915 | 750.2287 | 1.7191 | 2046 | Mitigation | 0.95 | 45 | 0 | esc | 0.00097009 | 2.2229e-06 | 0.00097009 | 2.2229e-06
[120 empty] | 7.3.3.17.5 (Remote Grid) Updates to grid topology to minimize risk of ignition in HFTDs Remote GridWLDFRVegetation ContactAggregated | WLDFR | HFTD - Distribution - Tier 2 - 4QU CoRE ¦ 3QU LoRE | Non-Red Flag Warning - Small Fires | Vegetation Contact | Aggregated | 2047 | 0.0022915 | 750.2287 | 1.7191 | 2047 | Mitigation | 0.95 | 45 | 0 | esc | 0.00097009 | 2.2229e-06 | 0.00097009 | 2.2229e-06
[120 empty] | 7.3.3.17.5 (Remote Grid) Updates to grid topology to minimize risk of ignition in HFTDs Remote GridWLDFRVegetation ContactAggregated | WLDFR | HFTD - Distribution - Tier 2 - 4QU CoRE ¦ 3QU LoRE | Non-Red Flag Warning - Small Fires | Vegetation Contact | Aggregated | 2048 | 0.0022915 | 750.2287 | 1.7191 | 2048 | Mitigation | 0.95 | 45 | 0 | esc | 0.00097009 | 2.2229e-06 | 0.00097009 | 2.2229e-06
[120 empty] | 7.3.3.17.5 (Remote Grid) Updates to grid topology to minimize risk of ignition in HFTDs Remote GridWLDFRVegetation ContactAggregated | WLDFR | HFTD - Distribution - Tier 2 - 4QU CoRE ¦ 3QU LoRE | Non-Red Flag Warning - Small Fires | Vegetation Contact | Aggregated | 2049 | 0.0022915 | 750.2287 | 1.7191 | 2049 | Mitigation | 0.95 | 45 | 0 | esc | 0.00097009 | 2.2229e-06 | 0.00097009 | 2.2229e-06
[120 empty] | 7.3.3.17.5 (Remote Grid) Updates to grid topology to minimize risk of ignition in HFTDs Remote GridWLDFRVegetation ContactAggregated | WLDFR | HFTD - Distribution - Tier 2 - 4QU CoRE ¦ 3QU LoRE | Non-Red Flag Warning - Small Fires | Vegetation Contact | Aggregated | 2050 | 0.0022915 | 750.2287 | 1.7191 | 2050 | Mitigation | 0.95 | 45 | 0 | esc | 0.00097009 | 2.2229e-06 | 0.00097009 | 2.2229e-06
[120 empty] | 7.3.3.17.5 (Remote Grid) Updates to grid topology to minimize risk of ignition in HFTDs Remote GridWLDFRVegetation ContactAggregated | WLDFR | HFTD - Distribution - Tier 2 - 4QU CoRE ¦ 3QU LoRE | Non-Red Flag Warning - Small Fires | Vegetation Contact | Aggregated | 2051 | 0.0022915 | 750.2287 | 1.7191 | 2051 | Mitigation | 0.95 | 45 | 0 | esc | 0.00097009 | 2.2229e-06 | 0.00097009 | 2.2229e-06
[120 empty] | 7.3.3.17.5 (Remote Grid) Updates to grid topology to minimize risk of ignition in HFTDs Remote GridWLDFRVegetation ContactAggregated | WLDFR | HFTD - Distribution - Tier 2 - 4QU CoRE ¦ 3QU LoRE | Non-Red Flag Warning - Small Fires | Vegetation Contact | Aggregated | 2052 | 0.0022915 | 750.2287 | 1.7191 | 2052 | Mitigation | 0.95 | 45 | 0 | esc | 0.00097009 | 2.2229e-06 | 0.00097009 | 2.2229e-06
[120 empty] | 7.3.3.17.5 (Remote Grid) Updates to grid topology to minimize risk of ignition in HFTDs Remote GridWLDFRVegetation ContactAggregated | WLDFR | HFTD - Distribution - Tier 2 - 4QU CoRE ¦ 3QU LoRE | Non-Red Flag Warning - Small Fires | Vegetation Contact | Aggregated | 2053 | 0.0022915 | 750.2287 | 1.7191 | 2053 | Mitigation | 0.95 | 45 | 0 | esc | 0.00097009 | 2.2229e-06 | 0.00097009 | 2.2229e-06
[120 empty] | 7.3.3.17.5 (Remote Grid) Updates to grid topology to minimize risk of ignition in HFTDs Remote GridWLDFRVegetation ContactAggregated | WLDFR | HFTD - Distribution - Tier 2 - 4QU CoRE ¦ 3QU LoRE | Non-Red Flag Warning - Small Fires | Vegetation Contact | Aggregated | 2054 | 0.0022915 | 750.2287 | 1.7191 | 2054 | Mitigation | 0.95 | 45 | 0 | esc | 0.00097009 | 2.2229e-06 | 0.00097009 | 2.2229e-06
[120 empty] | 7.3.3.17.5 (Remote Grid) Updates to grid topology to minimize risk of ignition in HFTDs Remote GridWLDFRVegetation ContactAggregated | WLDFR | HFTD - Distribution - Tier 2 - 4QU CoRE ¦ 3QU LoRE | Non-Red Flag Warning - Small Fires | Vegetation Contact | Aggregated | 2055 | 0.0022915 | 750.2287 | 1.7191 | 2055 | Mitigation | 0.95 | 45 | 0 | esc | 0.00097009 | 2.2229e-06 | 0.00097009 | 2.2229e-06
[120 empty] | 7.3.3.17.5 (Remote Grid) Updates to grid topology to minimize risk of ignition in HFTDs Remote GridWLDFRVegetation ContactAggregated | WLDFR | HFTD - Distribution - Tier 2 - 4QU CoRE ¦ 3QU LoRE | Non-Red Flag Warning - Small Fires | Vegetation Contact | Aggregated | 2056 | 0.0022915 | 750.2287 | 1.7191 | 2056 | Mitigation | 0.95 | 45 | 0 | esc | 0.00097009 | 2.2229e-06 | 0.00097009 | 2.2229e-06
[120 empty] | 7.3.3.17.5 (Remote Grid) Updates to grid topology to minimize risk of ignition in HFTDs Remote GridWLDFRVegetation ContactAggregated | WLDFR | HFTD - Distribution - Tier 2 - 4QU CoRE ¦ 3QU LoRE | Non-Red Flag Warning - Small Fires | Vegetation Contact | Aggregated | 2057 | 0.0022915 | 750.2287 | 1.7191 | 2057 | Mitigation | 0.95 | 45 | 0 | esc | 0.00097009 | 2.2229e-06 | 0.00097009 | 2.2229e-06
[120 empty] | 7.3.3.17.5 (Remote Grid) Updates to grid topology to minimize risk of ignition in HFTDs Remote GridWLDFRVegetation ContactAggregated | WLDFR | HFTD - Distribution - Tier 2 - 4QU CoRE ¦ 3QU LoRE | Non-Red Flag Warning - Small Fires | Vegetation Contact | Aggregated | 2058 | 0.0022915 | 750.2287 | 1.7191 | 2058 | Mitigation | 0.95 | 45 | 0 | esc | 0.00097009 | 2.2229e-06 | 0.00097009 | 2.2229e-06
[120 empty] | 7.3.3.17.5 (Remote Grid) Updates to grid topology to minimize risk of ignition in HFTDs Remote GridWLDFRVegetation ContactAggregated | WLDFR | HFTD - Distribution - Tier 2 - 4QU CoRE ¦ 3QU LoRE | Non-Red Flag Warning - Small Fires | Vegetation Contact | Aggregated | 2059 | 0.0022915 | 750.2287 | 1.7191 | 2059 | Mitigation | 0.95 | 45 | 0 | esc | 0.00097009 | 2.2229e-06 | 0.00097009 | 2.2229e-06
[120 empty] | 7.3.3.17.5 (Remote Grid) Updates to grid topology to minimize risk of ignition in HFTDs Remote GridWLDFRVegetation ContactAggregated | WLDFR | HFTD - Distribution - Tier 2 - 4QU CoRE ¦ 3QU LoRE | Non-Red Flag Warning - Small Fires | Vegetation Contact | Aggregated | 2060 | 0.0022915 | 750.2287 | 1.7191 | 2060 | Mitigation | 0.95 | 45 | 0 | esc | 0.00097009 | 2.2229e-06 | 0.00097009 | 2.2229e-06
[120 empty] | 7.3.3.17.5 (Remote Grid) Updates to grid topology to minimize risk of ignition in HFTDs Remote GridWLDFRVegetation ContactAggregated | WLDFR | HFTD - Distribution - Tier 2 - 4QU CoRE ¦ 3QU LoRE | Non-Red Flag Warning - Small Fires | Vegetation Contact | Aggregated | 2061 | 0.0022915 | 750.2287 | 1.7191 | 2061 | Mitigation | 0.95 | 45 | 0 | esc | 0.00097009 | 2.2229e-06 | 0.00097009 | 2.2229e-06
[120 empty] | 7.3.3.17.5 (Remote Grid) Updates to grid topology to minimize risk of ignition in HFTDs Remote GridWLDFRVegetation ContactAggregated | WLDFR | HFTD - Distribution - Tier 2 - 4QU CoRE ¦ 3QU LoRE | Non-Red Flag Warning - Small Fires | Vegetation Contact | Aggregated | 2062 | 0.0022915 | 750.2287 | 1.7191 | 2062 | Mitigation | 0.95 | 45 | 0 | esc | 0.00097009 | 2.2229e-06 | 0.00097009 | 2.2229e-06
[120 empty] | 7.3.3.17.5 (Remote Grid) Updates to grid topology to minimize risk of ignition in HFTDs Remote GridWLDFRVegetation ContactAggregated | WLDFR | HFTD - Distribution - Tier 2 - 4QU CoRE ¦ 3QU LoRE | Non-Red Flag Warning - Small Fires | Vegetation Contact | Aggregated | 2063 | 0.0022915 | 750.2287 | 1.7191 | 2063 | Mitigation | 0.95 | 45 | 0 | esc | 0.00097009 | 2.2229e-06 | 0.00097009 | 2.2229e-06
[120 empty] | 7.3.3.17.5 (Remote Grid) Updates to grid topology to minimize risk of ignition in HFTDs Remote GridWLDFRVegetation ContactAggregated | WLDFR | HFTD - Distribution - Tier 2 - 4QU CoRE ¦ 3QU LoRE | Non-Red Flag Warning - Small Fires | Vegetation Contact | Aggregated | 2064 | 0.0022915 | 750.2287 | 1.7191 | 2064 | Mitigation | 0.95 | 45 | 0 | esc | 0.00097009 | 2.2229e-06 | 0.00097009 | 2.2229e-06
[120 empty] | 7.3.3.17.5 (Remote Grid) Updates to grid topology to minimize risk of ignition in HFTDs Remote GridWLDFRVegetation ContactAggregated | WLDFR | HFTD - Distribution - Tier 2 - 4QU CoRE ¦ 3QU LoRE | Non-Red Flag Warning - Small Fires | Vegetation Contact | Aggregated | 2065 | 0.0022915 | 750.2287 | 1.7191 | 2065 | Mitigation | 0.95 | 45 | 0 | esc | 0.00097009 | 2.2229e-06 | 0.00097009 | 2.2229e-06
[120 empty] | 7.3.3.17.5 (Remote Grid) Updates to grid topology to minimize risk of ignition in HFTDs Remote GridWLDFRVegetation ContactAggregated | WLDFR | HFTD - Distribution - Tier 2 - 4QU CoRE ¦ 3QU LoRE | Non-Red Flag Warning - Small Fires | Vegetation Contact | Aggregated | 2066 | 0.0022915 | 750.2287 | 1.7191 | 2066 | Mitigation | 0.95 | 45 | 0 | esc | 0.00097009 | 2.2229e-06 | 0.00097009 | 2.2229e-06
[120 empty] | 7.3.3.17.5 (Remote Grid) Updates to grid topology to minimize risk of ignition in HFTDs Remote GridWLDFRVegetation ContactAggregated | WLDFR | HFTD - Distribution - Tier 2 - 4QU CoRE ¦ 3QU LoRE | Non-Red Flag Warning - Small Fires | Vegetation Contact | Aggregated | 2067 | 0.0022915 | 750.2287 | 1.7191 | 2067 | Mitigation | 0.95 | 45 | 0 | esc | 0 | 0 | 0.00097009 | 2.2229e-06
[120 empty] | 7.3.3.17.5 (Remote Grid) Updates to grid topology to minimize risk of ignition in HFTDs Remote GridWLDFRWire-to-wire contactAggregated | WLDFR | HFTD - Distribution - Tier 2 - 4QU CoRE ¦ 3QU LoRE | Non-Red Flag Warning - Small Fires | Wire-to-wire contact | Aggregated | 2022 | 0.0002404 | 750.2287 | 0.18035 | 2022 | Mitigation | 0.95 | 45 | 0 | esc | 0.00097009 | 2.3321e-07 | 0 | 0
[120 empty] | 7.3.3.17.5 (Remote Grid) Updates to grid topology to minimize risk of ignition in HFTDs Remote GridWLDFRWire-to-wire contactAggregated | WLDFR | HFTD - Distribution - Tier 2 - 4QU CoRE ¦ 3QU LoRE | Non-Red Flag Warning - Small Fires | Wire-to-wire contact | Aggregated | 2023 | 0.0002404 | 750.2287 | 0.18035 | 2023 | Mitigation | 0.95 | 45 | 0 | esc | 0.00097009 | 2.3321e-07 | 0.00097009 | 2.3321e-07
[120 empty] | 7.3.3.17.5 (Remote Grid) Updates to grid topology to minimize risk of ignition in HFTDs Remote GridWLDFRWire-to-wire contactAggregated | WLDFR | HFTD - Distribution - Tier 2 - 4QU CoRE ¦ 3QU LoRE | Non-Red Flag Warning - Small Fires | Wire-to-wire contact | Aggregated | 2024 | 0.0002404 | 750.2287 | 0.18035 | 2024 | Mitigation | 0.95 | 45 | 0 | esc | 0.00097009 | 2.3321e-07 | 0.00097009 | 2.3321e-07
[120 empty] | 7.3.3.17.5 (Remote Grid) Updates to grid topology to minimize risk of ignition in HFTDs Remote GridWLDFRWire-to-wire contactAggregated | WLDFR | HFTD - Distribution - Tier 2 - 4QU CoRE ¦ 3QU LoRE | Non-Red Flag Warning - Small Fires | Wire-to-wire contact | Aggregated | 2025 | 0.0002404 | 750.2287 | 0.18035 | 2025 | Mitigation | 0.95 | 45 | 0 | esc | 0.00097009 | 2.3321e-07 | 0.00097009 | 2.3321e-07
[120 empty] | 7.3.3.17.5 (Remote Grid) Updates to grid topology to minimize risk of ignition in HFTDs Remote GridWLDFRWire-to-wire contactAggregated | WLDFR | HFTD - Distribution - Tier 2 - 4QU CoRE ¦ 3QU LoRE | Non-Red Flag Warning - Small Fires | Wire-to-wire contact | Aggregated | 2026 | 0.0002404 | 750.2287 | 0.18035 | 2026 | Mitigation | 0.95 | 45 | 0 | esc | 0.00097009 | 2.3321e-07 | 0.00097009 | 2.3321e-07
[120 empty] | 7.3.3.17.5 (Remote Grid) Updates to grid topology to minimize risk of ignition in HFTDs Remote GridWLDFRWire-to-wire contactAggregated | WLDFR | HFTD - Distribution - Tier 2 - 4QU CoRE ¦ 3QU LoRE | Non-Red Flag Warning - Small Fires | Wire-to-wire contact | Aggregated | 2027 | 0.0002404 | 750.2287 | 0.18035 | 2027 | Mitigation | 0.95 | 45 | 0 | esc | 0.00097009 | 2.3321e-07 | 0.00097009 | 2.3321e-07
[120 empty] | 7.3.3.17.5 (Remote Grid) Updates to grid topology to minimize risk of ignition in HFTDs Remote GridWLDFRWire-to-wire contactAggregated | WLDFR | HFTD - Distribution - Tier 2 - 4QU CoRE ¦ 3QU LoRE | Non-Red Flag Warning - Small Fires | Wire-to-wire contact | Aggregated | 2028 | 0.0002404 | 750.2287 | 0.18035 | 2028 | Mitigation | 0.95 | 45 | 0 | esc | 0.00097009 | 2.3321e-07 | 0.00097009 | 2.3321e-07
[120 empty] | 7.3.3.17.5 (Remote Grid) Updates to grid topology to minimize risk of ignition in HFTDs Remote GridWLDFRWire-to-wire contactAggregated | WLDFR | HFTD - Distribution - Tier 2 - 4QU CoRE ¦ 3QU LoRE | Non-Red Flag Warning - Small Fires | Wire-to-wire contact | Aggregated | 2029 | 0.0002404 | 750.2287 | 0.18035 | 2029 | Mitigation | 0.95 | 45 | 0 | esc | 0.00097009 | 2.3321e-07 | 0.00097009 | 2.3321e-07
[120 empty] | 7.3.3.17.5 (Remote Grid) Updates to grid topology to minimize risk of ignition in HFTDs Remote GridWLDFRWire-to-wire contactAggregated | WLDFR | HFTD - Distribution - Tier 2 - 4QU CoRE ¦ 3QU LoRE | Non-Red Flag Warning - Small Fires | Wire-to-wire contact | Aggregated | 2030 | 0.0002404 | 750.2287 | 0.18035 | 2030 | Mitigation | 0.95 | 45 | 0 | esc | 0.00097009 | 2.3321e-07 | 0.00097009 | 2.3321e-07
[120 empty] | 7.3.3.17.5 (Remote Grid) Updates to grid topology to minimize risk of ignition in HFTDs Remote GridWLDFRWire-to-wire contactAggregated | WLDFR | HFTD - Distribution - Tier 2 - 4QU CoRE ¦ 3QU LoRE | Non-Red Flag Warning - Small Fires | Wire-to-wire contact | Aggregated | 2031 | 0.0002404 | 750.2287 | 0.18035 | 2031 | Mitigation | 0.95 | 45 | 0 | esc | 0.00097009 | 2.3321e-07 | 0.00097009 | 2.3321e-07
[120 empty] | 7.3.3.17.5 (Remote Grid) Updates to grid topology to minimize risk of ignition in HFTDs Remote GridWLDFRWire-to-wire contactAggregated | WLDFR | HFTD - Distribution - Tier 2 - 4QU CoRE ¦ 3QU LoRE | Non-Red Flag Warning - Small Fires | Wire-to-wire contact | Aggregated | 2032 | 0.0002404 | 750.2287 | 0.18035 | 2032 | Mitigation | 0.95 | 45 | 0 | esc | 0.00097009 | 2.3321e-07 | 0.00097009 | 2.3321e-07
[120 empty] | 7.3.3.17.5 (Remote Grid) Updates to grid topology to minimize risk of ignition in HFTDs Remote GridWLDFRWire-to-wire contactAggregated | WLDFR | HFTD - Distribution - Tier 2 - 4QU CoRE ¦ 3QU LoRE | Non-Red Flag Warning - Small Fires | Wire-to-wire contact | Aggregated | 2033 | 0.0002404 | 750.2287 | 0.18035 | 2033 | Mitigation | 0.95 | 45 | 0 | esc | 0.00097009 | 2.3321e-07 | 0.00097009 | 2.3321e-07
[120 empty] | 7.3.3.17.5 (Remote Grid) Updates to grid topology to minimize risk of ignition in HFTDs Remote GridWLDFRWire-to-wire contactAggregated | WLDFR | HFTD - Distribution - Tier 2 - 4QU CoRE ¦ 3QU LoRE | Non-Red Flag Warning - Small Fires | Wire-to-wire contact | Aggregated | 2034 | 0.0002404 | 750.2287 | 0.18035 | 2034 | Mitigation | 0.95 | 45 | 0 | esc | 0.00097009 | 2.3321e-07 | 0.00097009 | 2.3321e-07
[120 empty] | 7.3.3.17.5 (Remote Grid) Updates to grid topology to minimize risk of ignition in HFTDs Remote GridWLDFRWire-to-wire contactAggregated | WLDFR | HFTD - Distribution - Tier 2 - 4QU CoRE ¦ 3QU LoRE | Non-Red Flag Warning - Small Fires | Wire-to-wire contact | Aggregated | 2035 | 0.0002404 | 750.2287 | 0.18035 | 2035 | Mitigation | 0.95 | 45 | 0 | esc | 0.00097009 | 2.3321e-07 | 0.00097009 | 2.3321e-07
[120 empty] | 7.3.3.17.5 (Remote Grid) Updates to grid topology to minimize risk of ignition in HFTDs Remote GridWLDFRWire-to-wire contactAggregated | WLDFR | HFTD - Distribution - Tier 2 - 4QU CoRE ¦ 3QU LoRE | Non-Red Flag Warning - Small Fires | Wire-to-wire contact | Aggregated | 2036 | 0.0002404 | 750.2287 | 0.18035 | 2036 | Mitigation | 0.95 | 45 | 0 | esc | 0.00097009 | 2.3321e-07 | 0.00097009 | 2.3321e-07
[120 empty] | 7.3.3.17.5 (Remote Grid) Updates to grid topology to minimize risk of ignition in HFTDs Remote GridWLDFRWire-to-wire contactAggregated | WLDFR | HFTD - Distribution - Tier 2 - 4QU CoRE ¦ 3QU LoRE | Non-Red Flag Warning - Small Fires | Wire-to-wire contact | Aggregated | 2037 | 0.0002404 | 750.2287 | 0.18035 | 2037 | Mitigation | 0.95 | 45 | 0 | esc | 0.00097009 | 2.3321e-07 | 0.00097009 | 2.3321e-07
[120 empty] | 7.3.3.17.5 (Remote Grid) Updates to grid topology to minimize risk of ignition in HFTDs Remote GridWLDFRWire-to-wire contactAggregated | WLDFR | HFTD - Distribution - Tier 2 - 4QU CoRE ¦ 3QU LoRE | Non-Red Flag Warning - Small Fires | Wire-to-wire contact | Aggregated | 2038 | 0.0002404 | 750.2287 | 0.18035 | 2038 | Mitigation | 0.95 | 45 | 0 | esc | 0.00097009 | 2.3321e-07 | 0.00097009 | 2.3321e-07
[120 empty] | 7.3.3.17.5 (Remote Grid) Updates to grid topology to minimize risk of ignition in HFTDs Remote GridWLDFRWire-to-wire contactAggregated | WLDFR | HFTD - Distribution - Tier 2 - 4QU CoRE ¦ 3QU LoRE | Non-Red Flag Warning - Small Fires | Wire-to-wire contact | Aggregated | 2039 | 0.0002404 | 750.2287 | 0.18035 | 2039 | Mitigation | 0.95 | 45 | 0 | esc | 0.00097009 | 2.3321e-07 | 0.00097009 | 2.3321e-07
[120 empty] | 7.3.3.17.5 (Remote Grid) Updates to grid topology to minimize risk of ignition in HFTDs Remote GridWLDFRWire-to-wire contactAggregated | WLDFR | HFTD - Distribution - Tier 2 - 4QU CoRE ¦ 3QU LoRE | Non-Red Flag Warning - Small Fires | Wire-to-wire contact | Aggregated | 2040 | 0.0002404 | 750.2287 | 0.18035 | 2040 | Mitigation | 0.95 | 45 | 0 | esc | 0.00097009 | 2.3321e-07 | 0.00097009 | 2.3321e-07
[120 empty] | 7.3.3.17.5 (Remote Grid) Updates to grid topology to minimize risk of ignition in HFTDs Remote GridWLDFRWire-to-wire contactAggregated | WLDFR | HFTD - Distribution - Tier 2 - 4QU CoRE ¦ 3QU LoRE | Non-Red Flag Warning - Small Fires | Wire-to-wire contact | Aggregated | 2041 | 0.0002404 | 750.2287 | 0.18035 | 2041 | Mitigation | 0.95 | 45 | 0 | esc | 0.00097009 | 2.3321e-07 | 0.00097009 | 2.3321e-07
[120 empty] | 7.3.3.17.5 (Remote Grid) Updates to grid topology to minimize risk of ignition in HFTDs Remote GridWLDFRWire-to-wire contactAggregated | WLDFR | HFTD - Distribution - Tier 2 - 4QU CoRE ¦ 3QU LoRE | Non-Red Flag Warning - Small Fires | Wire-to-wire contact | Aggregated | 2042 | 0.0002404 | 750.2287 | 0.18035 | 2042 | Mitigation | 0.95 | 45 | 0 | esc | 0.00097009 | 2.3321e-07 | 0.00097009 | 2.3321e-07
[120 empty] | 7.3.3.17.5 (Remote Grid) Updates to grid topology to minimize risk of ignition in HFTDs Remote GridWLDFRWire-to-wire contactAggregated | WLDFR | HFTD - Distribution - Tier 2 - 4QU CoRE ¦ 3QU LoRE | Non-Red Flag Warning - Small Fires | Wire-to-wire contact | Aggregated | 2043 | 0.0002404 | 750.2287 | 0.18035 | 2043 | Mitigation | 0.95 | 45 | 0 | esc | 0.00097009 | 2.3321e-07 | 0.00097009 | 2.3321e-07
[120 empty] | 7.3.3.17.5 (Remote Grid) Updates to grid topology to minimize risk of ignition in HFTDs Remote GridWLDFRWire-to-wire contactAggregated | WLDFR | HFTD - Distribution - Tier 2 - 4QU CoRE ¦ 3QU LoRE | Non-Red Flag Warning - Small Fires | Wire-to-wire contact | Aggregated | 2044 | 0.0002404 | 750.2287 | 0.18035 | 2044 | Mitigation | 0.95 | 45 | 0 | esc | 0.00097009 | 2.3321e-07 | 0.00097009 | 2.3321e-07
[120 empty] | 7.3.3.17.5 (Remote Grid) Updates to grid topology to minimize risk of ignition in HFTDs Remote GridWLDFRWire-to-wire contactAggregated | WLDFR | HFTD - Distribution - Tier 2 - 4QU CoRE ¦ 3QU LoRE | Non-Red Flag Warning - Small Fires | Wire-to-wire contact | Aggregated | 2045 | 0.0002404 | 750.2287 | 0.18035 | 2045 | Mitigation | 0.95 | 45 | 0 | esc | 0.00097009 | 2.3321e-07 | 0.00097009 | 2.3321e-07
[120 empty] | 7.3.3.17.5 (Remote Grid) Updates to grid topology to minimize risk of ignition in HFTDs Remote GridWLDFRWire-to-wire contactAggregated | WLDFR | HFTD - Distribution - Tier 2 - 4QU CoRE ¦ 3QU LoRE | Non-Red Flag Warning - Small Fires | Wire-to-wire contact | Aggregated | 2046 | 0.0002404 | 750.2287 | 0.18035 | 2046 | Mitigation | 0.95 | 45 | 0 | esc | 0.00097009 | 2.3321e-07 | 0.00097009 | 2.3321e-07
[120 empty] | 7.3.3.17.5 (Remote Grid) Updates to grid topology to minimize risk of ignition in HFTDs Remote GridWLDFRWire-to-wire contactAggregated | WLDFR | HFTD - Distribution - Tier 2 - 4QU CoRE ¦ 3QU LoRE | Non-Red Flag Warning - Small Fires | Wire-to-wire contact | Aggregated | 2047 | 0.0002404 | 750.2287 | 0.18035 | 2047 | Mitigation | 0.95 | 45 | 0 | esc | 0.00097009 | 2.3321e-07 | 0.00097009 | 2.3321e-07
[120 empty] | 7.3.3.17.5 (Remote Grid) Updates to grid topology to minimize risk of ignition in HFTDs Remote GridWLDFRWire-to-wire contactAggregated | WLDFR | HFTD - Distribution - Tier 2 - 4QU CoRE ¦ 3QU LoRE | Non-Red Flag Warning - Small Fires | Wire-to-wire contact | Aggregated | 2048 | 0.0002404 | 750.2287 | 0.18035 | 2048 | Mitigation | 0.95 | 45 | 0 | esc | 0.00097009 | 2.3321e-07 | 0.00097009 | 2.3321e-07
[120 empty] | 7.3.3.17.5 (Remote Grid) Updates to grid topology to minimize risk of ignition in HFTDs Remote GridWLDFRWire-to-wire contactAggregated | WLDFR | HFTD - Distribution - Tier 2 - 4QU CoRE ¦ 3QU LoRE | Non-Red Flag Warning - Small Fires | Wire-to-wire contact | Aggregated | 2049 | 0.0002404 | 750.2287 | 0.18035 | 2049 | Mitigation | 0.95 | 45 | 0 | esc | 0.00097009 | 2.3321e-07 | 0.00097009 | 2.3321e-07
[120 empty] | 7.3.3.17.5 (Remote Grid) Updates to grid topology to minimize risk of ignition in HFTDs Remote GridWLDFRWire-to-wire contactAggregated | WLDFR | HFTD - Distribution - Tier 2 - 4QU CoRE ¦ 3QU LoRE | Non-Red Flag Warning - Small Fires | Wire-to-wire contact | Aggregated | 2050 | 0.0002404 | 750.2287 | 0.18035 | 2050 | Mitigation | 0.95 | 45 | 0 | esc | 0.00097009 | 2.3321e-07 | 0.00097009 | 2.3321e-07
[120 empty] | 7.3.3.17.5 (Remote Grid) Updates to grid topology to minimize risk of ignition in HFTDs Remote GridWLDFRWire-to-wire contactAggregated | WLDFR | HFTD - Distribution - Tier 2 - 4QU CoRE ¦ 3QU LoRE | Non-Red Flag Warning - Small Fires | Wire-to-wire contact | Aggregated | 2051 | 0.0002404 | 750.2287 | 0.18035 | 2051 | Mitigation | 0.95 | 45 | 0 | esc | 0.00097009 | 2.3321e-07 | 0.00097009 | 2.3321e-07
[120 empty] | 7.3.3.17.5 (Remote Grid) Updates to grid topology to minimize risk of ignition in HFTDs Remote GridWLDFRWire-to-wire contactAggregated | WLDFR | HFTD - Distribution - Tier 2 - 4QU CoRE ¦ 3QU LoRE | Non-Red Flag Warning - Small Fires | Wire-to-wire contact | Aggregated | 2052 | 0.0002404 | 750.2287 | 0.18035 | 2052 | Mitigation | 0.95 | 45 | 0 | esc | 0.00097009 | 2.3321e-07 | 0.00097009 | 2.3321e-07
[120 empty] | 7.3.3.17.5 (Remote Grid) Updates to grid topology to minimize risk of ignition in HFTDs Remote GridWLDFRWire-to-wire contactAggregated | WLDFR | HFTD - Distribution - Tier 2 - 4QU CoRE ¦ 3QU LoRE | Non-Red Flag Warning - Small Fires | Wire-to-wire contact | Aggregated | 2053 | 0.0002404 | 750.2287 | 0.18035 | 2053 | Mitigation | 0.95 | 45 | 0 | esc | 0.00097009 | 2.3321e-07 | 0.00097009 | 2.3321e-07
[120 empty] | 7.3.3.17.5 (Remote Grid) Updates to grid topology to minimize risk of ignition in HFTDs Remote GridWLDFRWire-to-wire contactAggregated | WLDFR | HFTD - Distribution - Tier 2 - 4QU CoRE ¦ 3QU LoRE | Non-Red Flag Warning - Small Fires | Wire-to-wire contact | Aggregated | 2054 | 0.0002404 | 750.2287 | 0.18035 | 2054 | Mitigation | 0.95 | 45 | 0 | esc | 0.00097009 | 2.3321e-07 | 0.00097009 | 2.3321e-07
[120 empty] | 7.3.3.17.5 (Remote Grid) Updates to grid topology to minimize risk of ignition in HFTDs Remote GridWLDFRWire-to-wire contactAggregated | WLDFR | HFTD - Distribution - Tier 2 - 4QU CoRE ¦ 3QU LoRE | Non-Red Flag Warning - Small Fires | Wire-to-wire contact | Aggregated | 2055 | 0.0002404 | 750.2287 | 0.18035 | 2055 | Mitigation | 0.95 | 45 | 0 | esc | 0.00097009 | 2.3321e-07 | 0.00097009 | 2.3321e-07
[120 empty] | 7.3.3.17.5 (Remote Grid) Updates to grid topology to minimize risk of ignition in HFTDs Remote GridWLDFRWire-to-wire contactAggregated | WLDFR | HFTD - Distribution - Tier 2 - 4QU CoRE ¦ 3QU LoRE | Non-Red Flag Warning - Small Fires | Wire-to-wire contact | Aggregated | 2056 | 0.0002404 | 750.2287 | 0.18035 | 2056 | Mitigation | 0.95 | 45 | 0 | esc | 0.00097009 | 2.3321e-07 | 0.00097009 | 2.3321e-07
[120 empty] | 7.3.3.17.5 (Remote Grid) Updates to grid topology to minimize risk of ignition in HFTDs Remote GridWLDFRWire-to-wire contactAggregated | WLDFR | HFTD - Distribution - Tier 2 - 4QU CoRE ¦ 3QU LoRE | Non-Red Flag Warning - Small Fires | Wire-to-wire contact | Aggregated | 2057 | 0.0002404 | 750.2287 | 0.18035 | 2057 | Mitigation | 0.95 | 45 | 0 | esc | 0.00097009 | 2.3321e-07 | 0.00097009 | 2.3321e-07
[120 empty] | 7.3.3.17.5 (Remote Grid) Updates to grid topology to minimize risk of ignition in HFTDs Remote GridWLDFRWire-to-wire contactAggregated | WLDFR | HFTD - Distribution - Tier 2 - 4QU CoRE ¦ 3QU LoRE | Non-Red Flag Warning - Small Fires | Wire-to-wire contact | Aggregated | 2058 | 0.0002404 | 750.2287 | 0.18035 | 2058 | Mitigation | 0.95 | 45 | 0 | esc | 0.00097009 | 2.3321e-07 | 0.00097009 | 2.3321e-07
[120 empty] | 7.3.3.17.5 (Remote Grid) Updates to grid topology to minimize risk of ignition in HFTDs Remote GridWLDFRWire-to-wire contactAggregated | WLDFR | HFTD - Distribution - Tier 2 - 4QU CoRE ¦ 3QU LoRE | Non-Red Flag Warning - Small Fires | Wire-to-wire contact | Aggregated | 2059 | 0.0002404 | 750.2287 | 0.18035 | 2059 | Mitigation | 0.95 | 45 | 0 | esc | 0.00097009 | 2.3321e-07 | 0.00097009 | 2.3321e-07
[120 empty] | 7.3.3.17.5 (Remote Grid) Updates to grid topology to minimize risk of ignition in HFTDs Remote GridWLDFRWire-to-wire contactAggregated | WLDFR | HFTD - Distribution - Tier 2 - 4QU CoRE ¦ 3QU LoRE | Non-Red Flag Warning - Small Fires | Wire-to-wire contact | Aggregated | 2060 | 0.0002404 | 750.2287 | 0.18035 | 2060 | Mitigation | 0.95 | 45 | 0 | esc | 0.00097009 | 2.3321e-07 | 0.00097009 | 2.3321e-07
[120 empty] | 7.3.3.17.5 (Remote Grid) Updates to grid topology to minimize risk of ignition in HFTDs Remote GridWLDFRWire-to-wire contactAggregated | WLDFR | HFTD - Distribution - Tier 2 - 4QU CoRE ¦ 3QU LoRE | Non-Red Flag Warning - Small Fires | Wire-to-wire contact | Aggregated | 2061 | 0.0002404 | 750.2287 | 0.18035 | 2061 | Mitigation | 0.95 | 45 | 0 | esc | 0.00097009 | 2.3321e-07 | 0.00097009 | 2.3321e-07
[120 empty] | 7.3.3.17.5 (Remote Grid) Updates to grid topology to minimize risk of ignition in HFTDs Remote GridWLDFRWire-to-wire contactAggregated | WLDFR | HFTD - Distribution - Tier 2 - 4QU CoRE ¦ 3QU LoRE | Non-Red Flag Warning - Small Fires | Wire-to-wire contact | Aggregated | 2062 | 0.0002404 | 750.2287 | 0.18035 | 2062 | Mitigation | 0.95 | 45 | 0 | esc | 0.00097009 | 2.3321e-07 | 0.00097009 | 2.3321e-07
[120 empty] | 7.3.3.17.5 (Remote Grid) Updates to grid topology to minimize risk of ignition in HFTDs Remote GridWLDFRWire-to-wire contactAggregated | WLDFR | HFTD - Distribution - Tier 2 - 4QU CoRE ¦ 3QU LoRE | Non-Red Flag Warning - Small Fires | Wire-to-wire contact | Aggregated | 2063 | 0.0002404 | 750.2287 | 0.18035 | 2063 | Mitigation | 0.95 | 45 | 0 | esc | 0.00097009 | 2.3321e-07 | 0.00097009 | 2.3321e-07
[120 empty] | 7.3.3.17.5 (Remote Grid) Updates to grid topology to minimize risk of ignition in HFTDs Remote GridWLDFRWire-to-wire contactAggregated | WLDFR | HFTD - Distribution - Tier 2 - 4QU CoRE ¦ 3QU LoRE | Non-Red Flag Warning - Small Fires | Wire-to-wire contact | Aggregated | 2064 | 0.0002404 | 750.2287 | 0.18035 | 2064 | Mitigation | 0.95 | 45 | 0 | esc | 0.00097009 | 2.3321e-07 | 0.00097009 | 2.3321e-07
[120 empty] | 7.3.3.17.5 (Remote Grid) Updates to grid topology to minimize risk of ignition in HFTDs Remote GridWLDFRWire-to-wire contactAggregated | WLDFR | HFTD - Distribution - Tier 2 - 4QU CoRE ¦ 3QU LoRE | Non-Red Flag Warning - Small Fires | Wire-to-wire contact | Aggregated | 2065 | 0.0002404 | 750.2287 | 0.18035 | 2065 | Mitigation | 0.95 | 45 | 0 | esc | 0.00097009 | 2.3321e-07 | 0.00097009 | 2.3321e-07
[120 empty] | 7.3.3.17.5 (Remote Grid) Updates to grid topology to minimize risk of ignition in HFTDs Remote GridWLDFRWire-to-wire contactAggregated | WLDFR | HFTD - Distribution - Tier 2 - 4QU CoRE ¦ 3QU LoRE | Non-Red Flag Warning - Small Fires | Wire-to-wire contact | Aggregated | 2066 | 0.0002404 | 750.2287 | 0.18035 | 2066 | Mitigation | 0.95 | 45 | 0 | esc | 0.00097009 | 2.3321e-07 | 0.00097009 | 2.3321e-07
[120 empty] | 7.3.3.17.5 (Remote Grid) Updates to grid topology to minimize risk of ignition in HFTDs Remote GridWLDFRWire-to-wire contactAggregated | WLDFR | HFTD - Distribution - Tier 2 - 4QU CoRE ¦ 3QU LoRE | Non-Red Flag Warning - Small Fires | Wire-to-wire contact | Aggregated | 2067 | 0.0002404 | 750.2287 | 0.18035 | 2067 | Mitigation | 0.95 | 45 | 0 | esc | 0 | 0 | 0.00097009 | 2.3321e-07
[120 empty] | 7.3.3.17.5 (Remote Grid) Updates to grid topology to minimize risk of ignition in HFTDs Remote GridWLDFREquipment / facility failureAggregated | WLDFR | HFTD - Distribution - Tier 2 - 4QU CoRE ¦ 3QU LoRE | Red Flag Warning - Catastrophic Fires | Equipment / facility failure | Aggregated | 2022 | 3.0339e-06 | 750.2287 | 0.0022761 | 2022 | Mitigation | 0.95 | 45 | 0 | esc | 0.00097009 | 2.9431e-09 | 0 | 0
[120 empty] | 7.3.3.17.5 (Remote Grid) Updates to grid topology to minimize risk of ignition in HFTDs Remote GridWLDFREquipment / facility failureAggregated | WLDFR | HFTD - Distribution - Tier 2 - 4QU CoRE ¦ 3QU LoRE | Red Flag Warning - Catastrophic Fires | Equipment / facility failure | Aggregated | 2023 | 3.0339e-06 | 750.2287 | 0.0022761 | 2023 | Mitigation | 0.95 | 45 | 0 | esc | 0.00097009 | 2.9431e-09 | 0.00097009 | 2.9431e-09
[120 empty] | 7.3.3.17.5 (Remote Grid) Updates to grid topology to minimize risk of ignition in HFTDs Remote GridWLDFREquipment / facility failureAggregated | WLDFR | HFTD - Distribution - Tier 2 - 4QU CoRE ¦ 3QU LoRE | Red Flag Warning - Catastrophic Fires | Equipment / facility failure | Aggregated | 2024 | 3.0339e-06 | 750.2287 | 0.0022761 | 2024 | Mitigation | 0.95 | 45 | 0 | esc | 0.00097009 | 2.9431e-09 | 0.00097009 | 2.9431e-09
[120 empty] | 7.3.3.17.5 (Remote Grid) Updates to grid topology to minimize risk of ignition in HFTDs Remote GridWLDFREquipment / facility failureAggregated | WLDFR | HFTD - Distribution - Tier 2 - 4QU CoRE ¦ 3QU LoRE | Red Flag Warning - Catastrophic Fires | Equipment / facility failure | Aggregated | 2025 | 3.0339e-06 | 750.2287 | 0.0022761 | 2025 | Mitigation | 0.95 | 45 | 0 | esc | 0.00097009 | 2.9431e-09 | 0.00097009 | 2.9431e-09
[120 empty] | 7.3.3.17.5 (Remote Grid) Updates to grid topology to minimize risk of ignition in HFTDs Remote GridWLDFREquipment / facility failureAggregated | WLDFR | HFTD - Distribution - Tier 2 - 4QU CoRE ¦ 3QU LoRE | Red Flag Warning - Catastrophic Fires | Equipment / facility failure | Aggregated | 2026 | 3.0339e-06 | 750.2287 | 0.0022761 | 2026 | Mitigation | 0.95 | 45 | 0 | esc | 0.00097009 | 2.9431e-09 | 0.00097009 | 2.9431e-09
[120 empty] | 7.3.3.17.5 (Remote Grid) Updates to grid topology to minimize risk of ignition in HFTDs Remote GridWLDFREquipment / facility failureAggregated | WLDFR | HFTD - Distribution - Tier 2 - 4QU CoRE ¦ 3QU LoRE | Red Flag Warning - Catastrophic Fires | Equipment / facility failure | Aggregated | 2027 | 3.0339e-06 | 750.2287 | 0.0022761 | 2027 | Mitigation | 0.95 | 45 | 0 | esc | 0.00097009 | 2.9431e-09 | 0.00097009 | 2.9431e-09
[120 empty] | 7.3.3.17.5 (Remote Grid) Updates to grid topology to minimize risk of ignition in HFTDs Remote GridWLDFREquipment / facility failureAggregated | WLDFR | HFTD - Distribution - Tier 2 - 4QU CoRE ¦ 3QU LoRE | Red Flag Warning - Catastrophic Fires | Equipment / facility failure | Aggregated | 2028 | 3.0339e-06 | 750.2287 | 0.0022761 | 2028 | Mitigation | 0.95 | 45 | 0 | esc | 0.00097009 | 2.9431e-09 | 0.00097009 | 2.9431e-09
[120 empty] | 7.3.3.17.5 (Remote Grid) Updates to grid topology to minimize risk of ignition in HFTDs Remote GridWLDFREquipment / facility failureAggregated | WLDFR | HFTD - Distribution - Tier 2 - 4QU CoRE ¦ 3QU LoRE | Red Flag Warning - Catastrophic Fires | Equipment / facility failure | Aggregated | 2029 | 3.0339e-06 | 750.2287 | 0.0022761 | 2029 | Mitigation | 0.95 | 45 | 0 | esc | 0.00097009 | 2.9431e-09 | 0.00097009 | 2.9431e-09
[120 empty] | 7.3.3.17.5 (Remote Grid) Updates to grid topology to minimize risk of ignition in HFTDs Remote GridWLDFREquipment / facility failureAggregated | WLDFR | HFTD - Distribution - Tier 2 - 4QU CoRE ¦ 3QU LoRE | Red Flag Warning - Catastrophic Fires | Equipment / facility failure | Aggregated | 2030 | 3.0339e-06 | 750.2287 | 0.0022761 | 2030 | Mitigation | 0.95 | 45 | 0 | esc | 0.00097009 | 2.9431e-09 | 0.00097009 | 2.9431e-09
[120 empty] | 7.3.3.17.5 (Remote Grid) Updates to grid topology to minimize risk of ignition in HFTDs Remote GridWLDFREquipment / facility failureAggregated | WLDFR | HFTD - Distribution - Tier 2 - 4QU CoRE ¦ 3QU LoRE | Red Flag Warning - Catastrophic Fires | Equipment / facility failure | Aggregated | 2031 | 3.0339e-06 | 750.2287 | 0.0022761 | 2031 | Mitigation | 0.95 | 45 | 0 | esc | 0.00097009 | 2.9431e-09 | 0.00097009 | 2.9431e-09
[120 empty] | 7.3.3.17.5 (Remote Grid) Updates to grid topology to minimize risk of ignition in HFTDs Remote GridWLDFREquipment / facility failureAggregated | WLDFR | HFTD - Distribution - Tier 2 - 4QU CoRE ¦ 3QU LoRE | Red Flag Warning - Catastrophic Fires | Equipment / facility failure | Aggregated | 2032 | 3.0339e-06 | 750.2287 | 0.0022761 | 2032 | Mitigation | 0.95 | 45 | 0 | esc | 0.00097009 | 2.9431e-09 | 0.00097009 | 2.9431e-09
[120 empty] | 7.3.3.17.5 (Remote Grid) Updates to grid topology to minimize risk of ignition in HFTDs Remote GridWLDFREquipment / facility failureAggregated | WLDFR | HFTD - Distribution - Tier 2 - 4QU CoRE ¦ 3QU LoRE | Red Flag Warning - Catastrophic Fires | Equipment / facility failure | Aggregated | 2033 | 3.0339e-06 | 750.2287 | 0.0022761 | 2033 | Mitigation | 0.95 | 45 | 0 | esc | 0.00097009 | 2.9431e-09 | 0.00097009 | 2.9431e-09
[120 empty] | 7.3.3.17.5 (Remote Grid) Updates to grid topology to minimize risk of ignition in HFTDs Remote GridWLDFREquipment / facility failureAggregated | WLDFR | HFTD - Distribution - Tier 2 - 4QU CoRE ¦ 3QU LoRE | Red Flag Warning - Catastrophic Fires | Equipment / facility failure | Aggregated | 2034 | 3.0339e-06 | 750.2287 | 0.0022761 | 2034 | Mitigation | 0.95 | 45 | 0 | esc | 0.00097009 | 2.9431e-09 | 0.00097009 | 2.9431e-09
[120 empty] | 7.3.3.17.5 (Remote Grid) Updates to grid topology to minimize risk of ignition in HFTDs Remote GridWLDFREquipment / facility failureAggregated | WLDFR | HFTD - Distribution - Tier 2 - 4QU CoRE ¦ 3QU LoRE | Red Flag Warning - Catastrophic Fires | Equipment / facility failure | Aggregated | 2035 | 3.0339e-06 | 750.2287 | 0.0022761 | 2035 | Mitigation | 0.95 | 45 | 0 | esc | 0.00097009 | 2.9431e-09 | 0.00097009 | 2.9431e-09
[120 empty] | 7.3.3.17.5 (Remote Grid) Updates to grid topology to minimize risk of ignition in HFTDs Remote GridWLDFREquipment / facility failureAggregated | WLDFR | HFTD - Distribution - Tier 2 - 4QU CoRE ¦ 3QU LoRE | Red Flag Warning - Catastrophic Fires | Equipment / facility failure | Aggregated | 2036 | 3.0339e-06 | 750.2287 | 0.0022761 | 2036 | Mitigation | 0.95 | 45 | 0 | esc | 0.00097009 | 2.9431e-09 | 0.00097009 | 2.9431e-09
[120 empty] | 7.3.3.17.5 (Remote Grid) Updates to grid topology to minimize risk of ignition in HFTDs Remote GridWLDFREquipment / facility failureAggregated | WLDFR | HFTD - Distribution - Tier 2 - 4QU CoRE ¦ 3QU LoRE | Red Flag Warning - Catastrophic Fires | Equipment / facility failure | Aggregated | 2037 | 3.0339e-06 | 750.2287 | 0.0022761 | 2037 | Mitigation | 0.95 | 45 | 0 | esc | 0.00097009 | 2.9431e-09 | 0.00097009 | 2.9431e-09
[120 empty] | 7.3.3.17.5 (Remote Grid) Updates to grid topology to minimize risk of ignition in HFTDs Remote GridWLDFREquipment / facility failureAggregated | WLDFR | HFTD - Distribution - Tier 2 - 4QU CoRE ¦ 3QU LoRE | Red Flag Warning - Catastrophic Fires | Equipment / facility failure | Aggregated | 2038 | 3.0339e-06 | 750.2287 | 0.0022761 | 2038 | Mitigation | 0.95 | 45 | 0 | esc | 0.00097009 | 2.9431e-09 | 0.00097009 | 2.9431e-09
[120 empty] | 7.3.3.17.5 (Remote Grid) Updates to grid topology to minimize risk of ignition in HFTDs Remote GridWLDFREquipment / facility failureAggregated | WLDFR | HFTD - Distribution - Tier 2 - 4QU CoRE ¦ 3QU LoRE | Red Flag Warning - Catastrophic Fires | Equipment / facility failure | Aggregated | 2039 | 3.0339e-06 | 750.2287 | 0.0022761 | 2039 | Mitigation | 0.95 | 45 | 0 | esc | 0.00097009 | 2.9431e-09 | 0.00097009 | 2.9431e-09
[120 empty] | 7.3.3.17.5 (Remote Grid) Updates to grid topology to minimize risk of ignition in HFTDs Remote GridWLDFREquipment / facility failureAggregated | WLDFR | HFTD - Distribution - Tier 2 - 4QU CoRE ¦ 3QU LoRE | Red Flag Warning - Catastrophic Fires | Equipment / facility failure | Aggregated | 2040 | 3.0339e-06 | 750.2287 | 0.0022761 | 2040 | Mitigation | 0.95 | 45 | 0 | esc | 0.00097009 | 2.9431e-09 | 0.00097009 | 2.9431e-09
[120 empty] | 7.3.3.17.5 (Remote Grid) Updates to grid topology to minimize risk of ignition in HFTDs Remote GridWLDFREquipment / facility failureAggregated | WLDFR | HFTD - Distribution - Tier 2 - 4QU CoRE ¦ 3QU LoRE | Red Flag Warning - Catastrophic Fires | Equipment / facility failure | Aggregated | 2041 | 3.0339e-06 | 750.2287 | 0.0022761 | 2041 | Mitigation | 0.95 | 45 | 0 | esc | 0.00097009 | 2.9431e-09 | 0.00097009 | 2.9431e-09
[120 empty] | 7.3.3.17.5 (Remote Grid) Updates to grid topology to minimize risk of ignition in HFTDs Remote GridWLDFREquipment / facility failureAggregated | WLDFR | HFTD - Distribution - Tier 2 - 4QU CoRE ¦ 3QU LoRE | Red Flag Warning - Catastrophic Fires | Equipment / facility failure | Aggregated | 2042 | 3.0339e-06 | 750.2287 | 0.0022761 | 2042 | Mitigation | 0.95 | 45 | 0 | esc | 0.00097009 | 2.9431e-09 | 0.00097009 | 2.9431e-09
[120 empty] | 7.3.3.17.5 (Remote Grid) Updates to grid topology to minimize risk of ignition in HFTDs Remote GridWLDFREquipment / facility failureAggregated | WLDFR | HFTD - Distribution - Tier 2 - 4QU CoRE ¦ 3QU LoRE | Red Flag Warning - Catastrophic Fires | Equipment / facility failure | Aggregated | 2043 | 3.0339e-06 | 750.2287 | 0.0022761 | 2043 | Mitigation | 0.95 | 45 | 0 | esc | 0.00097009 | 2.9431e-09 | 0.00097009 | 2.9431e-09
[120 empty] | 7.3.3.17.5 (Remote Grid) Updates to grid topology to minimize risk of ignition in HFTDs Remote GridWLDFREquipment / facility failureAggregated | WLDFR | HFTD - Distribution - Tier 2 - 4QU CoRE ¦ 3QU LoRE | Red Flag Warning - Catastrophic Fires | Equipment / facility failure | Aggregated | 2044 | 3.0339e-06 | 750.2287 | 0.0022761 | 2044 | Mitigation | 0.95 | 45 | 0 | esc | 0.00097009 | 2.9431e-09 | 0.00097009 | 2.9431e-09
[120 empty] | 7.3.3.17.5 (Remote Grid) Updates to grid topology to minimize risk of ignition in HFTDs Remote GridWLDFREquipment / facility failureAggregated | WLDFR | HFTD - Distribution - Tier 2 - 4QU CoRE ¦ 3QU LoRE | Red Flag Warning - Catastrophic Fires | Equipment / facility failure | Aggregated | 2045 | 3.0339e-06 | 750.2287 | 0.0022761 | 2045 | Mitigation | 0.95 | 45 | 0 | esc | 0.00097009 | 2.9431e-09 | 0.00097009 | 2.9431e-09
[120 empty] | 7.3.3.17.5 (Remote Grid) Updates to grid topology to minimize risk of ignition in HFTDs Remote GridWLDFREquipment / facility failureAggregated | WLDFR | HFTD - Distribution - Tier 2 - 4QU CoRE ¦ 3QU LoRE | Red Flag Warning - Catastrophic Fires | Equipment / facility failure | Aggregated | 2046 | 3.0339e-06 | 750.2287 | 0.0022761 | 2046 | Mitigation | 0.95 | 45 | 0 | esc | 0.00097009 | 2.9431e-09 | 0.00097009 | 2.9431e-09
[120 empty] | 7.3.3.17.5 (Remote Grid) Updates to grid topology to minimize risk of ignition in HFTDs Remote GridWLDFREquipment / facility failureAggregated | WLDFR | HFTD - Distribution - Tier 2 - 4QU CoRE ¦ 3QU LoRE | Red Flag Warning - Catastrophic Fires | Equipment / facility failure | Aggregated | 2047 | 3.0339e-06 | 750.2287 | 0.0022761 | 2047 | Mitigation | 0.95 | 45 | 0 | esc | 0.00097009 | 2.9431e-09 | 0.00097009 | 2.9431e-09
[120 empty] | 7.3.3.17.5 (Remote Grid) Updates to grid topology to minimize risk of ignition in HFTDs Remote GridWLDFREquipment / facility failureAggregated | WLDFR | HFTD - Distribution - Tier 2 - 4QU CoRE ¦ 3QU LoRE | Red Flag Warning - Catastrophic Fires | Equipment / facility failure | Aggregated | 2048 | 3.0339e-06 | 750.2287 | 0.0022761 | 2048 | Mitigation | 0.95 | 45 | 0 | esc | 0.00097009 | 2.9431e-09 | 0.00097009 | 2.9431e-09
[120 empty] | 7.3.3.17.5 (Remote Grid) Updates to grid topology to minimize risk of ignition in HFTDs Remote GridWLDFREquipment / facility failureAggregated | WLDFR | HFTD - Distribution - Tier 2 - 4QU CoRE ¦ 3QU LoRE | Red Flag Warning - Catastrophic Fires | Equipment / facility failure | Aggregated | 2049 | 3.0339e-06 | 750.2287 | 0.0022761 | 2049 | Mitigation | 0.95 | 45 | 0 | esc | 0.00097009 | 2.9431e-09 | 0.00097009 | 2.9431e-09
[120 empty] | 7.3.3.17.5 (Remote Grid) Updates to grid topology to minimize risk of ignition in HFTDs Remote GridWLDFREquipment / facility failureAggregated | WLDFR | HFTD - Distribution - Tier 2 - 4QU CoRE ¦ 3QU LoRE | Red Flag Warning - Catastrophic Fires | Equipment / facility failure | Aggregated | 2050 | 3.0339e-06 | 750.2287 | 0.0022761 | 2050 | Mitigation | 0.95 | 45 | 0 | esc | 0.00097009 | 2.9431e-09 | 0.00097009 | 2.9431e-09
[120 empty] | 7.3.3.17.5 (Remote Grid) Updates to grid topology to minimize risk of ignition in HFTDs Remote GridWLDFREquipment / facility failureAggregated | WLDFR | HFTD - Distribution - Tier 2 - 4QU CoRE ¦ 3QU LoRE | Red Flag Warning - Catastrophic Fires | Equipment / facility failure | Aggregated | 2051 | 3.0339e-06 | 750.2287 | 0.0022761 | 2051 | Mitigation | 0.95 | 45 | 0 | esc | 0.00097009 | 2.9431e-09 | 0.00097009 | 2.9431e-09
[120 empty] | 7.3.3.17.5 (Remote Grid) Updates to grid topology to minimize risk of ignition in HFTDs Remote GridWLDFREquipment / facility failureAggregated | WLDFR | HFTD - Distribution - Tier 2 - 4QU CoRE ¦ 3QU LoRE | Red Flag Warning - Catastrophic Fires | Equipment / facility failure | Aggregated | 2052 | 3.0339e-06 | 750.2287 | 0.0022761 | 2052 | Mitigation | 0.95 | 45 | 0 | esc | 0.00097009 | 2.9431e-09 | 0.00097009 | 2.9431e-09
[120 empty] | 7.3.3.17.5 (Remote Grid) Updates to grid topology to minimize risk of ignition in HFTDs Remote GridWLDFREquipment / facility failureAggregated | WLDFR | HFTD - Distribution - Tier 2 - 4QU CoRE ¦ 3QU LoRE | Red Flag Warning - Catastrophic Fires | Equipment / facility failure | Aggregated | 2053 | 3.0339e-06 | 750.2287 | 0.0022761 | 2053 | Mitigation | 0.95 | 45 | 0 | esc | 0.00097009 | 2.9431e-09 | 0.00097009 | 2.9431e-09
[120 empty] | 7.3.3.17.5 (Remote Grid) Updates to grid topology to minimize risk of ignition in HFTDs Remote GridWLDFREquipment / facility failureAggregated | WLDFR | HFTD - Distribution - Tier 2 - 4QU CoRE ¦ 3QU LoRE | Red Flag Warning - Catastrophic Fires | Equipment / facility failure | Aggregated | 2054 | 3.0339e-06 | 750.2287 | 0.0022761 | 2054 | Mitigation | 0.95 | 45 | 0 | esc | 0.00097009 | 2.9431e-09 | 0.00097009 | 2.9431e-09
[120 empty] | 7.3.3.17.5 (Remote Grid) Updates to grid topology to minimize risk of ignition in HFTDs Remote GridWLDFREquipment / facility failureAggregated | WLDFR | HFTD - Distribution - Tier 2 - 4QU CoRE ¦ 3QU LoRE | Red Flag Warning - Catastrophic Fires | Equipment / facility failure | Aggregated | 2055 | 3.0339e-06 | 750.2287 | 0.0022761 | 2055 | Mitigation | 0.95 | 45 | 0 | esc | 0.00097009 | 2.9431e-09 | 0.00097009 | 2.9431e-09
[120 empty] | 7.3.3.17.5 (Remote Grid) Updates to grid topology to minimize risk of ignition in HFTDs Remote GridWLDFREquipment / facility failureAggregated | WLDFR | HFTD - Distribution - Tier 2 - 4QU CoRE ¦ 3QU LoRE | Red Flag Warning - Catastrophic Fires | Equipment / facility failure | Aggregated | 2056 | 3.0339e-06 | 750.2287 | 0.0022761 | 2056 | Mitigation | 0.95 | 45 | 0 | esc | 0.00097009 | 2.9431e-09 | 0.00097009 | 2.9431e-09
[120 empty] | 7.3.3.17.5 (Remote Grid) Updates to grid topology to minimize risk of ignition in HFTDs Remote GridWLDFREquipment / facility failureAggregated | WLDFR | HFTD - Distribution - Tier 2 - 4QU CoRE ¦ 3QU LoRE | Red Flag Warning - Catastrophic Fires | Equipment / facility failure | Aggregated | 2057 | 3.0339e-06 | 750.2287 | 0.0022761 | 2057 | Mitigation | 0.95 | 45 | 0 | esc | 0.00097009 | 2.9431e-09 | 0.00097009 | 2.9431e-09
[120 empty] | 7.3.3.17.5 (Remote Grid) Updates to grid topology to minimize risk of ignition in HFTDs Remote GridWLDFREquipment / facility failureAggregated | WLDFR | HFTD - Distribution - Tier 2 - 4QU CoRE ¦ 3QU LoRE | Red Flag Warning - Catastrophic Fires | Equipment / facility failure | Aggregated | 2058 | 3.0339e-06 | 750.2287 | 0.0022761 | 2058 | Mitigation | 0.95 | 45 | 0 | esc | 0.00097009 | 2.9431e-09 | 0.00097009 | 2.9431e-09
[120 empty] | 7.3.3.17.5 (Remote Grid) Updates to grid topology to minimize risk of ignition in HFTDs Remote GridWLDFREquipment / facility failureAggregated | WLDFR | HFTD - Distribution - Tier 2 - 4QU CoRE ¦ 3QU LoRE | Red Flag Warning - Catastrophic Fires | Equipment / facility failure | Aggregated | 2059 | 3.0339e-06 | 750.2287 | 0.0022761 | 2059 | Mitigation | 0.95 | 45 | 0 | esc | 0.00097009 | 2.9431e-09 | 0.00097009 | 2.9431e-09
[120 empty] | 7.3.3.17.5 (Remote Grid) Updates to grid topology to minimize risk of ignition in HFTDs Remote GridWLDFREquipment / facility failureAggregated | WLDFR | HFTD - Distribution - Tier 2 - 4QU CoRE ¦ 3QU LoRE | Red Flag Warning - Catastrophic Fires | Equipment / facility failure | Aggregated | 2060 | 3.0339e-06 | 750.2287 | 0.0022761 | 2060 | Mitigation | 0.95 | 45 | 0 | esc | 0.00097009 | 2.9431e-09 | 0.00097009 | 2.9431e-09
[120 empty] | 7.3.3.17.5 (Remote Grid) Updates to grid topology to minimize risk of ignition in HFTDs Remote GridWLDFREquipment / facility failureAggregated | WLDFR | HFTD - Distribution - Tier 2 - 4QU CoRE ¦ 3QU LoRE | Red Flag Warning - Catastrophic Fires | Equipment / facility failure | Aggregated | 2061 | 3.0339e-06 | 750.2287 | 0.0022761 | 2061 | Mitigation | 0.95 | 45 | 0 | esc | 0.00097009 | 2.9431e-09 | 0.00097009 | 2.9431e-09
[120 empty] | 7.3.3.17.5 (Remote Grid) Updates to grid topology to minimize risk of ignition in HFTDs Remote GridWLDFREquipment / facility failureAggregated | WLDFR | HFTD - Distribution - Tier 2 - 4QU CoRE ¦ 3QU LoRE | Red Flag Warning - Catastrophic Fires | Equipment / facility failure | Aggregated | 2062 | 3.0339e-06 | 750.2287 | 0.0022761 | 2062 | Mitigation | 0.95 | 45 | 0 | esc | 0.00097009 | 2.9431e-09 | 0.00097009 | 2.9431e-09
[120 empty] | 7.3.3.17.5 (Remote Grid) Updates to grid topology to minimize risk of ignition in HFTDs Remote GridWLDFREquipment / facility failureAggregated | WLDFR | HFTD - Distribution - Tier 2 - 4QU CoRE ¦ 3QU LoRE | Red Flag Warning - Catastrophic Fires | Equipment / facility failure | Aggregated | 2063 | 3.0339e-06 | 750.2287 | 0.0022761 | 2063 | Mitigation | 0.95 | 45 | 0 | esc | 0.00097009 | 2.9431e-09 | 0.00097009 | 2.9431e-09
[120 empty] | 7.3.3.17.5 (Remote Grid) Updates to grid topology to minimize risk of ignition in HFTDs Remote GridWLDFREquipment / facility failureAggregated | WLDFR | HFTD - Distribution - Tier 2 - 4QU CoRE ¦ 3QU LoRE | Red Flag Warning - Catastrophic Fires | Equipment / facility failure | Aggregated | 2064 | 3.0339e-06 | 750.2287 | 0.0022761 | 2064 | Mitigation | 0.95 | 45 | 0 | esc | 0.00097009 | 2.9431e-09 | 0.00097009 | 2.9431e-09
[120 empty] | 7.3.3.17.5 (Remote Grid) Updates to grid topology to minimize risk of ignition in HFTDs Remote GridWLDFREquipment / facility failureAggregated | WLDFR | HFTD - Distribution - Tier 2 - 4QU CoRE ¦ 3QU LoRE | Red Flag Warning - Catastrophic Fires | Equipment / facility failure | Aggregated | 2065 | 3.0339e-06 | 750.2287 | 0.0022761 | 2065 | Mitigation | 0.95 | 45 | 0 | esc | 0.00097009 | 2.9431e-09 | 0.00097009 | 2.9431e-09
[120 empty] | 7.3.3.17.5 (Remote Grid) Updates to grid topology to minimize risk of ignition in HFTDs Remote GridWLDFREquipment / facility failureAggregated | WLDFR | HFTD - Distribution - Tier 2 - 4QU CoRE ¦ 3QU LoRE | Red Flag Warning - Catastrophic Fires | Equipment / facility failure | Aggregated | 2066 | 3.0339e-06 | 750.2287 | 0.0022761 | 2066 | Mitigation | 0.95 | 45 | 0 | esc | 0.00097009 | 2.9431e-09 | 0.00097009 | 2.9431e-09
[120 empty] | 7.3.3.17.5 (Remote Grid) Updates to grid topology to minimize risk of ignition in HFTDs Remote GridWLDFREquipment / facility failureAggregated | WLDFR | HFTD - Distribution - Tier 2 - 4QU CoRE ¦ 3QU LoRE | Red Flag Warning - Catastrophic Fires | Equipment / facility failure | Aggregated | 2067 | 3.0339e-06 | 750.2287 | 0.0022761 | 2067 | Mitigation | 0.95 | 45 | 0 | esc | 0 | 0 | 0.00097009 | 2.9431e-09
[120 empty] | 7.3.3.17.5 (Remote Grid) Updates to grid topology to minimize risk of ignition in HFTDs Remote GridWLDFRVegetation ContactAggregated | WLDFR | HFTD - Distribution - Tier 2 - 4QU CoRE ¦ 3QU LoRE | Red Flag Warning - Catastrophic Fires | Vegetation Contact | Aggregated | 2022 | 7.0912e-06 | 750.2287 | 0.00532 | 2022 | Mitigation | 0.95 | 45 | 0 | esc | 0.00097009 | 6.8791e-09 | 0 | 0
[120 empty] | 7.3.3.17.5 (Remote Grid) Updates to grid topology to minimize risk of ignition in HFTDs Remote GridWLDFRVegetation ContactAggregated | WLDFR | HFTD - Distribution - Tier 2 - 4QU CoRE ¦ 3QU LoRE | Red Flag Warning - Catastrophic Fires | Vegetation Contact | Aggregated | 2023 | 7.0912e-06 | 750.2287 | 0.00532 | 2023 | Mitigation | 0.95 | 45 | 0 | esc | 0.00097009 | 6.8791e-09 | 0.00097009 | 6.8791e-09
[120 empty] | 7.3.3.17.5 (Remote Grid) Updates to grid topology to minimize risk of ignition in HFTDs Remote GridWLDFRVegetation ContactAggregated | WLDFR | HFTD - Distribution - Tier 2 - 4QU CoRE ¦ 3QU LoRE | Red Flag Warning - Catastrophic Fires | Vegetation Contact | Aggregated | 2024 | 7.0912e-06 | 750.2287 | 0.00532 | 2024 | Mitigation | 0.95 | 45 | 0 | esc | 0.00097009 | 6.8791e-09 | 0.00097009 | 6.8791e-09
[120 empty] | 7.3.3.17.5 (Remote Grid) Updates to grid topology to minimize risk of ignition in HFTDs Remote GridWLDFRVegetation ContactAggregated | WLDFR | HFTD - Distribution - Tier 2 - 4QU CoRE ¦ 3QU LoRE | Red Flag Warning - Catastrophic Fires | Vegetation Contact | Aggregated | 2025 | 7.0912e-06 | 750.2287 | 0.00532 | 2025 | Mitigation | 0.95 | 45 | 0 | esc | 0.00097009 | 6.8791e-09 | 0.00097009 | 6.8791e-09
[120 empty] | 7.3.3.17.5 (Remote Grid) Updates to grid topology to minimize risk of ignition in HFTDs Remote GridWLDFRVegetation ContactAggregated | WLDFR | HFTD - Distribution - Tier 2 - 4QU CoRE ¦ 3QU LoRE | Red Flag Warning - Catastrophic Fires | Vegetation Contact | Aggregated | 2026 | 7.0912e-06 | 750.2287 | 0.00532 | 2026 | Mitigation | 0.95 | 45 | 0 | esc | 0.00097009 | 6.8791e-09 | 0.00097009 | 6.8791e-09
[120 empty] | 7.3.3.17.5 (Remote Grid) Updates to grid topology to minimize risk of ignition in HFTDs Remote GridWLDFRVegetation ContactAggregated | WLDFR | HFTD - Distribution - Tier 2 - 4QU CoRE ¦ 3QU LoRE | Red Flag Warning - Catastrophic Fires | Vegetation Contact | Aggregated | 2027 | 7.0912e-06 | 750.2287 | 0.00532 | 2027 | Mitigation | 0.95 | 45 | 0 | esc | 0.00097009 | 6.8791e-09 | 0.00097009 | 6.8791e-09
[120 empty] | 7.3.3.17.5 (Remote Grid) Updates to grid topology to minimize risk of ignition in HFTDs Remote GridWLDFRVegetation ContactAggregated | WLDFR | HFTD - Distribution - Tier 2 - 4QU CoRE ¦ 3QU LoRE | Red Flag Warning - Catastrophic Fires | Vegetation Contact | Aggregated | 2028 | 7.0912e-06 | 750.2287 | 0.00532 | 2028 | Mitigation | 0.95 | 45 | 0 | esc | 0.00097009 | 6.8791e-09 | 0.00097009 | 6.8791e-09
[120 empty] | 7.3.3.17.5 (Remote Grid) Updates to grid topology to minimize risk of ignition in HFTDs Remote GridWLDFRVegetation ContactAggregated | WLDFR | HFTD - Distribution - Tier 2 - 4QU CoRE ¦ 3QU LoRE | Red Flag Warning - Catastrophic Fires | Vegetation Contact | Aggregated | 2029 | 7.0912e-06 | 750.2287 | 0.00532 | 2029 | Mitigation | 0.95 | 45 | 0 | esc | 0.00097009 | 6.8791e-09 | 0.00097009 | 6.8791e-09
[120 empty] | 7.3.3.17.5 (Remote Grid) Updates to grid topology to minimize risk of ignition in HFTDs Remote GridWLDFRVegetation ContactAggregated | WLDFR | HFTD - Distribution - Tier 2 - 4QU CoRE ¦ 3QU LoRE | Red Flag Warning - Catastrophic Fires | Vegetation Contact | Aggregated | 2030 | 7.0912e-06 | 750.2287 | 0.00532 | 2030 | Mitigation | 0.95 | 45 | 0 | esc | 0.00097009 | 6.8791e-09 | 0.00097009 | 6.8791e-09
[120 empty] | 7.3.3.17.5 (Remote Grid) Updates to grid topology to minimize risk of ignition in HFTDs Remote GridWLDFRVegetation ContactAggregated | WLDFR | HFTD - Distribution - Tier 2 - 4QU CoRE ¦ 3QU LoRE | Red Flag Warning - Catastrophic Fires | Vegetation Contact | Aggregated | 2031 | 7.0912e-06 | 750.2287 | 0.00532 | 2031 | Mitigation | 0.95 | 45 | 0 | esc | 0.00097009 | 6.8791e-09 | 0.00097009 | 6.8791e-09
[120 empty] | 7.3.3.17.5 (Remote Grid) Updates to grid topology to minimize risk of ignition in HFTDs Remote GridWLDFRVegetation ContactAggregated | WLDFR | HFTD - Distribution - Tier 2 - 4QU CoRE ¦ 3QU LoRE | Red Flag Warning - Catastrophic Fires | Vegetation Contact | Aggregated | 2032 | 7.0912e-06 | 750.2287 | 0.00532 | 2032 | Mitigation | 0.95 | 45 | 0 | esc | 0.00097009 | 6.8791e-09 | 0.00097009 | 6.8791e-09
[120 empty] | 7.3.3.17.5 (Remote Grid) Updates to grid topology to minimize risk of ignition in HFTDs Remote GridWLDFRVegetation ContactAggregated | WLDFR | HFTD - Distribution - Tier 2 - 4QU CoRE ¦ 3QU LoRE | Red Flag Warning - Catastrophic Fires | Vegetation Contact | Aggregated | 2033 | 7.0912e-06 | 750.2287 | 0.00532 | 2033 | Mitigation | 0.95 | 45 | 0 | esc | 0.00097009 | 6.8791e-09 | 0.00097009 | 6.8791e-09
[120 empty] | 7.3.3.17.5 (Remote Grid) Updates to grid topology to minimize risk of ignition in HFTDs Remote GridWLDFRVegetation ContactAggregated | WLDFR | HFTD - Distribution - Tier 2 - 4QU CoRE ¦ 3QU LoRE | Red Flag Warning - Catastrophic Fires | Vegetation Contact | Aggregated | 2034 | 7.0912e-06 | 750.2287 | 0.00532 | 2034 | Mitigation | 0.95 | 45 | 0 | esc | 0.00097009 | 6.8791e-09 | 0.00097009 | 6.8791e-09
[120 empty] | 7.3.3.17.5 (Remote Grid) Updates to grid topology to minimize risk of ignition in HFTDs Remote GridWLDFRVegetation ContactAggregated | WLDFR | HFTD - Distribution - Tier 2 - 4QU CoRE ¦ 3QU LoRE | Red Flag Warning - Catastrophic Fires | Vegetation Contact | Aggregated | 2035 | 7.0912e-06 | 750.2287 | 0.00532 | 2035 | Mitigation | 0.95 | 45 | 0 | esc | 0.00097009 | 6.8791e-09 | 0.00097009 | 6.8791e-09
[120 empty] | 7.3.3.17.5 (Remote Grid) Updates to grid topology to minimize risk of ignition in HFTDs Remote GridWLDFRVegetation ContactAggregated | WLDFR | HFTD - Distribution - Tier 2 - 4QU CoRE ¦ 3QU LoRE | Red Flag Warning - Catastrophic Fires | Vegetation Contact | Aggregated | 2036 | 7.0912e-06 | 750.2287 | 0.00532 | 2036 | Mitigation | 0.95 | 45 | 0 | esc | 0.00097009 | 6.8791e-09 | 0.00097009 | 6.8791e-09
[120 empty] | 7.3.3.17.5 (Remote Grid) Updates to grid topology to minimize risk of ignition in HFTDs Remote GridWLDFRVegetation ContactAggregated | WLDFR | HFTD - Distribution - Tier 2 - 4QU CoRE ¦ 3QU LoRE | Red Flag Warning - Catastrophic Fires | Vegetation Contact | Aggregated | 2037 | 7.0912e-06 | 750.2287 | 0.00532 | 2037 | Mitigation | 0.95 | 45 | 0 | esc | 0.00097009 | 6.8791e-09 | 0.00097009 | 6.8791e-09
[120 empty] | 7.3.3.17.5 (Remote Grid) Updates to grid topology to minimize risk of ignition in HFTDs Remote GridWLDFRVegetation ContactAggregated | WLDFR | HFTD - Distribution - Tier 2 - 4QU CoRE ¦ 3QU LoRE | Red Flag Warning - Catastrophic Fires | Vegetation Contact | Aggregated | 2038 | 7.0912e-06 | 750.2287 | 0.00532 | 2038 | Mitigation | 0.95 | 45 | 0 | esc | 0.00097009 | 6.8791e-09 | 0.00097009 | 6.8791e-09
[120 empty] | 7.3.3.17.5 (Remote Grid) Updates to grid topology to minimize risk of ignition in HFTDs Remote GridWLDFRVegetation ContactAggregated | WLDFR | HFTD - Distribution - Tier 2 - 4QU CoRE ¦ 3QU LoRE | Red Flag Warning - Catastrophic Fires | Vegetation Contact | Aggregated | 2039 | 7.0912e-06 | 750.2287 | 0.00532 | 2039 | Mitigation | 0.95 | 45 | 0 | esc | 0.00097009 | 6.8791e-09 | 0.00097009 | 6.8791e-09
[120 empty] | 7.3.3.17.5 (Remote Grid) Updates to grid topology to minimize risk of ignition in HFTDs Remote GridWLDFRVegetation ContactAggregated | WLDFR | HFTD - Distribution - Tier 2 - 4QU CoRE ¦ 3QU LoRE | Red Flag Warning - Catastrophic Fires | Vegetation Contact | Aggregated | 2040 | 7.0912e-06 | 750.2287 | 0.00532 | 2040 | Mitigation | 0.95 | 45 | 0 | esc | 0.00097009 | 6.8791e-09 | 0.00097009 | 6.8791e-09
[120 empty] | 7.3.3.17.5 (Remote Grid) Updates to grid topology to minimize risk of ignition in HFTDs Remote GridWLDFRVegetation ContactAggregated | WLDFR | HFTD - Distribution - Tier 2 - 4QU CoRE ¦ 3QU LoRE | Red Flag Warning - Catastrophic Fires | Vegetation Contact | Aggregated | 2041 | 7.0912e-06 | 750.2287 | 0.00532 | 2041 | Mitigation | 0.95 | 45 | 0 | esc | 0.00097009 | 6.8791e-09 | 0.00097009 | 6.8791e-09
[120 empty] | 7.3.3.17.5 (Remote Grid) Updates to grid topology to minimize risk of ignition in HFTDs Remote GridWLDFRVegetation ContactAggregated | WLDFR | HFTD - Distribution - Tier 2 - 4QU CoRE ¦ 3QU LoRE | Red Flag Warning - Catastrophic Fires | Vegetation Contact | Aggregated | 2042 | 7.0912e-06 | 750.2287 | 0.00532 | 2042 | Mitigation | 0.95 | 45 | 0 | esc | 0.00097009 | 6.8791e-09 | 0.00097009 | 6.8791e-09
[120 empty] | 7.3.3.17.5 (Remote Grid) Updates to grid topology to minimize risk of ignition in HFTDs Remote GridWLDFRVegetation ContactAggregated | WLDFR | HFTD - Distribution - Tier 2 - 4QU CoRE ¦ 3QU LoRE | Red Flag Warning - Catastrophic Fires | Vegetation Contact | Aggregated | 2043 | 7.0912e-06 | 750.2287 | 0.00532 | 2043 | Mitigation | 0.95 | 45 | 0 | esc | 0.00097009 | 6.8791e-09 | 0.00097009 | 6.8791e-09
[120 empty] | 7.3.3.17.5 (Remote Grid) Updates to grid topology to minimize risk of ignition in HFTDs Remote GridWLDFRVegetation ContactAggregated | WLDFR | HFTD - Distribution - Tier 2 - 4QU CoRE ¦ 3QU LoRE | Red Flag Warning - Catastrophic Fires | Vegetation Contact | Aggregated | 2044 | 7.0912e-06 | 750.2287 | 0.00532 | 2044 | Mitigation | 0.95 | 45 | 0 | esc | 0.00097009 | 6.8791e-09 | 0.00097009 | 6.8791e-09
[120 empty] | 7.3.3.17.5 (Remote Grid) Updates to grid topology to minimize risk of ignition in HFTDs Remote GridWLDFRVegetation ContactAggregated | WLDFR | HFTD - Distribution - Tier 2 - 4QU CoRE ¦ 3QU LoRE | Red Flag Warning - Catastrophic Fires | Vegetation Contact | Aggregated | 2045 | 7.0912e-06 | 750.2287 | 0.00532 | 2045 | Mitigation | 0.95 | 45 | 0 | esc | 0.00097009 | 6.8791e-09 | 0.00097009 | 6.8791e-09
[120 empty] | 7.3.3.17.5 (Remote Grid) Updates to grid topology to minimize risk of ignition in HFTDs Remote GridWLDFRVegetation ContactAggregated | WLDFR | HFTD - Distribution - Tier 2 - 4QU CoRE ¦ 3QU LoRE | Red Flag Warning - Catastrophic Fires | Vegetation Contact | Aggregated | 2046 | 7.0912e-06 | 750.2287 | 0.00532 | 2046 | Mitigation | 0.95 | 45 | 0 | esc | 0.00097009 | 6.8791e-09 | 0.00097009 | 6.8791e-09
[120 empty] | 7.3.3.17.5 (Remote Grid) Updates to grid topology to minimize risk of ignition in HFTDs Remote GridWLDFRVegetation ContactAggregated | WLDFR | HFTD - Distribution - Tier 2 - 4QU CoRE ¦ 3QU LoRE | Red Flag Warning - Catastrophic Fires | Vegetation Contact | Aggregated | 2047 | 7.0912e-06 | 750.2287 | 0.00532 | 2047 | Mitigation | 0.95 | 45 | 0 | esc | 0.00097009 | 6.8791e-09 | 0.00097009 | 6.8791e-09
[120 empty] | 7.3.3.17.5 (Remote Grid) Updates to grid topology to minimize risk of ignition in HFTDs Remote GridWLDFRVegetation ContactAggregated | WLDFR | HFTD - Distribution - Tier 2 - 4QU CoRE ¦ 3QU LoRE | Red Flag Warning - Catastrophic Fires | Vegetation Contact | Aggregated | 2048 | 7.0912e-06 | 750.2287 | 0.00532 | 2048 | Mitigation | 0.95 | 45 | 0 | esc | 0.00097009 | 6.8791e-09 | 0.00097009 | 6.8791e-09
[120 empty] | 7.3.3.17.5 (Remote Grid) Updates to grid topology to minimize risk of ignition in HFTDs Remote GridWLDFRVegetation ContactAggregated | WLDFR | HFTD - Distribution - Tier 2 - 4QU CoRE ¦ 3QU LoRE | Red Flag Warning - Catastrophic Fires | Vegetation Contact | Aggregated | 2049 | 7.0912e-06 | 750.2287 | 0.00532 | 2049 | Mitigation | 0.95 | 45 | 0 | esc | 0.00097009 | 6.8791e-09 | 0.00097009 | 6.8791e-09
[120 empty] | 7.3.3.17.5 (Remote Grid) Updates to grid topology to minimize risk of ignition in HFTDs Remote GridWLDFRVegetation ContactAggregated | WLDFR | HFTD - Distribution - Tier 2 - 4QU CoRE ¦ 3QU LoRE | Red Flag Warning - Catastrophic Fires | Vegetation Contact | Aggregated | 2050 | 7.0912e-06 | 750.2287 | 0.00532 | 2050 | Mitigation | 0.95 | 45 | 0 | esc | 0.00097009 | 6.8791e-09 | 0.00097009 | 6.8791e-09
[120 empty] | 7.3.3.17.5 (Remote Grid) Updates to grid topology to minimize risk of ignition in HFTDs Remote GridWLDFRVegetation ContactAggregated | WLDFR | HFTD - Distribution - Tier 2 - 4QU CoRE ¦ 3QU LoRE | Red Flag Warning - Catastrophic Fires | Vegetation Contact | Aggregated | 2051 | 7.0912e-06 | 750.2287 | 0.00532 | 2051 | Mitigation | 0.95 | 45 | 0 | esc | 0.00097009 | 6.8791e-09 | 0.00097009 | 6.8791e-09
[120 empty] | 7.3.3.17.5 (Remote Grid) Updates to grid topology to minimize risk of ignition in HFTDs Remote GridWLDFRVegetation ContactAggregated | WLDFR | HFTD - Distribution - Tier 2 - 4QU CoRE ¦ 3QU LoRE | Red Flag Warning - Catastrophic Fires | Vegetation Contact | Aggregated | 2052 | 7.0912e-06 | 750.2287 | 0.00532 | 2052 | Mitigation | 0.95 | 45 | 0 | esc | 0.00097009 | 6.8791e-09 | 0.00097009 | 6.8791e-09
[120 empty] | 7.3.3.17.5 (Remote Grid) Updates to grid topology to minimize risk of ignition in HFTDs Remote GridWLDFRVegetation ContactAggregated | WLDFR | HFTD - Distribution - Tier 2 - 4QU CoRE ¦ 3QU LoRE | Red Flag Warning - Catastrophic Fires | Vegetation Contact | Aggregated | 2053 | 7.0912e-06 | 750.2287 | 0.00532 | 2053 | Mitigation | 0.95 | 45 | 0 | esc | 0.00097009 | 6.8791e-09 | 0.00097009 | 6.8791e-09
[120 empty] | 7.3.3.17.5 (Remote Grid) Updates to grid topology to minimize risk of ignition in HFTDs Remote GridWLDFRVegetation ContactAggregated | WLDFR | HFTD - Distribution - Tier 2 - 4QU CoRE ¦ 3QU LoRE | Red Flag Warning - Catastrophic Fires | Vegetation Contact | Aggregated | 2054 | 7.0912e-06 | 750.2287 | 0.00532 | 2054 | Mitigation | 0.95 | 45 | 0 | esc | 0.00097009 | 6.8791e-09 | 0.00097009 | 6.8791e-09
[120 empty] | 7.3.3.17.5 (Remote Grid) Updates to grid topology to minimize risk of ignition in HFTDs Remote GridWLDFRVegetation ContactAggregated | WLDFR | HFTD - Distribution - Tier 2 - 4QU CoRE ¦ 3QU LoRE | Red Flag Warning - Catastrophic Fires | Vegetation Contact | Aggregated | 2055 | 7.0912e-06 | 750.2287 | 0.00532 | 2055 | Mitigation | 0.95 | 45 | 0 | esc | 0.00097009 | 6.8791e-09 | 0.00097009 | 6.8791e-09
[120 empty] | 7.3.3.17.5 (Remote Grid) Updates to grid topology to minimize risk of ignition in HFTDs Remote GridWLDFRVegetation ContactAggregated | WLDFR | HFTD - Distribution - Tier 2 - 4QU CoRE ¦ 3QU LoRE | Red Flag Warning - Catastrophic Fires | Vegetation Contact | Aggregated | 2056 | 7.0912e-06 | 750.2287 | 0.00532 | 2056 | Mitigation | 0.95 | 45 | 0 | esc | 0.00097009 | 6.8791e-09 | 0.00097009 | 6.8791e-09
[120 empty] | 7.3.3.17.5 (Remote Grid) Updates to grid topology to minimize risk of ignition in HFTDs Remote GridWLDFRVegetation ContactAggregated | WLDFR | HFTD - Distribution - Tier 2 - 4QU CoRE ¦ 3QU LoRE | Red Flag Warning - Catastrophic Fires | Vegetation Contact | Aggregated | 2057 | 7.0912e-06 | 750.2287 | 0.00532 | 2057 | Mitigation | 0.95 | 45 | 0 | esc | 0.00097009 | 6.8791e-09 | 0.00097009 | 6.8791e-09
[120 empty] | 7.3.3.17.5 (Remote Grid) Updates to grid topology to minimize risk of ignition in HFTDs Remote GridWLDFRVegetation ContactAggregated | WLDFR | HFTD - Distribution - Tier 2 - 4QU CoRE ¦ 3QU LoRE | Red Flag Warning - Catastrophic Fires | Vegetation Contact | Aggregated | 2058 | 7.0912e-06 | 750.2287 | 0.00532 | 2058 | Mitigation | 0.95 | 45 | 0 | esc | 0.00097009 | 6.8791e-09 | 0.00097009 | 6.8791e-09
[120 empty] | 7.3.3.17.5 (Remote Grid) Updates to grid topology to minimize risk of ignition in HFTDs Remote GridWLDFRVegetation ContactAggregated | WLDFR | HFTD - Distribution - Tier 2 - 4QU CoRE ¦ 3QU LoRE | Red Flag Warning - Catastrophic Fires | Vegetation Contact | Aggregated | 2059 | 7.0912e-06 | 750.2287 | 0.00532 | 2059 | Mitigation | 0.95 | 45 | 0 | esc | 0.00097009 | 6.8791e-09 | 0.00097009 | 6.8791e-09
[120 empty] | 7.3.3.17.5 (Remote Grid) Updates to grid topology to minimize risk of ignition in HFTDs Remote GridWLDFRVegetation ContactAggregated | WLDFR | HFTD - Distribution - Tier 2 - 4QU CoRE ¦ 3QU LoRE | Red Flag Warning - Catastrophic Fires | Vegetation Contact | Aggregated | 2060 | 7.0912e-06 | 750.2287 | 0.00532 | 2060 | Mitigation | 0.95 | 45 | 0 | esc | 0.00097009 | 6.8791e-09 | 0.00097009 | 6.8791e-09
[120 empty] | 7.3.3.17.5 (Remote Grid) Updates to grid topology to minimize risk of ignition in HFTDs Remote GridWLDFRVegetation ContactAggregated | WLDFR | HFTD - Distribution - Tier 2 - 4QU CoRE ¦ 3QU LoRE | Red Flag Warning - Catastrophic Fires | Vegetation Contact | Aggregated | 2061 | 7.0912e-06 | 750.2287 | 0.00532 | 2061 | Mitigation | 0.95 | 45 | 0 | esc | 0.00097009 | 6.8791e-09 | 0.00097009 | 6.8791e-09
[120 empty] | 7.3.3.17.5 (Remote Grid) Updates to grid topology to minimize risk of ignition in HFTDs Remote GridWLDFRVegetation ContactAggregated | WLDFR | HFTD - Distribution - Tier 2 - 4QU CoRE ¦ 3QU LoRE | Red Flag Warning - Catastrophic Fires | Vegetation Contact | Aggregated | 2062 | 7.0912e-06 | 750.2287 | 0.00532 | 2062 | Mitigation | 0.95 | 45 | 0 | esc | 0.00097009 | 6.8791e-09 | 0.00097009 | 6.8791e-09
[120 empty] | 7.3.3.17.5 (Remote Grid) Updates to grid topology to minimize risk of ignition in HFTDs Remote GridWLDFRVegetation ContactAggregated | WLDFR | HFTD - Distribution - Tier 2 - 4QU CoRE ¦ 3QU LoRE | Red Flag Warning - Catastrophic Fires | Vegetation Contact | Aggregated | 2063 | 7.0912e-06 | 750.2287 | 0.00532 | 2063 | Mitigation | 0.95 | 45 | 0 | esc | 0.00097009 | 6.8791e-09 | 0.00097009 | 6.8791e-09
[120 empty] | 7.3.3.17.5 (Remote Grid) Updates to grid topology to minimize risk of ignition in HFTDs Remote GridWLDFRVegetation ContactAggregated | WLDFR | HFTD - Distribution - Tier 2 - 4QU CoRE ¦ 3QU LoRE | Red Flag Warning - Catastrophic Fires | Vegetation Contact | Aggregated | 2064 | 7.0912e-06 | 750.2287 | 0.00532 | 2064 | Mitigation | 0.95 | 45 | 0 | esc | 0.00097009 | 6.8791e-09 | 0.00097009 | 6.8791e-09
[120 empty] | 7.3.3.17.5 (Remote Grid) Updates to grid topology to minimize risk of ignition in HFTDs Remote GridWLDFRVegetation ContactAggregated | WLDFR | HFTD - Distribution - Tier 2 - 4QU CoRE ¦ 3QU LoRE | Red Flag Warning - Catastrophic Fires | Vegetation Contact | Aggregated | 2065 | 7.0912e-06 | 750.2287 | 0.00532 | 2065 | Mitigation | 0.95 | 45 | 0 | esc | 0.00097009 | 6.8791e-09 | 0.00097009 | 6.8791e-09
[120 empty] | 7.3.3.17.5 (Remote Grid) Updates to grid topology to minimize risk of ignition in HFTDs Remote GridWLDFRVegetation ContactAggregated | WLDFR | HFTD - Distribution - Tier 2 - 4QU CoRE ¦ 3QU LoRE | Red Flag Warning - Catastrophic Fires | Vegetation Contact | Aggregated | 2066 | 7.0912e-06 | 750.2287 | 0.00532 | 2066 | Mitigation | 0.95 | 45 | 0 | esc | 0.00097009 | 6.8791e-09 | 0.00097009 | 6.8791e-09
[120 empty] | 7.3.3.17.5 (Remote Grid) Updates to grid topology to minimize risk of ignition in HFTDs Remote GridWLDFRVegetation ContactAggregated | WLDFR | HFTD - Distribution - Tier 2 - 4QU CoRE ¦ 3QU LoRE | Red Flag Warning - Catastrophic Fires | Vegetation Contact | Aggregated | 2067 | 7.0912e-06 | 750.2287 | 0.00532 | 2067 | Mitigation | 0.95 | 45 | 0 | esc | 0 | 0 | 0.00097009 | 6.8791e-09
[120 empty] | 7.3.3.17.5 (Remote Grid) Updates to grid topology to minimize risk of ignition in HFTDs Remote GridWLDFREquipment / facility failureAggregated | WLDFR | HFTD - Distribution - Tier 2 - 4QU CoRE ¦ 3QU LoRE | Red Flag Warning - Destructive Fires | Equipment / facility failure | Aggregated | 2022 | 6.1e-07 | 750.2287 | 0.00045764 | 2022 | Mitigation | 0.95 | 45 | 0 | esc | 0.00097009 | 5.9175e-10 | 0 | 0
[120 empty] | 7.3.3.17.5 (Remote Grid) Updates to grid topology to minimize risk of ignition in HFTDs Remote GridWLDFREquipment / facility failureAggregated | WLDFR | HFTD - Distribution - Tier 2 - 4QU CoRE ¦ 3QU LoRE | Red Flag Warning - Destructive Fires | Equipment / facility failure | Aggregated | 2023 | 6.1e-07 | 750.2287 | 0.00045764 | 2023 | Mitigation | 0.95 | 45 | 0 | esc | 0.00097009 | 5.9175e-10 | 0.00097009 | 5.9175e-10
[120 empty] | 7.3.3.17.5 (Remote Grid) Updates to grid topology to minimize risk of ignition in HFTDs Remote GridWLDFREquipment / facility failureAggregated | WLDFR | HFTD - Distribution - Tier 2 - 4QU CoRE ¦ 3QU LoRE | Red Flag Warning - Destructive Fires | Equipment / facility failure | Aggregated | 2024 | 6.1e-07 | 750.2287 | 0.00045764 | 2024 | Mitigation | 0.95 | 45 | 0 | esc | 0.00097009 | 5.9175e-10 | 0.00097009 | 5.9175e-10
[120 empty] | 7.3.3.17.5 (Remote Grid) Updates to grid topology to minimize risk of ignition in HFTDs Remote GridWLDFREquipment / facility failureAggregated | WLDFR | HFTD - Distribution - Tier 2 - 4QU CoRE ¦ 3QU LoRE | Red Flag Warning - Destructive Fires | Equipment / facility failure | Aggregated | 2025 | 6.1e-07 | 750.2287 | 0.00045764 | 2025 | Mitigation | 0.95 | 45 | 0 | esc | 0.00097009 | 5.9175e-10 | 0.00097009 | 5.9175e-10
[120 empty] | 7.3.3.17.5 (Remote Grid) Updates to grid topology to minimize risk of ignition in HFTDs Remote GridWLDFREquipment / facility failureAggregated | WLDFR | HFTD - Distribution - Tier 2 - 4QU CoRE ¦ 3QU LoRE | Red Flag Warning - Destructive Fires | Equipment / facility failure | Aggregated | 2026 | 6.1e-07 | 750.2287 | 0.00045764 | 2026 | Mitigation | 0.95 | 45 | 0 | esc | 0.00097009 | 5.9175e-10 | 0.00097009 | 5.9175e-10
[120 empty] | 7.3.3.17.5 (Remote Grid) Updates to grid topology to minimize risk of ignition in HFTDs Remote GridWLDFREquipment / facility failureAggregated | WLDFR | HFTD - Distribution - Tier 2 - 4QU CoRE ¦ 3QU LoRE | Red Flag Warning - Destructive Fires | Equipment / facility failure | Aggregated | 2027 | 6.1e-07 | 750.2287 | 0.00045764 | 2027 | Mitigation | 0.95 | 45 | 0 | esc | 0.00097009 | 5.9175e-10 | 0.00097009 | 5.9175e-10
[120 empty] | 7.3.3.17.5 (Remote Grid) Updates to grid topology to minimize risk of ignition in HFTDs Remote GridWLDFREquipment / facility failureAggregated | WLDFR | HFTD - Distribution - Tier 2 - 4QU CoRE ¦ 3QU LoRE | Red Flag Warning - Destructive Fires | Equipment / facility failure | Aggregated | 2028 | 6.1e-07 | 750.2287 | 0.00045764 | 2028 | Mitigation | 0.95 | 45 | 0 | esc | 0.00097009 | 5.9175e-10 | 0.00097009 | 5.9175e-10
[120 empty] | 7.3.3.17.5 (Remote Grid) Updates to grid topology to minimize risk of ignition in HFTDs Remote GridWLDFREquipment / facility failureAggregated | WLDFR | HFTD - Distribution - Tier 2 - 4QU CoRE ¦ 3QU LoRE | Red Flag Warning - Destructive Fires | Equipment / facility failure | Aggregated | 2029 | 6.1e-07 | 750.2287 | 0.00045764 | 2029 | Mitigation | 0.95 | 45 | 0 | esc | 0.00097009 | 5.9175e-10 | 0.00097009 | 5.9175e-10
[120 empty] | 7.3.3.17.5 (Remote Grid) Updates to grid topology to minimize risk of ignition in HFTDs Remote GridWLDFREquipment / facility failureAggregated | WLDFR | HFTD - Distribution - Tier 2 - 4QU CoRE ¦ 3QU LoRE | Red Flag Warning - Destructive Fires | Equipment / facility failure | Aggregated | 2030 | 6.1e-07 | 750.2287 | 0.00045764 | 2030 | Mitigation | 0.95 | 45 | 0 | esc | 0.00097009 | 5.9175e-10 | 0.00097009 | 5.9175e-10
[120 empty] | 7.3.3.17.5 (Remote Grid) Updates to grid topology to minimize risk of ignition in HFTDs Remote GridWLDFREquipment / facility failureAggregated | WLDFR | HFTD - Distribution - Tier 2 - 4QU CoRE ¦ 3QU LoRE | Red Flag Warning - Destructive Fires | Equipment / facility failure | Aggregated | 2031 | 6.1e-07 | 750.2287 | 0.00045764 | 2031 | Mitigation | 0.95 | 45 | 0 | esc | 0.00097009 | 5.9175e-10 | 0.00097009 | 5.9175e-10
[120 empty] | 7.3.3.17.5 (Remote Grid) Updates to grid topology to minimize risk of ignition in HFTDs Remote GridWLDFREquipment / facility failureAggregated | WLDFR | HFTD - Distribution - Tier 2 - 4QU CoRE ¦ 3QU LoRE | Red Flag Warning - Destructive Fires | Equipment / facility failure | Aggregated | 2032 | 6.1e-07 | 750.2287 | 0.00045764 | 2032 | Mitigation | 0.95 | 45 | 0 | esc | 0.00097009 | 5.9175e-10 | 0.00097009 | 5.9175e-10
[120 empty] | 7.3.3.17.5 (Remote Grid) Updates to grid topology to minimize risk of ignition in HFTDs Remote GridWLDFREquipment / facility failureAggregated | WLDFR | HFTD - Distribution - Tier 2 - 4QU CoRE ¦ 3QU LoRE | Red Flag Warning - Destructive Fires | Equipment / facility failure | Aggregated | 2033 | 6.1e-07 | 750.2287 | 0.00045764 | 2033 | Mitigation | 0.95 | 45 | 0 | esc | 0.00097009 | 5.9175e-10 | 0.00097009 | 5.9175e-10
[120 empty] | 7.3.3.17.5 (Remote Grid) Updates to grid topology to minimize risk of ignition in HFTDs Remote GridWLDFREquipment / facility failureAggregated | WLDFR | HFTD - Distribution - Tier 2 - 4QU CoRE ¦ 3QU LoRE | Red Flag Warning - Destructive Fires | Equipment / facility failure | Aggregated | 2034 | 6.1e-07 | 750.2287 | 0.00045764 | 2034 | Mitigation | 0.95 | 45 | 0 | esc | 0.00097009 | 5.9175e-10 | 0.00097009 | 5.9175e-10
[120 empty] | 7.3.3.17.5 (Remote Grid) Updates to grid topology to minimize risk of ignition in HFTDs Remote GridWLDFREquipment / facility failureAggregated | WLDFR | HFTD - Distribution - Tier 2 - 4QU CoRE ¦ 3QU LoRE | Red Flag Warning - Destructive Fires | Equipment / facility failure | Aggregated | 2035 | 6.1e-07 | 750.2287 | 0.00045764 | 2035 | Mitigation | 0.95 | 45 | 0 | esc | 0.00097009 | 5.9175e-10 | 0.00097009 | 5.9175e-10
[120 empty] | 7.3.3.17.5 (Remote Grid) Updates to grid topology to minimize risk of ignition in HFTDs Remote GridWLDFREquipment / facility failureAggregated | WLDFR | HFTD - Distribution - Tier 2 - 4QU CoRE ¦ 3QU LoRE | Red Flag Warning - Destructive Fires | Equipment / facility failure | Aggregated | 2036 | 6.1e-07 | 750.2287 | 0.00045764 | 2036 | Mitigation | 0.95 | 45 | 0 | esc | 0.00097009 | 5.9175e-10 | 0.00097009 | 5.9175e-10
[120 empty] | 7.3.3.17.5 (Remote Grid) Updates to grid topology to minimize risk of ignition in HFTDs Remote GridWLDFREquipment / facility failureAggregated | WLDFR | HFTD - Distribution - Tier 2 - 4QU CoRE ¦ 3QU LoRE | Red Flag Warning - Destructive Fires | Equipment / facility failure | Aggregated | 2037 | 6.1e-07 | 750.2287 | 0.00045764 | 2037 | Mitigation | 0.95 | 45 | 0 | esc | 0.00097009 | 5.9175e-10 | 0.00097009 | 5.9175e-10
[120 empty] | 7.3.3.17.5 (Remote Grid) Updates to grid topology to minimize risk of ignition in HFTDs Remote GridWLDFREquipment / facility failureAggregated | WLDFR | HFTD - Distribution - Tier 2 - 4QU CoRE ¦ 3QU LoRE | Red Flag Warning - Destructive Fires | Equipment / facility failure | Aggregated | 2038 | 6.1e-07 | 750.2287 | 0.00045764 | 2038 | Mitigation | 0.95 | 45 | 0 | esc | 0.00097009 | 5.9175e-10 | 0.00097009 | 5.9175e-10
[120 empty] | 7.3.3.17.5 (Remote Grid) Updates to grid topology to minimize risk of ignition in HFTDs Remote GridWLDFREquipment / facility failureAggregated | WLDFR | HFTD - Distribution - Tier 2 - 4QU CoRE ¦ 3QU LoRE | Red Flag Warning - Destructive Fires | Equipment / facility failure | Aggregated | 2039 | 6.1e-07 | 750.2287 | 0.00045764 | 2039 | Mitigation | 0.95 | 45 | 0 | esc | 0.00097009 | 5.9175e-10 | 0.00097009 | 5.9175e-10
[120 empty] | 7.3.3.17.5 (Remote Grid) Updates to grid topology to minimize risk of ignition in HFTDs Remote GridWLDFREquipment / facility failureAggregated | WLDFR | HFTD - Distribution - Tier 2 - 4QU CoRE ¦ 3QU LoRE | Red Flag Warning - Destructive Fires | Equipment / facility failure | Aggregated | 2040 | 6.1e-07 | 750.2287 | 0.00045764 | 2040 | Mitigation | 0.95 | 45 | 0 | esc | 0.00097009 | 5.9175e-10 | 0.00097009 | 5.9175e-10
[120 empty] | 7.3.3.17.5 (Remote Grid) Updates to grid topology to minimize risk of ignition in HFTDs Remote GridWLDFREquipment / facility failureAggregated | WLDFR | HFTD - Distribution - Tier 2 - 4QU CoRE ¦ 3QU LoRE | Red Flag Warning - Destructive Fires | Equipment / facility failure | Aggregated | 2041 | 6.1e-07 | 750.2287 | 0.00045764 | 2041 | Mitigation | 0.95 | 45 | 0 | esc | 0.00097009 | 5.9175e-10 | 0.00097009 | 5.9175e-10
[120 empty] | 7.3.3.17.5 (Remote Grid) Updates to grid topology to minimize risk of ignition in HFTDs Remote GridWLDFREquipment / facility failureAggregated | WLDFR | HFTD - Distribution - Tier 2 - 4QU CoRE ¦ 3QU LoRE | Red Flag Warning - Destructive Fires | Equipment / facility failure | Aggregated | 2042 | 6.1e-07 | 750.2287 | 0.00045764 | 2042 | Mitigation | 0.95 | 45 | 0 | esc | 0.00097009 | 5.9175e-10 | 0.00097009 | 5.9175e-10
[120 empty] | 7.3.3.17.5 (Remote Grid) Updates to grid topology to minimize risk of ignition in HFTDs Remote GridWLDFREquipment / facility failureAggregated | WLDFR | HFTD - Distribution - Tier 2 - 4QU CoRE ¦ 3QU LoRE | Red Flag Warning - Destructive Fires | Equipment / facility failure | Aggregated | 2043 | 6.1e-07 | 750.2287 | 0.00045764 | 2043 | Mitigation | 0.95 | 45 | 0 | esc | 0.00097009 | 5.9175e-10 | 0.00097009 | 5.9175e-10
[120 empty] | 7.3.3.17.5 (Remote Grid) Updates to grid topology to minimize risk of ignition in HFTDs Remote GridWLDFREquipment / facility failureAggregated | WLDFR | HFTD - Distribution - Tier 2 - 4QU CoRE ¦ 3QU LoRE | Red Flag Warning - Destructive Fires | Equipment / facility failure | Aggregated | 2044 | 6.1e-07 | 750.2287 | 0.00045764 | 2044 | Mitigation | 0.95 | 45 | 0 | esc | 0.00097009 | 5.9175e-10 | 0.00097009 | 5.9175e-10
[120 empty] | 7.3.3.17.5 (Remote Grid) Updates to grid topology to minimize risk of ignition in HFTDs Remote GridWLDFREquipment / facility failureAggregated | WLDFR | HFTD - Distribution - Tier 2 - 4QU CoRE ¦ 3QU LoRE | Red Flag Warning - Destructive Fires | Equipment / facility failure | Aggregated | 2045 | 6.1e-07 | 750.2287 | 0.00045764 | 2045 | Mitigation | 0.95 | 45 | 0 | esc | 0.00097009 | 5.9175e-10 | 0.00097009 | 5.9175e-10
[120 empty] | 7.3.3.17.5 (Remote Grid) Updates to grid topology to minimize risk of ignition in HFTDs Remote GridWLDFREquipment / facility failureAggregated | WLDFR | HFTD - Distribution - Tier 2 - 4QU CoRE ¦ 3QU LoRE | Red Flag Warning - Destructive Fires | Equipment / facility failure | Aggregated | 2046 | 6.1e-07 | 750.2287 | 0.00045764 | 2046 | Mitigation | 0.95 | 45 | 0 | esc | 0.00097009 | 5.9175e-10 | 0.00097009 | 5.9175e-10
[120 empty] | 7.3.3.17.5 (Remote Grid) Updates to grid topology to minimize risk of ignition in HFTDs Remote GridWLDFREquipment / facility failureAggregated | WLDFR | HFTD - Distribution - Tier 2 - 4QU CoRE ¦ 3QU LoRE | Red Flag Warning - Destructive Fires | Equipment / facility failure | Aggregated | 2047 | 6.1e-07 | 750.2287 | 0.00045764 | 2047 | Mitigation | 0.95 | 45 | 0 | esc | 0.00097009 | 5.9175e-10 | 0.00097009 | 5.9175e-10
[120 empty] | 7.3.3.17.5 (Remote Grid) Updates to grid topology to minimize risk of ignition in HFTDs Remote GridWLDFREquipment / facility failureAggregated | WLDFR | HFTD - Distribution - Tier 2 - 4QU CoRE ¦ 3QU LoRE | Red Flag Warning - Destructive Fires | Equipment / facility failure | Aggregated | 2048 | 6.1e-07 | 750.2287 | 0.00045764 | 2048 | Mitigation | 0.95 | 45 | 0 | esc | 0.00097009 | 5.9175e-10 | 0.00097009 | 5.9175e-10
[120 empty] | 7.3.3.17.5 (Remote Grid) Updates to grid topology to minimize risk of ignition in HFTDs Remote GridWLDFREquipment / facility failureAggregated | WLDFR | HFTD - Distribution - Tier 2 - 4QU CoRE ¦ 3QU LoRE | Red Flag Warning - Destructive Fires | Equipment / facility failure | Aggregated | 2049 | 6.1e-07 | 750.2287 | 0.00045764 | 2049 | Mitigation | 0.95 | 45 | 0 | esc | 0.00097009 | 5.9175e-10 | 0.00097009 | 5.9175e-10
[120 empty] | 7.3.3.17.5 (Remote Grid) Updates to grid topology to minimize risk of ignition in HFTDs Remote GridWLDFREquipment / facility failureAggregated | WLDFR | HFTD - Distribution - Tier 2 - 4QU CoRE ¦ 3QU LoRE | Red Flag Warning - Destructive Fires | Equipment / facility failure | Aggregated | 2050 | 6.1e-07 | 750.2287 | 0.00045764 | 2050 | Mitigation | 0.95 | 45 | 0 | esc | 0.00097009 | 5.9175e-10 | 0.00097009 | 5.9175e-10
[120 empty] | 7.3.3.17.5 (Remote Grid) Updates to grid topology to minimize risk of ignition in HFTDs Remote GridWLDFREquipment / facility failureAggregated | WLDFR | HFTD - Distribution - Tier 2 - 4QU CoRE ¦ 3QU LoRE | Red Flag Warning - Destructive Fires | Equipment / facility failure | Aggregated | 2051 | 6.1e-07 | 750.2287 | 0.00045764 | 2051 | Mitigation | 0.95 | 45 | 0 | esc | 0.00097009 | 5.9175e-10 | 0.00097009 | 5.9175e-10
[120 empty] | 7.3.3.17.5 (Remote Grid) Updates to grid topology to minimize risk of ignition in HFTDs Remote GridWLDFREquipment / facility failureAggregated | WLDFR | HFTD - Distribution - Tier 2 - 4QU CoRE ¦ 3QU LoRE | Red Flag Warning - Destructive Fires | Equipment / facility failure | Aggregated | 2052 | 6.1e-07 | 750.2287 | 0.00045764 | 2052 | Mitigation | 0.95 | 45 | 0 | esc | 0.00097009 | 5.9175e-10 | 0.00097009 | 5.9175e-10
[120 empty] | 7.3.3.17.5 (Remote Grid) Updates to grid topology to minimize risk of ignition in HFTDs Remote GridWLDFREquipment / facility failureAggregated | WLDFR | HFTD - Distribution - Tier 2 - 4QU CoRE ¦ 3QU LoRE | Red Flag Warning - Destructive Fires | Equipment / facility failure | Aggregated | 2053 | 6.1e-07 | 750.2287 | 0.00045764 | 2053 | Mitigation | 0.95 | 45 | 0 | esc | 0.00097009 | 5.9175e-10 | 0.00097009 | 5.9175e-10
[120 empty] | 7.3.3.17.5 (Remote Grid) Updates to grid topology to minimize risk of ignition in HFTDs Remote GridWLDFREquipment / facility failureAggregated | WLDFR | HFTD - Distribution - Tier 2 - 4QU CoRE ¦ 3QU LoRE | Red Flag Warning - Destructive Fires | Equipment / facility failure | Aggregated | 2054 | 6.1e-07 | 750.2287 | 0.00045764 | 2054 | Mitigation | 0.95 | 45 | 0 | esc | 0.00097009 | 5.9175e-10 | 0.00097009 | 5.9175e-10
[120 empty] | 7.3.3.17.5 (Remote Grid) Updates to grid topology to minimize risk of ignition in HFTDs Remote GridWLDFREquipment / facility failureAggregated | WLDFR | HFTD - Distribution - Tier 2 - 4QU CoRE ¦ 3QU LoRE | Red Flag Warning - Destructive Fires | Equipment / facility failure | Aggregated | 2055 | 6.1e-07 | 750.2287 | 0.00045764 | 2055 | Mitigation | 0.95 | 45 | 0 | esc | 0.00097009 | 5.9175e-10 | 0.00097009 | 5.9175e-10
[120 empty] | 7.3.3.17.5 (Remote Grid) Updates to grid topology to minimize risk of ignition in HFTDs Remote GridWLDFREquipment / facility failureAggregated | WLDFR | HFTD - Distribution - Tier 2 - 4QU CoRE ¦ 3QU LoRE | Red Flag Warning - Destructive Fires | Equipment / facility failure | Aggregated | 2056 | 6.1e-07 | 750.2287 | 0.00045764 | 2056 | Mitigation | 0.95 | 45 | 0 | esc | 0.00097009 | 5.9175e-10 | 0.00097009 | 5.9175e-10
[120 empty] | 7.3.3.17.5 (Remote Grid) Updates to grid topology to minimize risk of ignition in HFTDs Remote GridWLDFREquipment / facility failureAggregated | WLDFR | HFTD - Distribution - Tier 2 - 4QU CoRE ¦ 3QU LoRE | Red Flag Warning - Destructive Fires | Equipment / facility failure | Aggregated | 2057 | 6.1e-07 | 750.2287 | 0.00045764 | 2057 | Mitigation | 0.95 | 45 | 0 | esc | 0.00097009 | 5.9175e-10 | 0.00097009 | 5.9175e-10
[120 empty] | 7.3.3.17.5 (Remote Grid) Updates to grid topology to minimize risk of ignition in HFTDs Remote GridWLDFREquipment / facility failureAggregated | WLDFR | HFTD - Distribution - Tier 2 - 4QU CoRE ¦ 3QU LoRE | Red Flag Warning - Destructive Fires | Equipment / facility failure | Aggregated | 2058 | 6.1e-07 | 750.2287 | 0.00045764 | 2058 | Mitigation | 0.95 | 45 | 0 | esc | 0.00097009 | 5.9175e-10 | 0.00097009 | 5.9175e-10
[120 empty] | 7.3.3.17.5 (Remote Grid) Updates to grid topology to minimize risk of ignition in HFTDs Remote GridWLDFREquipment / facility failureAggregated | WLDFR | HFTD - Distribution - Tier 2 - 4QU CoRE ¦ 3QU LoRE | Red Flag Warning - Destructive Fires | Equipment / facility failure | Aggregated | 2059 | 6.1e-07 | 750.2287 | 0.00045764 | 2059 | Mitigation | 0.95 | 45 | 0 | esc | 0.00097009 | 5.9175e-10 | 0.00097009 | 5.9175e-10
[120 empty] | 7.3.3.17.5 (Remote Grid) Updates to grid topology to minimize risk of ignition in HFTDs Remote GridWLDFREquipment / facility failureAggregated | WLDFR | HFTD - Distribution - Tier 2 - 4QU CoRE ¦ 3QU LoRE | Red Flag Warning - Destructive Fires | Equipment / facility failure | Aggregated | 2060 | 6.1e-07 | 750.2287 | 0.00045764 | 2060 | Mitigation | 0.95 | 45 | 0 | esc | 0.00097009 | 5.9175e-10 | 0.00097009 | 5.9175e-10
[120 empty] | 7.3.3.17.5 (Remote Grid) Updates to grid topology to minimize risk of ignition in HFTDs Remote GridWLDFREquipment / facility failureAggregated | WLDFR | HFTD - Distribution - Tier 2 - 4QU CoRE ¦ 3QU LoRE | Red Flag Warning - Destructive Fires | Equipment / facility failure | Aggregated | 2061 | 6.1e-07 | 750.2287 | 0.00045764 | 2061 | Mitigation | 0.95 | 45 | 0 | esc | 0.00097009 | 5.9175e-10 | 0.00097009 | 5.9175e-10
[120 empty] | 7.3.3.17.5 (Remote Grid) Updates to grid topology to minimize risk of ignition in HFTDs Remote GridWLDFREquipment / facility failureAggregated | WLDFR | HFTD - Distribution - Tier 2 - 4QU CoRE ¦ 3QU LoRE | Red Flag Warning - Destructive Fires | Equipment / facility failure | Aggregated | 2062 | 6.1e-07 | 750.2287 | 0.00045764 | 2062 | Mitigation | 0.95 | 45 | 0 | esc | 0.00097009 | 5.9175e-10 | 0.00097009 | 5.9175e-10
[120 empty] | 7.3.3.17.5 (Remote Grid) Updates to grid topology to minimize risk of ignition in HFTDs Remote GridWLDFREquipment / facility failureAggregated | WLDFR | HFTD - Distribution - Tier 2 - 4QU CoRE ¦ 3QU LoRE | Red Flag Warning - Destructive Fires | Equipment / facility failure | Aggregated | 2063 | 6.1e-07 | 750.2287 | 0.00045764 | 2063 | Mitigation | 0.95 | 45 | 0 | esc | 0.00097009 | 5.9175e-10 | 0.00097009 | 5.9175e-10
[120 empty] | 7.3.3.17.5 (Remote Grid) Updates to grid topology to minimize risk of ignition in HFTDs Remote GridWLDFREquipment / facility failureAggregated | WLDFR | HFTD - Distribution - Tier 2 - 4QU CoRE ¦ 3QU LoRE | Red Flag Warning - Destructive Fires | Equipment / facility failure | Aggregated | 2064 | 6.1e-07 | 750.2287 | 0.00045764 | 2064 | Mitigation | 0.95 | 45 | 0 | esc | 0.00097009 | 5.9175e-10 | 0.00097009 | 5.9175e-10
[120 empty] | 7.3.3.17.5 (Remote Grid) Updates to grid topology to minimize risk of ignition in HFTDs Remote GridWLDFREquipment / facility failureAggregated | WLDFR | HFTD - Distribution - Tier 2 - 4QU CoRE ¦ 3QU LoRE | Red Flag Warning - Destructive Fires | Equipment / facility failure | Aggregated | 2065 | 6.1e-07 | 750.2287 | 0.00045764 | 2065 | Mitigation | 0.95 | 45 | 0 | esc | 0.00097009 | 5.9175e-10 | 0.00097009 | 5.9175e-10
[120 empty] | 7.3.3.17.5 (Remote Grid) Updates to grid topology to minimize risk of ignition in HFTDs Remote GridWLDFREquipment / facility failureAggregated | WLDFR | HFTD - Distribution - Tier 2 - 4QU CoRE ¦ 3QU LoRE | Red Flag Warning - Destructive Fires | Equipment / facility failure | Aggregated | 2066 | 6.1e-07 | 750.2287 | 0.00045764 | 2066 | Mitigation | 0.95 | 45 | 0 | esc | 0.00097009 | 5.9175e-10 | 0.00097009 | 5.9175e-10
[120 empty] | 7.3.3.17.5 (Remote Grid) Updates to grid topology to minimize risk of ignition in HFTDs Remote GridWLDFREquipment / facility failureAggregated | WLDFR | HFTD - Distribution - Tier 2 - 4QU CoRE ¦ 3QU LoRE | Red Flag Warning - Destructive Fires | Equipment / facility failure | Aggregated | 2067 | 6.1e-07 | 750.2287 | 0.00045764 | 2067 | Mitigation | 0.95 | 45 | 0 | esc | 0 | 0 | 0.00097009 | 5.9175e-10
[120 empty] | 7.3.3.17.5 (Remote Grid) Updates to grid topology to minimize risk of ignition in HFTDs Remote GridWLDFRVegetation ContactAggregated | WLDFR | HFTD - Distribution - Tier 2 - 4QU CoRE ¦ 3QU LoRE | Red Flag Warning - Destructive Fires | Vegetation Contact | Aggregated | 2022 | 9.7484e-07 | 750.2287 | 0.00073135 | 2022 | Mitigation | 0.95 | 45 | 0 | esc | 0.00097009 | 9.4567e-10 | 0 | 0
[120 empty] | 7.3.3.17.5 (Remote Grid) Updates to grid topology to minimize risk of ignition in HFTDs Remote GridWLDFRVegetation ContactAggregated | WLDFR | HFTD - Distribution - Tier 2 - 4QU CoRE ¦ 3QU LoRE | Red Flag Warning - Destructive Fires | Vegetation Contact | Aggregated | 2023 | 9.7484e-07 | 750.2287 | 0.00073135 | 2023 | Mitigation | 0.95 | 45 | 0 | esc | 0.00097009 | 9.4567e-10 | 0.00097009 | 9.4567e-10
[120 empty] | 7.3.3.17.5 (Remote Grid) Updates to grid topology to minimize risk of ignition in HFTDs Remote GridWLDFRVegetation ContactAggregated | WLDFR | HFTD - Distribution - Tier 2 - 4QU CoRE ¦ 3QU LoRE | Red Flag Warning - Destructive Fires | Vegetation Contact | Aggregated | 2024 | 9.7484e-07 | 750.2287 | 0.00073135 | 2024 | Mitigation | 0.95 | 45 | 0 | esc | 0.00097009 | 9.4567e-10 | 0.00097009 | 9.4567e-10
[120 empty] | 7.3.3.17.5 (Remote Grid) Updates to grid topology to minimize risk of ignition in HFTDs Remote GridWLDFRVegetation ContactAggregated | WLDFR | HFTD - Distribution - Tier 2 - 4QU CoRE ¦ 3QU LoRE | Red Flag Warning - Destructive Fires | Vegetation Contact | Aggregated | 2025 | 9.7484e-07 | 750.2287 | 0.00073135 | 2025 | Mitigation | 0.95 | 45 | 0 | esc | 0.00097009 | 9.4567e-10 | 0.00097009 | 9.4567e-10
[120 empty] | 7.3.3.17.5 (Remote Grid) Updates to grid topology to minimize risk of ignition in HFTDs Remote GridWLDFRVegetation ContactAggregated | WLDFR | HFTD - Distribution - Tier 2 - 4QU CoRE ¦ 3QU LoRE | Red Flag Warning - Destructive Fires | Vegetation Contact | Aggregated | 2026 | 9.7484e-07 | 750.2287 | 0.00073135 | 2026 | Mitigation | 0.95 | 45 | 0 | esc | 0.00097009 | 9.4567e-10 | 0.00097009 | 9.4567e-10
[120 empty] | 7.3.3.17.5 (Remote Grid) Updates to grid topology to minimize risk of ignition in HFTDs Remote GridWLDFRVegetation ContactAggregated | WLDFR | HFTD - Distribution - Tier 2 - 4QU CoRE ¦ 3QU LoRE | Red Flag Warning - Destructive Fires | Vegetation Contact | Aggregated | 2027 | 9.7484e-07 | 750.2287 | 0.00073135 | 2027 | Mitigation | 0.95 | 45 | 0 | esc | 0.00097009 | 9.4567e-10 | 0.00097009 | 9.4567e-10
[120 empty] | 7.3.3.17.5 (Remote Grid) Updates to grid topology to minimize risk of ignition in HFTDs Remote GridWLDFRVegetation ContactAggregated | WLDFR | HFTD - Distribution - Tier 2 - 4QU CoRE ¦ 3QU LoRE | Red Flag Warning - Destructive Fires | Vegetation Contact | Aggregated | 2028 | 9.7484e-07 | 750.2287 | 0.00073135 | 2028 | Mitigation | 0.95 | 45 | 0 | esc | 0.00097009 | 9.4567e-10 | 0.00097009 | 9.4567e-10
[120 empty] | 7.3.3.17.5 (Remote Grid) Updates to grid topology to minimize risk of ignition in HFTDs Remote GridWLDFRVegetation ContactAggregated | WLDFR | HFTD - Distribution - Tier 2 - 4QU CoRE ¦ 3QU LoRE | Red Flag Warning - Destructive Fires | Vegetation Contact | Aggregated | 2029 | 9.7484e-07 | 750.2287 | 0.00073135 | 2029 | Mitigation | 0.95 | 45 | 0 | esc | 0.00097009 | 9.4567e-10 | 0.00097009 | 9.4567e-10
[120 empty] | 7.3.3.17.5 (Remote Grid) Updates to grid topology to minimize risk of ignition in HFTDs Remote GridWLDFRVegetation ContactAggregated | WLDFR | HFTD - Distribution - Tier 2 - 4QU CoRE ¦ 3QU LoRE | Red Flag Warning - Destructive Fires | Vegetation Contact | Aggregated | 2030 | 9.7484e-07 | 750.2287 | 0.00073135 | 2030 | Mitigation | 0.95 | 45 | 0 | esc | 0.00097009 | 9.4567e-10 | 0.00097009 | 9.4567e-10
[120 empty] | 7.3.3.17.5 (Remote Grid) Updates to grid topology to minimize risk of ignition in HFTDs Remote GridWLDFRVegetation ContactAggregated | WLDFR | HFTD - Distribution - Tier 2 - 4QU CoRE ¦ 3QU LoRE | Red Flag Warning - Destructive Fires | Vegetation Contact | Aggregated | 2031 | 9.7484e-07 | 750.2287 | 0.00073135 | 2031 | Mitigation | 0.95 | 45 | 0 | esc | 0.00097009 | 9.4567e-10 | 0.00097009 | 9.4567e-10
[120 empty] | 7.3.3.17.5 (Remote Grid) Updates to grid topology to minimize risk of ignition in HFTDs Remote GridWLDFRVegetation ContactAggregated | WLDFR | HFTD - Distribution - Tier 2 - 4QU CoRE ¦ 3QU LoRE | Red Flag Warning - Destructive Fires | Vegetation Contact | Aggregated | 2032 | 9.7484e-07 | 750.2287 | 0.00073135 | 2032 | Mitigation | 0.95 | 45 | 0 | esc | 0.00097009 | 9.4567e-10 | 0.00097009 | 9.4567e-10
[120 empty] | 7.3.3.17.5 (Remote Grid) Updates to grid topology to minimize risk of ignition in HFTDs Remote GridWLDFRVegetation ContactAggregated | WLDFR | HFTD - Distribution - Tier 2 - 4QU CoRE ¦ 3QU LoRE | Red Flag Warning - Destructive Fires | Vegetation Contact | Aggregated | 2033 | 9.7484e-07 | 750.2287 | 0.00073135 | 2033 | Mitigation | 0.95 | 45 | 0 | esc | 0.00097009 | 9.4567e-10 | 0.00097009 | 9.4567e-10
[120 empty] | 7.3.3.17.5 (Remote Grid) Updates to grid topology to minimize risk of ignition in HFTDs Remote GridWLDFRVegetation ContactAggregated | WLDFR | HFTD - Distribution - Tier 2 - 4QU CoRE ¦ 3QU LoRE | Red Flag Warning - Destructive Fires | Vegetation Contact | Aggregated | 2034 | 9.7484e-07 | 750.2287 | 0.00073135 | 2034 | Mitigation | 0.95 | 45 | 0 | esc | 0.00097009 | 9.4567e-10 | 0.00097009 | 9.4567e-10
[120 empty] | 7.3.3.17.5 (Remote Grid) Updates to grid topology to minimize risk of ignition in HFTDs Remote GridWLDFRVegetation ContactAggregated | WLDFR | HFTD - Distribution - Tier 2 - 4QU CoRE ¦ 3QU LoRE | Red Flag Warning - Destructive Fires | Vegetation Contact | Aggregated | 2035 | 9.7484e-07 | 750.2287 | 0.00073135 | 2035 | Mitigation | 0.95 | 45 | 0 | esc | 0.00097009 | 9.4567e-10 | 0.00097009 | 9.4567e-10
[120 empty] | 7.3.3.17.5 (Remote Grid) Updates to grid topology to minimize risk of ignition in HFTDs Remote GridWLDFRVegetation ContactAggregated | WLDFR | HFTD - Distribution - Tier 2 - 4QU CoRE ¦ 3QU LoRE | Red Flag Warning - Destructive Fires | Vegetation Contact | Aggregated | 2036 | 9.7484e-07 | 750.2287 | 0.00073135 | 2036 | Mitigation | 0.95 | 45 | 0 | esc | 0.00097009 | 9.4567e-10 | 0.00097009 | 9.4567e-10
[120 empty] | 7.3.3.17.5 (Remote Grid) Updates to grid topology to minimize risk of ignition in HFTDs Remote GridWLDFRVegetation ContactAggregated | WLDFR | HFTD - Distribution - Tier 2 - 4QU CoRE ¦ 3QU LoRE | Red Flag Warning - Destructive Fires | Vegetation Contact | Aggregated | 2037 | 9.7484e-07 | 750.2287 | 0.00073135 | 2037 | Mitigation | 0.95 | 45 | 0 | esc | 0.00097009 | 9.4567e-10 | 0.00097009 | 9.4567e-10
[120 empty] | 7.3.3.17.5 (Remote Grid) Updates to grid topology to minimize risk of ignition in HFTDs Remote GridWLDFRVegetation ContactAggregated | WLDFR | HFTD - Distribution - Tier 2 - 4QU CoRE ¦ 3QU LoRE | Red Flag Warning - Destructive Fires | Vegetation Contact | Aggregated | 2038 | 9.7484e-07 | 750.2287 | 0.00073135 | 2038 | Mitigation | 0.95 | 45 | 0 | esc | 0.00097009 | 9.4567e-10 | 0.00097009 | 9.4567e-10
[120 empty] | 7.3.3.17.5 (Remote Grid) Updates to grid topology to minimize risk of ignition in HFTDs Remote GridWLDFRVegetation ContactAggregated | WLDFR | HFTD - Distribution - Tier 2 - 4QU CoRE ¦ 3QU LoRE | Red Flag Warning - Destructive Fires | Vegetation Contact | Aggregated | 2039 | 9.7484e-07 | 750.2287 | 0.00073135 | 2039 | Mitigation | 0.95 | 45 | 0 | esc | 0.00097009 | 9.4567e-10 | 0.00097009 | 9.4567e-10
[120 empty] | 7.3.3.17.5 (Remote Grid) Updates to grid topology to minimize risk of ignition in HFTDs Remote GridWLDFRVegetation ContactAggregated | WLDFR | HFTD - Distribution - Tier 2 - 4QU CoRE ¦ 3QU LoRE | Red Flag Warning - Destructive Fires | Vegetation Contact | Aggregated | 2040 | 9.7484e-07 | 750.2287 | 0.00073135 | 2040 | Mitigation | 0.95 | 45 | 0 | esc | 0.00097009 | 9.4567e-10 | 0.00097009 | 9.4567e-10
[120 empty] | 7.3.3.17.5 (Remote Grid) Updates to grid topology to minimize risk of ignition in HFTDs Remote GridWLDFRVegetation ContactAggregated | WLDFR | HFTD - Distribution - Tier 2 - 4QU CoRE ¦ 3QU LoRE | Red Flag Warning - Destructive Fires | Vegetation Contact | Aggregated | 2041 | 9.7484e-07 | 750.2287 | 0.00073135 | 2041 | Mitigation | 0.95 | 45 | 0 | esc | 0.00097009 | 9.4567e-10 | 0.00097009 | 9.4567e-10
[120 empty] | 7.3.3.17.5 (Remote Grid) Updates to grid topology to minimize risk of ignition in HFTDs Remote GridWLDFRVegetation ContactAggregated | WLDFR | HFTD - Distribution - Tier 2 - 4QU CoRE ¦ 3QU LoRE | Red Flag Warning - Destructive Fires | Vegetation Contact | Aggregated | 2042 | 9.7484e-07 | 750.2287 | 0.00073135 | 2042 | Mitigation | 0.95 | 45 | 0 | esc | 0.00097009 | 9.4567e-10 | 0.00097009 | 9.4567e-10
[120 empty] | 7.3.3.17.5 (Remote Grid) Updates to grid topology to minimize risk of ignition in HFTDs Remote GridWLDFRVegetation ContactAggregated | WLDFR | HFTD - Distribution - Tier 2 - 4QU CoRE ¦ 3QU LoRE | Red Flag Warning - Destructive Fires | Vegetation Contact | Aggregated | 2043 | 9.7484e-07 | 750.2287 | 0.00073135 | 2043 | Mitigation | 0.95 | 45 | 0 | esc | 0.00097009 | 9.4567e-10 | 0.00097009 | 9.4567e-10
[120 empty] | 7.3.3.17.5 (Remote Grid) Updates to grid topology to minimize risk of ignition in HFTDs Remote GridWLDFRVegetation ContactAggregated | WLDFR | HFTD - Distribution - Tier 2 - 4QU CoRE ¦ 3QU LoRE | Red Flag Warning - Destructive Fires | Vegetation Contact | Aggregated | 2044 | 9.7484e-07 | 750.2287 | 0.00073135 | 2044 | Mitigation | 0.95 | 45 | 0 | esc | 0.00097009 | 9.4567e-10 | 0.00097009 | 9.4567e-10
[120 empty] | 7.3.3.17.5 (Remote Grid) Updates to grid topology to minimize risk of ignition in HFTDs Remote GridWLDFRVegetation ContactAggregated | WLDFR | HFTD - Distribution - Tier 2 - 4QU CoRE ¦ 3QU LoRE | Red Flag Warning - Destructive Fires | Vegetation Contact | Aggregated | 2045 | 9.7484e-07 | 750.2287 | 0.00073135 | 2045 | Mitigation | 0.95 | 45 | 0 | esc | 0.00097009 | 9.4567e-10 | 0.00097009 | 9.4567e-10
[120 empty] | 7.3.3.17.5 (Remote Grid) Updates to grid topology to minimize risk of ignition in HFTDs Remote GridWLDFRVegetation ContactAggregated | WLDFR | HFTD - Distribution - Tier 2 - 4QU CoRE ¦ 3QU LoRE | Red Flag Warning - Destructive Fires | Vegetation Contact | Aggregated | 2046 | 9.7484e-07 | 750.2287 | 0.00073135 | 2046 | Mitigation | 0.95 | 45 | 0 | esc | 0.00097009 | 9.4567e-10 | 0.00097009 | 9.4567e-10
[120 empty] | 7.3.3.17.5 (Remote Grid) Updates to grid topology to minimize risk of ignition in HFTDs Remote GridWLDFRVegetation ContactAggregated | WLDFR | HFTD - Distribution - Tier 2 - 4QU CoRE ¦ 3QU LoRE | Red Flag Warning - Destructive Fires | Vegetation Contact | Aggregated | 2047 | 9.7484e-07 | 750.2287 | 0.00073135 | 2047 | Mitigation | 0.95 | 45 | 0 | esc | 0.00097009 | 9.4567e-10 | 0.00097009 | 9.4567e-10
[120 empty] | 7.3.3.17.5 (Remote Grid) Updates to grid topology to minimize risk of ignition in HFTDs Remote GridWLDFRVegetation ContactAggregated | WLDFR | HFTD - Distribution - Tier 2 - 4QU CoRE ¦ 3QU LoRE | Red Flag Warning - Destructive Fires | Vegetation Contact | Aggregated | 2048 | 9.7484e-07 | 750.2287 | 0.00073135 | 2048 | Mitigation | 0.95 | 45 | 0 | esc | 0.00097009 | 9.4567e-10 | 0.00097009 | 9.4567e-10
[120 empty] | 7.3.3.17.5 (Remote Grid) Updates to grid topology to minimize risk of ignition in HFTDs Remote GridWLDFRVegetation ContactAggregated | WLDFR | HFTD - Distribution - Tier 2 - 4QU CoRE ¦ 3QU LoRE | Red Flag Warning - Destructive Fires | Vegetation Contact | Aggregated | 2049 | 9.7484e-07 | 750.2287 | 0.00073135 | 2049 | Mitigation | 0.95 | 45 | 0 | esc | 0.00097009 | 9.4567e-10 | 0.00097009 | 9.4567e-10
[120 empty] | 7.3.3.17.5 (Remote Grid) Updates to grid topology to minimize risk of ignition in HFTDs Remote GridWLDFRVegetation ContactAggregated | WLDFR | HFTD - Distribution - Tier 2 - 4QU CoRE ¦ 3QU LoRE | Red Flag Warning - Destructive Fires | Vegetation Contact | Aggregated | 2050 | 9.7484e-07 | 750.2287 | 0.00073135 | 2050 | Mitigation | 0.95 | 45 | 0 | esc | 0.00097009 | 9.4567e-10 | 0.00097009 | 9.4567e-10
[120 empty] | 7.3.3.17.5 (Remote Grid) Updates to grid topology to minimize risk of ignition in HFTDs Remote GridWLDFRVegetation ContactAggregated | WLDFR | HFTD - Distribution - Tier 2 - 4QU CoRE ¦ 3QU LoRE | Red Flag Warning - Destructive Fires | Vegetation Contact | Aggregated | 2051 | 9.7484e-07 | 750.2287 | 0.00073135 | 2051 | Mitigation | 0.95 | 45 | 0 | esc | 0.00097009 | 9.4567e-10 | 0.00097009 | 9.4567e-10
[120 empty] | 7.3.3.17.5 (Remote Grid) Updates to grid topology to minimize risk of ignition in HFTDs Remote GridWLDFRVegetation ContactAggregated | WLDFR | HFTD - Distribution - Tier 2 - 4QU CoRE ¦ 3QU LoRE | Red Flag Warning - Destructive Fires | Vegetation Contact | Aggregated | 2052 | 9.7484e-07 | 750.2287 | 0.00073135 | 2052 | Mitigation | 0.95 | 45 | 0 | esc | 0.00097009 | 9.4567e-10 | 0.00097009 | 9.4567e-10
[120 empty] | 7.3.3.17.5 (Remote Grid) Updates to grid topology to minimize risk of ignition in HFTDs Remote GridWLDFRVegetation ContactAggregated | WLDFR | HFTD - Distribution - Tier 2 - 4QU CoRE ¦ 3QU LoRE | Red Flag Warning - Destructive Fires | Vegetation Contact | Aggregated | 2053 | 9.7484e-07 | 750.2287 | 0.00073135 | 2053 | Mitigation | 0.95 | 45 | 0 | esc | 0.00097009 | 9.4567e-10 | 0.00097009 | 9.4567e-10
[120 empty] | 7.3.3.17.5 (Remote Grid) Updates to grid topology to minimize risk of ignition in HFTDs Remote GridWLDFRVegetation ContactAggregated | WLDFR | HFTD - Distribution - Tier 2 - 4QU CoRE ¦ 3QU LoRE | Red Flag Warning - Destructive Fires | Vegetation Contact | Aggregated | 2054 | 9.7484e-07 | 750.2287 | 0.00073135 | 2054 | Mitigation | 0.95 | 45 | 0 | esc | 0.00097009 | 9.4567e-10 | 0.00097009 | 9.4567e-10
[120 empty] | 7.3.3.17.5 (Remote Grid) Updates to grid topology to minimize risk of ignition in HFTDs Remote GridWLDFRVegetation ContactAggregated | WLDFR | HFTD - Distribution - Tier 2 - 4QU CoRE ¦ 3QU LoRE | Red Flag Warning - Destructive Fires | Vegetation Contact | Aggregated | 2055 | 9.7484e-07 | 750.2287 | 0.00073135 | 2055 | Mitigation | 0.95 | 45 | 0 | esc | 0.00097009 | 9.4567e-10 | 0.00097009 | 9.4567e-10
[120 empty] | 7.3.3.17.5 (Remote Grid) Updates to grid topology to minimize risk of ignition in HFTDs Remote GridWLDFRVegetation ContactAggregated | WLDFR | HFTD - Distribution - Tier 2 - 4QU CoRE ¦ 3QU LoRE | Red Flag Warning - Destructive Fires | Vegetation Contact | Aggregated | 2056 | 9.7484e-07 | 750.2287 | 0.00073135 | 2056 | Mitigation | 0.95 | 45 | 0 | esc | 0.00097009 | 9.4567e-10 | 0.00097009 | 9.4567e-10
[120 empty] | 7.3.3.17.5 (Remote Grid) Updates to grid topology to minimize risk of ignition in HFTDs Remote GridWLDFRVegetation ContactAggregated | WLDFR | HFTD - Distribution - Tier 2 - 4QU CoRE ¦ 3QU LoRE | Red Flag Warning - Destructive Fires | Vegetation Contact | Aggregated | 2057 | 9.7484e-07 | 750.2287 | 0.00073135 | 2057 | Mitigation | 0.95 | 45 | 0 | esc | 0.00097009 | 9.4567e-10 | 0.00097009 | 9.4567e-10
[120 empty] | 7.3.3.17.5 (Remote Grid) Updates to grid topology to minimize risk of ignition in HFTDs Remote GridWLDFRVegetation ContactAggregated | WLDFR | HFTD - Distribution - Tier 2 - 4QU CoRE ¦ 3QU LoRE | Red Flag Warning - Destructive Fires | Vegetation Contact | Aggregated | 2058 | 9.7484e-07 | 750.2287 | 0.00073135 | 2058 | Mitigation | 0.95 | 45 | 0 | esc | 0.00097009 | 9.4567e-10 | 0.00097009 | 9.4567e-10
[120 empty] | 7.3.3.17.5 (Remote Grid) Updates to grid topology to minimize risk of ignition in HFTDs Remote GridWLDFRVegetation ContactAggregated | WLDFR | HFTD - Distribution - Tier 2 - 4QU CoRE ¦ 3QU LoRE | Red Flag Warning - Destructive Fires | Vegetation Contact | Aggregated | 2059 | 9.7484e-07 | 750.2287 | 0.00073135 | 2059 | Mitigation | 0.95 | 45 | 0 | esc | 0.00097009 | 9.4567e-10 | 0.00097009 | 9.4567e-10
[120 empty] | 7.3.3.17.5 (Remote Grid) Updates to grid topology to minimize risk of ignition in HFTDs Remote GridWLDFRVegetation ContactAggregated | WLDFR | HFTD - Distribution - Tier 2 - 4QU CoRE ¦ 3QU LoRE | Red Flag Warning - Destructive Fires | Vegetation Contact | Aggregated | 2060 | 9.7484e-07 | 750.2287 | 0.00073135 | 2060 | Mitigation | 0.95 | 45 | 0 | esc | 0.00097009 | 9.4567e-10 | 0.00097009 | 9.4567e-10
[120 empty] | 7.3.3.17.5 (Remote Grid) Updates to grid topology to minimize risk of ignition in HFTDs Remote GridWLDFRVegetation ContactAggregated | WLDFR | HFTD - Distribution - Tier 2 - 4QU CoRE ¦ 3QU LoRE | Red Flag Warning - Destructive Fires | Vegetation Contact | Aggregated | 2061 | 9.7484e-07 | 750.2287 | 0.00073135 | 2061 | Mitigation | 0.95 | 45 | 0 | esc | 0.00097009 | 9.4567e-10 | 0.00097009 | 9.4567e-10
[120 empty] | 7.3.3.17.5 (Remote Grid) Updates to grid topology to minimize risk of ignition in HFTDs Remote GridWLDFRVegetation ContactAggregated | WLDFR | HFTD - Distribution - Tier 2 - 4QU CoRE ¦ 3QU LoRE | Red Flag Warning - Destructive Fires | Vegetation Contact | Aggregated | 2062 | 9.7484e-07 | 750.2287 | 0.00073135 | 2062 | Mitigation | 0.95 | 45 | 0 | esc | 0.00097009 | 9.4567e-10 | 0.00097009 | 9.4567e-10
[120 empty] | 7.3.3.17.5 (Remote Grid) Updates to grid topology to minimize risk of ignition in HFTDs Remote GridWLDFRVegetation ContactAggregated | WLDFR | HFTD - Distribution - Tier 2 - 4QU CoRE ¦ 3QU LoRE | Red Flag Warning - Destructive Fires | Vegetation Contact | Aggregated | 2063 | 9.7484e-07 | 750.2287 | 0.00073135 | 2063 | Mitigation | 0.95 | 45 | 0 | esc | 0.00097009 | 9.4567e-10 | 0.00097009 | 9.4567e-10
[120 empty] | 7.3.3.17.5 (Remote Grid) Updates to grid topology to minimize risk of ignition in HFTDs Remote GridWLDFRVegetation ContactAggregated | WLDFR | HFTD - Distribution - Tier 2 - 4QU CoRE ¦ 3QU LoRE | Red Flag Warning - Destructive Fires | Vegetation Contact | Aggregated | 2064 | 9.7484e-07 | 750.2287 | 0.00073135 | 2064 | Mitigation | 0.95 | 45 | 0 | esc | 0.00097009 | 9.4567e-10 | 0.00097009 | 9.4567e-10
[120 empty] | 7.3.3.17.5 (Remote Grid) Updates to grid topology to minimize risk of ignition in HFTDs Remote GridWLDFRVegetation ContactAggregated | WLDFR | HFTD - Distribution - Tier 2 - 4QU CoRE ¦ 3QU LoRE | Red Flag Warning - Destructive Fires | Vegetation Contact | Aggregated | 2065 | 9.7484e-07 | 750.2287 | 0.00073135 | 2065 | Mitigation | 0.95 | 45 | 0 | esc | 0.00097009 | 9.4567e-10 | 0.00097009 | 9.4567e-10
[120 empty] | 7.3.3.17.5 (Remote Grid) Updates to grid topology to minimize risk of ignition in HFTDs Remote GridWLDFRVegetation ContactAggregated | WLDFR | HFTD - Distribution - Tier 2 - 4QU CoRE ¦ 3QU LoRE | Red Flag Warning - Destructive Fires | Vegetation Contact | Aggregated | 2066 | 9.7484e-07 | 750.2287 | 0.00073135 | 2066 | Mitigation | 0.95 | 45 | 0 | esc | 0.00097009 | 9.4567e-10 | 0.00097009 | 9.4567e-10
[120 empty] | 7.3.3.17.5 (Remote Grid) Updates to grid topology to minimize risk of ignition in HFTDs Remote GridWLDFRVegetation ContactAggregated | WLDFR | HFTD - Distribution - Tier 2 - 4QU CoRE ¦ 3QU LoRE | Red Flag Warning - Destructive Fires | Vegetation Contact | Aggregated | 2067 | 9.7484e-07 | 750.2287 | 0.00073135 | 2067 | Mitigation | 0.95 | 45 | 0 | esc | 0 | 0 | 0.00097009 | 9.4567e-10
[120 empty] | 7.3.3.17.5 (Remote Grid) Updates to grid topology to minimize risk of ignition in HFTDs Remote GridWLDFREquipment / facility failureAggregated | WLDFR | HFTD - Distribution - Tier 2 - 4QU CoRE ¦ 3QU LoRE | Red Flag Warning - Large Fires | Equipment / facility failure | Aggregated | 2022 | 9.8592e-06 | 750.2287 | 0.0073967 | 2022 | Mitigation | 0.95 | 45 | 0 | esc | 0.00097009 | 9.5643e-09 | 0 | 0
[120 empty] | 7.3.3.17.5 (Remote Grid) Updates to grid topology to minimize risk of ignition in HFTDs Remote GridWLDFREquipment / facility failureAggregated | WLDFR | HFTD - Distribution - Tier 2 - 4QU CoRE ¦ 3QU LoRE | Red Flag Warning - Large Fires | Equipment / facility failure | Aggregated | 2023 | 9.8592e-06 | 750.2287 | 0.0073967 | 2023 | Mitigation | 0.95 | 45 | 0 | esc | 0.00097009 | 9.5643e-09 | 0.00097009 | 9.5643e-09
[120 empty] | 7.3.3.17.5 (Remote Grid) Updates to grid topology to minimize risk of ignition in HFTDs Remote GridWLDFREquipment / facility failureAggregated | WLDFR | HFTD - Distribution - Tier 2 - 4QU CoRE ¦ 3QU LoRE | Red Flag Warning - Large Fires | Equipment / facility failure | Aggregated | 2024 | 9.8592e-06 | 750.2287 | 0.0073967 | 2024 | Mitigation | 0.95 | 45 | 0 | esc | 0.00097009 | 9.5643e-09 | 0.00097009 | 9.5643e-09
[120 empty] | 7.3.3.17.5 (Remote Grid) Updates to grid topology to minimize risk of ignition in HFTDs Remote GridWLDFREquipment / facility failureAggregated | WLDFR | HFTD - Distribution - Tier 2 - 4QU CoRE ¦ 3QU LoRE | Red Flag Warning - Large Fires | Equipment / facility failure | Aggregated | 2025 | 9.8592e-06 | 750.2287 | 0.0073967 | 2025 | Mitigation | 0.95 | 45 | 0 | esc | 0.00097009 | 9.5643e-09 | 0.00097009 | 9.5643e-09
[120 empty] | 7.3.3.17.5 (Remote Grid) Updates to grid topology to minimize risk of ignition in HFTDs Remote GridWLDFREquipment / facility failureAggregated | WLDFR | HFTD - Distribution - Tier 2 - 4QU CoRE ¦ 3QU LoRE | Red Flag Warning - Large Fires | Equipment / facility failure | Aggregated | 2026 | 9.8592e-06 | 750.2287 | 0.0073967 | 2026 | Mitigation | 0.95 | 45 | 0 | esc | 0.00097009 | 9.5643e-09 | 0.00097009 | 9.5643e-09
[120 empty] | 7.3.3.17.5 (Remote Grid) Updates to grid topology to minimize risk of ignition in HFTDs Remote GridWLDFREquipment / facility failureAggregated | WLDFR | HFTD - Distribution - Tier 2 - 4QU CoRE ¦ 3QU LoRE | Red Flag Warning - Large Fires | Equipment / facility failure | Aggregated | 2027 | 9.8592e-06 | 750.2287 | 0.0073967 | 2027 | Mitigation | 0.95 | 45 | 0 | esc | 0.00097009 | 9.5643e-09 | 0.00097009 | 9.5643e-09
[120 empty] | 7.3.3.17.5 (Remote Grid) Updates to grid topology to minimize risk of ignition in HFTDs Remote GridWLDFREquipment / facility failureAggregated | WLDFR | HFTD - Distribution - Tier 2 - 4QU CoRE ¦ 3QU LoRE | Red Flag Warning - Large Fires | Equipment / facility failure | Aggregated | 2028 | 9.8592e-06 | 750.2287 | 0.0073967 | 2028 | Mitigation | 0.95 | 45 | 0 | esc | 0.00097009 | 9.5643e-09 | 0.00097009 | 9.5643e-09
[120 empty] | 7.3.3.17.5 (Remote Grid) Updates to grid topology to minimize risk of ignition in HFTDs Remote GridWLDFREquipment / facility failureAggregated | WLDFR | HFTD - Distribution - Tier 2 - 4QU CoRE ¦ 3QU LoRE | Red Flag Warning - Large Fires | Equipment / facility failure | Aggregated | 2029 | 9.8592e-06 | 750.2287 | 0.0073967 | 2029 | Mitigation | 0.95 | 45 | 0 | esc | 0.00097009 | 9.5643e-09 | 0.00097009 | 9.5643e-09
[120 empty] | 7.3.3.17.5 (Remote Grid) Updates to grid topology to minimize risk of ignition in HFTDs Remote GridWLDFREquipment / facility failureAggregated | WLDFR | HFTD - Distribution - Tier 2 - 4QU CoRE ¦ 3QU LoRE | Red Flag Warning - Large Fires | Equipment / facility failure | Aggregated | 2030 | 9.8592e-06 | 750.2287 | 0.0073967 | 2030 | Mitigation | 0.95 | 45 | 0 | esc | 0.00097009 | 9.5643e-09 | 0.00097009 | 9.5643e-09
[120 empty] | 7.3.3.17.5 (Remote Grid) Updates to grid topology to minimize risk of ignition in HFTDs Remote GridWLDFREquipment / facility failureAggregated | WLDFR | HFTD - Distribution - Tier 2 - 4QU CoRE ¦ 3QU LoRE | Red Flag Warning - Large Fires | Equipment / facility failure | Aggregated | 2031 | 9.8592e-06 | 750.2287 | 0.0073967 | 2031 | Mitigation | 0.95 | 45 | 0 | esc | 0.00097009 | 9.5643e-09 | 0.00097009 | 9.5643e-09
[120 empty] | 7.3.3.17.5 (Remote Grid) Updates to grid topology to minimize risk of ignition in HFTDs Remote GridWLDFREquipment / facility failureAggregated | WLDFR | HFTD - Distribution - Tier 2 - 4QU CoRE ¦ 3QU LoRE | Red Flag Warning - Large Fires | Equipment / facility failure | Aggregated | 2032 | 9.8592e-06 | 750.2287 | 0.0073967 | 2032 | Mitigation | 0.95 | 45 | 0 | esc | 0.00097009 | 9.5643e-09 | 0.00097009 | 9.5643e-09
[120 empty] | 7.3.3.17.5 (Remote Grid) Updates to grid topology to minimize risk of ignition in HFTDs Remote GridWLDFREquipment / facility failureAggregated | WLDFR | HFTD - Distribution - Tier 2 - 4QU CoRE ¦ 3QU LoRE | Red Flag Warning - Large Fires | Equipment / facility failure | Aggregated | 2033 | 9.8592e-06 | 750.2287 | 0.0073967 | 2033 | Mitigation | 0.95 | 45 | 0 | esc | 0.00097009 | 9.5643e-09 | 0.00097009 | 9.5643e-09
[120 empty] | 7.3.3.17.5 (Remote Grid) Updates to grid topology to minimize risk of ignition in HFTDs Remote GridWLDFREquipment / facility failureAggregated | WLDFR | HFTD - Distribution - Tier 2 - 4QU CoRE ¦ 3QU LoRE | Red Flag Warning - Large Fires | Equipment / facility failure | Aggregated | 2034 | 9.8592e-06 | 750.2287 | 0.0073967 | 2034 | Mitigation | 0.95 | 45 | 0 | esc | 0.00097009 | 9.5643e-09 | 0.00097009 | 9.5643e-09
[120 empty] | 7.3.3.17.5 (Remote Grid) Updates to grid topology to minimize risk of ignition in HFTDs Remote GridWLDFREquipment / facility failureAggregated | WLDFR | HFTD - Distribution - Tier 2 - 4QU CoRE ¦ 3QU LoRE | Red Flag Warning - Large Fires | Equipment / facility failure | Aggregated | 2035 | 9.8592e-06 | 750.2287 | 0.0073967 | 2035 | Mitigation | 0.95 | 45 | 0 | esc | 0.00097009 | 9.5643e-09 | 0.00097009 | 9.5643e-09
[120 empty] | 7.3.3.17.5 (Remote Grid) Updates to grid topology to minimize risk of ignition in HFTDs Remote GridWLDFREquipment / facility failureAggregated | WLDFR | HFTD - Distribution - Tier 2 - 4QU CoRE ¦ 3QU LoRE | Red Flag Warning - Large Fires | Equipment / facility failure | Aggregated | 2036 | 9.8592e-06 | 750.2287 | 0.0073967 | 2036 | Mitigation | 0.95 | 45 | 0 | esc | 0.00097009 | 9.5643e-09 | 0.00097009 | 9.5643e-09
[120 empty] | 7.3.3.17.5 (Remote Grid) Updates to grid topology to minimize risk of ignition in HFTDs Remote GridWLDFREquipment / facility failureAggregated | WLDFR | HFTD - Distribution - Tier 2 - 4QU CoRE ¦ 3QU LoRE | Red Flag Warning - Large Fires | Equipment / facility failure | Aggregated | 2037 | 9.8592e-06 | 750.2287 | 0.0073967 | 2037 | Mitigation | 0.95 | 45 | 0 | esc | 0.00097009 | 9.5643e-09 | 0.00097009 | 9.5643e-09
[120 empty] | 7.3.3.17.5 (Remote Grid) Updates to grid topology to minimize risk of ignition in HFTDs Remote GridWLDFREquipment / facility failureAggregated | WLDFR | HFTD - Distribution - Tier 2 - 4QU CoRE ¦ 3QU LoRE | Red Flag Warning - Large Fires | Equipment / facility failure | Aggregated | 2038 | 9.8592e-06 | 750.2287 | 0.0073967 | 2038 | Mitigation | 0.95 | 45 | 0 | esc | 0.00097009 | 9.5643e-09 | 0.00097009 | 9.5643e-09
[120 empty] | 7.3.3.17.5 (Remote Grid) Updates to grid topology to minimize risk of ignition in HFTDs Remote GridWLDFREquipment / facility failureAggregated | WLDFR | HFTD - Distribution - Tier 2 - 4QU CoRE ¦ 3QU LoRE | Red Flag Warning - Large Fires | Equipment / facility failure | Aggregated | 2039 | 9.8592e-06 | 750.2287 | 0.0073967 | 2039 | Mitigation | 0.95 | 45 | 0 | esc | 0.00097009 | 9.5643e-09 | 0.00097009 | 9.5643e-09
[120 empty] | 7.3.3.17.5 (Remote Grid) Updates to grid topology to minimize risk of ignition in HFTDs Remote GridWLDFREquipment / facility failureAggregated | WLDFR | HFTD - Distribution - Tier 2 - 4QU CoRE ¦ 3QU LoRE | Red Flag Warning - Large Fires | Equipment / facility failure | Aggregated | 2040 | 9.8592e-06 | 750.2287 | 0.0073967 | 2040 | Mitigation | 0.95 | 45 | 0 | esc | 0.00097009 | 9.5643e-09 | 0.00097009 | 9.5643e-09
[120 empty] | 7.3.3.17.5 (Remote Grid) Updates to grid topology to minimize risk of ignition in HFTDs Remote GridWLDFREquipment / facility failureAggregated | WLDFR | HFTD - Distribution - Tier 2 - 4QU CoRE ¦ 3QU LoRE | Red Flag Warning - Large Fires | Equipment / facility failure | Aggregated | 2041 | 9.8592e-06 | 750.2287 | 0.0073967 | 2041 | Mitigation | 0.95 | 45 | 0 | esc | 0.00097009 | 9.5643e-09 | 0.00097009 | 9.5643e-09
[120 empty] | 7.3.3.17.5 (Remote Grid) Updates to grid topology to minimize risk of ignition in HFTDs Remote GridWLDFREquipment / facility failureAggregated | WLDFR | HFTD - Distribution - Tier 2 - 4QU CoRE ¦ 3QU LoRE | Red Flag Warning - Large Fires | Equipment / facility failure | Aggregated | 2042 | 9.8592e-06 | 750.2287 | 0.0073967 | 2042 | Mitigation | 0.95 | 45 | 0 | esc | 0.00097009 | 9.5643e-09 | 0.00097009 | 9.5643e-09
[120 empty] | 7.3.3.17.5 (Remote Grid) Updates to grid topology to minimize risk of ignition in HFTDs Remote GridWLDFREquipment / facility failureAggregated | WLDFR | HFTD - Distribution - Tier 2 - 4QU CoRE ¦ 3QU LoRE | Red Flag Warning - Large Fires | Equipment / facility failure | Aggregated | 2043 | 9.8592e-06 | 750.2287 | 0.0073967 | 2043 | Mitigation | 0.95 | 45 | 0 | esc | 0.00097009 | 9.5643e-09 | 0.00097009 | 9.5643e-09
[120 empty] | 7.3.3.17.5 (Remote Grid) Updates to grid topology to minimize risk of ignition in HFTDs Remote GridWLDFREquipment / facility failureAggregated | WLDFR | HFTD - Distribution - Tier 2 - 4QU CoRE ¦ 3QU LoRE | Red Flag Warning - Large Fires | Equipment / facility failure | Aggregated | 2044 | 9.8592e-06 | 750.2287 | 0.0073967 | 2044 | Mitigation | 0.95 | 45 | 0 | esc | 0.00097009 | 9.5643e-09 | 0.00097009 | 9.5643e-09
[120 empty] | 7.3.3.17.5 (Remote Grid) Updates to grid topology to minimize risk of ignition in HFTDs Remote GridWLDFREquipment / facility failureAggregated | WLDFR | HFTD - Distribution - Tier 2 - 4QU CoRE ¦ 3QU LoRE | Red Flag Warning - Large Fires | Equipment / facility failure | Aggregated | 2045 | 9.8592e-06 | 750.2287 | 0.0073967 | 2045 | Mitigation | 0.95 | 45 | 0 | esc | 0.00097009 | 9.5643e-09 | 0.00097009 | 9.5643e-09
[120 empty] | 7.3.3.17.5 (Remote Grid) Updates to grid topology to minimize risk of ignition in HFTDs Remote GridWLDFREquipment / facility failureAggregated | WLDFR | HFTD - Distribution - Tier 2 - 4QU CoRE ¦ 3QU LoRE | Red Flag Warning - Large Fires | Equipment / facility failure | Aggregated | 2046 | 9.8592e-06 | 750.2287 | 0.0073967 | 2046 | Mitigation | 0.95 | 45 | 0 | esc | 0.00097009 | 9.5643e-09 | 0.00097009 | 9.5643e-09
[120 empty] | 7.3.3.17.5 (Remote Grid) Updates to grid topology to minimize risk of ignition in HFTDs Remote GridWLDFREquipment / facility failureAggregated | WLDFR | HFTD - Distribution - Tier 2 - 4QU CoRE ¦ 3QU LoRE | Red Flag Warning - Large Fires | Equipment / facility failure | Aggregated | 2047 | 9.8592e-06 | 750.2287 | 0.0073967 | 2047 | Mitigation | 0.95 | 45 | 0 | esc | 0.00097009 | 9.5643e-09 | 0.00097009 | 9.5643e-09
[120 empty] | 7.3.3.17.5 (Remote Grid) Updates to grid topology to minimize risk of ignition in HFTDs Remote GridWLDFREquipment / facility failureAggregated | WLDFR | HFTD - Distribution - Tier 2 - 4QU CoRE ¦ 3QU LoRE | Red Flag Warning - Large Fires | Equipment / facility failure | Aggregated | 2048 | 9.8592e-06 | 750.2287 | 0.0073967 | 2048 | Mitigation | 0.95 | 45 | 0 | esc | 0.00097009 | 9.5643e-09 | 0.00097009 | 9.5643e-09
[120 empty] | 7.3.3.17.5 (Remote Grid) Updates to grid topology to minimize risk of ignition in HFTDs Remote GridWLDFREquipment / facility failureAggregated | WLDFR | HFTD - Distribution - Tier 2 - 4QU CoRE ¦ 3QU LoRE | Red Flag Warning - Large Fires | Equipment / facility failure | Aggregated | 2049 | 9.8592e-06 | 750.2287 | 0.0073967 | 2049 | Mitigation | 0.95 | 45 | 0 | esc | 0.00097009 | 9.5643e-09 | 0.00097009 | 9.5643e-09
[120 empty] | 7.3.3.17.5 (Remote Grid) Updates to grid topology to minimize risk of ignition in HFTDs Remote GridWLDFREquipment / facility failureAggregated | WLDFR | HFTD - Distribution - Tier 2 - 4QU CoRE ¦ 3QU LoRE | Red Flag Warning - Large Fires | Equipment / facility failure | Aggregated | 2050 | 9.8592e-06 | 750.2287 | 0.0073967 | 2050 | Mitigation | 0.95 | 45 | 0 | esc | 0.00097009 | 9.5643e-09 | 0.00097009 | 9.5643e-09
[120 empty] | 7.3.3.17.5 (Remote Grid) Updates to grid topology to minimize risk of ignition in HFTDs Remote GridWLDFREquipment / facility failureAggregated | WLDFR | HFTD - Distribution - Tier 2 - 4QU CoRE ¦ 3QU LoRE | Red Flag Warning - Large Fires | Equipment / facility failure | Aggregated | 2051 | 9.8592e-06 | 750.2287 | 0.0073967 | 2051 | Mitigation | 0.95 | 45 | 0 | esc | 0.00097009 | 9.5643e-09 | 0.00097009 | 9.5643e-09
[120 empty] | 7.3.3.17.5 (Remote Grid) Updates to grid topology to minimize risk of ignition in HFTDs Remote GridWLDFREquipment / facility failureAggregated | WLDFR | HFTD - Distribution - Tier 2 - 4QU CoRE ¦ 3QU LoRE | Red Flag Warning - Large Fires | Equipment / facility failure | Aggregated | 2052 | 9.8592e-06 | 750.2287 | 0.0073967 | 2052 | Mitigation | 0.95 | 45 | 0 | esc | 0.00097009 | 9.5643e-09 | 0.00097009 | 9.5643e-09
[120 empty] | 7.3.3.17.5 (Remote Grid) Updates to grid topology to minimize risk of ignition in HFTDs Remote GridWLDFREquipment / facility failureAggregated | WLDFR | HFTD - Distribution - Tier 2 - 4QU CoRE ¦ 3QU LoRE | Red Flag Warning - Large Fires | Equipment / facility failure | Aggregated | 2053 | 9.8592e-06 | 750.2287 | 0.0073967 | 2053 | Mitigation | 0.95 | 45 | 0 | esc | 0.00097009 | 9.5643e-09 | 0.00097009 | 9.5643e-09
[120 empty] | 7.3.3.17.5 (Remote Grid) Updates to grid topology to minimize risk of ignition in HFTDs Remote GridWLDFREquipment / facility failureAggregated | WLDFR | HFTD - Distribution - Tier 2 - 4QU CoRE ¦ 3QU LoRE | Red Flag Warning - Large Fires | Equipment / facility failure | Aggregated | 2054 | 9.8592e-06 | 750.2287 | 0.0073967 | 2054 | Mitigation | 0.95 | 45 | 0 | esc | 0.00097009 | 9.5643e-09 | 0.00097009 | 9.5643e-09
[120 empty] | 7.3.3.17.5 (Remote Grid) Updates to grid topology to minimize risk of ignition in HFTDs Remote GridWLDFREquipment / facility failureAggregated | WLDFR | HFTD - Distribution - Tier 2 - 4QU CoRE ¦ 3QU LoRE | Red Flag Warning - Large Fires | Equipment / facility failure | Aggregated | 2055 | 9.8592e-06 | 750.2287 | 0.0073967 | 2055 | Mitigation | 0.95 | 45 | 0 | esc | 0.00097009 | 9.5643e-09 | 0.00097009 | 9.5643e-09
[120 empty] | 7.3.3.17.5 (Remote Grid) Updates to grid topology to minimize risk of ignition in HFTDs Remote GridWLDFREquipment / facility failureAggregated | WLDFR | HFTD - Distribution - Tier 2 - 4QU CoRE ¦ 3QU LoRE | Red Flag Warning - Large Fires | Equipment / facility failure | Aggregated | 2056 | 9.8592e-06 | 750.2287 | 0.0073967 | 2056 | Mitigation | 0.95 | 45 | 0 | esc | 0.00097009 | 9.5643e-09 | 0.00097009 | 9.5643e-09
[120 empty] | 7.3.3.17.5 (Remote Grid) Updates to grid topology to minimize risk of ignition in HFTDs Remote GridWLDFREquipment / facility failureAggregated | WLDFR | HFTD - Distribution - Tier 2 - 4QU CoRE ¦ 3QU LoRE | Red Flag Warning - Large Fires | Equipment / facility failure | Aggregated | 2057 | 9.8592e-06 | 750.2287 | 0.0073967 | 2057 | Mitigation | 0.95 | 45 | 0 | esc | 0.00097009 | 9.5643e-09 | 0.00097009 | 9.5643e-09
[120 empty] | 7.3.3.17.5 (Remote Grid) Updates to grid topology to minimize risk of ignition in HFTDs Remote GridWLDFREquipment / facility failureAggregated | WLDFR | HFTD - Distribution - Tier 2 - 4QU CoRE ¦ 3QU LoRE | Red Flag Warning - Large Fires | Equipment / facility failure | Aggregated | 2058 | 9.8592e-06 | 750.2287 | 0.0073967 | 2058 | Mitigation | 0.95 | 45 | 0 | esc | 0.00097009 | 9.5643e-09 | 0.00097009 | 9.5643e-09
[120 empty] | 7.3.3.17.5 (Remote Grid) Updates to grid topology to minimize risk of ignition in HFTDs Remote GridWLDFREquipment / facility failureAggregated | WLDFR | HFTD - Distribution - Tier 2 - 4QU CoRE ¦ 3QU LoRE | Red Flag Warning - Large Fires | Equipment / facility failure | Aggregated | 2059 | 9.8592e-06 | 750.2287 | 0.0073967 | 2059 | Mitigation | 0.95 | 45 | 0 | esc | 0.00097009 | 9.5643e-09 | 0.00097009 | 9.5643e-09
[120 empty] | 7.3.3.17.5 (Remote Grid) Updates to grid topology to minimize risk of ignition in HFTDs Remote GridWLDFREquipment / facility failureAggregated | WLDFR | HFTD - Distribution - Tier 2 - 4QU CoRE ¦ 3QU LoRE | Red Flag Warning - Large Fires | Equipment / facility failure | Aggregated | 2060 | 9.8592e-06 | 750.2287 | 0.0073967 | 2060 | Mitigation | 0.95 | 45 | 0 | esc | 0.00097009 | 9.5643e-09 | 0.00097009 | 9.5643e-09
[120 empty] | 7.3.3.17.5 (Remote Grid) Updates to grid topology to minimize risk of ignition in HFTDs Remote GridWLDFREquipment / facility failureAggregated | WLDFR | HFTD - Distribution - Tier 2 - 4QU CoRE ¦ 3QU LoRE | Red Flag Warning - Large Fires | Equipment / facility failure | Aggregated | 2061 | 9.8592e-06 | 750.2287 | 0.0073967 | 2061 | Mitigation | 0.95 | 45 | 0 | esc | 0.00097009 | 9.5643e-09 | 0.00097009 | 9.5643e-09
[120 empty] | 7.3.3.17.5 (Remote Grid) Updates to grid topology to minimize risk of ignition in HFTDs Remote GridWLDFREquipment / facility failureAggregated | WLDFR | HFTD - Distribution - Tier 2 - 4QU CoRE ¦ 3QU LoRE | Red Flag Warning - Large Fires | Equipment / facility failure | Aggregated | 2062 | 9.8592e-06 | 750.2287 | 0.0073967 | 2062 | Mitigation | 0.95 | 45 | 0 | esc | 0.00097009 | 9.5643e-09 | 0.00097009 | 9.5643e-09
[120 empty] | 7.3.3.17.5 (Remote Grid) Updates to grid topology to minimize risk of ignition in HFTDs Remote GridWLDFREquipment / facility failureAggregated | WLDFR | HFTD - Distribution - Tier 2 - 4QU CoRE ¦ 3QU LoRE | Red Flag Warning - Large Fires | Equipment / facility failure | Aggregated | 2063 | 9.8592e-06 | 750.2287 | 0.0073967 | 2063 | Mitigation | 0.95 | 45 | 0 | esc | 0.00097009 | 9.5643e-09 | 0.00097009 | 9.5643e-09
[120 empty] | 7.3.3.17.5 (Remote Grid) Updates to grid topology to minimize risk of ignition in HFTDs Remote GridWLDFREquipment / facility failureAggregated | WLDFR | HFTD - Distribution - Tier 2 - 4QU CoRE ¦ 3QU LoRE | Red Flag Warning - Large Fires | Equipment / facility failure | Aggregated | 2064 | 9.8592e-06 | 750.2287 | 0.0073967 | 2064 | Mitigation | 0.95 | 45 | 0 | esc | 0.00097009 | 9.5643e-09 | 0.00097009 | 9.5643e-09
[120 empty] | 7.3.3.17.5 (Remote Grid) Updates to grid topology to minimize risk of ignition in HFTDs Remote GridWLDFREquipment / facility failureAggregated | WLDFR | HFTD - Distribution - Tier 2 - 4QU CoRE ¦ 3QU LoRE | Red Flag Warning - Large Fires | Equipment / facility failure | Aggregated | 2065 | 9.8592e-06 | 750.2287 | 0.0073967 | 2065 | Mitigation | 0.95 | 45 | 0 | esc | 0.00097009 | 9.5643e-09 | 0.00097009 | 9.5643e-09
[120 empty] | 7.3.3.17.5 (Remote Grid) Updates to grid topology to minimize risk of ignition in HFTDs Remote GridWLDFREquipment / facility failureAggregated | WLDFR | HFTD - Distribution - Tier 2 - 4QU CoRE ¦ 3QU LoRE | Red Flag Warning - Large Fires | Equipment / facility failure | Aggregated | 2066 | 9.8592e-06 | 750.2287 | 0.0073967 | 2066 | Mitigation | 0.95 | 45 | 0 | esc | 0.00097009 | 9.5643e-09 | 0.00097009 | 9.5643e-09
[120 empty] | 7.3.3.17.5 (Remote Grid) Updates to grid topology to minimize risk of ignition in HFTDs Remote GridWLDFREquipment / facility failureAggregated | WLDFR | HFTD - Distribution - Tier 2 - 4QU CoRE ¦ 3QU LoRE | Red Flag Warning - Large Fires | Equipment / facility failure | Aggregated | 2067 | 9.8592e-06 | 750.2287 | 0.0073967 | 2067 | Mitigation | 0.95 | 45 | 0 | esc | 0 | 0 | 0.00097009 | 9.5643e-09
[120 empty] | 7.3.3.17.5 (Remote Grid) Updates to grid topology to minimize risk of ignition in HFTDs Remote GridWLDFRVegetation ContactAggregated | WLDFR | HFTD - Distribution - Tier 2 - 4QU CoRE ¦ 3QU LoRE | Red Flag Warning - Large Fires | Vegetation Contact | Aggregated | 2022 | 1.4241e-05 | 750.2287 | 0.010684 | 2022 | Mitigation | 0.95 | 45 | 0 | esc | 0.00097009 | 1.3815e-08 | 0 | 0
[120 empty] | 7.3.3.17.5 (Remote Grid) Updates to grid topology to minimize risk of ignition in HFTDs Remote GridWLDFRVegetation ContactAggregated | WLDFR | HFTD - Distribution - Tier 2 - 4QU CoRE ¦ 3QU LoRE | Red Flag Warning - Large Fires | Vegetation Contact | Aggregated | 2023 | 1.4241e-05 | 750.2287 | 0.010684 | 2023 | Mitigation | 0.95 | 45 | 0 | esc | 0.00097009 | 1.3815e-08 | 0.00097009 | 1.3815e-08
[120 empty] | 7.3.3.17.5 (Remote Grid) Updates to grid topology to minimize risk of ignition in HFTDs Remote GridWLDFRVegetation ContactAggregated | WLDFR | HFTD - Distribution - Tier 2 - 4QU CoRE ¦ 3QU LoRE | Red Flag Warning - Large Fires | Vegetation Contact | Aggregated | 2024 | 1.4241e-05 | 750.2287 | 0.010684 | 2024 | Mitigation | 0.95 | 45 | 0 | esc | 0.00097009 | 1.3815e-08 | 0.00097009 | 1.3815e-08
[120 empty] | 7.3.3.17.5 (Remote Grid) Updates to grid topology to minimize risk of ignition in HFTDs Remote GridWLDFRVegetation ContactAggregated | WLDFR | HFTD - Distribution - Tier 2 - 4QU CoRE ¦ 3QU LoRE | Red Flag Warning - Large Fires | Vegetation Contact | Aggregated | 2025 | 1.4241e-05 | 750.2287 | 0.010684 | 2025 | Mitigation | 0.95 | 45 | 0 | esc | 0.00097009 | 1.3815e-08 | 0.00097009 | 1.3815e-08
[120 empty] | 7.3.3.17.5 (Remote Grid) Updates to grid topology to minimize risk of ignition in HFTDs Remote GridWLDFRVegetation ContactAggregated | WLDFR | HFTD - Distribution - Tier 2 - 4QU CoRE ¦ 3QU LoRE | Red Flag Warning - Large Fires | Vegetation Contact | Aggregated | 2026 | 1.4241e-05 | 750.2287 | 0.010684 | 2026 | Mitigation | 0.95 | 45 | 0 | esc | 0.00097009 | 1.3815e-08 | 0.00097009 | 1.3815e-08
[120 empty] | 7.3.3.17.5 (Remote Grid) Updates to grid topology to minimize risk of ignition in HFTDs Remote GridWLDFRVegetation ContactAggregated | WLDFR | HFTD - Distribution - Tier 2 - 4QU CoRE ¦ 3QU LoRE | Red Flag Warning - Large Fires | Vegetation Contact | Aggregated | 2027 | 1.4241e-05 | 750.2287 | 0.010684 | 2027 | Mitigation | 0.95 | 45 | 0 | esc | 0.00097009 | 1.3815e-08 | 0.00097009 | 1.3815e-08
[120 empty] | 7.3.3.17.5 (Remote Grid) Updates to grid topology to minimize risk of ignition in HFTDs Remote GridWLDFRVegetation ContactAggregated | WLDFR | HFTD - Distribution - Tier 2 - 4QU CoRE ¦ 3QU LoRE | Red Flag Warning - Large Fires | Vegetation Contact | Aggregated | 2028 | 1.4241e-05 | 750.2287 | 0.010684 | 2028 | Mitigation | 0.95 | 45 | 0 | esc | 0.00097009 | 1.3815e-08 | 0.00097009 | 1.3815e-08
[120 empty] | 7.3.3.17.5 (Remote Grid) Updates to grid topology to minimize risk of ignition in HFTDs Remote GridWLDFRVegetation ContactAggregated | WLDFR | HFTD - Distribution - Tier 2 - 4QU CoRE ¦ 3QU LoRE | Red Flag Warning - Large Fires | Vegetation Contact | Aggregated | 2029 | 1.4241e-05 | 750.2287 | 0.010684 | 2029 | Mitigation | 0.95 | 45 | 0 | esc | 0.00097009 | 1.3815e-08 | 0.00097009 | 1.3815e-08
[120 empty] | 7.3.3.17.5 (Remote Grid) Updates to grid topology to minimize risk of ignition in HFTDs Remote GridWLDFRVegetation ContactAggregated | WLDFR | HFTD - Distribution - Tier 2 - 4QU CoRE ¦ 3QU LoRE | Red Flag Warning - Large Fires | Vegetation Contact | Aggregated | 2030 | 1.4241e-05 | 750.2287 | 0.010684 | 2030 | Mitigation | 0.95 | 45 | 0 | esc | 0.00097009 | 1.3815e-08 | 0.00097009 | 1.3815e-08
[120 empty] | 7.3.3.17.5 (Remote Grid) Updates to grid topology to minimize risk of ignition in HFTDs Remote GridWLDFRVegetation ContactAggregated | WLDFR | HFTD - Distribution - Tier 2 - 4QU CoRE ¦ 3QU LoRE | Red Flag Warning - Large Fires | Vegetation Contact | Aggregated | 2031 | 1.4241e-05 | 750.2287 | 0.010684 | 2031 | Mitigation | 0.95 | 45 | 0 | esc | 0.00097009 | 1.3815e-08 | 0.00097009 | 1.3815e-08
[120 empty] | 7.3.3.17.5 (Remote Grid) Updates to grid topology to minimize risk of ignition in HFTDs Remote GridWLDFRVegetation ContactAggregated | WLDFR | HFTD - Distribution - Tier 2 - 4QU CoRE ¦ 3QU LoRE | Red Flag Warning - Large Fires | Vegetation Contact | Aggregated | 2032 | 1.4241e-05 | 750.2287 | 0.010684 | 2032 | Mitigation | 0.95 | 45 | 0 | esc | 0.00097009 | 1.3815e-08 | 0.00097009 | 1.3815e-08
[120 empty] | 7.3.3.17.5 (Remote Grid) Updates to grid topology to minimize risk of ignition in HFTDs Remote GridWLDFRVegetation ContactAggregated | WLDFR | HFTD - Distribution - Tier 2 - 4QU CoRE ¦ 3QU LoRE | Red Flag Warning - Large Fires | Vegetation Contact | Aggregated | 2033 | 1.4241e-05 | 750.2287 | 0.010684 | 2033 | Mitigation | 0.95 | 45 | 0 | esc | 0.00097009 | 1.3815e-08 | 0.00097009 | 1.3815e-08
[120 empty] | 7.3.3.17.5 (Remote Grid) Updates to grid topology to minimize risk of ignition in HFTDs Remote GridWLDFRVegetation ContactAggregated | WLDFR | HFTD - Distribution - Tier 2 - 4QU CoRE ¦ 3QU LoRE | Red Flag Warning - Large Fires | Vegetation Contact | Aggregated | 2034 | 1.4241e-05 | 750.2287 | 0.010684 | 2034 | Mitigation | 0.95 | 45 | 0 | esc | 0.00097009 | 1.3815e-08 | 0.00097009 | 1.3815e-08
[120 empty] | 7.3.3.17.5 (Remote Grid) Updates to grid topology to minimize risk of ignition in HFTDs Remote GridWLDFRVegetation ContactAggregated | WLDFR | HFTD - Distribution - Tier 2 - 4QU CoRE ¦ 3QU LoRE | Red Flag Warning - Large Fires | Vegetation Contact | Aggregated | 2035 | 1.4241e-05 | 750.2287 | 0.010684 | 2035 | Mitigation | 0.95 | 45 | 0 | esc | 0.00097009 | 1.3815e-08 | 0.00097009 | 1.3815e-08
[120 empty] | 7.3.3.17.5 (Remote Grid) Updates to grid topology to minimize risk of ignition in HFTDs Remote GridWLDFRVegetation ContactAggregated | WLDFR | HFTD - Distribution - Tier 2 - 4QU CoRE ¦ 3QU LoRE | Red Flag Warning - Large Fires | Vegetation Contact | Aggregated | 2036 | 1.4241e-05 | 750.2287 | 0.010684 | 2036 | Mitigation | 0.95 | 45 | 0 | esc | 0.00097009 | 1.3815e-08 | 0.00097009 | 1.3815e-08
[120 empty] | 7.3.3.17.5 (Remote Grid) Updates to grid topology to minimize risk of ignition in HFTDs Remote GridWLDFRVegetation ContactAggregated | WLDFR | HFTD - Distribution - Tier 2 - 4QU CoRE ¦ 3QU LoRE | Red Flag Warning - Large Fires | Vegetation Contact | Aggregated | 2037 | 1.4241e-05 | 750.2287 | 0.010684 | 2037 | Mitigation | 0.95 | 45 | 0 | esc | 0.00097009 | 1.3815e-08 | 0.00097009 | 1.3815e-08
[120 empty] | 7.3.3.17.5 (Remote Grid) Updates to grid topology to minimize risk of ignition in HFTDs Remote GridWLDFRVegetation ContactAggregated | WLDFR | HFTD - Distribution - Tier 2 - 4QU CoRE ¦ 3QU LoRE | Red Flag Warning - Large Fires | Vegetation Contact | Aggregated | 2038 | 1.4241e-05 | 750.2287 | 0.010684 | 2038 | Mitigation | 0.95 | 45 | 0 | esc | 0.00097009 | 1.3815e-08 | 0.00097009 | 1.3815e-08
[120 empty] | 7.3.3.17.5 (Remote Grid) Updates to grid topology to minimize risk of ignition in HFTDs Remote GridWLDFRVegetation ContactAggregated | WLDFR | HFTD - Distribution - Tier 2 - 4QU CoRE ¦ 3QU LoRE | Red Flag Warning - Large Fires | Vegetation Contact | Aggregated | 2039 | 1.4241e-05 | 750.2287 | 0.010684 | 2039 | Mitigation | 0.95 | 45 | 0 | esc | 0.00097009 | 1.3815e-08 | 0.00097009 | 1.3815e-08
[120 empty] | 7.3.3.17.5 (Remote Grid) Updates to grid topology to minimize risk of ignition in HFTDs Remote GridWLDFRVegetation ContactAggregated | WLDFR | HFTD - Distribution - Tier 2 - 4QU CoRE ¦ 3QU LoRE | Red Flag Warning - Large Fires | Vegetation Contact | Aggregated | 2040 | 1.4241e-05 | 750.2287 | 0.010684 | 2040 | Mitigation | 0.95 | 45 | 0 | esc | 0.00097009 | 1.3815e-08 | 0.00097009 | 1.3815e-08
[120 empty] | 7.3.3.17.5 (Remote Grid) Updates to grid topology to minimize risk of ignition in HFTDs Remote GridWLDFRVegetation ContactAggregated | WLDFR | HFTD - Distribution - Tier 2 - 4QU CoRE ¦ 3QU LoRE | Red Flag Warning - Large Fires | Vegetation Contact | Aggregated | 2041 | 1.4241e-05 | 750.2287 | 0.010684 | 2041 | Mitigation | 0.95 | 45 | 0 | esc | 0.00097009 | 1.3815e-08 | 0.00097009 | 1.3815e-08
[120 empty] | 7.3.3.17.5 (Remote Grid) Updates to grid topology to minimize risk of ignition in HFTDs Remote GridWLDFRVegetation ContactAggregated | WLDFR | HFTD - Distribution - Tier 2 - 4QU CoRE ¦ 3QU LoRE | Red Flag Warning - Large Fires | Vegetation Contact | Aggregated | 2042 | 1.4241e-05 | 750.2287 | 0.010684 | 2042 | Mitigation | 0.95 | 45 | 0 | esc | 0.00097009 | 1.3815e-08 | 0.00097009 | 1.3815e-08
[120 empty] | 7.3.3.17.5 (Remote Grid) Updates to grid topology to minimize risk of ignition in HFTDs Remote GridWLDFRVegetation ContactAggregated | WLDFR | HFTD - Distribution - Tier 2 - 4QU CoRE ¦ 3QU LoRE | Red Flag Warning - Large Fires | Vegetation Contact | Aggregated | 2043 | 1.4241e-05 | 750.2287 | 0.010684 | 2043 | Mitigation | 0.95 | 45 | 0 | esc | 0.00097009 | 1.3815e-08 | 0.00097009 | 1.3815e-08
[120 empty] | 7.3.3.17.5 (Remote Grid) Updates to grid topology to minimize risk of ignition in HFTDs Remote GridWLDFRVegetation ContactAggregated | WLDFR | HFTD - Distribution - Tier 2 - 4QU CoRE ¦ 3QU LoRE | Red Flag Warning - Large Fires | Vegetation Contact | Aggregated | 2044 | 1.4241e-05 | 750.2287 | 0.010684 | 2044 | Mitigation | 0.95 | 45 | 0 | esc | 0.00097009 | 1.3815e-08 | 0.00097009 | 1.3815e-08
[120 empty] | 7.3.3.17.5 (Remote Grid) Updates to grid topology to minimize risk of ignition in HFTDs Remote GridWLDFRVegetation ContactAggregated | WLDFR | HFTD - Distribution - Tier 2 - 4QU CoRE ¦ 3QU LoRE | Red Flag Warning - Large Fires | Vegetation Contact | Aggregated | 2045 | 1.4241e-05 | 750.2287 | 0.010684 | 2045 | Mitigation | 0.95 | 45 | 0 | esc | 0.00097009 | 1.3815e-08 | 0.00097009 | 1.3815e-08
[120 empty] | 7.3.3.17.5 (Remote Grid) Updates to grid topology to minimize risk of ignition in HFTDs Remote GridWLDFRVegetation ContactAggregated | WLDFR | HFTD - Distribution - Tier 2 - 4QU CoRE ¦ 3QU LoRE | Red Flag Warning - Large Fires | Vegetation Contact | Aggregated | 2046 | 1.4241e-05 | 750.2287 | 0.010684 | 2046 | Mitigation | 0.95 | 45 | 0 | esc | 0.00097009 | 1.3815e-08 | 0.00097009 | 1.3815e-08
[120 empty] | 7.3.3.17.5 (Remote Grid) Updates to grid topology to minimize risk of ignition in HFTDs Remote GridWLDFRVegetation ContactAggregated | WLDFR | HFTD - Distribution - Tier 2 - 4QU CoRE ¦ 3QU LoRE | Red Flag Warning - Large Fires | Vegetation Contact | Aggregated | 2047 | 1.4241e-05 | 750.2287 | 0.010684 | 2047 | Mitigation | 0.95 | 45 | 0 | esc | 0.00097009 | 1.3815e-08 | 0.00097009 | 1.3815e-08
[120 empty] | 7.3.3.17.5 (Remote Grid) Updates to grid topology to minimize risk of ignition in HFTDs Remote GridWLDFRVegetation ContactAggregated | WLDFR | HFTD - Distribution - Tier 2 - 4QU CoRE ¦ 3QU LoRE | Red Flag Warning - Large Fires | Vegetation Contact | Aggregated | 2048 | 1.4241e-05 | 750.2287 | 0.010684 | 2048 | Mitigation | 0.95 | 45 | 0 | esc | 0.00097009 | 1.3815e-08 | 0.00097009 | 1.3815e-08
[120 empty] | 7.3.3.17.5 (Remote Grid) Updates to grid topology to minimize risk of ignition in HFTDs Remote GridWLDFRVegetation ContactAggregated | WLDFR | HFTD - Distribution - Tier 2 - 4QU CoRE ¦ 3QU LoRE | Red Flag Warning - Large Fires | Vegetation Contact | Aggregated | 2049 | 1.4241e-05 | 750.2287 | 0.010684 | 2049 | Mitigation | 0.95 | 45 | 0 | esc | 0.00097009 | 1.3815e-08 | 0.00097009 | 1.3815e-08
[120 empty] | 7.3.3.17.5 (Remote Grid) Updates to grid topology to minimize risk of ignition in HFTDs Remote GridWLDFRVegetation ContactAggregated | WLDFR | HFTD - Distribution - Tier 2 - 4QU CoRE ¦ 3QU LoRE | Red Flag Warning - Large Fires | Vegetation Contact | Aggregated | 2050 | 1.4241e-05 | 750.2287 | 0.010684 | 2050 | Mitigation | 0.95 | 45 | 0 | esc | 0.00097009 | 1.3815e-08 | 0.00097009 | 1.3815e-08
[120 empty] | 7.3.3.17.5 (Remote Grid) Updates to grid topology to minimize risk of ignition in HFTDs Remote GridWLDFRVegetation ContactAggregated | WLDFR | HFTD - Distribution - Tier 2 - 4QU CoRE ¦ 3QU LoRE | Red Flag Warning - Large Fires | Vegetation Contact | Aggregated | 2051 | 1.4241e-05 | 750.2287 | 0.010684 | 2051 | Mitigation | 0.95 | 45 | 0 | esc | 0.00097009 | 1.3815e-08 | 0.00097009 | 1.3815e-08
[120 empty] | 7.3.3.17.5 (Remote Grid) Updates to grid topology to minimize risk of ignition in HFTDs Remote GridWLDFRVegetation ContactAggregated | WLDFR | HFTD - Distribution - Tier 2 - 4QU CoRE ¦ 3QU LoRE | Red Flag Warning - Large Fires | Vegetation Contact | Aggregated | 2052 | 1.4241e-05 | 750.2287 | 0.010684 | 2052 | Mitigation | 0.95 | 45 | 0 | esc | 0.00097009 | 1.3815e-08 | 0.00097009 | 1.3815e-08
[120 empty] | 7.3.3.17.5 (Remote Grid) Updates to grid topology to minimize risk of ignition in HFTDs Remote GridWLDFRVegetation ContactAggregated | WLDFR | HFTD - Distribution - Tier 2 - 4QU CoRE ¦ 3QU LoRE | Red Flag Warning - Large Fires | Vegetation Contact | Aggregated | 2053 | 1.4241e-05 | 750.2287 | 0.010684 | 2053 | Mitigation | 0.95 | 45 | 0 | esc | 0.00097009 | 1.3815e-08 | 0.00097009 | 1.3815e-08
[120 empty] | 7.3.3.17.5 (Remote Grid) Updates to grid topology to minimize risk of ignition in HFTDs Remote GridWLDFRVegetation ContactAggregated | WLDFR | HFTD - Distribution - Tier 2 - 4QU CoRE ¦ 3QU LoRE | Red Flag Warning - Large Fires | Vegetation Contact | Aggregated | 2054 | 1.4241e-05 | 750.2287 | 0.010684 | 2054 | Mitigation | 0.95 | 45 | 0 | esc | 0.00097009 | 1.3815e-08 | 0.00097009 | 1.3815e-08
[120 empty] | 7.3.3.17.5 (Remote Grid) Updates to grid topology to minimize risk of ignition in HFTDs Remote GridWLDFRVegetation ContactAggregated | WLDFR | HFTD - Distribution - Tier 2 - 4QU CoRE ¦ 3QU LoRE | Red Flag Warning - Large Fires | Vegetation Contact | Aggregated | 2055 | 1.4241e-05 | 750.2287 | 0.010684 | 2055 | Mitigation | 0.95 | 45 | 0 | esc | 0.00097009 | 1.3815e-08 | 0.00097009 | 1.3815e-08
[120 empty] | 7.3.3.17.5 (Remote Grid) Updates to grid topology to minimize risk of ignition in HFTDs Remote GridWLDFRVegetation ContactAggregated | WLDFR | HFTD - Distribution - Tier 2 - 4QU CoRE ¦ 3QU LoRE | Red Flag Warning - Large Fires | Vegetation Contact | Aggregated | 2056 | 1.4241e-05 | 750.2287 | 0.010684 | 2056 | Mitigation | 0.95 | 45 | 0 | esc | 0.00097009 | 1.3815e-08 | 0.00097009 | 1.3815e-08
[120 empty] | 7.3.3.17.5 (Remote Grid) Updates to grid topology to minimize risk of ignition in HFTDs Remote GridWLDFRVegetation ContactAggregated | WLDFR | HFTD - Distribution - Tier 2 - 4QU CoRE ¦ 3QU LoRE | Red Flag Warning - Large Fires | Vegetation Contact | Aggregated | 2057 | 1.4241e-05 | 750.2287 | 0.010684 | 2057 | Mitigation | 0.95 | 45 | 0 | esc | 0.00097009 | 1.3815e-08 | 0.00097009 | 1.3815e-08
[120 empty] | 7.3.3.17.5 (Remote Grid) Updates to grid topology to minimize risk of ignition in HFTDs Remote GridWLDFRVegetation ContactAggregated | WLDFR | HFTD - Distribution - Tier 2 - 4QU CoRE ¦ 3QU LoRE | Red Flag Warning - Large Fires | Vegetation Contact | Aggregated | 2058 | 1.4241e-05 | 750.2287 | 0.010684 | 2058 | Mitigation | 0.95 | 45 | 0 | esc | 0.00097009 | 1.3815e-08 | 0.00097009 | 1.3815e-08
[120 empty] | 7.3.3.17.5 (Remote Grid) Updates to grid topology to minimize risk of ignition in HFTDs Remote GridWLDFRVegetation ContactAggregated | WLDFR | HFTD - Distribution - Tier 2 - 4QU CoRE ¦ 3QU LoRE | Red Flag Warning - Large Fires | Vegetation Contact | Aggregated | 2059 | 1.4241e-05 | 750.2287 | 0.010684 | 2059 | Mitigation | 0.95 | 45 | 0 | esc | 0.00097009 | 1.3815e-08 | 0.00097009 | 1.3815e-08
[120 empty] | 7.3.3.17.5 (Remote Grid) Updates to grid topology to minimize risk of ignition in HFTDs Remote GridWLDFRVegetation ContactAggregated | WLDFR | HFTD - Distribution - Tier 2 - 4QU CoRE ¦ 3QU LoRE | Red Flag Warning - Large Fires | Vegetation Contact | Aggregated | 2060 | 1.4241e-05 | 750.2287 | 0.010684 | 2060 | Mitigation | 0.95 | 45 | 0 | esc | 0.00097009 | 1.3815e-08 | 0.00097009 | 1.3815e-08
[120 empty] | 7.3.3.17.5 (Remote Grid) Updates to grid topology to minimize risk of ignition in HFTDs Remote GridWLDFRVegetation ContactAggregated | WLDFR | HFTD - Distribution - Tier 2 - 4QU CoRE ¦ 3QU LoRE | Red Flag Warning - Large Fires | Vegetation Contact | Aggregated | 2061 | 1.4241e-05 | 750.2287 | 0.010684 | 2061 | Mitigation | 0.95 | 45 | 0 | esc | 0.00097009 | 1.3815e-08 | 0.00097009 | 1.3815e-08
[120 empty] | 7.3.3.17.5 (Remote Grid) Updates to grid topology to minimize risk of ignition in HFTDs Remote GridWLDFRVegetation ContactAggregated | WLDFR | HFTD - Distribution - Tier 2 - 4QU CoRE ¦ 3QU LoRE | Red Flag Warning - Large Fires | Vegetation Contact | Aggregated | 2062 | 1.4241e-05 | 750.2287 | 0.010684 | 2062 | Mitigation | 0.95 | 45 | 0 | esc | 0.00097009 | 1.3815e-08 | 0.00097009 | 1.3815e-08
[120 empty] | 7.3.3.17.5 (Remote Grid) Updates to grid topology to minimize risk of ignition in HFTDs Remote GridWLDFRVegetation ContactAggregated | WLDFR | HFTD - Distribution - Tier 2 - 4QU CoRE ¦ 3QU LoRE | Red Flag Warning - Large Fires | Vegetation Contact | Aggregated | 2063 | 1.4241e-05 | 750.2287 | 0.010684 | 2063 | Mitigation | 0.95 | 45 | 0 | esc | 0.00097009 | 1.3815e-08 | 0.00097009 | 1.3815e-08
[120 empty] | 7.3.3.17.5 (Remote Grid) Updates to grid topology to minimize risk of ignition in HFTDs Remote GridWLDFRVegetation ContactAggregated | WLDFR | HFTD - Distribution - Tier 2 - 4QU CoRE ¦ 3QU LoRE | Red Flag Warning - Large Fires | Vegetation Contact | Aggregated | 2064 | 1.4241e-05 | 750.2287 | 0.010684 | 2064 | Mitigation | 0.95 | 45 | 0 | esc | 0.00097009 | 1.3815e-08 | 0.00097009 | 1.3815e-08
[120 empty] | 7.3.3.17.5 (Remote Grid) Updates to grid topology to minimize risk of ignition in HFTDs Remote GridWLDFRVegetation ContactAggregated | WLDFR | HFTD - Distribution - Tier 2 - 4QU CoRE ¦ 3QU LoRE | Red Flag Warning - Large Fires | Vegetation Contact | Aggregated | 2065 | 1.4241e-05 | 750.2287 | 0.010684 | 2065 | Mitigation | 0.95 | 45 | 0 | esc | 0.00097009 | 1.3815e-08 | 0.00097009 | 1.3815e-08
[120 empty] | 7.3.3.17.5 (Remote Grid) Updates to grid topology to minimize risk of ignition in HFTDs Remote GridWLDFRVegetation ContactAggregated | WLDFR | HFTD - Distribution - Tier 2 - 4QU CoRE ¦ 3QU LoRE | Red Flag Warning - Large Fires | Vegetation Contact | Aggregated | 2066 | 1.4241e-05 | 750.2287 | 0.010684 | 2066 | Mitigation | 0.95 | 45 | 0 | esc | 0.00097009 | 1.3815e-08 | 0.00097009 | 1.3815e-08
[120 empty] | 7.3.3.17.5 (Remote Grid) Updates to grid topology to minimize risk of ignition in HFTDs Remote GridWLDFRVegetation ContactAggregated | WLDFR | HFTD - Distribution - Tier 2 - 4QU CoRE ¦ 3QU LoRE | Red Flag Warning - Large Fires | Vegetation Contact | Aggregated | 2067 | 1.4241e-05 | 750.2287 | 0.010684 | 2067 | Mitigation | 0.95 | 45 | 0 | esc | 0 | 0 | 0.00097009 | 1.3815e-08
[120 empty] | 7.3.3.17.5 (Remote Grid) Updates to grid topology to minimize risk of ignition in HFTDs Remote GridWLDFRContact from objectAggregated | WLDFR | HFTD - Distribution - Tier 2 - 4QU CoRE ¦ 3QU LoRE | Red Flag Warning - Small Fires | Contact from object | Aggregated | 2022 | 2.2789e-05 | 750.2287 | 0.017097 | 2022 | Mitigation | 0.95 | 45 | 0 | esc | 0.00097009 | 2.2108e-08 | 0 | 0
[120 empty] | 7.3.3.17.5 (Remote Grid) Updates to grid topology to minimize risk of ignition in HFTDs Remote GridWLDFRContact from objectAggregated | WLDFR | HFTD - Distribution - Tier 2 - 4QU CoRE ¦ 3QU LoRE | Red Flag Warning - Small Fires | Contact from object | Aggregated | 2023 | 2.2789e-05 | 750.2287 | 0.017097 | 2023 | Mitigation | 0.95 | 45 | 0 | esc | 0.00097009 | 2.2108e-08 | 0.00097009 | 2.2108e-08
[120 empty] | 7.3.3.17.5 (Remote Grid) Updates to grid topology to minimize risk of ignition in HFTDs Remote GridWLDFRContact from objectAggregated | WLDFR | HFTD - Distribution - Tier 2 - 4QU CoRE ¦ 3QU LoRE | Red Flag Warning - Small Fires | Contact from object | Aggregated | 2024 | 2.2789e-05 | 750.2287 | 0.017097 | 2024 | Mitigation | 0.95 | 45 | 0 | esc | 0.00097009 | 2.2108e-08 | 0.00097009 | 2.2108e-08
[120 empty] | 7.3.3.17.5 (Remote Grid) Updates to grid topology to minimize risk of ignition in HFTDs Remote GridWLDFRContact from objectAggregated | WLDFR | HFTD - Distribution - Tier 2 - 4QU CoRE ¦ 3QU LoRE | Red Flag Warning - Small Fires | Contact from object | Aggregated | 2025 | 2.2789e-05 | 750.2287 | 0.017097 | 2025 | Mitigation | 0.95 | 45 | 0 | esc | 0.00097009 | 2.2108e-08 | 0.00097009 | 2.2108e-08
[120 empty] | 7.3.3.17.5 (Remote Grid) Updates to grid topology to minimize risk of ignition in HFTDs Remote GridWLDFRContact from objectAggregated | WLDFR | HFTD - Distribution - Tier 2 - 4QU CoRE ¦ 3QU LoRE | Red Flag Warning - Small Fires | Contact from object | Aggregated | 2026 | 2.2789e-05 | 750.2287 | 0.017097 | 2026 | Mitigation | 0.95 | 45 | 0 | esc | 0.00097009 | 2.2108e-08 | 0.00097009 | 2.2108e-08
[120 empty] | 7.3.3.17.5 (Remote Grid) Updates to grid topology to minimize risk of ignition in HFTDs Remote GridWLDFRContact from objectAggregated | WLDFR | HFTD - Distribution - Tier 2 - 4QU CoRE ¦ 3QU LoRE | Red Flag Warning - Small Fires | Contact from object | Aggregated | 2027 | 2.2789e-05 | 750.2287 | 0.017097 | 2027 | Mitigation | 0.95 | 45 | 0 | esc | 0.00097009 | 2.2108e-08 | 0.00097009 | 2.2108e-08
[120 empty] | 7.3.3.17.5 (Remote Grid) Updates to grid topology to minimize risk of ignition in HFTDs Remote GridWLDFRContact from objectAggregated | WLDFR | HFTD - Distribution - Tier 2 - 4QU CoRE ¦ 3QU LoRE | Red Flag Warning - Small Fires | Contact from object | Aggregated | 2028 | 2.2789e-05 | 750.2287 | 0.017097 | 2028 | Mitigation | 0.95 | 45 | 0 | esc | 0.00097009 | 2.2108e-08 | 0.00097009 | 2.2108e-08
[120 empty] | 7.3.3.17.5 (Remote Grid) Updates to grid topology to minimize risk of ignition in HFTDs Remote GridWLDFRContact from objectAggregated | WLDFR | HFTD - Distribution - Tier 2 - 4QU CoRE ¦ 3QU LoRE | Red Flag Warning - Small Fires | Contact from object | Aggregated | 2029 | 2.2789e-05 | 750.2287 | 0.017097 | 2029 | Mitigation | 0.95 | 45 | 0 | esc | 0.00097009 | 2.2108e-08 | 0.00097009 | 2.2108e-08
[120 empty] | 7.3.3.17.5 (Remote Grid) Updates to grid topology to minimize risk of ignition in HFTDs Remote GridWLDFRContact from objectAggregated | WLDFR | HFTD - Distribution - Tier 2 - 4QU CoRE ¦ 3QU LoRE | Red Flag Warning - Small Fires | Contact from object | Aggregated | 2030 | 2.2789e-05 | 750.2287 | 0.017097 | 2030 | Mitigation | 0.95 | 45 | 0 | esc | 0.00097009 | 2.2108e-08 | 0.00097009 | 2.2108e-08
[120 empty] | 7.3.3.17.5 (Remote Grid) Updates to grid topology to minimize risk of ignition in HFTDs Remote GridWLDFRContact from objectAggregated | WLDFR | HFTD - Distribution - Tier 2 - 4QU CoRE ¦ 3QU LoRE | Red Flag Warning - Small Fires | Contact from object | Aggregated | 2031 | 2.2789e-05 | 750.2287 | 0.017097 | 2031 | Mitigation | 0.95 | 45 | 0 | esc | 0.00097009 | 2.2108e-08 | 0.00097009 | 2.2108e-08
[120 empty] | 7.3.3.17.5 (Remote Grid) Updates to grid topology to minimize risk of ignition in HFTDs Remote GridWLDFRContact from objectAggregated | WLDFR | HFTD - Distribution - Tier 2 - 4QU CoRE ¦ 3QU LoRE | Red Flag Warning - Small Fires | Contact from object | Aggregated | 2032 | 2.2789e-05 | 750.2287 | 0.017097 | 2032 | Mitigation | 0.95 | 45 | 0 | esc | 0.00097009 | 2.2108e-08 | 0.00097009 | 2.2108e-08
[120 empty] | 7.3.3.17.5 (Remote Grid) Updates to grid topology to minimize risk of ignition in HFTDs Remote GridWLDFRContact from objectAggregated | WLDFR | HFTD - Distribution - Tier 2 - 4QU CoRE ¦ 3QU LoRE | Red Flag Warning - Small Fires | Contact from object | Aggregated | 2033 | 2.2789e-05 | 750.2287 | 0.017097 | 2033 | Mitigation | 0.95 | 45 | 0 | esc | 0.00097009 | 2.2108e-08 | 0.00097009 | 2.2108e-08
[120 empty] | 7.3.3.17.5 (Remote Grid) Updates to grid topology to minimize risk of ignition in HFTDs Remote GridWLDFRContact from objectAggregated | WLDFR | HFTD - Distribution - Tier 2 - 4QU CoRE ¦ 3QU LoRE | Red Flag Warning - Small Fires | Contact from object | Aggregated | 2034 | 2.2789e-05 | 750.2287 | 0.017097 | 2034 | Mitigation | 0.95 | 45 | 0 | esc | 0.00097009 | 2.2108e-08 | 0.00097009 | 2.2108e-08
[120 empty] | 7.3.3.17.5 (Remote Grid) Updates to grid topology to minimize risk of ignition in HFTDs Remote GridWLDFRContact from objectAggregated | WLDFR | HFTD - Distribution - Tier 2 - 4QU CoRE ¦ 3QU LoRE | Red Flag Warning - Small Fires | Contact from object | Aggregated | 2035 | 2.2789e-05 | 750.2287 | 0.017097 | 2035 | Mitigation | 0.95 | 45 | 0 | esc | 0.00097009 | 2.2108e-08 | 0.00097009 | 2.2108e-08
[120 empty] | 7.3.3.17.5 (Remote Grid) Updates to grid topology to minimize risk of ignition in HFTDs Remote GridWLDFRContact from objectAggregated | WLDFR | HFTD - Distribution - Tier 2 - 4QU CoRE ¦ 3QU LoRE | Red Flag Warning - Small Fires | Contact from object | Aggregated | 2036 | 2.2789e-05 | 750.2287 | 0.017097 | 2036 | Mitigation | 0.95 | 45 | 0 | esc | 0.00097009 | 2.2108e-08 | 0.00097009 | 2.2108e-08
[120 empty] | 7.3.3.17.5 (Remote Grid) Updates to grid topology to minimize risk of ignition in HFTDs Remote GridWLDFRContact from objectAggregated | WLDFR | HFTD - Distribution - Tier 2 - 4QU CoRE ¦ 3QU LoRE | Red Flag Warning - Small Fires | Contact from object | Aggregated | 2037 | 2.2789e-05 | 750.2287 | 0.017097 | 2037 | Mitigation | 0.95 | 45 | 0 | esc | 0.00097009 | 2.2108e-08 | 0.00097009 | 2.2108e-08
[120 empty] | 7.3.3.17.5 (Remote Grid) Updates to grid topology to minimize risk of ignition in HFTDs Remote GridWLDFRContact from objectAggregated | WLDFR | HFTD - Distribution - Tier 2 - 4QU CoRE ¦ 3QU LoRE | Red Flag Warning - Small Fires | Contact from object | Aggregated | 2038 | 2.2789e-05 | 750.2287 | 0.017097 | 2038 | Mitigation | 0.95 | 45 | 0 | esc | 0.00097009 | 2.2108e-08 | 0.00097009 | 2.2108e-08
[120 empty] | 7.3.3.17.5 (Remote Grid) Updates to grid topology to minimize risk of ignition in HFTDs Remote GridWLDFRContact from objectAggregated | WLDFR | HFTD - Distribution - Tier 2 - 4QU CoRE ¦ 3QU LoRE | Red Flag Warning - Small Fires | Contact from object | Aggregated | 2039 | 2.2789e-05 | 750.2287 | 0.017097 | 2039 | Mitigation | 0.95 | 45 | 0 | esc | 0.00097009 | 2.2108e-08 | 0.00097009 | 2.2108e-08
[120 empty] | 7.3.3.17.5 (Remote Grid) Updates to grid topology to minimize risk of ignition in HFTDs Remote GridWLDFRContact from objectAggregated | WLDFR | HFTD - Distribution - Tier 2 - 4QU CoRE ¦ 3QU LoRE | Red Flag Warning - Small Fires | Contact from object | Aggregated | 2040 | 2.2789e-05 | 750.2287 | 0.017097 | 2040 | Mitigation | 0.95 | 45 | 0 | esc | 0.00097009 | 2.2108e-08 | 0.00097009 | 2.2108e-08
[120 empty] | 7.3.3.17.5 (Remote Grid) Updates to grid topology to minimize risk of ignition in HFTDs Remote GridWLDFRContact from objectAggregated | WLDFR | HFTD - Distribution - Tier 2 - 4QU CoRE ¦ 3QU LoRE | Red Flag Warning - Small Fires | Contact from object | Aggregated | 2041 | 2.2789e-05 | 750.2287 | 0.017097 | 2041 | Mitigation | 0.95 | 45 | 0 | esc | 0.00097009 | 2.2108e-08 | 0.00097009 | 2.2108e-08
[120 empty] | 7.3.3.17.5 (Remote Grid) Updates to grid topology to minimize risk of ignition in HFTDs Remote GridWLDFRContact from objectAggregated | WLDFR | HFTD - Distribution - Tier 2 - 4QU CoRE ¦ 3QU LoRE | Red Flag Warning - Small Fires | Contact from object | Aggregated | 2042 | 2.2789e-05 | 750.2287 | 0.017097 | 2042 | Mitigation | 0.95 | 45 | 0 | esc | 0.00097009 | 2.2108e-08 | 0.00097009 | 2.2108e-08
[120 empty] | 7.3.3.17.5 (Remote Grid) Updates to grid topology to minimize risk of ignition in HFTDs Remote GridWLDFRContact from objectAggregated | WLDFR | HFTD - Distribution - Tier 2 - 4QU CoRE ¦ 3QU LoRE | Red Flag Warning - Small Fires | Contact from object | Aggregated | 2043 | 2.2789e-05 | 750.2287 | 0.017097 | 2043 | Mitigation | 0.95 | 45 | 0 | esc | 0.00097009 | 2.2108e-08 | 0.00097009 | 2.2108e-08
[120 empty] | 7.3.3.17.5 (Remote Grid) Updates to grid topology to minimize risk of ignition in HFTDs Remote GridWLDFRContact from objectAggregated | WLDFR | HFTD - Distribution - Tier 2 - 4QU CoRE ¦ 3QU LoRE | Red Flag Warning - Small Fires | Contact from object | Aggregated | 2044 | 2.2789e-05 | 750.2287 | 0.017097 | 2044 | Mitigation | 0.95 | 45 | 0 | esc | 0.00097009 | 2.2108e-08 | 0.00097009 | 2.2108e-08
[120 empty] | 7.3.3.17.5 (Remote Grid) Updates to grid topology to minimize risk of ignition in HFTDs Remote GridWLDFRContact from objectAggregated | WLDFR | HFTD - Distribution - Tier 2 - 4QU CoRE ¦ 3QU LoRE | Red Flag Warning - Small Fires | Contact from object | Aggregated | 2045 | 2.2789e-05 | 750.2287 | 0.017097 | 2045 | Mitigation | 0.95 | 45 | 0 | esc | 0.00097009 | 2.2108e-08 | 0.00097009 | 2.2108e-08
[120 empty] | 7.3.3.17.5 (Remote Grid) Updates to grid topology to minimize risk of ignition in HFTDs Remote GridWLDFRContact from objectAggregated | WLDFR | HFTD - Distribution - Tier 2 - 4QU CoRE ¦ 3QU LoRE | Red Flag Warning - Small Fires | Contact from object | Aggregated | 2046 | 2.2789e-05 | 750.2287 | 0.017097 | 2046 | Mitigation | 0.95 | 45 | 0 | esc | 0.00097009 | 2.2108e-08 | 0.00097009 | 2.2108e-08
[120 empty] | 7.3.3.17.5 (Remote Grid) Updates to grid topology to minimize risk of ignition in HFTDs Remote GridWLDFRContact from objectAggregated | WLDFR | HFTD - Distribution - Tier 2 - 4QU CoRE ¦ 3QU LoRE | Red Flag Warning - Small Fires | Contact from object | Aggregated | 2047 | 2.2789e-05 | 750.2287 | 0.017097 | 2047 | Mitigation | 0.95 | 45 | 0 | esc | 0.00097009 | 2.2108e-08 | 0.00097009 | 2.2108e-08
[120 empty] | 7.3.3.17.5 (Remote Grid) Updates to grid topology to minimize risk of ignition in HFTDs Remote GridWLDFRContact from objectAggregated | WLDFR | HFTD - Distribution - Tier 2 - 4QU CoRE ¦ 3QU LoRE | Red Flag Warning - Small Fires | Contact from object | Aggregated | 2048 | 2.2789e-05 | 750.2287 | 0.017097 | 2048 | Mitigation | 0.95 | 45 | 0 | esc | 0.00097009 | 2.2108e-08 | 0.00097009 | 2.2108e-08
[120 empty] | 7.3.3.17.5 (Remote Grid) Updates to grid topology to minimize risk of ignition in HFTDs Remote GridWLDFRContact from objectAggregated | WLDFR | HFTD - Distribution - Tier 2 - 4QU CoRE ¦ 3QU LoRE | Red Flag Warning - Small Fires | Contact from object | Aggregated | 2049 | 2.2789e-05 | 750.2287 | 0.017097 | 2049 | Mitigation | 0.95 | 45 | 0 | esc | 0.00097009 | 2.2108e-08 | 0.00097009 | 2.2108e-08
[120 empty] | 7.3.3.17.5 (Remote Grid) Updates to grid topology to minimize risk of ignition in HFTDs Remote GridWLDFRContact from objectAggregated | WLDFR | HFTD - Distribution - Tier 2 - 4QU CoRE ¦ 3QU LoRE | Red Flag Warning - Small Fires | Contact from object | Aggregated | 2050 | 2.2789e-05 | 750.2287 | 0.017097 | 2050 | Mitigation | 0.95 | 45 | 0 | esc | 0.00097009 | 2.2108e-08 | 0.00097009 | 2.2108e-08
[120 empty] | 7.3.3.17.5 (Remote Grid) Updates to grid topology to minimize risk of ignition in HFTDs Remote GridWLDFRContact from objectAggregated | WLDFR | HFTD - Distribution - Tier 2 - 4QU CoRE ¦ 3QU LoRE | Red Flag Warning - Small Fires | Contact from object | Aggregated | 2051 | 2.2789e-05 | 750.2287 | 0.017097 | 2051 | Mitigation | 0.95 | 45 | 0 | esc | 0.00097009 | 2.2108e-08 | 0.00097009 | 2.2108e-08
[120 empty] | 7.3.3.17.5 (Remote Grid) Updates to grid topology to minimize risk of ignition in HFTDs Remote GridWLDFRContact from objectAggregated | WLDFR | HFTD - Distribution - Tier 2 - 4QU CoRE ¦ 3QU LoRE | Red Flag Warning - Small Fires | Contact from object | Aggregated | 2052 | 2.2789e-05 | 750.2287 | 0.017097 | 2052 | Mitigation | 0.95 | 45 | 0 | esc | 0.00097009 | 2.2108e-08 | 0.00097009 | 2.2108e-08
[120 empty] | 7.3.3.17.5 (Remote Grid) Updates to grid topology to minimize risk of ignition in HFTDs Remote GridWLDFRContact from objectAggregated | WLDFR | HFTD - Distribution - Tier 2 - 4QU CoRE ¦ 3QU LoRE | Red Flag Warning - Small Fires | Contact from object | Aggregated | 2053 | 2.2789e-05 | 750.2287 | 0.017097 | 2053 | Mitigation | 0.95 | 45 | 0 | esc | 0.00097009 | 2.2108e-08 | 0.00097009 | 2.2108e-08
[120 empty] | 7.3.3.17.5 (Remote Grid) Updates to grid topology to minimize risk of ignition in HFTDs Remote GridWLDFRContact from objectAggregated | WLDFR | HFTD - Distribution - Tier 2 - 4QU CoRE ¦ 3QU LoRE | Red Flag Warning - Small Fires | Contact from object | Aggregated | 2054 | 2.2789e-05 | 750.2287 | 0.017097 | 2054 | Mitigation | 0.95 | 45 | 0 | esc | 0.00097009 | 2.2108e-08 | 0.00097009 | 2.2108e-08
[120 empty] | 7.3.3.17.5 (Remote Grid) Updates to grid topology to minimize risk of ignition in HFTDs Remote GridWLDFRContact from objectAggregated | WLDFR | HFTD - Distribution - Tier 2 - 4QU CoRE ¦ 3QU LoRE | Red Flag Warning - Small Fires | Contact from object | Aggregated | 2055 | 2.2789e-05 | 750.2287 | 0.017097 | 2055 | Mitigation | 0.95 | 45 | 0 | esc | 0.00097009 | 2.2108e-08 | 0.00097009 | 2.2108e-08
[120 empty] | 7.3.3.17.5 (Remote Grid) Updates to grid topology to minimize risk of ignition in HFTDs Remote GridWLDFRContact from objectAggregated | WLDFR | HFTD - Distribution - Tier 2 - 4QU CoRE ¦ 3QU LoRE | Red Flag Warning - Small Fires | Contact from object | Aggregated | 2056 | 2.2789e-05 | 750.2287 | 0.017097 | 2056 | Mitigation | 0.95 | 45 | 0 | esc | 0.00097009 | 2.2108e-08 | 0.00097009 | 2.2108e-08
[120 empty] | 7.3.3.17.5 (Remote Grid) Updates to grid topology to minimize risk of ignition in HFTDs Remote GridWLDFRContact from objectAggregated | WLDFR | HFTD - Distribution - Tier 2 - 4QU CoRE ¦ 3QU LoRE | Red Flag Warning - Small Fires | Contact from object | Aggregated | 2057 | 2.2789e-05 | 750.2287 | 0.017097 | 2057 | Mitigation | 0.95 | 45 | 0 | esc | 0.00097009 | 2.2108e-08 | 0.00097009 | 2.2108e-08
[120 empty] | 7.3.3.17.5 (Remote Grid) Updates to grid topology to minimize risk of ignition in HFTDs Remote GridWLDFRContact from objectAggregated | WLDFR | HFTD - Distribution - Tier 2 - 4QU CoRE ¦ 3QU LoRE | Red Flag Warning - Small Fires | Contact from object | Aggregated | 2058 | 2.2789e-05 | 750.2287 | 0.017097 | 2058 | Mitigation | 0.95 | 45 | 0 | esc | 0.00097009 | 2.2108e-08 | 0.00097009 | 2.2108e-08
[120 empty] | 7.3.3.17.5 (Remote Grid) Updates to grid topology to minimize risk of ignition in HFTDs Remote GridWLDFRContact from objectAggregated | WLDFR | HFTD - Distribution - Tier 2 - 4QU CoRE ¦ 3QU LoRE | Red Flag Warning - Small Fires | Contact from object | Aggregated | 2059 | 2.2789e-05 | 750.2287 | 0.017097 | 2059 | Mitigation | 0.95 | 45 | 0 | esc | 0.00097009 | 2.2108e-08 | 0.00097009 | 2.2108e-08
[120 empty] | 7.3.3.17.5 (Remote Grid) Updates to grid topology to minimize risk of ignition in HFTDs Remote GridWLDFRContact from objectAggregated | WLDFR | HFTD - Distribution - Tier 2 - 4QU CoRE ¦ 3QU LoRE | Red Flag Warning - Small Fires | Contact from object | Aggregated | 2060 | 2.2789e-05 | 750.2287 | 0.017097 | 2060 | Mitigation | 0.95 | 45 | 0 | esc | 0.00097009 | 2.2108e-08 | 0.00097009 | 2.2108e-08
[120 empty] | 7.3.3.17.5 (Remote Grid) Updates to grid topology to minimize risk of ignition in HFTDs Remote GridWLDFRContact from objectAggregated | WLDFR | HFTD - Distribution - Tier 2 - 4QU CoRE ¦ 3QU LoRE | Red Flag Warning - Small Fires | Contact from object | Aggregated | 2061 | 2.2789e-05 | 750.2287 | 0.017097 | 2061 | Mitigation | 0.95 | 45 | 0 | esc | 0.00097009 | 2.2108e-08 | 0.00097009 | 2.2108e-08
[120 empty] | 7.3.3.17.5 (Remote Grid) Updates to grid topology to minimize risk of ignition in HFTDs Remote GridWLDFRContact from objectAggregated | WLDFR | HFTD - Distribution - Tier 2 - 4QU CoRE ¦ 3QU LoRE | Red Flag Warning - Small Fires | Contact from object | Aggregated | 2062 | 2.2789e-05 | 750.2287 | 0.017097 | 2062 | Mitigation | 0.95 | 45 | 0 | esc | 0.00097009 | 2.2108e-08 | 0.00097009 | 2.2108e-08
[120 empty] | 7.3.3.17.5 (Remote Grid) Updates to grid topology to minimize risk of ignition in HFTDs Remote GridWLDFRContact from objectAggregated | WLDFR | HFTD - Distribution - Tier 2 - 4QU CoRE ¦ 3QU LoRE | Red Flag Warning - Small Fires | Contact from object | Aggregated | 2063 | 2.2789e-05 | 750.2287 | 0.017097 | 2063 | Mitigation | 0.95 | 45 | 0 | esc | 0.00097009 | 2.2108e-08 | 0.00097009 | 2.2108e-08
[120 empty] | 7.3.3.17.5 (Remote Grid) Updates to grid topology to minimize risk of ignition in HFTDs Remote GridWLDFRContact from objectAggregated | WLDFR | HFTD - Distribution - Tier 2 - 4QU CoRE ¦ 3QU LoRE | Red Flag Warning - Small Fires | Contact from object | Aggregated | 2064 | 2.2789e-05 | 750.2287 | 0.017097 | 2064 | Mitigation | 0.95 | 45 | 0 | esc | 0.00097009 | 2.2108e-08 | 0.00097009 | 2.2108e-08
[120 empty] | 7.3.3.17.5 (Remote Grid) Updates to grid topology to minimize risk of ignition in HFTDs Remote GridWLDFRContact from objectAggregated | WLDFR | HFTD - Distribution - Tier 2 - 4QU CoRE ¦ 3QU LoRE | Red Flag Warning - Small Fires | Contact from object | Aggregated | 2065 | 2.2789e-05 | 750.2287 | 0.017097 | 2065 | Mitigation | 0.95 | 45 | 0 | esc | 0.00097009 | 2.2108e-08 | 0.00097009 | 2.2108e-08
[120 empty] | 7.3.3.17.5 (Remote Grid) Updates to grid topology to minimize risk of ignition in HFTDs Remote GridWLDFRContact from objectAggregated | WLDFR | HFTD - Distribution - Tier 2 - 4QU CoRE ¦ 3QU LoRE | Red Flag Warning - Small Fires | Contact from object | Aggregated | 2066 | 2.2789e-05 | 750.2287 | 0.017097 | 2066 | Mitigation | 0.95 | 45 | 0 | esc | 0.00097009 | 2.2108e-08 | 0.00097009 | 2.2108e-08
[120 empty] | 7.3.3.17.5 (Remote Grid) Updates to grid topology to minimize risk of ignition in HFTDs Remote GridWLDFRContact from objectAggregated | WLDFR | HFTD - Distribution - Tier 2 - 4QU CoRE ¦ 3QU LoRE | Red Flag Warning - Small Fires | Contact from object | Aggregated | 2067 | 2.2789e-05 | 750.2287 | 0.017097 | 2067 | Mitigation | 0.95 | 45 | 0 | esc | 0 | 0 | 0.00097009 | 2.2108e-08
[120 empty] | 7.3.3.17.5 (Remote Grid) Updates to grid topology to minimize risk of ignition in HFTDs Remote GridWLDFRContaminationAggregated | WLDFR | HFTD - Distribution - Tier 2 - 4QU CoRE ¦ 3QU LoRE | Red Flag Warning - Small Fires | Contamination | Aggregated | 2022 | 1.8605e-07 | 750.2287 | 0.00013958 | 2022 | Mitigation | 0.95 | 45 | 0 | esc | 0.00097009 | 1.8048e-10 | 0 | 0
[120 empty] | 7.3.3.17.5 (Remote Grid) Updates to grid topology to minimize risk of ignition in HFTDs Remote GridWLDFRContaminationAggregated | WLDFR | HFTD - Distribution - Tier 2 - 4QU CoRE ¦ 3QU LoRE | Red Flag Warning - Small Fires | Contamination | Aggregated | 2023 | 1.8605e-07 | 750.2287 | 0.00013958 | 2023 | Mitigation | 0.95 | 45 | 0 | esc | 0.00097009 | 1.8048e-10 | 0.00097009 | 1.8048e-10
[120 empty] | 7.3.3.17.5 (Remote Grid) Updates to grid topology to minimize risk of ignition in HFTDs Remote GridWLDFRContaminationAggregated | WLDFR | HFTD - Distribution - Tier 2 - 4QU CoRE ¦ 3QU LoRE | Red Flag Warning - Small Fires | Contamination | Aggregated | 2024 | 1.8605e-07 | 750.2287 | 0.00013958 | 2024 | Mitigation | 0.95 | 45 | 0 | esc | 0.00097009 | 1.8048e-10 | 0.00097009 | 1.8048e-10
[120 empty] | 7.3.3.17.5 (Remote Grid) Updates to grid topology to minimize risk of ignition in HFTDs Remote GridWLDFRContaminationAggregated | WLDFR | HFTD - Distribution - Tier 2 - 4QU CoRE ¦ 3QU LoRE | Red Flag Warning - Small Fires | Contamination | Aggregated | 2025 | 1.8605e-07 | 750.2287 | 0.00013958 | 2025 | Mitigation | 0.95 | 45 | 0 | esc | 0.00097009 | 1.8048e-10 | 0.00097009 | 1.8048e-10
[120 empty] | 7.3.3.17.5 (Remote Grid) Updates to grid topology to minimize risk of ignition in HFTDs Remote GridWLDFRContaminationAggregated | WLDFR | HFTD - Distribution - Tier 2 - 4QU CoRE ¦ 3QU LoRE | Red Flag Warning - Small Fires | Contamination | Aggregated | 2026 | 1.8605e-07 | 750.2287 | 0.00013958 | 2026 | Mitigation | 0.95 | 45 | 0 | esc | 0.00097009 | 1.8048e-10 | 0.00097009 | 1.8048e-10
[120 empty] | 7.3.3.17.5 (Remote Grid) Updates to grid topology to minimize risk of ignition in HFTDs Remote GridWLDFRContaminationAggregated | WLDFR | HFTD - Distribution - Tier 2 - 4QU CoRE ¦ 3QU LoRE | Red Flag Warning - Small Fires | Contamination | Aggregated | 2027 | 1.8605e-07 | 750.2287 | 0.00013958 | 2027 | Mitigation | 0.95 | 45 | 0 | esc | 0.00097009 | 1.8048e-10 | 0.00097009 | 1.8048e-10
[120 empty] | 7.3.3.17.5 (Remote Grid) Updates to grid topology to minimize risk of ignition in HFTDs Remote GridWLDFRContaminationAggregated | WLDFR | HFTD - Distribution - Tier 2 - 4QU CoRE ¦ 3QU LoRE | Red Flag Warning - Small Fires | Contamination | Aggregated | 2028 | 1.8605e-07 | 750.2287 | 0.00013958 | 2028 | Mitigation | 0.95 | 45 | 0 | esc | 0.00097009 | 1.8048e-10 | 0.00097009 | 1.8048e-10
[120 empty] | 7.3.3.17.5 (Remote Grid) Updates to grid topology to minimize risk of ignition in HFTDs Remote GridWLDFRContaminationAggregated | WLDFR | HFTD - Distribution - Tier 2 - 4QU CoRE ¦ 3QU LoRE | Red Flag Warning - Small Fires | Contamination | Aggregated | 2029 | 1.8605e-07 | 750.2287 | 0.00013958 | 2029 | Mitigation | 0.95 | 45 | 0 | esc | 0.00097009 | 1.8048e-10 | 0.00097009 | 1.8048e-10
[120 empty] | 7.3.3.17.5 (Remote Grid) Updates to grid topology to minimize risk of ignition in HFTDs Remote GridWLDFRContaminationAggregated | WLDFR | HFTD - Distribution - Tier 2 - 4QU CoRE ¦ 3QU LoRE | Red Flag Warning - Small Fires | Contamination | Aggregated | 2030 | 1.8605e-07 | 750.2287 | 0.00013958 | 2030 | Mitigation | 0.95 | 45 | 0 | esc | 0.00097009 | 1.8048e-10 | 0.00097009 | 1.8048e-10
[120 empty] | 7.3.3.17.5 (Remote Grid) Updates to grid topology to minimize risk of ignition in HFTDs Remote GridWLDFRContaminationAggregated | WLDFR | HFTD - Distribution - Tier 2 - 4QU CoRE ¦ 3QU LoRE | Red Flag Warning - Small Fires | Contamination | Aggregated | 2031 | 1.8605e-07 | 750.2287 | 0.00013958 | 2031 | Mitigation | 0.95 | 45 | 0 | esc | 0.00097009 | 1.8048e-10 | 0.00097009 | 1.8048e-10
[120 empty] | 7.3.3.17.5 (Remote Grid) Updates to grid topology to minimize risk of ignition in HFTDs Remote GridWLDFRContaminationAggregated | WLDFR | HFTD - Distribution - Tier 2 - 4QU CoRE ¦ 3QU LoRE | Red Flag Warning - Small Fires | Contamination | Aggregated | 2032 | 1.8605e-07 | 750.2287 | 0.00013958 | 2032 | Mitigation | 0.95 | 45 | 0 | esc | 0.00097009 | 1.8048e-10 | 0.00097009 | 1.8048e-10
[120 empty] | 7.3.3.17.5 (Remote Grid) Updates to grid topology to minimize risk of ignition in HFTDs Remote GridWLDFRContaminationAggregated | WLDFR | HFTD - Distribution - Tier 2 - 4QU CoRE ¦ 3QU LoRE | Red Flag Warning - Small Fires | Contamination | Aggregated | 2033 | 1.8605e-07 | 750.2287 | 0.00013958 | 2033 | Mitigation | 0.95 | 45 | 0 | esc | 0.00097009 | 1.8048e-10 | 0.00097009 | 1.8048e-10
[120 empty] | 7.3.3.17.5 (Remote Grid) Updates to grid topology to minimize risk of ignition in HFTDs Remote GridWLDFRContaminationAggregated | WLDFR | HFTD - Distribution - Tier 2 - 4QU CoRE ¦ 3QU LoRE | Red Flag Warning - Small Fires | Contamination | Aggregated | 2034 | 1.8605e-07 | 750.2287 | 0.00013958 | 2034 | Mitigation | 0.95 | 45 | 0 | esc | 0.00097009 | 1.8048e-10 | 0.00097009 | 1.8048e-10
[120 empty] | 7.3.3.17.5 (Remote Grid) Updates to grid topology to minimize risk of ignition in HFTDs Remote GridWLDFRContaminationAggregated | WLDFR | HFTD - Distribution - Tier 2 - 4QU CoRE ¦ 3QU LoRE | Red Flag Warning - Small Fires | Contamination | Aggregated | 2035 | 1.8605e-07 | 750.2287 | 0.00013958 | 2035 | Mitigation | 0.95 | 45 | 0 | esc | 0.00097009 | 1.8048e-10 | 0.00097009 | 1.8048e-10
[120 empty] | 7.3.3.17.5 (Remote Grid) Updates to grid topology to minimize risk of ignition in HFTDs Remote GridWLDFRContaminationAggregated | WLDFR | HFTD - Distribution - Tier 2 - 4QU CoRE ¦ 3QU LoRE | Red Flag Warning - Small Fires | Contamination | Aggregated | 2036 | 1.8605e-07 | 750.2287 | 0.00013958 | 2036 | Mitigation | 0.95 | 45 | 0 | esc | 0.00097009 | 1.8048e-10 | 0.00097009 | 1.8048e-10
[120 empty] | 7.3.3.17.5 (Remote Grid) Updates to grid topology to minimize risk of ignition in HFTDs Remote GridWLDFRContaminationAggregated | WLDFR | HFTD - Distribution - Tier 2 - 4QU CoRE ¦ 3QU LoRE | Red Flag Warning - Small Fires | Contamination | Aggregated | 2037 | 1.8605e-07 | 750.2287 | 0.00013958 | 2037 | Mitigation | 0.95 | 45 | 0 | esc | 0.00097009 | 1.8048e-10 | 0.00097009 | 1.8048e-10
[120 empty] | 7.3.3.17.5 (Remote Grid) Updates to grid topology to minimize risk of ignition in HFTDs Remote GridWLDFRContaminationAggregated | WLDFR | HFTD - Distribution - Tier 2 - 4QU CoRE ¦ 3QU LoRE | Red Flag Warning - Small Fires | Contamination | Aggregated | 2038 | 1.8605e-07 | 750.2287 | 0.00013958 | 2038 | Mitigation | 0.95 | 45 | 0 | esc | 0.00097009 | 1.8048e-10 | 0.00097009 | 1.8048e-10
[120 empty] | 7.3.3.17.5 (Remote Grid) Updates to grid topology to minimize risk of ignition in HFTDs Remote GridWLDFRContaminationAggregated | WLDFR | HFTD - Distribution - Tier 2 - 4QU CoRE ¦ 3QU LoRE | Red Flag Warning - Small Fires | Contamination | Aggregated | 2039 | 1.8605e-07 | 750.2287 | 0.00013958 | 2039 | Mitigation | 0.95 | 45 | 0 | esc | 0.00097009 | 1.8048e-10 | 0.00097009 | 1.8048e-10
[120 empty] | 7.3.3.17.5 (Remote Grid) Updates to grid topology to minimize risk of ignition in HFTDs Remote GridWLDFRContaminationAggregated | WLDFR | HFTD - Distribution - Tier 2 - 4QU CoRE ¦ 3QU LoRE | Red Flag Warning - Small Fires | Contamination | Aggregated | 2040 | 1.8605e-07 | 750.2287 | 0.00013958 | 2040 | Mitigation | 0.95 | 45 | 0 | esc | 0.00097009 | 1.8048e-10 | 0.00097009 | 1.8048e-10
[120 empty] | 7.3.3.17.5 (Remote Grid) Updates to grid topology to minimize risk of ignition in HFTDs Remote GridWLDFRContaminationAggregated | WLDFR | HFTD - Distribution - Tier 2 - 4QU CoRE ¦ 3QU LoRE | Red Flag Warning - Small Fires | Contamination | Aggregated | 2041 | 1.8605e-07 | 750.2287 | 0.00013958 | 2041 | Mitigation | 0.95 | 45 | 0 | esc | 0.00097009 | 1.8048e-10 | 0.00097009 | 1.8048e-10
[120 empty] | 7.3.3.17.5 (Remote Grid) Updates to grid topology to minimize risk of ignition in HFTDs Remote GridWLDFRContaminationAggregated | WLDFR | HFTD - Distribution - Tier 2 - 4QU CoRE ¦ 3QU LoRE | Red Flag Warning - Small Fires | Contamination | Aggregated | 2042 | 1.8605e-07 | 750.2287 | 0.00013958 | 2042 | Mitigation | 0.95 | 45 | 0 | esc | 0.00097009 | 1.8048e-10 | 0.00097009 | 1.8048e-10
[120 empty] | 7.3.3.17.5 (Remote Grid) Updates to grid topology to minimize risk of ignition in HFTDs Remote GridWLDFRContaminationAggregated | WLDFR | HFTD - Distribution - Tier 2 - 4QU CoRE ¦ 3QU LoRE | Red Flag Warning - Small Fires | Contamination | Aggregated | 2043 | 1.8605e-07 | 750.2287 | 0.00013958 | 2043 | Mitigation | 0.95 | 45 | 0 | esc | 0.00097009 | 1.8048e-10 | 0.00097009 | 1.8048e-10
[120 empty] | 7.3.3.17.5 (Remote Grid) Updates to grid topology to minimize risk of ignition in HFTDs Remote GridWLDFRContaminationAggregated | WLDFR | HFTD - Distribution - Tier 2 - 4QU CoRE ¦ 3QU LoRE | Red Flag Warning - Small Fires | Contamination | Aggregated | 2044 | 1.8605e-07 | 750.2287 | 0.00013958 | 2044 | Mitigation | 0.95 | 45 | 0 | esc | 0.00097009 | 1.8048e-10 | 0.00097009 | 1.8048e-10
[120 empty] | 7.3.3.17.5 (Remote Grid) Updates to grid topology to minimize risk of ignition in HFTDs Remote GridWLDFRContaminationAggregated | WLDFR | HFTD - Distribution - Tier 2 - 4QU CoRE ¦ 3QU LoRE | Red Flag Warning - Small Fires | Contamination | Aggregated | 2045 | 1.8605e-07 | 750.2287 | 0.00013958 | 2045 | Mitigation | 0.95 | 45 | 0 | esc | 0.00097009 | 1.8048e-10 | 0.00097009 | 1.8048e-10
[120 empty] | 7.3.3.17.5 (Remote Grid) Updates to grid topology to minimize risk of ignition in HFTDs Remote GridWLDFRContaminationAggregated | WLDFR | HFTD - Distribution - Tier 2 - 4QU CoRE ¦ 3QU LoRE | Red Flag Warning - Small Fires | Contamination | Aggregated | 2046 | 1.8605e-07 | 750.2287 | 0.00013958 | 2046 | Mitigation | 0.95 | 45 | 0 | esc | 0.00097009 | 1.8048e-10 | 0.00097009 | 1.8048e-10
[120 empty] | 7.3.3.17.5 (Remote Grid) Updates to grid topology to minimize risk of ignition in HFTDs Remote GridWLDFRContaminationAggregated | WLDFR | HFTD - Distribution - Tier 2 - 4QU CoRE ¦ 3QU LoRE | Red Flag Warning - Small Fires | Contamination | Aggregated | 2047 | 1.8605e-07 | 750.2287 | 0.00013958 | 2047 | Mitigation | 0.95 | 45 | 0 | esc | 0.00097009 | 1.8048e-10 | 0.00097009 | 1.8048e-10
[120 empty] | 7.3.3.17.5 (Remote Grid) Updates to grid topology to minimize risk of ignition in HFTDs Remote GridWLDFRContaminationAggregated | WLDFR | HFTD - Distribution - Tier 2 - 4QU CoRE ¦ 3QU LoRE | Red Flag Warning - Small Fires | Contamination | Aggregated | 2048 | 1.8605e-07 | 750.2287 | 0.00013958 | 2048 | Mitigation | 0.95 | 45 | 0 | esc | 0.00097009 | 1.8048e-10 | 0.00097009 | 1.8048e-10
[120 empty] | 7.3.3.17.5 (Remote Grid) Updates to grid topology to minimize risk of ignition in HFTDs Remote GridWLDFRContaminationAggregated | WLDFR | HFTD - Distribution - Tier 2 - 4QU CoRE ¦ 3QU LoRE | Red Flag Warning - Small Fires | Contamination | Aggregated | 2049 | 1.8605e-07 | 750.2287 | 0.00013958 | 2049 | Mitigation | 0.95 | 45 | 0 | esc | 0.00097009 | 1.8048e-10 | 0.00097009 | 1.8048e-10
[120 empty] | 7.3.3.17.5 (Remote Grid) Updates to grid topology to minimize risk of ignition in HFTDs Remote GridWLDFRContaminationAggregated | WLDFR | HFTD - Distribution - Tier 2 - 4QU CoRE ¦ 3QU LoRE | Red Flag Warning - Small Fires | Contamination | Aggregated | 2050 | 1.8605e-07 | 750.2287 | 0.00013958 | 2050 | Mitigation | 0.95 | 45 | 0 | esc | 0.00097009 | 1.8048e-10 | 0.00097009 | 1.8048e-10
[120 empty] | 7.3.3.17.5 (Remote Grid) Updates to grid topology to minimize risk of ignition in HFTDs Remote GridWLDFRContaminationAggregated | WLDFR | HFTD - Distribution - Tier 2 - 4QU CoRE ¦ 3QU LoRE | Red Flag Warning - Small Fires | Contamination | Aggregated | 2051 | 1.8605e-07 | 750.2287 | 0.00013958 | 2051 | Mitigation | 0.95 | 45 | 0 | esc | 0.00097009 | 1.8048e-10 | 0.00097009 | 1.8048e-10
[120 empty] | 7.3.3.17.5 (Remote Grid) Updates to grid topology to minimize risk of ignition in HFTDs Remote GridWLDFRContaminationAggregated | WLDFR | HFTD - Distribution - Tier 2 - 4QU CoRE ¦ 3QU LoRE | Red Flag Warning - Small Fires | Contamination | Aggregated | 2052 | 1.8605e-07 | 750.2287 | 0.00013958 | 2052 | Mitigation | 0.95 | 45 | 0 | esc | 0.00097009 | 1.8048e-10 | 0.00097009 | 1.8048e-10
[120 empty] | 7.3.3.17.5 (Remote Grid) Updates to grid topology to minimize risk of ignition in HFTDs Remote GridWLDFRContaminationAggregated | WLDFR | HFTD - Distribution - Tier 2 - 4QU CoRE ¦ 3QU LoRE | Red Flag Warning - Small Fires | Contamination | Aggregated | 2053 | 1.8605e-07 | 750.2287 | 0.00013958 | 2053 | Mitigation | 0.95 | 45 | 0 | esc | 0.00097009 | 1.8048e-10 | 0.00097009 | 1.8048e-10
[120 empty] | 7.3.3.17.5 (Remote Grid) Updates to grid topology to minimize risk of ignition in HFTDs Remote GridWLDFRContaminationAggregated | WLDFR | HFTD - Distribution - Tier 2 - 4QU CoRE ¦ 3QU LoRE | Red Flag Warning - Small Fires | Contamination | Aggregated | 2054 | 1.8605e-07 | 750.2287 | 0.00013958 | 2054 | Mitigation | 0.95 | 45 | 0 | esc | 0.00097009 | 1.8048e-10 | 0.00097009 | 1.8048e-10
[120 empty] | 7.3.3.17.5 (Remote Grid) Updates to grid topology to minimize risk of ignition in HFTDs Remote GridWLDFRContaminationAggregated | WLDFR | HFTD - Distribution - Tier 2 - 4QU CoRE ¦ 3QU LoRE | Red Flag Warning - Small Fires | Contamination | Aggregated | 2055 | 1.8605e-07 | 750.2287 | 0.00013958 | 2055 | Mitigation | 0.95 | 45 | 0 | esc | 0.00097009 | 1.8048e-10 | 0.00097009 | 1.8048e-10
[120 empty] | 7.3.3.17.5 (Remote Grid) Updates to grid topology to minimize risk of ignition in HFTDs Remote GridWLDFRContaminationAggregated | WLDFR | HFTD - Distribution - Tier 2 - 4QU CoRE ¦ 3QU LoRE | Red Flag Warning - Small Fires | Contamination | Aggregated | 2056 | 1.8605e-07 | 750.2287 | 0.00013958 | 2056 | Mitigation | 0.95 | 45 | 0 | esc | 0.00097009 | 1.8048e-10 | 0.00097009 | 1.8048e-10
[120 empty] | 7.3.3.17.5 (Remote Grid) Updates to grid topology to minimize risk of ignition in HFTDs Remote GridWLDFRContaminationAggregated | WLDFR | HFTD - Distribution - Tier 2 - 4QU CoRE ¦ 3QU LoRE | Red Flag Warning - Small Fires | Contamination | Aggregated | 2057 | 1.8605e-07 | 750.2287 | 0.00013958 | 2057 | Mitigation | 0.95 | 45 | 0 | esc | 0.00097009 | 1.8048e-10 | 0.00097009 | 1.8048e-10
[120 empty] | 7.3.3.17.5 (Remote Grid) Updates to grid topology to minimize risk of ignition in HFTDs Remote GridWLDFRContaminationAggregated | WLDFR | HFTD - Distribution - Tier 2 - 4QU CoRE ¦ 3QU LoRE | Red Flag Warning - Small Fires | Contamination | Aggregated | 2058 | 1.8605e-07 | 750.2287 | 0.00013958 | 2058 | Mitigation | 0.95 | 45 | 0 | esc | 0.00097009 | 1.8048e-10 | 0.00097009 | 1.8048e-10
[120 empty] | 7.3.3.17.5 (Remote Grid) Updates to grid topology to minimize risk of ignition in HFTDs Remote GridWLDFRContaminationAggregated | WLDFR | HFTD - Distribution - Tier 2 - 4QU CoRE ¦ 3QU LoRE | Red Flag Warning - Small Fires | Contamination | Aggregated | 2059 | 1.8605e-07 | 750.2287 | 0.00013958 | 2059 | Mitigation | 0.95 | 45 | 0 | esc | 0.00097009 | 1.8048e-10 | 0.00097009 | 1.8048e-10
[120 empty] | 7.3.3.17.5 (Remote Grid) Updates to grid topology to minimize risk of ignition in HFTDs Remote GridWLDFRContaminationAggregated | WLDFR | HFTD - Distribution - Tier 2 - 4QU CoRE ¦ 3QU LoRE | Red Flag Warning - Small Fires | Contamination | Aggregated | 2060 | 1.8605e-07 | 750.2287 | 0.00013958 | 2060 | Mitigation | 0.95 | 45 | 0 | esc | 0.00097009 | 1.8048e-10 | 0.00097009 | 1.8048e-10
[120 empty] | 7.3.3.17.5 (Remote Grid) Updates to grid topology to minimize risk of ignition in HFTDs Remote GridWLDFRContaminationAggregated | WLDFR | HFTD - Distribution - Tier 2 - 4QU CoRE ¦ 3QU LoRE | Red Flag Warning - Small Fires | Contamination | Aggregated | 2061 | 1.8605e-07 | 750.2287 | 0.00013958 | 2061 | Mitigation | 0.95 | 45 | 0 | esc | 0.00097009 | 1.8048e-10 | 0.00097009 | 1.8048e-10
[120 empty] | 7.3.3.17.5 (Remote Grid) Updates to grid topology to minimize risk of ignition in HFTDs Remote GridWLDFRContaminationAggregated | WLDFR | HFTD - Distribution - Tier 2 - 4QU CoRE ¦ 3QU LoRE | Red Flag Warning - Small Fires | Contamination | Aggregated | 2062 | 1.8605e-07 | 750.2287 | 0.00013958 | 2062 | Mitigation | 0.95 | 45 | 0 | esc | 0.00097009 | 1.8048e-10 | 0.00097009 | 1.8048e-10
[120 empty] | 7.3.3.17.5 (Remote Grid) Updates to grid topology to minimize risk of ignition in HFTDs Remote GridWLDFRContaminationAggregated | WLDFR | HFTD - Distribution - Tier 2 - 4QU CoRE ¦ 3QU LoRE | Red Flag Warning - Small Fires | Contamination | Aggregated | 2063 | 1.8605e-07 | 750.2287 | 0.00013958 | 2063 | Mitigation | 0.95 | 45 | 0 | esc | 0.00097009 | 1.8048e-10 | 0.00097009 | 1.8048e-10
[120 empty] | 7.3.3.17.5 (Remote Grid) Updates to grid topology to minimize risk of ignition in HFTDs Remote GridWLDFRContaminationAggregated | WLDFR | HFTD - Distribution - Tier 2 - 4QU CoRE ¦ 3QU LoRE | Red Flag Warning - Small Fires | Contamination | Aggregated | 2064 | 1.8605e-07 | 750.2287 | 0.00013958 | 2064 | Mitigation | 0.95 | 45 | 0 | esc | 0.00097009 | 1.8048e-10 | 0.00097009 | 1.8048e-10
[120 empty] | 7.3.3.17.5 (Remote Grid) Updates to grid topology to minimize risk of ignition in HFTDs Remote GridWLDFRContaminationAggregated | WLDFR | HFTD - Distribution - Tier 2 - 4QU CoRE ¦ 3QU LoRE | Red Flag Warning - Small Fires | Contamination | Aggregated | 2065 | 1.8605e-07 | 750.2287 | 0.00013958 | 2065 | Mitigation | 0.95 | 45 | 0 | esc | 0.00097009 | 1.8048e-10 | 0.00097009 | 1.8048e-10
[120 empty] | 7.3.3.17.5 (Remote Grid) Updates to grid topology to minimize risk of ignition in HFTDs Remote GridWLDFRContaminationAggregated | WLDFR | HFTD - Distribution - Tier 2 - 4QU CoRE ¦ 3QU LoRE | Red Flag Warning - Small Fires | Contamination | Aggregated | 2066 | 1.8605e-07 | 750.2287 | 0.00013958 | 2066 | Mitigation | 0.95 | 45 | 0 | esc | 0.00097009 | 1.8048e-10 | 0.00097009 | 1.8048e-10
[120 empty] | 7.3.3.17.5 (Remote Grid) Updates to grid topology to minimize risk of ignition in HFTDs Remote GridWLDFRContaminationAggregated | WLDFR | HFTD - Distribution - Tier 2 - 4QU CoRE ¦ 3QU LoRE | Red Flag Warning - Small Fires | Contamination | Aggregated | 2067 | 1.8605e-07 | 750.2287 | 0.00013958 | 2067 | Mitigation | 0.95 | 45 | 0 | esc | 0 | 0 | 0.00097009 | 1.8048e-10
[120 empty] | 7.3.3.17.5 (Remote Grid) Updates to grid topology to minimize risk of ignition in HFTDs Remote GridWLDFREquipment / facility failureAggregated | WLDFR | HFTD - Distribution - Tier 2 - 4QU CoRE ¦ 3QU LoRE | Red Flag Warning - Small Fires | Equipment / facility failure | Aggregated | 2022 | 0.00010011 | 750.2287 | 0.075106 | 2022 | Mitigation | 0.95 | 45 | 0 | esc | 0.00097009 | 9.7116e-08 | 0 | 0
[120 empty] | 7.3.3.17.5 (Remote Grid) Updates to grid topology to minimize risk of ignition in HFTDs Remote GridWLDFREquipment / facility failureAggregated | WLDFR | HFTD - Distribution - Tier 2 - 4QU CoRE ¦ 3QU LoRE | Red Flag Warning - Small Fires | Equipment / facility failure | Aggregated | 2023 | 0.00010011 | 750.2287 | 0.075106 | 2023 | Mitigation | 0.95 | 45 | 0 | esc | 0.00097009 | 9.7116e-08 | 0.00097009 | 9.7116e-08
[120 empty] | 7.3.3.17.5 (Remote Grid) Updates to grid topology to minimize risk of ignition in HFTDs Remote GridWLDFREquipment / facility failureAggregated | WLDFR | HFTD - Distribution - Tier 2 - 4QU CoRE ¦ 3QU LoRE | Red Flag Warning - Small Fires | Equipment / facility failure | Aggregated | 2024 | 0.00010011 | 750.2287 | 0.075106 | 2024 | Mitigation | 0.95 | 45 | 0 | esc | 0.00097009 | 9.7116e-08 | 0.00097009 | 9.7116e-08
[120 empty] | 7.3.3.17.5 (Remote Grid) Updates to grid topology to minimize risk of ignition in HFTDs Remote GridWLDFREquipment / facility failureAggregated | WLDFR | HFTD - Distribution - Tier 2 - 4QU CoRE ¦ 3QU LoRE | Red Flag Warning - Small Fires | Equipment / facility failure | Aggregated | 2025 | 0.00010011 | 750.2287 | 0.075106 | 2025 | Mitigation | 0.95 | 45 | 0 | esc | 0.00097009 | 9.7116e-08 | 0.00097009 | 9.7116e-08
[120 empty] | 7.3.3.17.5 (Remote Grid) Updates to grid topology to minimize risk of ignition in HFTDs Remote GridWLDFREquipment / facility failureAggregated | WLDFR | HFTD - Distribution - Tier 2 - 4QU CoRE ¦ 3QU LoRE | Red Flag Warning - Small Fires | Equipment / facility failure | Aggregated | 2026 | 0.00010011 | 750.2287 | 0.075106 | 2026 | Mitigation | 0.95 | 45 | 0 | esc | 0.00097009 | 9.7116e-08 | 0.00097009 | 9.7116e-08
[120 empty] | 7.3.3.17.5 (Remote Grid) Updates to grid topology to minimize risk of ignition in HFTDs Remote GridWLDFREquipment / facility failureAggregated | WLDFR | HFTD - Distribution - Tier 2 - 4QU CoRE ¦ 3QU LoRE | Red Flag Warning - Small Fires | Equipment / facility failure | Aggregated | 2027 | 0.00010011 | 750.2287 | 0.075106 | 2027 | Mitigation | 0.95 | 45 | 0 | esc | 0.00097009 | 9.7116e-08 | 0.00097009 | 9.7116e-08
[120 empty] | 7.3.3.17.5 (Remote Grid) Updates to grid topology to minimize risk of ignition in HFTDs Remote GridWLDFREquipment / facility failureAggregated | WLDFR | HFTD - Distribution - Tier 2 - 4QU CoRE ¦ 3QU LoRE | Red Flag Warning - Small Fires | Equipment / facility failure | Aggregated | 2028 | 0.00010011 | 750.2287 | 0.075106 | 2028 | Mitigation | 0.95 | 45 | 0 | esc | 0.00097009 | 9.7116e-08 | 0.00097009 | 9.7116e-08
[120 empty] | 7.3.3.17.5 (Remote Grid) Updates to grid topology to minimize risk of ignition in HFTDs Remote GridWLDFREquipment / facility failureAggregated | WLDFR | HFTD - Distribution - Tier 2 - 4QU CoRE ¦ 3QU LoRE | Red Flag Warning - Small Fires | Equipment / facility failure | Aggregated | 2029 | 0.00010011 | 750.2287 | 0.075106 | 2029 | Mitigation | 0.95 | 45 | 0 | esc | 0.00097009 | 9.7116e-08 | 0.00097009 | 9.7116e-08
[120 empty] | 7.3.3.17.5 (Remote Grid) Updates to grid topology to minimize risk of ignition in HFTDs Remote GridWLDFREquipment / facility failureAggregated | WLDFR | HFTD - Distribution - Tier 2 - 4QU CoRE ¦ 3QU LoRE | Red Flag Warning - Small Fires | Equipment / facility failure | Aggregated | 2030 | 0.00010011 | 750.2287 | 0.075106 | 2030 | Mitigation | 0.95 | 45 | 0 | esc | 0.00097009 | 9.7116e-08 | 0.00097009 | 9.7116e-08
[120 empty] | 7.3.3.17.5 (Remote Grid) Updates to grid topology to minimize risk of ignition in HFTDs Remote GridWLDFREquipment / facility failureAggregated | WLDFR | HFTD - Distribution - Tier 2 - 4QU CoRE ¦ 3QU LoRE | Red Flag Warning - Small Fires | Equipment / facility failure | Aggregated | 2031 | 0.00010011 | 750.2287 | 0.075106 | 2031 | Mitigation | 0.95 | 45 | 0 | esc | 0.00097009 | 9.7116e-08 | 0.00097009 | 9.7116e-08
[120 empty] | 7.3.3.17.5 (Remote Grid) Updates to grid topology to minimize risk of ignition in HFTDs Remote GridWLDFREquipment / facility failureAggregated | WLDFR | HFTD - Distribution - Tier 2 - 4QU CoRE ¦ 3QU LoRE | Red Flag Warning - Small Fires | Equipment / facility failure | Aggregated | 2032 | 0.00010011 | 750.2287 | 0.075106 | 2032 | Mitigation | 0.95 | 45 | 0 | esc | 0.00097009 | 9.7116e-08 | 0.00097009 | 9.7116e-08
[120 empty] | 7.3.3.17.5 (Remote Grid) Updates to grid topology to minimize risk of ignition in HFTDs Remote GridWLDFREquipment / facility failureAggregated | WLDFR | HFTD - Distribution - Tier 2 - 4QU CoRE ¦ 3QU LoRE | Red Flag Warning - Small Fires | Equipment / facility failure | Aggregated | 2033 | 0.00010011 | 750.2287 | 0.075106 | 2033 | Mitigation | 0.95 | 45 | 0 | esc | 0.00097009 | 9.7116e-08 | 0.00097009 | 9.7116e-08
[120 empty] | 7.3.3.17.5 (Remote Grid) Updates to grid topology to minimize risk of ignition in HFTDs Remote GridWLDFREquipment / facility failureAggregated | WLDFR | HFTD - Distribution - Tier 2 - 4QU CoRE ¦ 3QU LoRE | Red Flag Warning - Small Fires | Equipment / facility failure | Aggregated | 2034 | 0.00010011 | 750.2287 | 0.075106 | 2034 | Mitigation | 0.95 | 45 | 0 | esc | 0.00097009 | 9.7116e-08 | 0.00097009 | 9.7116e-08
[120 empty] | 7.3.3.17.5 (Remote Grid) Updates to grid topology to minimize risk of ignition in HFTDs Remote GridWLDFREquipment / facility failureAggregated | WLDFR | HFTD - Distribution - Tier 2 - 4QU CoRE ¦ 3QU LoRE | Red Flag Warning - Small Fires | Equipment / facility failure | Aggregated | 2035 | 0.00010011 | 750.2287 | 0.075106 | 2035 | Mitigation | 0.95 | 45 | 0 | esc | 0.00097009 | 9.7116e-08 | 0.00097009 | 9.7116e-08
[120 empty] | 7.3.3.17.5 (Remote Grid) Updates to grid topology to minimize risk of ignition in HFTDs Remote GridWLDFREquipment / facility failureAggregated | WLDFR | HFTD - Distribution - Tier 2 - 4QU CoRE ¦ 3QU LoRE | Red Flag Warning - Small Fires | Equipment / facility failure | Aggregated | 2036 | 0.00010011 | 750.2287 | 0.075106 | 2036 | Mitigation | 0.95 | 45 | 0 | esc | 0.00097009 | 9.7116e-08 | 0.00097009 | 9.7116e-08
[120 empty] | 7.3.3.17.5 (Remote Grid) Updates to grid topology to minimize risk of ignition in HFTDs Remote GridWLDFREquipment / facility failureAggregated | WLDFR | HFTD - Distribution - Tier 2 - 4QU CoRE ¦ 3QU LoRE | Red Flag Warning - Small Fires | Equipment / facility failure | Aggregated | 2037 | 0.00010011 | 750.2287 | 0.075106 | 2037 | Mitigation | 0.95 | 45 | 0 | esc | 0.00097009 | 9.7116e-08 | 0.00097009 | 9.7116e-08
[120 empty] | 7.3.3.17.5 (Remote Grid) Updates to grid topology to minimize risk of ignition in HFTDs Remote GridWLDFREquipment / facility failureAggregated | WLDFR | HFTD - Distribution - Tier 2 - 4QU CoRE ¦ 3QU LoRE | Red Flag Warning - Small Fires | Equipment / facility failure | Aggregated | 2038 | 0.00010011 | 750.2287 | 0.075106 | 2038 | Mitigation | 0.95 | 45 | 0 | esc | 0.00097009 | 9.7116e-08 | 0.00097009 | 9.7116e-08
[120 empty] | 7.3.3.17.5 (Remote Grid) Updates to grid topology to minimize risk of ignition in HFTDs Remote GridWLDFREquipment / facility failureAggregated | WLDFR | HFTD - Distribution - Tier 2 - 4QU CoRE ¦ 3QU LoRE | Red Flag Warning - Small Fires | Equipment / facility failure | Aggregated | 2039 | 0.00010011 | 750.2287 | 0.075106 | 2039 | Mitigation | 0.95 | 45 | 0 | esc | 0.00097009 | 9.7116e-08 | 0.00097009 | 9.7116e-08
[120 empty] | 7.3.3.17.5 (Remote Grid) Updates to grid topology to minimize risk of ignition in HFTDs Remote GridWLDFREquipment / facility failureAggregated | WLDFR | HFTD - Distribution - Tier 2 - 4QU CoRE ¦ 3QU LoRE | Red Flag Warning - Small Fires | Equipment / facility failure | Aggregated | 2040 | 0.00010011 | 750.2287 | 0.075106 | 2040 | Mitigation | 0.95 | 45 | 0 | esc | 0.00097009 | 9.7116e-08 | 0.00097009 | 9.7116e-08
[120 empty] | 7.3.3.17.5 (Remote Grid) Updates to grid topology to minimize risk of ignition in HFTDs Remote GridWLDFREquipment / facility failureAggregated | WLDFR | HFTD - Distribution - Tier 2 - 4QU CoRE ¦ 3QU LoRE | Red Flag Warning - Small Fires | Equipment / facility failure | Aggregated | 2041 | 0.00010011 | 750.2287 | 0.075106 | 2041 | Mitigation | 0.95 | 45 | 0 | esc | 0.00097009 | 9.7116e-08 | 0.00097009 | 9.7116e-08
[120 empty] | 7.3.3.17.5 (Remote Grid) Updates to grid topology to minimize risk of ignition in HFTDs Remote GridWLDFREquipment / facility failureAggregated | WLDFR | HFTD - Distribution - Tier 2 - 4QU CoRE ¦ 3QU LoRE | Red Flag Warning - Small Fires | Equipment / facility failure | Aggregated | 2042 | 0.00010011 | 750.2287 | 0.075106 | 2042 | Mitigation | 0.95 | 45 | 0 | esc | 0.00097009 | 9.7116e-08 | 0.00097009 | 9.7116e-08
[120 empty] | 7.3.3.17.5 (Remote Grid) Updates to grid topology to minimize risk of ignition in HFTDs Remote GridWLDFREquipment / facility failureAggregated | WLDFR | HFTD - Distribution - Tier 2 - 4QU CoRE ¦ 3QU LoRE | Red Flag Warning - Small Fires | Equipment / facility failure | Aggregated | 2043 | 0.00010011 | 750.2287 | 0.075106 | 2043 | Mitigation | 0.95 | 45 | 0 | esc | 0.00097009 | 9.7116e-08 | 0.00097009 | 9.7116e-08
[120 empty] | 7.3.3.17.5 (Remote Grid) Updates to grid topology to minimize risk of ignition in HFTDs Remote GridWLDFREquipment / facility failureAggregated | WLDFR | HFTD - Distribution - Tier 2 - 4QU CoRE ¦ 3QU LoRE | Red Flag Warning - Small Fires | Equipment / facility failure | Aggregated | 2044 | 0.00010011 | 750.2287 | 0.075106 | 2044 | Mitigation | 0.95 | 45 | 0 | esc | 0.00097009 | 9.7116e-08 | 0.00097009 | 9.7116e-08
[120 empty] | 7.3.3.17.5 (Remote Grid) Updates to grid topology to minimize risk of ignition in HFTDs Remote GridWLDFREquipment / facility failureAggregated | WLDFR | HFTD - Distribution - Tier 2 - 4QU CoRE ¦ 3QU LoRE | Red Flag Warning - Small Fires | Equipment / facility failure | Aggregated | 2045 | 0.00010011 | 750.2287 | 0.075106 | 2045 | Mitigation | 0.95 | 45 | 0 | esc | 0.00097009 | 9.7116e-08 | 0.00097009 | 9.7116e-08
[120 empty] | 7.3.3.17.5 (Remote Grid) Updates to grid topology to minimize risk of ignition in HFTDs Remote GridWLDFREquipment / facility failureAggregated | WLDFR | HFTD - Distribution - Tier 2 - 4QU CoRE ¦ 3QU LoRE | Red Flag Warning - Small Fires | Equipment / facility failure | Aggregated | 2046 | 0.00010011 | 750.2287 | 0.075106 | 2046 | Mitigation | 0.95 | 45 | 0 | esc | 0.00097009 | 9.7116e-08 | 0.00097009 | 9.7116e-08
[120 empty] | 7.3.3.17.5 (Remote Grid) Updates to grid topology to minimize risk of ignition in HFTDs Remote GridWLDFREquipment / facility failureAggregated | WLDFR | HFTD - Distribution - Tier 2 - 4QU CoRE ¦ 3QU LoRE | Red Flag Warning - Small Fires | Equipment / facility failure | Aggregated | 2047 | 0.00010011 | 750.2287 | 0.075106 | 2047 | Mitigation | 0.95 | 45 | 0 | esc | 0.00097009 | 9.7116e-08 | 0.00097009 | 9.7116e-08
[120 empty] | 7.3.3.17.5 (Remote Grid) Updates to grid topology to minimize risk of ignition in HFTDs Remote GridWLDFREquipment / facility failureAggregated | WLDFR | HFTD - Distribution - Tier 2 - 4QU CoRE ¦ 3QU LoRE | Red Flag Warning - Small Fires | Equipment / facility failure | Aggregated | 2048 | 0.00010011 | 750.2287 | 0.075106 | 2048 | Mitigation | 0.95 | 45 | 0 | esc | 0.00097009 | 9.7116e-08 | 0.00097009 | 9.7116e-08
[120 empty] | 7.3.3.17.5 (Remote Grid) Updates to grid topology to minimize risk of ignition in HFTDs Remote GridWLDFREquipment / facility failureAggregated | WLDFR | HFTD - Distribution - Tier 2 - 4QU CoRE ¦ 3QU LoRE | Red Flag Warning - Small Fires | Equipment / facility failure | Aggregated | 2049 | 0.00010011 | 750.2287 | 0.075106 | 2049 | Mitigation | 0.95 | 45 | 0 | esc | 0.00097009 | 9.7116e-08 | 0.00097009 | 9.7116e-08
[120 empty] | 7.3.3.17.5 (Remote Grid) Updates to grid topology to minimize risk of ignition in HFTDs Remote GridWLDFREquipment / facility failureAggregated | WLDFR | HFTD - Distribution - Tier 2 - 4QU CoRE ¦ 3QU LoRE | Red Flag Warning - Small Fires | Equipment / facility failure | Aggregated | 2050 | 0.00010011 | 750.2287 | 0.075106 | 2050 | Mitigation | 0.95 | 45 | 0 | esc | 0.00097009 | 9.7116e-08 | 0.00097009 | 9.7116e-08
[120 empty] | 7.3.3.17.5 (Remote Grid) Updates to grid topology to minimize risk of ignition in HFTDs Remote GridWLDFREquipment / facility failureAggregated | WLDFR | HFTD - Distribution - Tier 2 - 4QU CoRE ¦ 3QU LoRE | Red Flag Warning - Small Fires | Equipment / facility failure | Aggregated | 2051 | 0.00010011 | 750.2287 | 0.075106 | 2051 | Mitigation | 0.95 | 45 | 0 | esc | 0.00097009 | 9.7116e-08 | 0.00097009 | 9.7116e-08
[120 empty] | 7.3.3.17.5 (Remote Grid) Updates to grid topology to minimize risk of ignition in HFTDs Remote GridWLDFREquipment / facility failureAggregated | WLDFR | HFTD - Distribution - Tier 2 - 4QU CoRE ¦ 3QU LoRE | Red Flag Warning - Small Fires | Equipment / facility failure | Aggregated | 2052 | 0.00010011 | 750.2287 | 0.075106 | 2052 | Mitigation | 0.95 | 45 | 0 | esc | 0.00097009 | 9.7116e-08 | 0.00097009 | 9.7116e-08
[120 empty] | 7.3.3.17.5 (Remote Grid) Updates to grid topology to minimize risk of ignition in HFTDs Remote GridWLDFREquipment / facility failureAggregated | WLDFR | HFTD - Distribution - Tier 2 - 4QU CoRE ¦ 3QU LoRE | Red Flag Warning - Small Fires | Equipment / facility failure | Aggregated | 2053 | 0.00010011 | 750.2287 | 0.075106 | 2053 | Mitigation | 0.95 | 45 | 0 | esc | 0.00097009 | 9.7116e-08 | 0.00097009 | 9.7116e-08
[120 empty] | 7.3.3.17.5 (Remote Grid) Updates to grid topology to minimize risk of ignition in HFTDs Remote GridWLDFREquipment / facility failureAggregated | WLDFR | HFTD - Distribution - Tier 2 - 4QU CoRE ¦ 3QU LoRE | Red Flag Warning - Small Fires | Equipment / facility failure | Aggregated | 2054 | 0.00010011 | 750.2287 | 0.075106 | 2054 | Mitigation | 0.95 | 45 | 0 | esc | 0.00097009 | 9.7116e-08 | 0.00097009 | 9.7116e-08
[120 empty] | 7.3.3.17.5 (Remote Grid) Updates to grid topology to minimize risk of ignition in HFTDs Remote GridWLDFREquipment / facility failureAggregated | WLDFR | HFTD - Distribution - Tier 2 - 4QU CoRE ¦ 3QU LoRE | Red Flag Warning - Small Fires | Equipment / facility failure | Aggregated | 2055 | 0.00010011 | 750.2287 | 0.075106 | 2055 | Mitigation | 0.95 | 45 | 0 | esc | 0.00097009 | 9.7116e-08 | 0.00097009 | 9.7116e-08
[120 empty] | 7.3.3.17.5 (Remote Grid) Updates to grid topology to minimize risk of ignition in HFTDs Remote GridWLDFREquipment / facility failureAggregated | WLDFR | HFTD - Distribution - Tier 2 - 4QU CoRE ¦ 3QU LoRE | Red Flag Warning - Small Fires | Equipment / facility failure | Aggregated | 2056 | 0.00010011 | 750.2287 | 0.075106 | 2056 | Mitigation | 0.95 | 45 | 0 | esc | 0.00097009 | 9.7116e-08 | 0.00097009 | 9.7116e-08
[120 empty] | 7.3.3.17.5 (Remote Grid) Updates to grid topology to minimize risk of ignition in HFTDs Remote GridWLDFREquipment / facility failureAggregated | WLDFR | HFTD - Distribution - Tier 2 - 4QU CoRE ¦ 3QU LoRE | Red Flag Warning - Small Fires | Equipment / facility failure | Aggregated | 2057 | 0.00010011 | 750.2287 | 0.075106 | 2057 | Mitigation | 0.95 | 45 | 0 | esc | 0.00097009 | 9.7116e-08 | 0.00097009 | 9.7116e-08
[120 empty] | 7.3.3.17.5 (Remote Grid) Updates to grid topology to minimize risk of ignition in HFTDs Remote GridWLDFREquipment / facility failureAggregated | WLDFR | HFTD - Distribution - Tier 2 - 4QU CoRE ¦ 3QU LoRE | Red Flag Warning - Small Fires | Equipment / facility failure | Aggregated | 2058 | 0.00010011 | 750.2287 | 0.075106 | 2058 | Mitigation | 0.95 | 45 | 0 | esc | 0.00097009 | 9.7116e-08 | 0.00097009 | 9.7116e-08
[120 empty] | 7.3.3.17.5 (Remote Grid) Updates to grid topology to minimize risk of ignition in HFTDs Remote GridWLDFREquipment / facility failureAggregated | WLDFR | HFTD - Distribution - Tier 2 - 4QU CoRE ¦ 3QU LoRE | Red Flag Warning - Small Fires | Equipment / facility failure | Aggregated | 2059 | 0.00010011 | 750.2287 | 0.075106 | 2059 | Mitigation | 0.95 | 45 | 0 | esc | 0.00097009 | 9.7116e-08 | 0.00097009 | 9.7116e-08
[120 empty] | 7.3.3.17.5 (Remote Grid) Updates to grid topology to minimize risk of ignition in HFTDs Remote GridWLDFREquipment / facility failureAggregated | WLDFR | HFTD - Distribution - Tier 2 - 4QU CoRE ¦ 3QU LoRE | Red Flag Warning - Small Fires | Equipment / facility failure | Aggregated | 2060 | 0.00010011 | 750.2287 | 0.075106 | 2060 | Mitigation | 0.95 | 45 | 0 | esc | 0.00097009 | 9.7116e-08 | 0.00097009 | 9.7116e-08
[120 empty] | 7.3.3.17.5 (Remote Grid) Updates to grid topology to minimize risk of ignition in HFTDs Remote GridWLDFREquipment / facility failureAggregated | WLDFR | HFTD - Distribution - Tier 2 - 4QU CoRE ¦ 3QU LoRE | Red Flag Warning - Small Fires | Equipment / facility failure | Aggregated | 2061 | 0.00010011 | 750.2287 | 0.075106 | 2061 | Mitigation | 0.95 | 45 | 0 | esc | 0.00097009 | 9.7116e-08 | 0.00097009 | 9.7116e-08
[120 empty] | 7.3.3.17.5 (Remote Grid) Updates to grid topology to minimize risk of ignition in HFTDs Remote GridWLDFREquipment / facility failureAggregated | WLDFR | HFTD - Distribution - Tier 2 - 4QU CoRE ¦ 3QU LoRE | Red Flag Warning - Small Fires | Equipment / facility failure | Aggregated | 2062 | 0.00010011 | 750.2287 | 0.075106 | 2062 | Mitigation | 0.95 | 45 | 0 | esc | 0.00097009 | 9.7116e-08 | 0.00097009 | 9.7116e-08
[120 empty] | 7.3.3.17.5 (Remote Grid) Updates to grid topology to minimize risk of ignition in HFTDs Remote GridWLDFREquipment / facility failureAggregated | WLDFR | HFTD - Distribution - Tier 2 - 4QU CoRE ¦ 3QU LoRE | Red Flag Warning - Small Fires | Equipment / facility failure | Aggregated | 2063 | 0.00010011 | 750.2287 | 0.075106 | 2063 | Mitigation | 0.95 | 45 | 0 | esc | 0.00097009 | 9.7116e-08 | 0.00097009 | 9.7116e-08
[120 empty] | 7.3.3.17.5 (Remote Grid) Updates to grid topology to minimize risk of ignition in HFTDs Remote GridWLDFREquipment / facility failureAggregated | WLDFR | HFTD - Distribution - Tier 2 - 4QU CoRE ¦ 3QU LoRE | Red Flag Warning - Small Fires | Equipment / facility failure | Aggregated | 2064 | 0.00010011 | 750.2287 | 0.075106 | 2064 | Mitigation | 0.95 | 45 | 0 | esc | 0.00097009 | 9.7116e-08 | 0.00097009 | 9.7116e-08
[120 empty] | 7.3.3.17.5 (Remote Grid) Updates to grid topology to minimize risk of ignition in HFTDs Remote GridWLDFREquipment / facility failureAggregated | WLDFR | HFTD - Distribution - Tier 2 - 4QU CoRE ¦ 3QU LoRE | Red Flag Warning - Small Fires | Equipment / facility failure | Aggregated | 2065 | 0.00010011 | 750.2287 | 0.075106 | 2065 | Mitigation | 0.95 | 45 | 0 | esc | 0.00097009 | 9.7116e-08 | 0.00097009 | 9.7116e-08
[120 empty] | 7.3.3.17.5 (Remote Grid) Updates to grid topology to minimize risk of ignition in HFTDs Remote GridWLDFREquipment / facility failureAggregated | WLDFR | HFTD - Distribution - Tier 2 - 4QU CoRE ¦ 3QU LoRE | Red Flag Warning - Small Fires | Equipment / facility failure | Aggregated | 2066 | 0.00010011 | 750.2287 | 0.075106 | 2066 | Mitigation | 0.95 | 45 | 0 | esc | 0.00097009 | 9.7116e-08 | 0.00097009 | 9.7116e-08
[120 empty] | 7.3.3.17.5 (Remote Grid) Updates to grid topology to minimize risk of ignition in HFTDs Remote GridWLDFREquipment / facility failureAggregated | WLDFR | HFTD - Distribution - Tier 2 - 4QU CoRE ¦ 3QU LoRE | Red Flag Warning - Small Fires | Equipment / facility failure | Aggregated | 2067 | 0.00010011 | 750.2287 | 0.075106 | 2067 | Mitigation | 0.95 | 45 | 0 | esc | 0 | 0 | 0.00097009 | 9.7116e-08
[120 empty] | 7.3.3.17.5 (Remote Grid) Updates to grid topology to minimize risk of ignition in HFTDs Remote GridWLDFRVegetation ContactAggregated | WLDFR | HFTD - Distribution - Tier 2 - 4QU CoRE ¦ 3QU LoRE | Red Flag Warning - Small Fires | Vegetation Contact | Aggregated | 2022 | 0.00046495 | 750.2287 | 0.34882 | 2022 | Mitigation | 0.95 | 45 | 0 | esc | 0.00097009 | 4.5104e-07 | 0 | 0
[120 empty] | 7.3.3.17.5 (Remote Grid) Updates to grid topology to minimize risk of ignition in HFTDs Remote GridWLDFRVegetation ContactAggregated | WLDFR | HFTD - Distribution - Tier 2 - 4QU CoRE ¦ 3QU LoRE | Red Flag Warning - Small Fires | Vegetation Contact | Aggregated | 2023 | 0.00046495 | 750.2287 | 0.34882 | 2023 | Mitigation | 0.95 | 45 | 0 | esc | 0.00097009 | 4.5104e-07 | 0.00097009 | 4.5104e-07
[120 empty] | 7.3.3.17.5 (Remote Grid) Updates to grid topology to minimize risk of ignition in HFTDs Remote GridWLDFRVegetation ContactAggregated | WLDFR | HFTD - Distribution - Tier 2 - 4QU CoRE ¦ 3QU LoRE | Red Flag Warning - Small Fires | Vegetation Contact | Aggregated | 2024 | 0.00046495 | 750.2287 | 0.34882 | 2024 | Mitigation | 0.95 | 45 | 0 | esc | 0.00097009 | 4.5104e-07 | 0.00097009 | 4.5104e-07
[120 empty] | 7.3.3.17.5 (Remote Grid) Updates to grid topology to minimize risk of ignition in HFTDs Remote GridWLDFRVegetation ContactAggregated | WLDFR | HFTD - Distribution - Tier 2 - 4QU CoRE ¦ 3QU LoRE | Red Flag Warning - Small Fires | Vegetation Contact | Aggregated | 2025 | 0.00046495 | 750.2287 | 0.34882 | 2025 | Mitigation | 0.95 | 45 | 0 | esc | 0.00097009 | 4.5104e-07 | 0.00097009 | 4.5104e-07
[120 empty] | 7.3.3.17.5 (Remote Grid) Updates to grid topology to minimize risk of ignition in HFTDs Remote GridWLDFRVegetation ContactAggregated | WLDFR | HFTD - Distribution - Tier 2 - 4QU CoRE ¦ 3QU LoRE | Red Flag Warning - Small Fires | Vegetation Contact | Aggregated | 2026 | 0.00046495 | 750.2287 | 0.34882 | 2026 | Mitigation | 0.95 | 45 | 0 | esc | 0.00097009 | 4.5104e-07 | 0.00097009 | 4.5104e-07
[120 empty] | 7.3.3.17.5 (Remote Grid) Updates to grid topology to minimize risk of ignition in HFTDs Remote GridWLDFRVegetation ContactAggregated | WLDFR | HFTD - Distribution - Tier 2 - 4QU CoRE ¦ 3QU LoRE | Red Flag Warning - Small Fires | Vegetation Contact | Aggregated | 2027 | 0.00046495 | 750.2287 | 0.34882 | 2027 | Mitigation | 0.95 | 45 | 0 | esc | 0.00097009 | 4.5104e-07 | 0.00097009 | 4.5104e-07
[120 empty] | 7.3.3.17.5 (Remote Grid) Updates to grid topology to minimize risk of ignition in HFTDs Remote GridWLDFRVegetation ContactAggregated | WLDFR | HFTD - Distribution - Tier 2 - 4QU CoRE ¦ 3QU LoRE | Red Flag Warning - Small Fires | Vegetation Contact | Aggregated | 2028 | 0.00046495 | 750.2287 | 0.34882 | 2028 | Mitigation | 0.95 | 45 | 0 | esc | 0.00097009 | 4.5104e-07 | 0.00097009 | 4.5104e-07
[120 empty] | 7.3.3.17.5 (Remote Grid) Updates to grid topology to minimize risk of ignition in HFTDs Remote GridWLDFRVegetation ContactAggregated | WLDFR | HFTD - Distribution - Tier 2 - 4QU CoRE ¦ 3QU LoRE | Red Flag Warning - Small Fires | Vegetation Contact | Aggregated | 2029 | 0.00046495 | 750.2287 | 0.34882 | 2029 | Mitigation | 0.95 | 45 | 0 | esc | 0.00097009 | 4.5104e-07 | 0.00097009 | 4.5104e-07
[120 empty] | 7.3.3.17.5 (Remote Grid) Updates to grid topology to minimize risk of ignition in HFTDs Remote GridWLDFRVegetation ContactAggregated | WLDFR | HFTD - Distribution - Tier 2 - 4QU CoRE ¦ 3QU LoRE | Red Flag Warning - Small Fires | Vegetation Contact | Aggregated | 2030 | 0.00046495 | 750.2287 | 0.34882 | 2030 | Mitigation | 0.95 | 45 | 0 | esc | 0.00097009 | 4.5104e-07 | 0.00097009 | 4.5104e-07
[120 empty] | 7.3.3.17.5 (Remote Grid) Updates to grid topology to minimize risk of ignition in HFTDs Remote GridWLDFRVegetation ContactAggregated | WLDFR | HFTD - Distribution - Tier 2 - 4QU CoRE ¦ 3QU LoRE | Red Flag Warning - Small Fires | Vegetation Contact | Aggregated | 2031 | 0.00046495 | 750.2287 | 0.34882 | 2031 | Mitigation | 0.95 | 45 | 0 | esc | 0.00097009 | 4.5104e-07 | 0.00097009 | 4.5104e-07
[120 empty] | 7.3.3.17.5 (Remote Grid) Updates to grid topology to minimize risk of ignition in HFTDs Remote GridWLDFRVegetation ContactAggregated | WLDFR | HFTD - Distribution - Tier 2 - 4QU CoRE ¦ 3QU LoRE | Red Flag Warning - Small Fires | Vegetation Contact | Aggregated | 2032 | 0.00046495 | 750.2287 | 0.34882 | 2032 | Mitigation | 0.95 | 45 | 0 | esc | 0.00097009 | 4.5104e-07 | 0.00097009 | 4.5104e-07
[120 empty] | 7.3.3.17.5 (Remote Grid) Updates to grid topology to minimize risk of ignition in HFTDs Remote GridWLDFRVegetation ContactAggregated | WLDFR | HFTD - Distribution - Tier 2 - 4QU CoRE ¦ 3QU LoRE | Red Flag Warning - Small Fires | Vegetation Contact | Aggregated | 2033 | 0.00046495 | 750.2287 | 0.34882 | 2033 | Mitigation | 0.95 | 45 | 0 | esc | 0.00097009 | 4.5104e-07 | 0.00097009 | 4.5104e-07
[120 empty] | 7.3.3.17.5 (Remote Grid) Updates to grid topology to minimize risk of ignition in HFTDs Remote GridWLDFRVegetation ContactAggregated | WLDFR | HFTD - Distribution - Tier 2 - 4QU CoRE ¦ 3QU LoRE | Red Flag Warning - Small Fires | Vegetation Contact | Aggregated | 2034 | 0.00046495 | 750.2287 | 0.34882 | 2034 | Mitigation | 0.95 | 45 | 0 | esc | 0.00097009 | 4.5104e-07 | 0.00097009 | 4.5104e-07
[120 empty] | 7.3.3.17.5 (Remote Grid) Updates to grid topology to minimize risk of ignition in HFTDs Remote GridWLDFRVegetation ContactAggregated | WLDFR | HFTD - Distribution - Tier 2 - 4QU CoRE ¦ 3QU LoRE | Red Flag Warning - Small Fires | Vegetation Contact | Aggregated | 2035 | 0.00046495 | 750.2287 | 0.34882 | 2035 | Mitigation | 0.95 | 45 | 0 | esc | 0.00097009 | 4.5104e-07 | 0.00097009 | 4.5104e-07
[120 empty] | 7.3.3.17.5 (Remote Grid) Updates to grid topology to minimize risk of ignition in HFTDs Remote GridWLDFRVegetation ContactAggregated | WLDFR | HFTD - Distribution - Tier 2 - 4QU CoRE ¦ 3QU LoRE | Red Flag Warning - Small Fires | Vegetation Contact | Aggregated | 2036 | 0.00046495 | 750.2287 | 0.34882 | 2036 | Mitigation | 0.95 | 45 | 0 | esc | 0.00097009 | 4.5104e-07 | 0.00097009 | 4.5104e-07
[120 empty] | 7.3.3.17.5 (Remote Grid) Updates to grid topology to minimize risk of ignition in HFTDs Remote GridWLDFRVegetation ContactAggregated | WLDFR | HFTD - Distribution - Tier 2 - 4QU CoRE ¦ 3QU LoRE | Red Flag Warning - Small Fires | Vegetation Contact | Aggregated | 2037 | 0.00046495 | 750.2287 | 0.34882 | 2037 | Mitigation | 0.95 | 45 | 0 | esc | 0.00097009 | 4.5104e-07 | 0.00097009 | 4.5104e-07
[120 empty] | 7.3.3.17.5 (Remote Grid) Updates to grid topology to minimize risk of ignition in HFTDs Remote GridWLDFRVegetation ContactAggregated | WLDFR | HFTD - Distribution - Tier 2 - 4QU CoRE ¦ 3QU LoRE | Red Flag Warning - Small Fires | Vegetation Contact | Aggregated | 2038 | 0.00046495 | 750.2287 | 0.34882 | 2038 | Mitigation | 0.95 | 45 | 0 | esc | 0.00097009 | 4.5104e-07 | 0.00097009 | 4.5104e-07
[120 empty] | 7.3.3.17.5 (Remote Grid) Updates to grid topology to minimize risk of ignition in HFTDs Remote GridWLDFRVegetation ContactAggregated | WLDFR | HFTD - Distribution - Tier 2 - 4QU CoRE ¦ 3QU LoRE | Red Flag Warning - Small Fires | Vegetation Contact | Aggregated | 2039 | 0.00046495 | 750.2287 | 0.34882 | 2039 | Mitigation | 0.95 | 45 | 0 | esc | 0.00097009 | 4.5104e-07 | 0.00097009 | 4.5104e-07
[120 empty] | 7.3.3.17.5 (Remote Grid) Updates to grid topology to minimize risk of ignition in HFTDs Remote GridWLDFRVegetation ContactAggregated | WLDFR | HFTD - Distribution - Tier 2 - 4QU CoRE ¦ 3QU LoRE | Red Flag Warning - Small Fires | Vegetation Contact | Aggregated | 2040 | 0.00046495 | 750.2287 | 0.34882 | 2040 | Mitigation | 0.95 | 45 | 0 | esc | 0.00097009 | 4.5104e-07 | 0.00097009 | 4.5104e-07
[120 empty] | 7.3.3.17.5 (Remote Grid) Updates to grid topology to minimize risk of ignition in HFTDs Remote GridWLDFRVegetation ContactAggregated | WLDFR | HFTD - Distribution - Tier 2 - 4QU CoRE ¦ 3QU LoRE | Red Flag Warning - Small Fires | Vegetation Contact | Aggregated | 2041 | 0.00046495 | 750.2287 | 0.34882 | 2041 | Mitigation | 0.95 | 45 | 0 | esc | 0.00097009 | 4.5104e-07 | 0.00097009 | 4.5104e-07
[120 empty] | 7.3.3.17.5 (Remote Grid) Updates to grid topology to minimize risk of ignition in HFTDs Remote GridWLDFRVegetation ContactAggregated | WLDFR | HFTD - Distribution - Tier 2 - 4QU CoRE ¦ 3QU LoRE | Red Flag Warning - Small Fires | Vegetation Contact | Aggregated | 2042 | 0.00046495 | 750.2287 | 0.34882 | 2042 | Mitigation | 0.95 | 45 | 0 | esc | 0.00097009 | 4.5104e-07 | 0.00097009 | 4.5104e-07
[120 empty] | 7.3.3.17.5 (Remote Grid) Updates to grid topology to minimize risk of ignition in HFTDs Remote GridWLDFRVegetation ContactAggregated | WLDFR | HFTD - Distribution - Tier 2 - 4QU CoRE ¦ 3QU LoRE | Red Flag Warning - Small Fires | Vegetation Contact | Aggregated | 2043 | 0.00046495 | 750.2287 | 0.34882 | 2043 | Mitigation | 0.95 | 45 | 0 | esc | 0.00097009 | 4.5104e-07 | 0.00097009 | 4.5104e-07
[120 empty] | 7.3.3.17.5 (Remote Grid) Updates to grid topology to minimize risk of ignition in HFTDs Remote GridWLDFRVegetation ContactAggregated | WLDFR | HFTD - Distribution - Tier 2 - 4QU CoRE ¦ 3QU LoRE | Red Flag Warning - Small Fires | Vegetation Contact | Aggregated | 2044 | 0.00046495 | 750.2287 | 0.34882 | 2044 | Mitigation | 0.95 | 45 | 0 | esc | 0.00097009 | 4.5104e-07 | 0.00097009 | 4.5104e-07
[120 empty] | 7.3.3.17.5 (Remote Grid) Updates to grid topology to minimize risk of ignition in HFTDs Remote GridWLDFRVegetation ContactAggregated | WLDFR | HFTD - Distribution - Tier 2 - 4QU CoRE ¦ 3QU LoRE | Red Flag Warning - Small Fires | Vegetation Contact | Aggregated | 2045 | 0.00046495 | 750.2287 | 0.34882 | 2045 | Mitigation | 0.95 | 45 | 0 | esc | 0.00097009 | 4.5104e-07 | 0.00097009 | 4.5104e-07
[120 empty] | 7.3.3.17.5 (Remote Grid) Updates to grid topology to minimize risk of ignition in HFTDs Remote GridWLDFRVegetation ContactAggregated | WLDFR | HFTD - Distribution - Tier 2 - 4QU CoRE ¦ 3QU LoRE | Red Flag Warning - Small Fires | Vegetation Contact | Aggregated | 2046 | 0.00046495 | 750.2287 | 0.34882 | 2046 | Mitigation | 0.95 | 45 | 0 | esc | 0.00097009 | 4.5104e-07 | 0.00097009 | 4.5104e-07
[120 empty] | 7.3.3.17.5 (Remote Grid) Updates to grid topology to minimize risk of ignition in HFTDs Remote GridWLDFRVegetation ContactAggregated | WLDFR | HFTD - Distribution - Tier 2 - 4QU CoRE ¦ 3QU LoRE | Red Flag Warning - Small Fires | Vegetation Contact | Aggregated | 2047 | 0.00046495 | 750.2287 | 0.34882 | 2047 | Mitigation | 0.95 | 45 | 0 | esc | 0.00097009 | 4.5104e-07 | 0.00097009 | 4.5104e-07
[120 empty] | 7.3.3.17.5 (Remote Grid) Updates to grid topology to minimize risk of ignition in HFTDs Remote GridWLDFRVegetation ContactAggregated | WLDFR | HFTD - Distribution - Tier 2 - 4QU CoRE ¦ 3QU LoRE | Red Flag Warning - Small Fires | Vegetation Contact | Aggregated | 2048 | 0.00046495 | 750.2287 | 0.34882 | 2048 | Mitigation | 0.95 | 45 | 0 | esc | 0.00097009 | 4.5104e-07 | 0.00097009 | 4.5104e-07
[120 empty] | 7.3.3.17.5 (Remote Grid) Updates to grid topology to minimize risk of ignition in HFTDs Remote GridWLDFRVegetation ContactAggregated | WLDFR | HFTD - Distribution - Tier 2 - 4QU CoRE ¦ 3QU LoRE | Red Flag Warning - Small Fires | Vegetation Contact | Aggregated | 2049 | 0.00046495 | 750.2287 | 0.34882 | 2049 | Mitigation | 0.95 | 45 | 0 | esc | 0.00097009 | 4.5104e-07 | 0.00097009 | 4.5104e-07
[120 empty] | 7.3.3.17.5 (Remote Grid) Updates to grid topology to minimize risk of ignition in HFTDs Remote GridWLDFRVegetation ContactAggregated | WLDFR | HFTD - Distribution - Tier 2 - 4QU CoRE ¦ 3QU LoRE | Red Flag Warning - Small Fires | Vegetation Contact | Aggregated | 2050 | 0.00046495 | 750.2287 | 0.34882 | 2050 | Mitigation | 0.95 | 45 | 0 | esc | 0.00097009 | 4.5104e-07 | 0.00097009 | 4.5104e-07
[120 empty] | 7.3.3.17.5 (Remote Grid) Updates to grid topology to minimize risk of ignition in HFTDs Remote GridWLDFRVegetation ContactAggregated | WLDFR | HFTD - Distribution - Tier 2 - 4QU CoRE ¦ 3QU LoRE | Red Flag Warning - Small Fires | Vegetation Contact | Aggregated | 2051 | 0.00046495 | 750.2287 | 0.34882 | 2051 | Mitigation | 0.95 | 45 | 0 | esc | 0.00097009 | 4.5104e-07 | 0.00097009 | 4.5104e-07
[120 empty] | 7.3.3.17.5 (Remote Grid) Updates to grid topology to minimize risk of ignition in HFTDs Remote GridWLDFRVegetation ContactAggregated | WLDFR | HFTD - Distribution - Tier 2 - 4QU CoRE ¦ 3QU LoRE | Red Flag Warning - Small Fires | Vegetation Contact | Aggregated | 2052 | 0.00046495 | 750.2287 | 0.34882 | 2052 | Mitigation | 0.95 | 45 | 0 | esc | 0.00097009 | 4.5104e-07 | 0.00097009 | 4.5104e-07
[120 empty] | 7.3.3.17.5 (Remote Grid) Updates to grid topology to minimize risk of ignition in HFTDs Remote GridWLDFRVegetation ContactAggregated | WLDFR | HFTD - Distribution - Tier 2 - 4QU CoRE ¦ 3QU LoRE | Red Flag Warning - Small Fires | Vegetation Contact | Aggregated | 2053 | 0.00046495 | 750.2287 | 0.34882 | 2053 | Mitigation | 0.95 | 45 | 0 | esc | 0.00097009 | 4.5104e-07 | 0.00097009 | 4.5104e-07
[120 empty] | 7.3.3.17.5 (Remote Grid) Updates to grid topology to minimize risk of ignition in HFTDs Remote GridWLDFRVegetation ContactAggregated | WLDFR | HFTD - Distribution - Tier 2 - 4QU CoRE ¦ 3QU LoRE | Red Flag Warning - Small Fires | Vegetation Contact | Aggregated | 2054 | 0.00046495 | 750.2287 | 0.34882 | 2054 | Mitigation | 0.95 | 45 | 0 | esc | 0.00097009 | 4.5104e-07 | 0.00097009 | 4.5104e-07
[120 empty] | 7.3.3.17.5 (Remote Grid) Updates to grid topology to minimize risk of ignition in HFTDs Remote GridWLDFRVegetation ContactAggregated | WLDFR | HFTD - Distribution - Tier 2 - 4QU CoRE ¦ 3QU LoRE | Red Flag Warning - Small Fires | Vegetation Contact | Aggregated | 2055 | 0.00046495 | 750.2287 | 0.34882 | 2055 | Mitigation | 0.95 | 45 | 0 | esc | 0.00097009 | 4.5104e-07 | 0.00097009 | 4.5104e-07
[120 empty] | 7.3.3.17.5 (Remote Grid) Updates to grid topology to minimize risk of ignition in HFTDs Remote GridWLDFRVegetation ContactAggregated | WLDFR | HFTD - Distribution - Tier 2 - 4QU CoRE ¦ 3QU LoRE | Red Flag Warning - Small Fires | Vegetation Contact | Aggregated | 2056 | 0.00046495 | 750.2287 | 0.34882 | 2056 | Mitigation | 0.95 | 45 | 0 | esc | 0.00097009 | 4.5104e-07 | 0.00097009 | 4.5104e-07
[120 empty] | 7.3.3.17.5 (Remote Grid) Updates to grid topology to minimize risk of ignition in HFTDs Remote GridWLDFRVegetation ContactAggregated | WLDFR | HFTD - Distribution - Tier 2 - 4QU CoRE ¦ 3QU LoRE | Red Flag Warning - Small Fires | Vegetation Contact | Aggregated | 2057 | 0.00046495 | 750.2287 | 0.34882 | 2057 | Mitigation | 0.95 | 45 | 0 | esc | 0.00097009 | 4.5104e-07 | 0.00097009 | 4.5104e-07
[120 empty] | 7.3.3.17.5 (Remote Grid) Updates to grid topology to minimize risk of ignition in HFTDs Remote GridWLDFRVegetation ContactAggregated | WLDFR | HFTD - Distribution - Tier 2 - 4QU CoRE ¦ 3QU LoRE | Red Flag Warning - Small Fires | Vegetation Contact | Aggregated | 2058 | 0.00046495 | 750.2287 | 0.34882 | 2058 | Mitigation | 0.95 | 45 | 0 | esc | 0.00097009 | 4.5104e-07 | 0.00097009 | 4.5104e-07
[120 empty] | 7.3.3.17.5 (Remote Grid) Updates to grid topology to minimize risk of ignition in HFTDs Remote GridWLDFRVegetation ContactAggregated | WLDFR | HFTD - Distribution - Tier 2 - 4QU CoRE ¦ 3QU LoRE | Red Flag Warning - Small Fires | Vegetation Contact | Aggregated | 2059 | 0.00046495 | 750.2287 | 0.34882 | 2059 | Mitigation | 0.95 | 45 | 0 | esc | 0.00097009 | 4.5104e-07 | 0.00097009 | 4.5104e-07
[120 empty] | 7.3.3.17.5 (Remote Grid) Updates to grid topology to minimize risk of ignition in HFTDs Remote GridWLDFRVegetation ContactAggregated | WLDFR | HFTD - Distribution - Tier 2 - 4QU CoRE ¦ 3QU LoRE | Red Flag Warning - Small Fires | Vegetation Contact | Aggregated | 2060 | 0.00046495 | 750.2287 | 0.34882 | 2060 | Mitigation | 0.95 | 45 | 0 | esc | 0.00097009 | 4.5104e-07 | 0.00097009 | 4.5104e-07
[120 empty] | 7.3.3.17.5 (Remote Grid) Updates to grid topology to minimize risk of ignition in HFTDs Remote GridWLDFRVegetation ContactAggregated | WLDFR | HFTD - Distribution - Tier 2 - 4QU CoRE ¦ 3QU LoRE | Red Flag Warning - Small Fires | Vegetation Contact | Aggregated | 2061 | 0.00046495 | 750.2287 | 0.34882 | 2061 | Mitigation | 0.95 | 45 | 0 | esc | 0.00097009 | 4.5104e-07 | 0.00097009 | 4.5104e-07
[120 empty] | 7.3.3.17.5 (Remote Grid) Updates to grid topology to minimize risk of ignition in HFTDs Remote GridWLDFRVegetation ContactAggregated | WLDFR | HFTD - Distribution - Tier 2 - 4QU CoRE ¦ 3QU LoRE | Red Flag Warning - Small Fires | Vegetation Contact | Aggregated | 2062 | 0.00046495 | 750.2287 | 0.34882 | 2062 | Mitigation | 0.95 | 45 | 0 | esc | 0.00097009 | 4.5104e-07 | 0.00097009 | 4.5104e-07
[120 empty] | 7.3.3.17.5 (Remote Grid) Updates to grid topology to minimize risk of ignition in HFTDs Remote GridWLDFRVegetation ContactAggregated | WLDFR | HFTD - Distribution - Tier 2 - 4QU CoRE ¦ 3QU LoRE | Red Flag Warning - Small Fires | Vegetation Contact | Aggregated | 2063 | 0.00046495 | 750.2287 | 0.34882 | 2063 | Mitigation | 0.95 | 45 | 0 | esc | 0.00097009 | 4.5104e-07 | 0.00097009 | 4.5104e-07
[120 empty] | 7.3.3.17.5 (Remote Grid) Updates to grid topology to minimize risk of ignition in HFTDs Remote GridWLDFRVegetation ContactAggregated | WLDFR | HFTD - Distribution - Tier 2 - 4QU CoRE ¦ 3QU LoRE | Red Flag Warning - Small Fires | Vegetation Contact | Aggregated | 2064 | 0.00046495 | 750.2287 | 0.34882 | 2064 | Mitigation | 0.95 | 45 | 0 | esc | 0.00097009 | 4.5104e-07 | 0.00097009 | 4.5104e-07
[120 empty] | 7.3.3.17.5 (Remote Grid) Updates to grid topology to minimize risk of ignition in HFTDs Remote GridWLDFRVegetation ContactAggregated | WLDFR | HFTD - Distribution - Tier 2 - 4QU CoRE ¦ 3QU LoRE | Red Flag Warning - Small Fires | Vegetation Contact | Aggregated | 2065 | 0.00046495 | 750.2287 | 0.34882 | 2065 | Mitigation | 0.95 | 45 | 0 | esc | 0.00097009 | 4.5104e-07 | 0.00097009 | 4.5104e-07
[120 empty] | 7.3.3.17.5 (Remote Grid) Updates to grid topology to minimize risk of ignition in HFTDs Remote GridWLDFRVegetation ContactAggregated | WLDFR | HFTD - Distribution - Tier 2 - 4QU CoRE ¦ 3QU LoRE | Red Flag Warning - Small Fires | Vegetation Contact | Aggregated | 2066 | 0.00046495 | 750.2287 | 0.34882 | 2066 | Mitigation | 0.95 | 45 | 0 | esc | 0.00097009 | 4.5104e-07 | 0.00097009 | 4.5104e-07
[120 empty] | 7.3.3.17.5 (Remote Grid) Updates to grid topology to minimize risk of ignition in HFTDs Remote GridWLDFRVegetation ContactAggregated | WLDFR | HFTD - Distribution - Tier 2 - 4QU CoRE ¦ 3QU LoRE | Red Flag Warning - Small Fires | Vegetation Contact | Aggregated | 2067 | 0.00046495 | 750.2287 | 0.34882 | 2067 | Mitigation | 0.95 | 45 | 0 | esc | 0 | 0 | 0.00097009 | 4.5104e-07
[120 empty] | 7.3.3.17.5 (Remote Grid) Updates to grid topology to minimize risk of ignition in HFTDs Remote GridWLDFRWire-to-wire contactAggregated | WLDFR | HFTD - Distribution - Tier 2 - 4QU CoRE ¦ 3QU LoRE | Red Flag Warning - Small Fires | Wire-to-wire contact | Aggregated | 2022 | 8.0256e-06 | 750.2287 | 0.006021 | 2022 | Mitigation | 0.95 | 45 | 0 | esc | 0.00097009 | 7.7855e-09 | 0 | 0
[120 empty] | 7.3.3.17.5 (Remote Grid) Updates to grid topology to minimize risk of ignition in HFTDs Remote GridWLDFRWire-to-wire contactAggregated | WLDFR | HFTD - Distribution - Tier 2 - 4QU CoRE ¦ 3QU LoRE | Red Flag Warning - Small Fires | Wire-to-wire contact | Aggregated | 2023 | 8.0256e-06 | 750.2287 | 0.006021 | 2023 | Mitigation | 0.95 | 45 | 0 | esc | 0.00097009 | 7.7855e-09 | 0.00097009 | 7.7855e-09
[120 empty] | 7.3.3.17.5 (Remote Grid) Updates to grid topology to minimize risk of ignition in HFTDs Remote GridWLDFRWire-to-wire contactAggregated | WLDFR | HFTD - Distribution - Tier 2 - 4QU CoRE ¦ 3QU LoRE | Red Flag Warning - Small Fires | Wire-to-wire contact | Aggregated | 2024 | 8.0256e-06 | 750.2287 | 0.006021 | 2024 | Mitigation | 0.95 | 45 | 0 | esc | 0.00097009 | 7.7855e-09 | 0.00097009 | 7.7855e-09
[120 empty] | 7.3.3.17.5 (Remote Grid) Updates to grid topology to minimize risk of ignition in HFTDs Remote GridWLDFRWire-to-wire contactAggregated | WLDFR | HFTD - Distribution - Tier 2 - 4QU CoRE ¦ 3QU LoRE | Red Flag Warning - Small Fires | Wire-to-wire contact | Aggregated | 2025 | 8.0256e-06 | 750.2287 | 0.006021 | 2025 | Mitigation | 0.95 | 45 | 0 | esc | 0.00097009 | 7.7855e-09 | 0.00097009 | 7.7855e-09
[120 empty] | 7.3.3.17.5 (Remote Grid) Updates to grid topology to minimize risk of ignition in HFTDs Remote GridWLDFRWire-to-wire contactAggregated | WLDFR | HFTD - Distribution - Tier 2 - 4QU CoRE ¦ 3QU LoRE | Red Flag Warning - Small Fires | Wire-to-wire contact | Aggregated | 2026 | 8.0256e-06 | 750.2287 | 0.006021 | 2026 | Mitigation | 0.95 | 45 | 0 | esc | 0.00097009 | 7.7855e-09 | 0.00097009 | 7.7855e-09
[120 empty] | 7.3.3.17.5 (Remote Grid) Updates to grid topology to minimize risk of ignition in HFTDs Remote GridWLDFRWire-to-wire contactAggregated | WLDFR | HFTD - Distribution - Tier 2 - 4QU CoRE ¦ 3QU LoRE | Red Flag Warning - Small Fires | Wire-to-wire contact | Aggregated | 2027 | 8.0256e-06 | 750.2287 | 0.006021 | 2027 | Mitigation | 0.95 | 45 | 0 | esc | 0.00097009 | 7.7855e-09 | 0.00097009 | 7.7855e-09
[120 empty] | 7.3.3.17.5 (Remote Grid) Updates to grid topology to minimize risk of ignition in HFTDs Remote GridWLDFRWire-to-wire contactAggregated | WLDFR | HFTD - Distribution - Tier 2 - 4QU CoRE ¦ 3QU LoRE | Red Flag Warning - Small Fires | Wire-to-wire contact | Aggregated | 2028 | 8.0256e-06 | 750.2287 | 0.006021 | 2028 | Mitigation | 0.95 | 45 | 0 | esc | 0.00097009 | 7.7855e-09 | 0.00097009 | 7.7855e-09
[120 empty] | 7.3.3.17.5 (Remote Grid) Updates to grid topology to minimize risk of ignition in HFTDs Remote GridWLDFRWire-to-wire contactAggregated | WLDFR | HFTD - Distribution - Tier 2 - 4QU CoRE ¦ 3QU LoRE | Red Flag Warning - Small Fires | Wire-to-wire contact | Aggregated | 2029 | 8.0256e-06 | 750.2287 | 0.006021 | 2029 | Mitigation | 0.95 | 45 | 0 | esc | 0.00097009 | 7.7855e-09 | 0.00097009 | 7.7855e-09
[120 empty] | 7.3.3.17.5 (Remote Grid) Updates to grid topology to minimize risk of ignition in HFTDs Remote GridWLDFRWire-to-wire contactAggregated | WLDFR | HFTD - Distribution - Tier 2 - 4QU CoRE ¦ 3QU LoRE | Red Flag Warning - Small Fires | Wire-to-wire contact | Aggregated | 2030 | 8.0256e-06 | 750.2287 | 0.006021 | 2030 | Mitigation | 0.95 | 45 | 0 | esc | 0.00097009 | 7.7855e-09 | 0.00097009 | 7.7855e-09
[120 empty] | 7.3.3.17.5 (Remote Grid) Updates to grid topology to minimize risk of ignition in HFTDs Remote GridWLDFRWire-to-wire contactAggregated | WLDFR | HFTD - Distribution - Tier 2 - 4QU CoRE ¦ 3QU LoRE | Red Flag Warning - Small Fires | Wire-to-wire contact | Aggregated | 2031 | 8.0256e-06 | 750.2287 | 0.006021 | 2031 | Mitigation | 0.95 | 45 | 0 | esc | 0.00097009 | 7.7855e-09 | 0.00097009 | 7.7855e-09
[120 empty] | 7.3.3.17.5 (Remote Grid) Updates to grid topology to minimize risk of ignition in HFTDs Remote GridWLDFRWire-to-wire contactAggregated | WLDFR | HFTD - Distribution - Tier 2 - 4QU CoRE ¦ 3QU LoRE | Red Flag Warning - Small Fires | Wire-to-wire contact | Aggregated | 2032 | 8.0256e-06 | 750.2287 | 0.006021 | 2032 | Mitigation | 0.95 | 45 | 0 | esc | 0.00097009 | 7.7855e-09 | 0.00097009 | 7.7855e-09
[120 empty] | 7.3.3.17.5 (Remote Grid) Updates to grid topology to minimize risk of ignition in HFTDs Remote GridWLDFRWire-to-wire contactAggregated | WLDFR | HFTD - Distribution - Tier 2 - 4QU CoRE ¦ 3QU LoRE | Red Flag Warning - Small Fires | Wire-to-wire contact | Aggregated | 2033 | 8.0256e-06 | 750.2287 | 0.006021 | 2033 | Mitigation | 0.95 | 45 | 0 | esc | 0.00097009 | 7.7855e-09 | 0.00097009 | 7.7855e-09
[120 empty] | 7.3.3.17.5 (Remote Grid) Updates to grid topology to minimize risk of ignition in HFTDs Remote GridWLDFRWire-to-wire contactAggregated | WLDFR | HFTD - Distribution - Tier 2 - 4QU CoRE ¦ 3QU LoRE | Red Flag Warning - Small Fires | Wire-to-wire contact | Aggregated | 2034 | 8.0256e-06 | 750.2287 | 0.006021 | 2034 | Mitigation | 0.95 | 45 | 0 | esc | 0.00097009 | 7.7855e-09 | 0.00097009 | 7.7855e-09
[120 empty] | 7.3.3.17.5 (Remote Grid) Updates to grid topology to minimize risk of ignition in HFTDs Remote GridWLDFRWire-to-wire contactAggregated | WLDFR | HFTD - Distribution - Tier 2 - 4QU CoRE ¦ 3QU LoRE | Red Flag Warning - Small Fires | Wire-to-wire contact | Aggregated | 2035 | 8.0256e-06 | 750.2287 | 0.006021 | 2035 | Mitigation | 0.95 | 45 | 0 | esc | 0.00097009 | 7.7855e-09 | 0.00097009 | 7.7855e-09
[120 empty] | 7.3.3.17.5 (Remote Grid) Updates to grid topology to minimize risk of ignition in HFTDs Remote GridWLDFRWire-to-wire contactAggregated | WLDFR | HFTD - Distribution - Tier 2 - 4QU CoRE ¦ 3QU LoRE | Red Flag Warning - Small Fires | Wire-to-wire contact | Aggregated | 2036 | 8.0256e-06 | 750.2287 | 0.006021 | 2036 | Mitigation | 0.95 | 45 | 0 | esc | 0.00097009 | 7.7855e-09 | 0.00097009 | 7.7855e-09
[120 empty] | 7.3.3.17.5 (Remote Grid) Updates to grid topology to minimize risk of ignition in HFTDs Remote GridWLDFRWire-to-wire contactAggregated | WLDFR | HFTD - Distribution - Tier 2 - 4QU CoRE ¦ 3QU LoRE | Red Flag Warning - Small Fires | Wire-to-wire contact | Aggregated | 2037 | 8.0256e-06 | 750.2287 | 0.006021 | 2037 | Mitigation | 0.95 | 45 | 0 | esc | 0.00097009 | 7.7855e-09 | 0.00097009 | 7.7855e-09
[120 empty] | 7.3.3.17.5 (Remote Grid) Updates to grid topology to minimize risk of ignition in HFTDs Remote GridWLDFRWire-to-wire contactAggregated | WLDFR | HFTD - Distribution - Tier 2 - 4QU CoRE ¦ 3QU LoRE | Red Flag Warning - Small Fires | Wire-to-wire contact | Aggregated | 2038 | 8.0256e-06 | 750.2287 | 0.006021 | 2038 | Mitigation | 0.95 | 45 | 0 | esc | 0.00097009 | 7.7855e-09 | 0.00097009 | 7.7855e-09
[120 empty] | 7.3.3.17.5 (Remote Grid) Updates to grid topology to minimize risk of ignition in HFTDs Remote GridWLDFRWire-to-wire contactAggregated | WLDFR | HFTD - Distribution - Tier 2 - 4QU CoRE ¦ 3QU LoRE | Red Flag Warning - Small Fires | Wire-to-wire contact | Aggregated | 2039 | 8.0256e-06 | 750.2287 | 0.006021 | 2039 | Mitigation | 0.95 | 45 | 0 | esc | 0.00097009 | 7.7855e-09 | 0.00097009 | 7.7855e-09
[120 empty] | 7.3.3.17.5 (Remote Grid) Updates to grid topology to minimize risk of ignition in HFTDs Remote GridWLDFRWire-to-wire contactAggregated | WLDFR | HFTD - Distribution - Tier 2 - 4QU CoRE ¦ 3QU LoRE | Red Flag Warning - Small Fires | Wire-to-wire contact | Aggregated | 2040 | 8.0256e-06 | 750.2287 | 0.006021 | 2040 | Mitigation | 0.95 | 45 | 0 | esc | 0.00097009 | 7.7855e-09 | 0.00097009 | 7.7855e-09
[120 empty] | 7.3.3.17.5 (Remote Grid) Updates to grid topology to minimize risk of ignition in HFTDs Remote GridWLDFRWire-to-wire contactAggregated | WLDFR | HFTD - Distribution - Tier 2 - 4QU CoRE ¦ 3QU LoRE | Red Flag Warning - Small Fires | Wire-to-wire contact | Aggregated | 2041 | 8.0256e-06 | 750.2287 | 0.006021 | 2041 | Mitigation | 0.95 | 45 | 0 | esc | 0.00097009 | 7.7855e-09 | 0.00097009 | 7.7855e-09
[120 empty] | 7.3.3.17.5 (Remote Grid) Updates to grid topology to minimize risk of ignition in HFTDs Remote GridWLDFRWire-to-wire contactAggregated | WLDFR | HFTD - Distribution - Tier 2 - 4QU CoRE ¦ 3QU LoRE | Red Flag Warning - Small Fires | Wire-to-wire contact | Aggregated | 2042 | 8.0256e-06 | 750.2287 | 0.006021 | 2042 | Mitigation | 0.95 | 45 | 0 | esc | 0.00097009 | 7.7855e-09 | 0.00097009 | 7.7855e-09
[120 empty] | 7.3.3.17.5 (Remote Grid) Updates to grid topology to minimize risk of ignition in HFTDs Remote GridWLDFRWire-to-wire contactAggregated | WLDFR | HFTD - Distribution - Tier 2 - 4QU CoRE ¦ 3QU LoRE | Red Flag Warning - Small Fires | Wire-to-wire contact | Aggregated | 2043 | 8.0256e-06 | 750.2287 | 0.006021 | 2043 | Mitigation | 0.95 | 45 | 0 | esc | 0.00097009 | 7.7855e-09 | 0.00097009 | 7.7855e-09
[120 empty] | 7.3.3.17.5 (Remote Grid) Updates to grid topology to minimize risk of ignition in HFTDs Remote GridWLDFRWire-to-wire contactAggregated | WLDFR | HFTD - Distribution - Tier 2 - 4QU CoRE ¦ 3QU LoRE | Red Flag Warning - Small Fires | Wire-to-wire contact | Aggregated | 2044 | 8.0256e-06 | 750.2287 | 0.006021 | 2044 | Mitigation | 0.95 | 45 | 0 | esc | 0.00097009 | 7.7855e-09 | 0.00097009 | 7.7855e-09
[120 empty] | 7.3.3.17.5 (Remote Grid) Updates to grid topology to minimize risk of ignition in HFTDs Remote GridWLDFRWire-to-wire contactAggregated | WLDFR | HFTD - Distribution - Tier 2 - 4QU CoRE ¦ 3QU LoRE | Red Flag Warning - Small Fires | Wire-to-wire contact | Aggregated | 2045 | 8.0256e-06 | 750.2287 | 0.006021 | 2045 | Mitigation | 0.95 | 45 | 0 | esc | 0.00097009 | 7.7855e-09 | 0.00097009 | 7.7855e-09
[120 empty] | 7.3.3.17.5 (Remote Grid) Updates to grid topology to minimize risk of ignition in HFTDs Remote GridWLDFRWire-to-wire contactAggregated | WLDFR | HFTD - Distribution - Tier 2 - 4QU CoRE ¦ 3QU LoRE | Red Flag Warning - Small Fires | Wire-to-wire contact | Aggregated | 2046 | 8.0256e-06 | 750.2287 | 0.006021 | 2046 | Mitigation | 0.95 | 45 | 0 | esc | 0.00097009 | 7.7855e-09 | 0.00097009 | 7.7855e-09
[120 empty] | 7.3.3.17.5 (Remote Grid) Updates to grid topology to minimize risk of ignition in HFTDs Remote GridWLDFRWire-to-wire contactAggregated | WLDFR | HFTD - Distribution - Tier 2 - 4QU CoRE ¦ 3QU LoRE | Red Flag Warning - Small Fires | Wire-to-wire contact | Aggregated | 2047 | 8.0256e-06 | 750.2287 | 0.006021 | 2047 | Mitigation | 0.95 | 45 | 0 | esc | 0.00097009 | 7.7855e-09 | 0.00097009 | 7.7855e-09
[120 empty] | 7.3.3.17.5 (Remote Grid) Updates to grid topology to minimize risk of ignition in HFTDs Remote GridWLDFRWire-to-wire contactAggregated | WLDFR | HFTD - Distribution - Tier 2 - 4QU CoRE ¦ 3QU LoRE | Red Flag Warning - Small Fires | Wire-to-wire contact | Aggregated | 2048 | 8.0256e-06 | 750.2287 | 0.006021 | 2048 | Mitigation | 0.95 | 45 | 0 | esc | 0.00097009 | 7.7855e-09 | 0.00097009 | 7.7855e-09
[120 empty] | 7.3.3.17.5 (Remote Grid) Updates to grid topology to minimize risk of ignition in HFTDs Remote GridWLDFRWire-to-wire contactAggregated | WLDFR | HFTD - Distribution - Tier 2 - 4QU CoRE ¦ 3QU LoRE | Red Flag Warning - Small Fires | Wire-to-wire contact | Aggregated | 2049 | 8.0256e-06 | 750.2287 | 0.006021 | 2049 | Mitigation | 0.95 | 45 | 0 | esc | 0.00097009 | 7.7855e-09 | 0.00097009 | 7.7855e-09
[120 empty] | 7.3.3.17.5 (Remote Grid) Updates to grid topology to minimize risk of ignition in HFTDs Remote GridWLDFRWire-to-wire contactAggregated | WLDFR | HFTD - Distribution - Tier 2 - 4QU CoRE ¦ 3QU LoRE | Red Flag Warning - Small Fires | Wire-to-wire contact | Aggregated | 2050 | 8.0256e-06 | 750.2287 | 0.006021 | 2050 | Mitigation | 0.95 | 45 | 0 | esc | 0.00097009 | 7.7855e-09 | 0.00097009 | 7.7855e-09
[120 empty] | 7.3.3.17.5 (Remote Grid) Updates to grid topology to minimize risk of ignition in HFTDs Remote GridWLDFRWire-to-wire contactAggregated | WLDFR | HFTD - Distribution - Tier 2 - 4QU CoRE ¦ 3QU LoRE | Red Flag Warning - Small Fires | Wire-to-wire contact | Aggregated | 2051 | 8.0256e-06 | 750.2287 | 0.006021 | 2051 | Mitigation | 0.95 | 45 | 0 | esc | 0.00097009 | 7.7855e-09 | 0.00097009 | 7.7855e-09
[120 empty] | 7.3.3.17.5 (Remote Grid) Updates to grid topology to minimize risk of ignition in HFTDs Remote GridWLDFRWire-to-wire contactAggregated | WLDFR | HFTD - Distribution - Tier 2 - 4QU CoRE ¦ 3QU LoRE | Red Flag Warning - Small Fires | Wire-to-wire contact | Aggregated | 2052 | 8.0256e-06 | 750.2287 | 0.006021 | 2052 | Mitigation | 0.95 | 45 | 0 | esc | 0.00097009 | 7.7855e-09 | 0.00097009 | 7.7855e-09
[120 empty] | 7.3.3.17.5 (Remote Grid) Updates to grid topology to minimize risk of ignition in HFTDs Remote GridWLDFRWire-to-wire contactAggregated | WLDFR | HFTD - Distribution - Tier 2 - 4QU CoRE ¦ 3QU LoRE | Red Flag Warning - Small Fires | Wire-to-wire contact | Aggregated | 2053 | 8.0256e-06 | 750.2287 | 0.006021 | 2053 | Mitigation | 0.95 | 45 | 0 | esc | 0.00097009 | 7.7855e-09 | 0.00097009 | 7.7855e-09
[120 empty] | 7.3.3.17.5 (Remote Grid) Updates to grid topology to minimize risk of ignition in HFTDs Remote GridWLDFRWire-to-wire contactAggregated | WLDFR | HFTD - Distribution - Tier 2 - 4QU CoRE ¦ 3QU LoRE | Red Flag Warning - Small Fires | Wire-to-wire contact | Aggregated | 2054 | 8.0256e-06 | 750.2287 | 0.006021 | 2054 | Mitigation | 0.95 | 45 | 0 | esc | 0.00097009 | 7.7855e-09 | 0.00097009 | 7.7855e-09
[120 empty] | 7.3.3.17.5 (Remote Grid) Updates to grid topology to minimize risk of ignition in HFTDs Remote GridWLDFRWire-to-wire contactAggregated | WLDFR | HFTD - Distribution - Tier 2 - 4QU CoRE ¦ 3QU LoRE | Red Flag Warning - Small Fires | Wire-to-wire contact | Aggregated | 2055 | 8.0256e-06 | 750.2287 | 0.006021 | 2055 | Mitigation | 0.95 | 45 | 0 | esc | 0.00097009 | 7.7855e-09 | 0.00097009 | 7.7855e-09
[120 empty] | 7.3.3.17.5 (Remote Grid) Updates to grid topology to minimize risk of ignition in HFTDs Remote GridWLDFRWire-to-wire contactAggregated | WLDFR | HFTD - Distribution - Tier 2 - 4QU CoRE ¦ 3QU LoRE | Red Flag Warning - Small Fires | Wire-to-wire contact | Aggregated | 2056 | 8.0256e-06 | 750.2287 | 0.006021 | 2056 | Mitigation | 0.95 | 45 | 0 | esc | 0.00097009 | 7.7855e-09 | 0.00097009 | 7.7855e-09
[120 empty] | 7.3.3.17.5 (Remote Grid) Updates to grid topology to minimize risk of ignition in HFTDs Remote GridWLDFRWire-to-wire contactAggregated | WLDFR | HFTD - Distribution - Tier 2 - 4QU CoRE ¦ 3QU LoRE | Red Flag Warning - Small Fires | Wire-to-wire contact | Aggregated | 2057 | 8.0256e-06 | 750.2287 | 0.006021 | 2057 | Mitigation | 0.95 | 45 | 0 | esc | 0.00097009 | 7.7855e-09 | 0.00097009 | 7.7855e-09
[120 empty] | 7.3.3.17.5 (Remote Grid) Updates to grid topology to minimize risk of ignition in HFTDs Remote GridWLDFRWire-to-wire contactAggregated | WLDFR | HFTD - Distribution - Tier 2 - 4QU CoRE ¦ 3QU LoRE | Red Flag Warning - Small Fires | Wire-to-wire contact | Aggregated | 2058 | 8.0256e-06 | 750.2287 | 0.006021 | 2058 | Mitigation | 0.95 | 45 | 0 | esc | 0.00097009 | 7.7855e-09 | 0.00097009 | 7.7855e-09
[120 empty] | 7.3.3.17.5 (Remote Grid) Updates to grid topology to minimize risk of ignition in HFTDs Remote GridWLDFRWire-to-wire contactAggregated | WLDFR | HFTD - Distribution - Tier 2 - 4QU CoRE ¦ 3QU LoRE | Red Flag Warning - Small Fires | Wire-to-wire contact | Aggregated | 2059 | 8.0256e-06 | 750.2287 | 0.006021 | 2059 | Mitigation | 0.95 | 45 | 0 | esc | 0.00097009 | 7.7855e-09 | 0.00097009 | 7.7855e-09
[120 empty] | 7.3.3.17.5 (Remote Grid) Updates to grid topology to minimize risk of ignition in HFTDs Remote GridWLDFRWire-to-wire contactAggregated | WLDFR | HFTD - Distribution - Tier 2 - 4QU CoRE ¦ 3QU LoRE | Red Flag Warning - Small Fires | Wire-to-wire contact | Aggregated | 2060 | 8.0256e-06 | 750.2287 | 0.006021 | 2060 | Mitigation | 0.95 | 45 | 0 | esc | 0.00097009 | 7.7855e-09 | 0.00097009 | 7.7855e-09
[120 empty] | 7.3.3.17.5 (Remote Grid) Updates to grid topology to minimize risk of ignition in HFTDs Remote GridWLDFRWire-to-wire contactAggregated | WLDFR | HFTD - Distribution - Tier 2 - 4QU CoRE ¦ 3QU LoRE | Red Flag Warning - Small Fires | Wire-to-wire contact | Aggregated | 2061 | 8.0256e-06 | 750.2287 | 0.006021 | 2061 | Mitigation | 0.95 | 45 | 0 | esc | 0.00097009 | 7.7855e-09 | 0.00097009 | 7.7855e-09
[120 empty] | 7.3.3.17.5 (Remote Grid) Updates to grid topology to minimize risk of ignition in HFTDs Remote GridWLDFRWire-to-wire contactAggregated | WLDFR | HFTD - Distribution - Tier 2 - 4QU CoRE ¦ 3QU LoRE | Red Flag Warning - Small Fires | Wire-to-wire contact | Aggregated | 2062 | 8.0256e-06 | 750.2287 | 0.006021 | 2062 | Mitigation | 0.95 | 45 | 0 | esc | 0.00097009 | 7.7855e-09 | 0.00097009 | 7.7855e-09
[120 empty] | 7.3.3.17.5 (Remote Grid) Updates to grid topology to minimize risk of ignition in HFTDs Remote GridWLDFRWire-to-wire contactAggregated | WLDFR | HFTD - Distribution - Tier 2 - 4QU CoRE ¦ 3QU LoRE | Red Flag Warning - Small Fires | Wire-to-wire contact | Aggregated | 2063 | 8.0256e-06 | 750.2287 | 0.006021 | 2063 | Mitigation | 0.95 | 45 | 0 | esc | 0.00097009 | 7.7855e-09 | 0.00097009 | 7.7855e-09
[120 empty] | 7.3.3.17.5 (Remote Grid) Updates to grid topology to minimize risk of ignition in HFTDs Remote GridWLDFRWire-to-wire contactAggregated | WLDFR | HFTD - Distribution - Tier 2 - 4QU CoRE ¦ 3QU LoRE | Red Flag Warning - Small Fires | Wire-to-wire contact | Aggregated | 2064 | 8.0256e-06 | 750.2287 | 0.006021 | 2064 | Mitigation | 0.95 | 45 | 0 | esc | 0.00097009 | 7.7855e-09 | 0.00097009 | 7.7855e-09
[120 empty] | 7.3.3.17.5 (Remote Grid) Updates to grid topology to minimize risk of ignition in HFTDs Remote GridWLDFRWire-to-wire contactAggregated | WLDFR | HFTD - Distribution - Tier 2 - 4QU CoRE ¦ 3QU LoRE | Red Flag Warning - Small Fires | Wire-to-wire contact | Aggregated | 2065 | 8.0256e-06 | 750.2287 | 0.006021 | 2065 | Mitigation | 0.95 | 45 | 0 | esc | 0.00097009 | 7.7855e-09 | 0.00097009 | 7.7855e-09
[120 empty] | 7.3.3.17.5 (Remote Grid) Updates to grid topology to minimize risk of ignition in HFTDs Remote GridWLDFRWire-to-wire contactAggregated | WLDFR | HFTD - Distribution - Tier 2 - 4QU CoRE ¦ 3QU LoRE | Red Flag Warning - Small Fires | Wire-to-wire contact | Aggregated | 2066 | 8.0256e-06 | 750.2287 | 0.006021 | 2066 | Mitigation | 0.95 | 45 | 0 | esc | 0.00097009 | 7.7855e-09 | 0.00097009 | 7.7855e-09
[120 empty] | 7.3.3.17.5 (Remote Grid) Updates to grid topology to minimize risk of ignition in HFTDs Remote GridWLDFRWire-to-wire contactAggregated | WLDFR | HFTD - Distribution - Tier 2 - 4QU CoRE ¦ 3QU LoRE | Red Flag Warning - Small Fires | Wire-to-wire contact | Aggregated | 2067 | 8.0256e-06 | 750.2287 | 0.006021 | 2067 | Mitigation | 0.95 | 45 | 0 | esc | 0 | 0 | 0.00097009 | 7.7855e-09
[120 empty] | 7.3.3.17.5 (Remote Grid) Updates to grid topology to minimize risk of ignition in HFTDs Remote GridWLDFRContact from objectAggregated | WLDFR | HFTD - Distribution - Tier 2 - 4QU CoRE ¦ 4QU LoRE | Non-Red Flag Warning - Catastrophic Fires | Contact from object | Aggregated | 2022 | 1.4426e-07 | 696.1473 | 0.00010043 | 2022 | Mitigation | 0.95 | 45 | 0 | esc | 0.00097009 | 1.3994e-10 | 0 | 0
[120 empty] | 7.3.3.17.5 (Remote Grid) Updates to grid topology to minimize risk of ignition in HFTDs Remote GridWLDFRContact from objectAggregated | WLDFR | HFTD - Distribution - Tier 2 - 4QU CoRE ¦ 4QU LoRE | Non-Red Flag Warning - Catastrophic Fires | Contact from object | Aggregated | 2023 | 1.4426e-07 | 696.1473 | 0.00010043 | 2023 | Mitigation | 0.95 | 45 | 0 | esc | 0.00097009 | 1.3994e-10 | 0.00097009 | 1.3994e-10
[120 empty] | 7.3.3.17.5 (Remote Grid) Updates to grid topology to minimize risk of ignition in HFTDs Remote GridWLDFRContact from objectAggregated | WLDFR | HFTD - Distribution - Tier 2 - 4QU CoRE ¦ 4QU LoRE | Non-Red Flag Warning - Catastrophic Fires | Contact from object | Aggregated | 2024 | 1.4426e-07 | 696.1473 | 0.00010043 | 2024 | Mitigation | 0.95 | 45 | 0 | esc | 0.00097009 | 1.3994e-10 | 0.00097009 | 1.3994e-10
[120 empty] | 7.3.3.17.5 (Remote Grid) Updates to grid topology to minimize risk of ignition in HFTDs Remote GridWLDFRContact from objectAggregated | WLDFR | HFTD - Distribution - Tier 2 - 4QU CoRE ¦ 4QU LoRE | Non-Red Flag Warning - Catastrophic Fires | Contact from object | Aggregated | 2025 | 1.4426e-07 | 696.1473 | 0.00010043 | 2025 | Mitigation | 0.95 | 45 | 0 | esc | 0.00097009 | 1.3994e-10 | 0.00097009 | 1.3994e-10
[120 empty] | 7.3.3.17.5 (Remote Grid) Updates to grid topology to minimize risk of ignition in HFTDs Remote GridWLDFRContact from objectAggregated | WLDFR | HFTD - Distribution - Tier 2 - 4QU CoRE ¦ 4QU LoRE | Non-Red Flag Warning - Catastrophic Fires | Contact from object | Aggregated | 2026 | 1.4426e-07 | 696.1473 | 0.00010043 | 2026 | Mitigation | 0.95 | 45 | 0 | esc | 0.00097009 | 1.3994e-10 | 0.00097009 | 1.3994e-10
[120 empty] | 7.3.3.17.5 (Remote Grid) Updates to grid topology to minimize risk of ignition in HFTDs Remote GridWLDFRContact from objectAggregated | WLDFR | HFTD - Distribution - Tier 2 - 4QU CoRE ¦ 4QU LoRE | Non-Red Flag Warning - Catastrophic Fires | Contact from object | Aggregated | 2027 | 1.4426e-07 | 696.1473 | 0.00010043 | 2027 | Mitigation | 0.95 | 45 | 0 | esc | 0.00097009 | 1.3994e-10 | 0.00097009 | 1.3994e-10
[120 empty] | 7.3.3.17.5 (Remote Grid) Updates to grid topology to minimize risk of ignition in HFTDs Remote GridWLDFRContact from objectAggregated | WLDFR | HFTD - Distribution - Tier 2 - 4QU CoRE ¦ 4QU LoRE | Non-Red Flag Warning - Catastrophic Fires | Contact from object | Aggregated | 2028 | 1.4426e-07 | 696.1473 | 0.00010043 | 2028 | Mitigation | 0.95 | 45 | 0 | esc | 0.00097009 | 1.3994e-10 | 0.00097009 | 1.3994e-10
[120 empty] | 7.3.3.17.5 (Remote Grid) Updates to grid topology to minimize risk of ignition in HFTDs Remote GridWLDFRContact from objectAggregated | WLDFR | HFTD - Distribution - Tier 2 - 4QU CoRE ¦ 4QU LoRE | Non-Red Flag Warning - Catastrophic Fires | Contact from object | Aggregated | 2029 | 1.4426e-07 | 696.1473 | 0.00010043 | 2029 | Mitigation | 0.95 | 45 | 0 | esc | 0.00097009 | 1.3994e-10 | 0.00097009 | 1.3994e-10
[120 empty] | 7.3.3.17.5 (Remote Grid) Updates to grid topology to minimize risk of ignition in HFTDs Remote GridWLDFRContact from objectAggregated | WLDFR | HFTD - Distribution - Tier 2 - 4QU CoRE ¦ 4QU LoRE | Non-Red Flag Warning - Catastrophic Fires | Contact from object | Aggregated | 2030 | 1.4426e-07 | 696.1473 | 0.00010043 | 2030 | Mitigation | 0.95 | 45 | 0 | esc | 0.00097009 | 1.3994e-10 | 0.00097009 | 1.3994e-10
[120 empty] | 7.3.3.17.5 (Remote Grid) Updates to grid topology to minimize risk of ignition in HFTDs Remote GridWLDFRContact from objectAggregated | WLDFR | HFTD - Distribution - Tier 2 - 4QU CoRE ¦ 4QU LoRE | Non-Red Flag Warning - Catastrophic Fires | Contact from object | Aggregated | 2031 | 1.4426e-07 | 696.1473 | 0.00010043 | 2031 | Mitigation | 0.95 | 45 | 0 | esc | 0.00097009 | 1.3994e-10 | 0.00097009 | 1.3994e-10
[120 empty] | 7.3.3.17.5 (Remote Grid) Updates to grid topology to minimize risk of ignition in HFTDs Remote GridWLDFRContact from objectAggregated | WLDFR | HFTD - Distribution - Tier 2 - 4QU CoRE ¦ 4QU LoRE | Non-Red Flag Warning - Catastrophic Fires | Contact from object | Aggregated | 2032 | 1.4426e-07 | 696.1473 | 0.00010043 | 2032 | Mitigation | 0.95 | 45 | 0 | esc | 0.00097009 | 1.3994e-10 | 0.00097009 | 1.3994e-10
[120 empty] | 7.3.3.17.5 (Remote Grid) Updates to grid topology to minimize risk of ignition in HFTDs Remote GridWLDFRContact from objectAggregated | WLDFR | HFTD - Distribution - Tier 2 - 4QU CoRE ¦ 4QU LoRE | Non-Red Flag Warning - Catastrophic Fires | Contact from object | Aggregated | 2033 | 1.4426e-07 | 696.1473 | 0.00010043 | 2033 | Mitigation | 0.95 | 45 | 0 | esc | 0.00097009 | 1.3994e-10 | 0.00097009 | 1.3994e-10
[120 empty] | 7.3.3.17.5 (Remote Grid) Updates to grid topology to minimize risk of ignition in HFTDs Remote GridWLDFRContact from objectAggregated | WLDFR | HFTD - Distribution - Tier 2 - 4QU CoRE ¦ 4QU LoRE | Non-Red Flag Warning - Catastrophic Fires | Contact from object | Aggregated | 2034 | 1.4426e-07 | 696.1473 | 0.00010043 | 2034 | Mitigation | 0.95 | 45 | 0 | esc | 0.00097009 | 1.3994e-10 | 0.00097009 | 1.3994e-10
[120 empty] | 7.3.3.17.5 (Remote Grid) Updates to grid topology to minimize risk of ignition in HFTDs Remote GridWLDFRContact from objectAggregated | WLDFR | HFTD - Distribution - Tier 2 - 4QU CoRE ¦ 4QU LoRE | Non-Red Flag Warning - Catastrophic Fires | Contact from object | Aggregated | 2035 | 1.4426e-07 | 696.1473 | 0.00010043 | 2035 | Mitigation | 0.95 | 45 | 0 | esc | 0.00097009 | 1.3994e-10 | 0.00097009 | 1.3994e-10
[120 empty] | 7.3.3.17.5 (Remote Grid) Updates to grid topology to minimize risk of ignition in HFTDs Remote GridWLDFRContact from objectAggregated | WLDFR | HFTD - Distribution - Tier 2 - 4QU CoRE ¦ 4QU LoRE | Non-Red Flag Warning - Catastrophic Fires | Contact from object | Aggregated | 2036 | 1.4426e-07 | 696.1473 | 0.00010043 | 2036 | Mitigation | 0.95 | 45 | 0 | esc | 0.00097009 | 1.3994e-10 | 0.00097009 | 1.3994e-10
[120 empty] | 7.3.3.17.5 (Remote Grid) Updates to grid topology to minimize risk of ignition in HFTDs Remote GridWLDFRContact from objectAggregated | WLDFR | HFTD - Distribution - Tier 2 - 4QU CoRE ¦ 4QU LoRE | Non-Red Flag Warning - Catastrophic Fires | Contact from object | Aggregated | 2037 | 1.4426e-07 | 696.1473 | 0.00010043 | 2037 | Mitigation | 0.95 | 45 | 0 | esc | 0.00097009 | 1.3994e-10 | 0.00097009 | 1.3994e-10
[120 empty] | 7.3.3.17.5 (Remote Grid) Updates to grid topology to minimize risk of ignition in HFTDs Remote GridWLDFRContact from objectAggregated | WLDFR | HFTD - Distribution - Tier 2 - 4QU CoRE ¦ 4QU LoRE | Non-Red Flag Warning - Catastrophic Fires | Contact from object | Aggregated | 2038 | 1.4426e-07 | 696.1473 | 0.00010043 | 2038 | Mitigation | 0.95 | 45 | 0 | esc | 0.00097009 | 1.3994e-10 | 0.00097009 | 1.3994e-10
[120 empty] | 7.3.3.17.5 (Remote Grid) Updates to grid topology to minimize risk of ignition in HFTDs Remote GridWLDFRContact from objectAggregated | WLDFR | HFTD - Distribution - Tier 2 - 4QU CoRE ¦ 4QU LoRE | Non-Red Flag Warning - Catastrophic Fires | Contact from object | Aggregated | 2039 | 1.4426e-07 | 696.1473 | 0.00010043 | 2039 | Mitigation | 0.95 | 45 | 0 | esc | 0.00097009 | 1.3994e-10 | 0.00097009 | 1.3994e-10
[120 empty] | 7.3.3.17.5 (Remote Grid) Updates to grid topology to minimize risk of ignition in HFTDs Remote GridWLDFRContact from objectAggregated | WLDFR | HFTD - Distribution - Tier 2 - 4QU CoRE ¦ 4QU LoRE | Non-Red Flag Warning - Catastrophic Fires | Contact from object | Aggregated | 2040 | 1.4426e-07 | 696.1473 | 0.00010043 | 2040 | Mitigation | 0.95 | 45 | 0 | esc | 0.00097009 | 1.3994e-10 | 0.00097009 | 1.3994e-10
[120 empty] | 7.3.3.17.5 (Remote Grid) Updates to grid topology to minimize risk of ignition in HFTDs Remote GridWLDFRContact from objectAggregated | WLDFR | HFTD - Distribution - Tier 2 - 4QU CoRE ¦ 4QU LoRE | Non-Red Flag Warning - Catastrophic Fires | Contact from object | Aggregated | 2041 | 1.4426e-07 | 696.1473 | 0.00010043 | 2041 | Mitigation | 0.95 | 45 | 0 | esc | 0.00097009 | 1.3994e-10 | 0.00097009 | 1.3994e-10
[120 empty] | 7.3.3.17.5 (Remote Grid) Updates to grid topology to minimize risk of ignition in HFTDs Remote GridWLDFRContact from objectAggregated | WLDFR | HFTD - Distribution - Tier 2 - 4QU CoRE ¦ 4QU LoRE | Non-Red Flag Warning - Catastrophic Fires | Contact from object | Aggregated | 2042 | 1.4426e-07 | 696.1473 | 0.00010043 | 2042 | Mitigation | 0.95 | 45 | 0 | esc | 0.00097009 | 1.3994e-10 | 0.00097009 | 1.3994e-10
[120 empty] | 7.3.3.17.5 (Remote Grid) Updates to grid topology to minimize risk of ignition in HFTDs Remote GridWLDFRContact from objectAggregated | WLDFR | HFTD - Distribution - Tier 2 - 4QU CoRE ¦ 4QU LoRE | Non-Red Flag Warning - Catastrophic Fires | Contact from object | Aggregated | 2043 | 1.4426e-07 | 696.1473 | 0.00010043 | 2043 | Mitigation | 0.95 | 45 | 0 | esc | 0.00097009 | 1.3994e-10 | 0.00097009 | 1.3994e-10
[120 empty] | 7.3.3.17.5 (Remote Grid) Updates to grid topology to minimize risk of ignition in HFTDs Remote GridWLDFRContact from objectAggregated | WLDFR | HFTD - Distribution - Tier 2 - 4QU CoRE ¦ 4QU LoRE | Non-Red Flag Warning - Catastrophic Fires | Contact from object | Aggregated | 2044 | 1.4426e-07 | 696.1473 | 0.00010043 | 2044 | Mitigation | 0.95 | 45 | 0 | esc | 0.00097009 | 1.3994e-10 | 0.00097009 | 1.3994e-10
[120 empty] | 7.3.3.17.5 (Remote Grid) Updates to grid topology to minimize risk of ignition in HFTDs Remote GridWLDFRContact from objectAggregated | WLDFR | HFTD - Distribution - Tier 2 - 4QU CoRE ¦ 4QU LoRE | Non-Red Flag Warning - Catastrophic Fires | Contact from object | Aggregated | 2045 | 1.4426e-07 | 696.1473 | 0.00010043 | 2045 | Mitigation | 0.95 | 45 | 0 | esc | 0.00097009 | 1.3994e-10 | 0.00097009 | 1.3994e-10
[120 empty] | 7.3.3.17.5 (Remote Grid) Updates to grid topology to minimize risk of ignition in HFTDs Remote GridWLDFRContact from objectAggregated | WLDFR | HFTD - Distribution - Tier 2 - 4QU CoRE ¦ 4QU LoRE | Non-Red Flag Warning - Catastrophic Fires | Contact from object | Aggregated | 2046 | 1.4426e-07 | 696.1473 | 0.00010043 | 2046 | Mitigation | 0.95 | 45 | 0 | esc | 0.00097009 | 1.3994e-10 | 0.00097009 | 1.3994e-10
[120 empty] | 7.3.3.17.5 (Remote Grid) Updates to grid topology to minimize risk of ignition in HFTDs Remote GridWLDFRContact from objectAggregated | WLDFR | HFTD - Distribution - Tier 2 - 4QU CoRE ¦ 4QU LoRE | Non-Red Flag Warning - Catastrophic Fires | Contact from object | Aggregated | 2047 | 1.4426e-07 | 696.1473 | 0.00010043 | 2047 | Mitigation | 0.95 | 45 | 0 | esc | 0.00097009 | 1.3994e-10 | 0.00097009 | 1.3994e-10
[120 empty] | 7.3.3.17.5 (Remote Grid) Updates to grid topology to minimize risk of ignition in HFTDs Remote GridWLDFRContact from objectAggregated | WLDFR | HFTD - Distribution - Tier 2 - 4QU CoRE ¦ 4QU LoRE | Non-Red Flag Warning - Catastrophic Fires | Contact from object | Aggregated | 2048 | 1.4426e-07 | 696.1473 | 0.00010043 | 2048 | Mitigation | 0.95 | 45 | 0 | esc | 0.00097009 | 1.3994e-10 | 0.00097009 | 1.3994e-10
[120 empty] | 7.3.3.17.5 (Remote Grid) Updates to grid topology to minimize risk of ignition in HFTDs Remote GridWLDFRContact from objectAggregated | WLDFR | HFTD - Distribution - Tier 2 - 4QU CoRE ¦ 4QU LoRE | Non-Red Flag Warning - Catastrophic Fires | Contact from object | Aggregated | 2049 | 1.4426e-07 | 696.1473 | 0.00010043 | 2049 | Mitigation | 0.95 | 45 | 0 | esc | 0.00097009 | 1.3994e-10 | 0.00097009 | 1.3994e-10
[120 empty] | 7.3.3.17.5 (Remote Grid) Updates to grid topology to minimize risk of ignition in HFTDs Remote GridWLDFRContact from objectAggregated | WLDFR | HFTD - Distribution - Tier 2 - 4QU CoRE ¦ 4QU LoRE | Non-Red Flag Warning - Catastrophic Fires | Contact from object | Aggregated | 2050 | 1.4426e-07 | 696.1473 | 0.00010043 | 2050 | Mitigation | 0.95 | 45 | 0 | esc | 0.00097009 | 1.3994e-10 | 0.00097009 | 1.3994e-10
[120 empty] | 7.3.3.17.5 (Remote Grid) Updates to grid topology to minimize risk of ignition in HFTDs Remote GridWLDFRContact from objectAggregated | WLDFR | HFTD - Distribution - Tier 2 - 4QU CoRE ¦ 4QU LoRE | Non-Red Flag Warning - Catastrophic Fires | Contact from object | Aggregated | 2051 | 1.4426e-07 | 696.1473 | 0.00010043 | 2051 | Mitigation | 0.95 | 45 | 0 | esc | 0.00097009 | 1.3994e-10 | 0.00097009 | 1.3994e-10
[120 empty] | 7.3.3.17.5 (Remote Grid) Updates to grid topology to minimize risk of ignition in HFTDs Remote GridWLDFRContact from objectAggregated | WLDFR | HFTD - Distribution - Tier 2 - 4QU CoRE ¦ 4QU LoRE | Non-Red Flag Warning - Catastrophic Fires | Contact from object | Aggregated | 2052 | 1.4426e-07 | 696.1473 | 0.00010043 | 2052 | Mitigation | 0.95 | 45 | 0 | esc | 0.00097009 | 1.3994e-10 | 0.00097009 | 1.3994e-10
[120 empty] | 7.3.3.17.5 (Remote Grid) Updates to grid topology to minimize risk of ignition in HFTDs Remote GridWLDFRContact from objectAggregated | WLDFR | HFTD - Distribution - Tier 2 - 4QU CoRE ¦ 4QU LoRE | Non-Red Flag Warning - Catastrophic Fires | Contact from object | Aggregated | 2053 | 1.4426e-07 | 696.1473 | 0.00010043 | 2053 | Mitigation | 0.95 | 45 | 0 | esc | 0.00097009 | 1.3994e-10 | 0.00097009 | 1.3994e-10
[120 empty] | 7.3.3.17.5 (Remote Grid) Updates to grid topology to minimize risk of ignition in HFTDs Remote GridWLDFRContact from objectAggregated | WLDFR | HFTD - Distribution - Tier 2 - 4QU CoRE ¦ 4QU LoRE | Non-Red Flag Warning - Catastrophic Fires | Contact from object | Aggregated | 2054 | 1.4426e-07 | 696.1473 | 0.00010043 | 2054 | Mitigation | 0.95 | 45 | 0 | esc | 0.00097009 | 1.3994e-10 | 0.00097009 | 1.3994e-10
[120 empty] | 7.3.3.17.5 (Remote Grid) Updates to grid topology to minimize risk of ignition in HFTDs Remote GridWLDFRContact from objectAggregated | WLDFR | HFTD - Distribution - Tier 2 - 4QU CoRE ¦ 4QU LoRE | Non-Red Flag Warning - Catastrophic Fires | Contact from object | Aggregated | 2055 | 1.4426e-07 | 696.1473 | 0.00010043 | 2055 | Mitigation | 0.95 | 45 | 0 | esc | 0.00097009 | 1.3994e-10 | 0.00097009 | 1.3994e-10
[120 empty] | 7.3.3.17.5 (Remote Grid) Updates to grid topology to minimize risk of ignition in HFTDs Remote GridWLDFRContact from objectAggregated | WLDFR | HFTD - Distribution - Tier 2 - 4QU CoRE ¦ 4QU LoRE | Non-Red Flag Warning - Catastrophic Fires | Contact from object | Aggregated | 2056 | 1.4426e-07 | 696.1473 | 0.00010043 | 2056 | Mitigation | 0.95 | 45 | 0 | esc | 0.00097009 | 1.3994e-10 | 0.00097009 | 1.3994e-10
[120 empty] | 7.3.3.17.5 (Remote Grid) Updates to grid topology to minimize risk of ignition in HFTDs Remote GridWLDFRContact from objectAggregated | WLDFR | HFTD - Distribution - Tier 2 - 4QU CoRE ¦ 4QU LoRE | Non-Red Flag Warning - Catastrophic Fires | Contact from object | Aggregated | 2057 | 1.4426e-07 | 696.1473 | 0.00010043 | 2057 | Mitigation | 0.95 | 45 | 0 | esc | 0.00097009 | 1.3994e-10 | 0.00097009 | 1.3994e-10
[120 empty] | 7.3.3.17.5 (Remote Grid) Updates to grid topology to minimize risk of ignition in HFTDs Remote GridWLDFRContact from objectAggregated | WLDFR | HFTD - Distribution - Tier 2 - 4QU CoRE ¦ 4QU LoRE | Non-Red Flag Warning - Catastrophic Fires | Contact from object | Aggregated | 2058 | 1.4426e-07 | 696.1473 | 0.00010043 | 2058 | Mitigation | 0.95 | 45 | 0 | esc | 0.00097009 | 1.3994e-10 | 0.00097009 | 1.3994e-10
[120 empty] | 7.3.3.17.5 (Remote Grid) Updates to grid topology to minimize risk of ignition in HFTDs Remote GridWLDFRContact from objectAggregated | WLDFR | HFTD - Distribution - Tier 2 - 4QU CoRE ¦ 4QU LoRE | Non-Red Flag Warning - Catastrophic Fires | Contact from object | Aggregated | 2059 | 1.4426e-07 | 696.1473 | 0.00010043 | 2059 | Mitigation | 0.95 | 45 | 0 | esc | 0.00097009 | 1.3994e-10 | 0.00097009 | 1.3994e-10
[120 empty] | 7.3.3.17.5 (Remote Grid) Updates to grid topology to minimize risk of ignition in HFTDs Remote GridWLDFRContact from objectAggregated | WLDFR | HFTD - Distribution - Tier 2 - 4QU CoRE ¦ 4QU LoRE | Non-Red Flag Warning - Catastrophic Fires | Contact from object | Aggregated | 2060 | 1.4426e-07 | 696.1473 | 0.00010043 | 2060 | Mitigation | 0.95 | 45 | 0 | esc | 0.00097009 | 1.3994e-10 | 0.00097009 | 1.3994e-10
[120 empty] | 7.3.3.17.5 (Remote Grid) Updates to grid topology to minimize risk of ignition in HFTDs Remote GridWLDFRContact from objectAggregated | WLDFR | HFTD - Distribution - Tier 2 - 4QU CoRE ¦ 4QU LoRE | Non-Red Flag Warning - Catastrophic Fires | Contact from object | Aggregated | 2061 | 1.4426e-07 | 696.1473 | 0.00010043 | 2061 | Mitigation | 0.95 | 45 | 0 | esc | 0.00097009 | 1.3994e-10 | 0.00097009 | 1.3994e-10
[120 empty] | 7.3.3.17.5 (Remote Grid) Updates to grid topology to minimize risk of ignition in HFTDs Remote GridWLDFRContact from objectAggregated | WLDFR | HFTD - Distribution - Tier 2 - 4QU CoRE ¦ 4QU LoRE | Non-Red Flag Warning - Catastrophic Fires | Contact from object | Aggregated | 2062 | 1.4426e-07 | 696.1473 | 0.00010043 | 2062 | Mitigation | 0.95 | 45 | 0 | esc | 0.00097009 | 1.3994e-10 | 0.00097009 | 1.3994e-10
[120 empty] | 7.3.3.17.5 (Remote Grid) Updates to grid topology to minimize risk of ignition in HFTDs Remote GridWLDFRContact from objectAggregated | WLDFR | HFTD - Distribution - Tier 2 - 4QU CoRE ¦ 4QU LoRE | Non-Red Flag Warning - Catastrophic Fires | Contact from object | Aggregated | 2063 | 1.4426e-07 | 696.1473 | 0.00010043 | 2063 | Mitigation | 0.95 | 45 | 0 | esc | 0.00097009 | 1.3994e-10 | 0.00097009 | 1.3994e-10
[120 empty] | 7.3.3.17.5 (Remote Grid) Updates to grid topology to minimize risk of ignition in HFTDs Remote GridWLDFRContact from objectAggregated | WLDFR | HFTD - Distribution - Tier 2 - 4QU CoRE ¦ 4QU LoRE | Non-Red Flag Warning - Catastrophic Fires | Contact from object | Aggregated | 2064 | 1.4426e-07 | 696.1473 | 0.00010043 | 2064 | Mitigation | 0.95 | 45 | 0 | esc | 0.00097009 | 1.3994e-10 | 0.00097009 | 1.3994e-10
[120 empty] | 7.3.3.17.5 (Remote Grid) Updates to grid topology to minimize risk of ignition in HFTDs Remote GridWLDFRContact from objectAggregated | WLDFR | HFTD - Distribution - Tier 2 - 4QU CoRE ¦ 4QU LoRE | Non-Red Flag Warning - Catastrophic Fires | Contact from object | Aggregated | 2065 | 1.4426e-07 | 696.1473 | 0.00010043 | 2065 | Mitigation | 0.95 | 45 | 0 | esc | 0.00097009 | 1.3994e-10 | 0.00097009 | 1.3994e-10
[120 empty] | 7.3.3.17.5 (Remote Grid) Updates to grid topology to minimize risk of ignition in HFTDs Remote GridWLDFRContact from objectAggregated | WLDFR | HFTD - Distribution - Tier 2 - 4QU CoRE ¦ 4QU LoRE | Non-Red Flag Warning - Catastrophic Fires | Contact from object | Aggregated | 2066 | 1.4426e-07 | 696.1473 | 0.00010043 | 2066 | Mitigation | 0.95 | 45 | 0 | esc | 0.00097009 | 1.3994e-10 | 0.00097009 | 1.3994e-10
[120 empty] | 7.3.3.17.5 (Remote Grid) Updates to grid topology to minimize risk of ignition in HFTDs Remote GridWLDFRContact from objectAggregated | WLDFR | HFTD - Distribution - Tier 2 - 4QU CoRE ¦ 4QU LoRE | Non-Red Flag Warning - Catastrophic Fires | Contact from object | Aggregated | 2067 | 1.4426e-07 | 696.1473 | 0.00010043 | 2067 | Mitigation | 0.95 | 45 | 0 | esc | 0 | 0 | 0.00097009 | 1.3994e-10
[120 empty] | 7.3.3.17.5 (Remote Grid) Updates to grid topology to minimize risk of ignition in HFTDs Remote GridWLDFRContaminationAggregated | WLDFR | HFTD - Distribution - Tier 2 - 4QU CoRE ¦ 4QU LoRE | Non-Red Flag Warning - Catastrophic Fires | Contamination | Aggregated | 2022 | 4.3879e-09 | 696.1473 | 3.0546e-06 | 2022 | Mitigation | 0.95 | 45 | 0 | esc | 0.00097009 | 4.2566e-12 | 0 | 0
[120 empty] | 7.3.3.17.5 (Remote Grid) Updates to grid topology to minimize risk of ignition in HFTDs Remote GridWLDFRContaminationAggregated | WLDFR | HFTD - Distribution - Tier 2 - 4QU CoRE ¦ 4QU LoRE | Non-Red Flag Warning - Catastrophic Fires | Contamination | Aggregated | 2023 | 4.3879e-09 | 696.1473 | 3.0546e-06 | 2023 | Mitigation | 0.95 | 45 | 0 | esc | 0.00097009 | 4.2566e-12 | 0.00097009 | 4.2566e-12
[120 empty] | 7.3.3.17.5 (Remote Grid) Updates to grid topology to minimize risk of ignition in HFTDs Remote GridWLDFRContaminationAggregated | WLDFR | HFTD - Distribution - Tier 2 - 4QU CoRE ¦ 4QU LoRE | Non-Red Flag Warning - Catastrophic Fires | Contamination | Aggregated | 2024 | 4.3879e-09 | 696.1473 | 3.0546e-06 | 2024 | Mitigation | 0.95 | 45 | 0 | esc | 0.00097009 | 4.2566e-12 | 0.00097009 | 4.2566e-12
[120 empty] | 7.3.3.17.5 (Remote Grid) Updates to grid topology to minimize risk of ignition in HFTDs Remote GridWLDFRContaminationAggregated | WLDFR | HFTD - Distribution - Tier 2 - 4QU CoRE ¦ 4QU LoRE | Non-Red Flag Warning - Catastrophic Fires | Contamination | Aggregated | 2025 | 4.3879e-09 | 696.1473 | 3.0546e-06 | 2025 | Mitigation | 0.95 | 45 | 0 | esc | 0.00097009 | 4.2566e-12 | 0.00097009 | 4.2566e-12
[120 empty] | 7.3.3.17.5 (Remote Grid) Updates to grid topology to minimize risk of ignition in HFTDs Remote GridWLDFRContaminationAggregated | WLDFR | HFTD - Distribution - Tier 2 - 4QU CoRE ¦ 4QU LoRE | Non-Red Flag Warning - Catastrophic Fires | Contamination | Aggregated | 2026 | 4.3879e-09 | 696.1473 | 3.0546e-06 | 2026 | Mitigation | 0.95 | 45 | 0 | esc | 0.00097009 | 4.2566e-12 | 0.00097009 | 4.2566e-12
[120 empty] | 7.3.3.17.5 (Remote Grid) Updates to grid topology to minimize risk of ignition in HFTDs Remote GridWLDFRContaminationAggregated | WLDFR | HFTD - Distribution - Tier 2 - 4QU CoRE ¦ 4QU LoRE | Non-Red Flag Warning - Catastrophic Fires | Contamination | Aggregated | 2027 | 4.3879e-09 | 696.1473 | 3.0546e-06 | 2027 | Mitigation | 0.95 | 45 | 0 | esc | 0.00097009 | 4.2566e-12 | 0.00097009 | 4.2566e-12
[120 empty] | 7.3.3.17.5 (Remote Grid) Updates to grid topology to minimize risk of ignition in HFTDs Remote GridWLDFRContaminationAggregated | WLDFR | HFTD - Distribution - Tier 2 - 4QU CoRE ¦ 4QU LoRE | Non-Red Flag Warning - Catastrophic Fires | Contamination | Aggregated | 2028 | 4.3879e-09 | 696.1473 | 3.0546e-06 | 2028 | Mitigation | 0.95 | 45 | 0 | esc | 0.00097009 | 4.2566e-12 | 0.00097009 | 4.2566e-12
[120 empty] | 7.3.3.17.5 (Remote Grid) Updates to grid topology to minimize risk of ignition in HFTDs Remote GridWLDFRContaminationAggregated | WLDFR | HFTD - Distribution - Tier 2 - 4QU CoRE ¦ 4QU LoRE | Non-Red Flag Warning - Catastrophic Fires | Contamination | Aggregated | 2029 | 4.3879e-09 | 696.1473 | 3.0546e-06 | 2029 | Mitigation | 0.95 | 45 | 0 | esc | 0.00097009 | 4.2566e-12 | 0.00097009 | 4.2566e-12
[120 empty] | 7.3.3.17.5 (Remote Grid) Updates to grid topology to minimize risk of ignition in HFTDs Remote GridWLDFRContaminationAggregated | WLDFR | HFTD - Distribution - Tier 2 - 4QU CoRE ¦ 4QU LoRE | Non-Red Flag Warning - Catastrophic Fires | Contamination | Aggregated | 2030 | 4.3879e-09 | 696.1473 | 3.0546e-06 | 2030 | Mitigation | 0.95 | 45 | 0 | esc | 0.00097009 | 4.2566e-12 | 0.00097009 | 4.2566e-12
[120 empty] | 7.3.3.17.5 (Remote Grid) Updates to grid topology to minimize risk of ignition in HFTDs Remote GridWLDFRContaminationAggregated | WLDFR | HFTD - Distribution - Tier 2 - 4QU CoRE ¦ 4QU LoRE | Non-Red Flag Warning - Catastrophic Fires | Contamination | Aggregated | 2031 | 4.3879e-09 | 696.1473 | 3.0546e-06 | 2031 | Mitigation | 0.95 | 45 | 0 | esc | 0.00097009 | 4.2566e-12 | 0.00097009 | 4.2566e-12
[120 empty] | 7.3.3.17.5 (Remote Grid) Updates to grid topology to minimize risk of ignition in HFTDs Remote GridWLDFRContaminationAggregated | WLDFR | HFTD - Distribution - Tier 2 - 4QU CoRE ¦ 4QU LoRE | Non-Red Flag Warning - Catastrophic Fires | Contamination | Aggregated | 2032 | 4.3879e-09 | 696.1473 | 3.0546e-06 | 2032 | Mitigation | 0.95 | 45 | 0 | esc | 0.00097009 | 4.2566e-12 | 0.00097009 | 4.2566e-12
[120 empty] | 7.3.3.17.5 (Remote Grid) Updates to grid topology to minimize risk of ignition in HFTDs Remote GridWLDFRContaminationAggregated | WLDFR | HFTD - Distribution - Tier 2 - 4QU CoRE ¦ 4QU LoRE | Non-Red Flag Warning - Catastrophic Fires | Contamination | Aggregated | 2033 | 4.3879e-09 | 696.1473 | 3.0546e-06 | 2033 | Mitigation | 0.95 | 45 | 0 | esc | 0.00097009 | 4.2566e-12 | 0.00097009 | 4.2566e-12
[120 empty] | 7.3.3.17.5 (Remote Grid) Updates to grid topology to minimize risk of ignition in HFTDs Remote GridWLDFRContaminationAggregated | WLDFR | HFTD - Distribution - Tier 2 - 4QU CoRE ¦ 4QU LoRE | Non-Red Flag Warning - Catastrophic Fires | Contamination | Aggregated | 2034 | 4.3879e-09 | 696.1473 | 3.0546e-06 | 2034 | Mitigation | 0.95 | 45 | 0 | esc | 0.00097009 | 4.2566e-12 | 0.00097009 | 4.2566e-12
[120 empty] | 7.3.3.17.5 (Remote Grid) Updates to grid topology to minimize risk of ignition in HFTDs Remote GridWLDFRContaminationAggregated | WLDFR | HFTD - Distribution - Tier 2 - 4QU CoRE ¦ 4QU LoRE | Non-Red Flag Warning - Catastrophic Fires | Contamination | Aggregated | 2035 | 4.3879e-09 | 696.1473 | 3.0546e-06 | 2035 | Mitigation | 0.95 | 45 | 0 | esc | 0.00097009 | 4.2566e-12 | 0.00097009 | 4.2566e-12
[120 empty] | 7.3.3.17.5 (Remote Grid) Updates to grid topology to minimize risk of ignition in HFTDs Remote GridWLDFRContaminationAggregated | WLDFR | HFTD - Distribution - Tier 2 - 4QU CoRE ¦ 4QU LoRE | Non-Red Flag Warning - Catastrophic Fires | Contamination | Aggregated | 2036 | 4.3879e-09 | 696.1473 | 3.0546e-06 | 2036 | Mitigation | 0.95 | 45 | 0 | esc | 0.00097009 | 4.2566e-12 | 0.00097009 | 4.2566e-12
[120 empty] | 7.3.3.17.5 (Remote Grid) Updates to grid topology to minimize risk of ignition in HFTDs Remote GridWLDFRContaminationAggregated | WLDFR | HFTD - Distribution - Tier 2 - 4QU CoRE ¦ 4QU LoRE | Non-Red Flag Warning - Catastrophic Fires | Contamination | Aggregated | 2037 | 4.3879e-09 | 696.1473 | 3.0546e-06 | 2037 | Mitigation | 0.95 | 45 | 0 | esc | 0.00097009 | 4.2566e-12 | 0.00097009 | 4.2566e-12
[120 empty] | 7.3.3.17.5 (Remote Grid) Updates to grid topology to minimize risk of ignition in HFTDs Remote GridWLDFRContaminationAggregated | WLDFR | HFTD - Distribution - Tier 2 - 4QU CoRE ¦ 4QU LoRE | Non-Red Flag Warning - Catastrophic Fires | Contamination | Aggregated | 2038 | 4.3879e-09 | 696.1473 | 3.0546e-06 | 2038 | Mitigation | 0.95 | 45 | 0 | esc | 0.00097009 | 4.2566e-12 | 0.00097009 | 4.2566e-12
[120 empty] | 7.3.3.17.5 (Remote Grid) Updates to grid topology to minimize risk of ignition in HFTDs Remote GridWLDFRContaminationAggregated | WLDFR | HFTD - Distribution - Tier 2 - 4QU CoRE ¦ 4QU LoRE | Non-Red Flag Warning - Catastrophic Fires | Contamination | Aggregated | 2039 | 4.3879e-09 | 696.1473 | 3.0546e-06 | 2039 | Mitigation | 0.95 | 45 | 0 | esc | 0.00097009 | 4.2566e-12 | 0.00097009 | 4.2566e-12
[120 empty] | 7.3.3.17.5 (Remote Grid) Updates to grid topology to minimize risk of ignition in HFTDs Remote GridWLDFRContaminationAggregated | WLDFR | HFTD - Distribution - Tier 2 - 4QU CoRE ¦ 4QU LoRE | Non-Red Flag Warning - Catastrophic Fires | Contamination | Aggregated | 2040 | 4.3879e-09 | 696.1473 | 3.0546e-06 | 2040 | Mitigation | 0.95 | 45 | 0 | esc | 0.00097009 | 4.2566e-12 | 0.00097009 | 4.2566e-12
[120 empty] | 7.3.3.17.5 (Remote Grid) Updates to grid topology to minimize risk of ignition in HFTDs Remote GridWLDFRContaminationAggregated | WLDFR | HFTD - Distribution - Tier 2 - 4QU CoRE ¦ 4QU LoRE | Non-Red Flag Warning - Catastrophic Fires | Contamination | Aggregated | 2041 | 4.3879e-09 | 696.1473 | 3.0546e-06 | 2041 | Mitigation | 0.95 | 45 | 0 | esc | 0.00097009 | 4.2566e-12 | 0.00097009 | 4.2566e-12
[120 empty] | 7.3.3.17.5 (Remote Grid) Updates to grid topology to minimize risk of ignition in HFTDs Remote GridWLDFRContaminationAggregated | WLDFR | HFTD - Distribution - Tier 2 - 4QU CoRE ¦ 4QU LoRE | Non-Red Flag Warning - Catastrophic Fires | Contamination | Aggregated | 2042 | 4.3879e-09 | 696.1473 | 3.0546e-06 | 2042 | Mitigation | 0.95 | 45 | 0 | esc | 0.00097009 | 4.2566e-12 | 0.00097009 | 4.2566e-12
[120 empty] | 7.3.3.17.5 (Remote Grid) Updates to grid topology to minimize risk of ignition in HFTDs Remote GridWLDFRContaminationAggregated | WLDFR | HFTD - Distribution - Tier 2 - 4QU CoRE ¦ 4QU LoRE | Non-Red Flag Warning - Catastrophic Fires | Contamination | Aggregated | 2043 | 4.3879e-09 | 696.1473 | 3.0546e-06 | 2043 | Mitigation | 0.95 | 45 | 0 | esc | 0.00097009 | 4.2566e-12 | 0.00097009 | 4.2566e-12
[120 empty] | 7.3.3.17.5 (Remote Grid) Updates to grid topology to minimize risk of ignition in HFTDs Remote GridWLDFRContaminationAggregated | WLDFR | HFTD - Distribution - Tier 2 - 4QU CoRE ¦ 4QU LoRE | Non-Red Flag Warning - Catastrophic Fires | Contamination | Aggregated | 2044 | 4.3879e-09 | 696.1473 | 3.0546e-06 | 2044 | Mitigation | 0.95 | 45 | 0 | esc | 0.00097009 | 4.2566e-12 | 0.00097009 | 4.2566e-12
[120 empty] | 7.3.3.17.5 (Remote Grid) Updates to grid topology to minimize risk of ignition in HFTDs Remote GridWLDFRContaminationAggregated | WLDFR | HFTD - Distribution - Tier 2 - 4QU CoRE ¦ 4QU LoRE | Non-Red Flag Warning - Catastrophic Fires | Contamination | Aggregated | 2045 | 4.3879e-09 | 696.1473 | 3.0546e-06 | 2045 | Mitigation | 0.95 | 45 | 0 | esc | 0.00097009 | 4.2566e-12 | 0.00097009 | 4.2566e-12
[120 empty] | 7.3.3.17.5 (Remote Grid) Updates to grid topology to minimize risk of ignition in HFTDs Remote GridWLDFRContaminationAggregated | WLDFR | HFTD - Distribution - Tier 2 - 4QU CoRE ¦ 4QU LoRE | Non-Red Flag Warning - Catastrophic Fires | Contamination | Aggregated | 2046 | 4.3879e-09 | 696.1473 | 3.0546e-06 | 2046 | Mitigation | 0.95 | 45 | 0 | esc | 0.00097009 | 4.2566e-12 | 0.00097009 | 4.2566e-12
[120 empty] | 7.3.3.17.5 (Remote Grid) Updates to grid topology to minimize risk of ignition in HFTDs Remote GridWLDFRContaminationAggregated | WLDFR | HFTD - Distribution - Tier 2 - 4QU CoRE ¦ 4QU LoRE | Non-Red Flag Warning - Catastrophic Fires | Contamination | Aggregated | 2047 | 4.3879e-09 | 696.1473 | 3.0546e-06 | 2047 | Mitigation | 0.95 | 45 | 0 | esc | 0.00097009 | 4.2566e-12 | 0.00097009 | 4.2566e-12
[120 empty] | 7.3.3.17.5 (Remote Grid) Updates to grid topology to minimize risk of ignition in HFTDs Remote GridWLDFRContaminationAggregated | WLDFR | HFTD - Distribution - Tier 2 - 4QU CoRE ¦ 4QU LoRE | Non-Red Flag Warning - Catastrophic Fires | Contamination | Aggregated | 2048 | 4.3879e-09 | 696.1473 | 3.0546e-06 | 2048 | Mitigation | 0.95 | 45 | 0 | esc | 0.00097009 | 4.2566e-12 | 0.00097009 | 4.2566e-12
[120 empty] | 7.3.3.17.5 (Remote Grid) Updates to grid topology to minimize risk of ignition in HFTDs Remote GridWLDFRContaminationAggregated | WLDFR | HFTD - Distribution - Tier 2 - 4QU CoRE ¦ 4QU LoRE | Non-Red Flag Warning - Catastrophic Fires | Contamination | Aggregated | 2049 | 4.3879e-09 | 696.1473 | 3.0546e-06 | 2049 | Mitigation | 0.95 | 45 | 0 | esc | 0.00097009 | 4.2566e-12 | 0.00097009 | 4.2566e-12
[120 empty] | 7.3.3.17.5 (Remote Grid) Updates to grid topology to minimize risk of ignition in HFTDs Remote GridWLDFRContaminationAggregated | WLDFR | HFTD - Distribution - Tier 2 - 4QU CoRE ¦ 4QU LoRE | Non-Red Flag Warning - Catastrophic Fires | Contamination | Aggregated | 2050 | 4.3879e-09 | 696.1473 | 3.0546e-06 | 2050 | Mitigation | 0.95 | 45 | 0 | esc | 0.00097009 | 4.2566e-12 | 0.00097009 | 4.2566e-12
[120 empty] | 7.3.3.17.5 (Remote Grid) Updates to grid topology to minimize risk of ignition in HFTDs Remote GridWLDFRContaminationAggregated | WLDFR | HFTD - Distribution - Tier 2 - 4QU CoRE ¦ 4QU LoRE | Non-Red Flag Warning - Catastrophic Fires | Contamination | Aggregated | 2051 | 4.3879e-09 | 696.1473 | 3.0546e-06 | 2051 | Mitigation | 0.95 | 45 | 0 | esc | 0.00097009 | 4.2566e-12 | 0.00097009 | 4.2566e-12
[120 empty] | 7.3.3.17.5 (Remote Grid) Updates to grid topology to minimize risk of ignition in HFTDs Remote GridWLDFRContaminationAggregated | WLDFR | HFTD - Distribution - Tier 2 - 4QU CoRE ¦ 4QU LoRE | Non-Red Flag Warning - Catastrophic Fires | Contamination | Aggregated | 2052 | 4.3879e-09 | 696.1473 | 3.0546e-06 | 2052 | Mitigation | 0.95 | 45 | 0 | esc | 0.00097009 | 4.2566e-12 | 0.00097009 | 4.2566e-12
[120 empty] | 7.3.3.17.5 (Remote Grid) Updates to grid topology to minimize risk of ignition in HFTDs Remote GridWLDFRContaminationAggregated | WLDFR | HFTD - Distribution - Tier 2 - 4QU CoRE ¦ 4QU LoRE | Non-Red Flag Warning - Catastrophic Fires | Contamination | Aggregated | 2053 | 4.3879e-09 | 696.1473 | 3.0546e-06 | 2053 | Mitigation | 0.95 | 45 | 0 | esc | 0.00097009 | 4.2566e-12 | 0.00097009 | 4.2566e-12
[120 empty] | 7.3.3.17.5 (Remote Grid) Updates to grid topology to minimize risk of ignition in HFTDs Remote GridWLDFRContaminationAggregated | WLDFR | HFTD - Distribution - Tier 2 - 4QU CoRE ¦ 4QU LoRE | Non-Red Flag Warning - Catastrophic Fires | Contamination | Aggregated | 2054 | 4.3879e-09 | 696.1473 | 3.0546e-06 | 2054 | Mitigation | 0.95 | 45 | 0 | esc | 0.00097009 | 4.2566e-12 | 0.00097009 | 4.2566e-12
[120 empty] | 7.3.3.17.5 (Remote Grid) Updates to grid topology to minimize risk of ignition in HFTDs Remote GridWLDFRContaminationAggregated | WLDFR | HFTD - Distribution - Tier 2 - 4QU CoRE ¦ 4QU LoRE | Non-Red Flag Warning - Catastrophic Fires | Contamination | Aggregated | 2055 | 4.3879e-09 | 696.1473 | 3.0546e-06 | 2055 | Mitigation | 0.95 | 45 | 0 | esc | 0.00097009 | 4.2566e-12 | 0.00097009 | 4.2566e-12
[120 empty] | 7.3.3.17.5 (Remote Grid) Updates to grid topology to minimize risk of ignition in HFTDs Remote GridWLDFRContaminationAggregated | WLDFR | HFTD - Distribution - Tier 2 - 4QU CoRE ¦ 4QU LoRE | Non-Red Flag Warning - Catastrophic Fires | Contamination | Aggregated | 2056 | 4.3879e-09 | 696.1473 | 3.0546e-06 | 2056 | Mitigation | 0.95 | 45 | 0 | esc | 0.00097009 | 4.2566e-12 | 0.00097009 | 4.2566e-12
[120 empty] | 7.3.3.17.5 (Remote Grid) Updates to grid topology to minimize risk of ignition in HFTDs Remote GridWLDFRContaminationAggregated | WLDFR | HFTD - Distribution - Tier 2 - 4QU CoRE ¦ 4QU LoRE | Non-Red Flag Warning - Catastrophic Fires | Contamination | Aggregated | 2057 | 4.3879e-09 | 696.1473 | 3.0546e-06 | 2057 | Mitigation | 0.95 | 45 | 0 | esc | 0.00097009 | 4.2566e-12 | 0.00097009 | 4.2566e-12
[120 empty] | 7.3.3.17.5 (Remote Grid) Updates to grid topology to minimize risk of ignition in HFTDs Remote GridWLDFRContaminationAggregated | WLDFR | HFTD - Distribution - Tier 2 - 4QU CoRE ¦ 4QU LoRE | Non-Red Flag Warning - Catastrophic Fires | Contamination | Aggregated | 2058 | 4.3879e-09 | 696.1473 | 3.0546e-06 | 2058 | Mitigation | 0.95 | 45 | 0 | esc | 0.00097009 | 4.2566e-12 | 0.00097009 | 4.2566e-12
[120 empty] | 7.3.3.17.5 (Remote Grid) Updates to grid topology to minimize risk of ignition in HFTDs Remote GridWLDFRContaminationAggregated | WLDFR | HFTD - Distribution - Tier 2 - 4QU CoRE ¦ 4QU LoRE | Non-Red Flag Warning - Catastrophic Fires | Contamination | Aggregated | 2059 | 4.3879e-09 | 696.1473 | 3.0546e-06 | 2059 | Mitigation | 0.95 | 45 | 0 | esc | 0.00097009 | 4.2566e-12 | 0.00097009 | 4.2566e-12
[120 empty] | 7.3.3.17.5 (Remote Grid) Updates to grid topology to minimize risk of ignition in HFTDs Remote GridWLDFRContaminationAggregated | WLDFR | HFTD - Distribution - Tier 2 - 4QU CoRE ¦ 4QU LoRE | Non-Red Flag Warning - Catastrophic Fires | Contamination | Aggregated | 2060 | 4.3879e-09 | 696.1473 | 3.0546e-06 | 2060 | Mitigation | 0.95 | 45 | 0 | esc | 0.00097009 | 4.2566e-12 | 0.00097009 | 4.2566e-12
[120 empty] | 7.3.3.17.5 (Remote Grid) Updates to grid topology to minimize risk of ignition in HFTDs Remote GridWLDFRContaminationAggregated | WLDFR | HFTD - Distribution - Tier 2 - 4QU CoRE ¦ 4QU LoRE | Non-Red Flag Warning - Catastrophic Fires | Contamination | Aggregated | 2061 | 4.3879e-09 | 696.1473 | 3.0546e-06 | 2061 | Mitigation | 0.95 | 45 | 0 | esc | 0.00097009 | 4.2566e-12 | 0.00097009 | 4.2566e-12
[120 empty] | 7.3.3.17.5 (Remote Grid) Updates to grid topology to minimize risk of ignition in HFTDs Remote GridWLDFRContaminationAggregated | WLDFR | HFTD - Distribution - Tier 2 - 4QU CoRE ¦ 4QU LoRE | Non-Red Flag Warning - Catastrophic Fires | Contamination | Aggregated | 2062 | 4.3879e-09 | 696.1473 | 3.0546e-06 | 2062 | Mitigation | 0.95 | 45 | 0 | esc | 0.00097009 | 4.2566e-12 | 0.00097009 | 4.2566e-12
[120 empty] | 7.3.3.17.5 (Remote Grid) Updates to grid topology to minimize risk of ignition in HFTDs Remote GridWLDFRContaminationAggregated | WLDFR | HFTD - Distribution - Tier 2 - 4QU CoRE ¦ 4QU LoRE | Non-Red Flag Warning - Catastrophic Fires | Contamination | Aggregated | 2063 | 4.3879e-09 | 696.1473 | 3.0546e-06 | 2063 | Mitigation | 0.95 | 45 | 0 | esc | 0.00097009 | 4.2566e-12 | 0.00097009 | 4.2566e-12
[120 empty] | 7.3.3.17.5 (Remote Grid) Updates to grid topology to minimize risk of ignition in HFTDs Remote GridWLDFRContaminationAggregated | WLDFR | HFTD - Distribution - Tier 2 - 4QU CoRE ¦ 4QU LoRE | Non-Red Flag Warning - Catastrophic Fires | Contamination | Aggregated | 2064 | 4.3879e-09 | 696.1473 | 3.0546e-06 | 2064 | Mitigation | 0.95 | 45 | 0 | esc | 0.00097009 | 4.2566e-12 | 0.00097009 | 4.2566e-12
[120 empty] | 7.3.3.17.5 (Remote Grid) Updates to grid topology to minimize risk of ignition in HFTDs Remote GridWLDFRContaminationAggregated | WLDFR | HFTD - Distribution - Tier 2 - 4QU CoRE ¦ 4QU LoRE | Non-Red Flag Warning - Catastrophic Fires | Contamination | Aggregated | 2065 | 4.3879e-09 | 696.1473 | 3.0546e-06 | 2065 | Mitigation | 0.95 | 45 | 0 | esc | 0.00097009 | 4.2566e-12 | 0.00097009 | 4.2566e-12
[120 empty] | 7.3.3.17.5 (Remote Grid) Updates to grid topology to minimize risk of ignition in HFTDs Remote GridWLDFRContaminationAggregated | WLDFR | HFTD - Distribution - Tier 2 - 4QU CoRE ¦ 4QU LoRE | Non-Red Flag Warning - Catastrophic Fires | Contamination | Aggregated | 2066 | 4.3879e-09 | 696.1473 | 3.0546e-06 | 2066 | Mitigation | 0.95 | 45 | 0 | esc | 0.00097009 | 4.2566e-12 | 0.00097009 | 4.2566e-12
[120 empty] | 7.3.3.17.5 (Remote Grid) Updates to grid topology to minimize risk of ignition in HFTDs Remote GridWLDFRContaminationAggregated | WLDFR | HFTD - Distribution - Tier 2 - 4QU CoRE ¦ 4QU LoRE | Non-Red Flag Warning - Catastrophic Fires | Contamination | Aggregated | 2067 | 4.3879e-09 | 696.1473 | 3.0546e-06 | 2067 | Mitigation | 0.95 | 45 | 0 | esc | 0 | 0 | 0.00097009 | 4.2566e-12
[120 empty] | 7.3.3.17.5 (Remote Grid) Updates to grid topology to minimize risk of ignition in HFTDs Remote GridWLDFREquipment / facility failureAggregated | WLDFR | HFTD - Distribution - Tier 2 - 4QU CoRE ¦ 4QU LoRE | Non-Red Flag Warning - Catastrophic Fires | Equipment / facility failure | Aggregated | 2022 | 1.0971e-08 | 696.1473 | 7.6375e-06 | 2022 | Mitigation | 0.95 | 45 | 0 | esc | 0.00097009 | 1.0643e-11 | 0 | 0
[120 empty] | 7.3.3.17.5 (Remote Grid) Updates to grid topology to minimize risk of ignition in HFTDs Remote GridWLDFREquipment / facility failureAggregated | WLDFR | HFTD - Distribution - Tier 2 - 4QU CoRE ¦ 4QU LoRE | Non-Red Flag Warning - Catastrophic Fires | Equipment / facility failure | Aggregated | 2023 | 1.0971e-08 | 696.1473 | 7.6375e-06 | 2023 | Mitigation | 0.95 | 45 | 0 | esc | 0.00097009 | 1.0643e-11 | 0.00097009 | 1.0643e-11
[120 empty] | 7.3.3.17.5 (Remote Grid) Updates to grid topology to minimize risk of ignition in HFTDs Remote GridWLDFREquipment / facility failureAggregated | WLDFR | HFTD - Distribution - Tier 2 - 4QU CoRE ¦ 4QU LoRE | Non-Red Flag Warning - Catastrophic Fires | Equipment / facility failure | Aggregated | 2024 | 1.0971e-08 | 696.1473 | 7.6375e-06 | 2024 | Mitigation | 0.95 | 45 | 0 | esc | 0.00097009 | 1.0643e-11 | 0.00097009 | 1.0643e-11
[120 empty] | 7.3.3.17.5 (Remote Grid) Updates to grid topology to minimize risk of ignition in HFTDs Remote GridWLDFREquipment / facility failureAggregated | WLDFR | HFTD - Distribution - Tier 2 - 4QU CoRE ¦ 4QU LoRE | Non-Red Flag Warning - Catastrophic Fires | Equipment / facility failure | Aggregated | 2025 | 1.0971e-08 | 696.1473 | 7.6375e-06 | 2025 | Mitigation | 0.95 | 45 | 0 | esc | 0.00097009 | 1.0643e-11 | 0.00097009 | 1.0643e-11
[120 empty] | 7.3.3.17.5 (Remote Grid) Updates to grid topology to minimize risk of ignition in HFTDs Remote GridWLDFREquipment / facility failureAggregated | WLDFR | HFTD - Distribution - Tier 2 - 4QU CoRE ¦ 4QU LoRE | Non-Red Flag Warning - Catastrophic Fires | Equipment / facility failure | Aggregated | 2026 | 1.0971e-08 | 696.1473 | 7.6375e-06 | 2026 | Mitigation | 0.95 | 45 | 0 | esc | 0.00097009 | 1.0643e-11 | 0.00097009 | 1.0643e-11
[120 empty] | 7.3.3.17.5 (Remote Grid) Updates to grid topology to minimize risk of ignition in HFTDs Remote GridWLDFREquipment / facility failureAggregated | WLDFR | HFTD - Distribution - Tier 2 - 4QU CoRE ¦ 4QU LoRE | Non-Red Flag Warning - Catastrophic Fires | Equipment / facility failure | Aggregated | 2027 | 1.0971e-08 | 696.1473 | 7.6375e-06 | 2027 | Mitigation | 0.95 | 45 | 0 | esc | 0.00097009 | 1.0643e-11 | 0.00097009 | 1.0643e-11
[120 empty] | 7.3.3.17.5 (Remote Grid) Updates to grid topology to minimize risk of ignition in HFTDs Remote GridWLDFREquipment / facility failureAggregated | WLDFR | HFTD - Distribution - Tier 2 - 4QU CoRE ¦ 4QU LoRE | Non-Red Flag Warning - Catastrophic Fires | Equipment / facility failure | Aggregated | 2028 | 1.0971e-08 | 696.1473 | 7.6375e-06 | 2028 | Mitigation | 0.95 | 45 | 0 | esc | 0.00097009 | 1.0643e-11 | 0.00097009 | 1.0643e-11
[120 empty] | 7.3.3.17.5 (Remote Grid) Updates to grid topology to minimize risk of ignition in HFTDs Remote GridWLDFREquipment / facility failureAggregated | WLDFR | HFTD - Distribution - Tier 2 - 4QU CoRE ¦ 4QU LoRE | Non-Red Flag Warning - Catastrophic Fires | Equipment / facility failure | Aggregated | 2029 | 1.0971e-08 | 696.1473 | 7.6375e-06 | 2029 | Mitigation | 0.95 | 45 | 0 | esc | 0.00097009 | 1.0643e-11 | 0.00097009 | 1.0643e-11
[120 empty] | 7.3.3.17.5 (Remote Grid) Updates to grid topology to minimize risk of ignition in HFTDs Remote GridWLDFREquipment / facility failureAggregated | WLDFR | HFTD - Distribution - Tier 2 - 4QU CoRE ¦ 4QU LoRE | Non-Red Flag Warning - Catastrophic Fires | Equipment / facility failure | Aggregated | 2030 | 1.0971e-08 | 696.1473 | 7.6375e-06 | 2030 | Mitigation | 0.95 | 45 | 0 | esc | 0.00097009 | 1.0643e-11 | 0.00097009 | 1.0643e-11
[120 empty] | 7.3.3.17.5 (Remote Grid) Updates to grid topology to minimize risk of ignition in HFTDs Remote GridWLDFREquipment / facility failureAggregated | WLDFR | HFTD - Distribution - Tier 2 - 4QU CoRE ¦ 4QU LoRE | Non-Red Flag Warning - Catastrophic Fires | Equipment / facility failure | Aggregated | 2031 | 1.0971e-08 | 696.1473 | 7.6375e-06 | 2031 | Mitigation | 0.95 | 45 | 0 | esc | 0.00097009 | 1.0643e-11 | 0.00097009 | 1.0643e-11
[120 empty] | 7.3.3.17.5 (Remote Grid) Updates to grid topology to minimize risk of ignition in HFTDs Remote GridWLDFREquipment / facility failureAggregated | WLDFR | HFTD - Distribution - Tier 2 - 4QU CoRE ¦ 4QU LoRE | Non-Red Flag Warning - Catastrophic Fires | Equipment / facility failure | Aggregated | 2032 | 1.0971e-08 | 696.1473 | 7.6375e-06 | 2032 | Mitigation | 0.95 | 45 | 0 | esc | 0.00097009 | 1.0643e-11 | 0.00097009 | 1.0643e-11
[120 empty] | 7.3.3.17.5 (Remote Grid) Updates to grid topology to minimize risk of ignition in HFTDs Remote GridWLDFREquipment / facility failureAggregated | WLDFR | HFTD - Distribution - Tier 2 - 4QU CoRE ¦ 4QU LoRE | Non-Red Flag Warning - Catastrophic Fires | Equipment / facility failure | Aggregated | 2033 | 1.0971e-08 | 696.1473 | 7.6375e-06 | 2033 | Mitigation | 0.95 | 45 | 0 | esc | 0.00097009 | 1.0643e-11 | 0.00097009 | 1.0643e-11
[120 empty] | 7.3.3.17.5 (Remote Grid) Updates to grid topology to minimize risk of ignition in HFTDs Remote GridWLDFREquipment / facility failureAggregated | WLDFR | HFTD - Distribution - Tier 2 - 4QU CoRE ¦ 4QU LoRE | Non-Red Flag Warning - Catastrophic Fires | Equipment / facility failure | Aggregated | 2034 | 1.0971e-08 | 696.1473 | 7.6375e-06 | 2034 | Mitigation | 0.95 | 45 | 0 | esc | 0.00097009 | 1.0643e-11 | 0.00097009 | 1.0643e-11
[120 empty] | 7.3.3.17.5 (Remote Grid) Updates to grid topology to minimize risk of ignition in HFTDs Remote GridWLDFREquipment / facility failureAggregated | WLDFR | HFTD - Distribution - Tier 2 - 4QU CoRE ¦ 4QU LoRE | Non-Red Flag Warning - Catastrophic Fires | Equipment / facility failure | Aggregated | 2035 | 1.0971e-08 | 696.1473 | 7.6375e-06 | 2035 | Mitigation | 0.95 | 45 | 0 | esc | 0.00097009 | 1.0643e-11 | 0.00097009 | 1.0643e-11
[120 empty] | 7.3.3.17.5 (Remote Grid) Updates to grid topology to minimize risk of ignition in HFTDs Remote GridWLDFREquipment / facility failureAggregated | WLDFR | HFTD - Distribution - Tier 2 - 4QU CoRE ¦ 4QU LoRE | Non-Red Flag Warning - Catastrophic Fires | Equipment / facility failure | Aggregated | 2036 | 1.0971e-08 | 696.1473 | 7.6375e-06 | 2036 | Mitigation | 0.95 | 45 | 0 | esc | 0.00097009 | 1.0643e-11 | 0.00097009 | 1.0643e-11
[120 empty] | 7.3.3.17.5 (Remote Grid) Updates to grid topology to minimize risk of ignition in HFTDs Remote GridWLDFREquipment / facility failureAggregated | WLDFR | HFTD - Distribution - Tier 2 - 4QU CoRE ¦ 4QU LoRE | Non-Red Flag Warning - Catastrophic Fires | Equipment / facility failure | Aggregated | 2037 | 1.0971e-08 | 696.1473 | 7.6375e-06 | 2037 | Mitigation | 0.95 | 45 | 0 | esc | 0.00097009 | 1.0643e-11 | 0.00097009 | 1.0643e-11
[120 empty] | 7.3.3.17.5 (Remote Grid) Updates to grid topology to minimize risk of ignition in HFTDs Remote GridWLDFREquipment / facility failureAggregated | WLDFR | HFTD - Distribution - Tier 2 - 4QU CoRE ¦ 4QU LoRE | Non-Red Flag Warning - Catastrophic Fires | Equipment / facility failure | Aggregated | 2038 | 1.0971e-08 | 696.1473 | 7.6375e-06 | 2038 | Mitigation | 0.95 | 45 | 0 | esc | 0.00097009 | 1.0643e-11 | 0.00097009 | 1.0643e-11
[120 empty] | 7.3.3.17.5 (Remote Grid) Updates to grid topology to minimize risk of ignition in HFTDs Remote GridWLDFREquipment / facility failureAggregated | WLDFR | HFTD - Distribution - Tier 2 - 4QU CoRE ¦ 4QU LoRE | Non-Red Flag Warning - Catastrophic Fires | Equipment / facility failure | Aggregated | 2039 | 1.0971e-08 | 696.1473 | 7.6375e-06 | 2039 | Mitigation | 0.95 | 45 | 0 | esc | 0.00097009 | 1.0643e-11 | 0.00097009 | 1.0643e-11
[120 empty] | 7.3.3.17.5 (Remote Grid) Updates to grid topology to minimize risk of ignition in HFTDs Remote GridWLDFREquipment / facility failureAggregated | WLDFR | HFTD - Distribution - Tier 2 - 4QU CoRE ¦ 4QU LoRE | Non-Red Flag Warning - Catastrophic Fires | Equipment / facility failure | Aggregated | 2040 | 1.0971e-08 | 696.1473 | 7.6375e-06 | 2040 | Mitigation | 0.95 | 45 | 0 | esc | 0.00097009 | 1.0643e-11 | 0.00097009 | 1.0643e-11
[120 empty] | 7.3.3.17.5 (Remote Grid) Updates to grid topology to minimize risk of ignition in HFTDs Remote GridWLDFREquipment / facility failureAggregated | WLDFR | HFTD - Distribution - Tier 2 - 4QU CoRE ¦ 4QU LoRE | Non-Red Flag Warning - Catastrophic Fires | Equipment / facility failure | Aggregated | 2041 | 1.0971e-08 | 696.1473 | 7.6375e-06 | 2041 | Mitigation | 0.95 | 45 | 0 | esc | 0.00097009 | 1.0643e-11 | 0.00097009 | 1.0643e-11
[120 empty] | 7.3.3.17.5 (Remote Grid) Updates to grid topology to minimize risk of ignition in HFTDs Remote GridWLDFREquipment / facility failureAggregated | WLDFR | HFTD - Distribution - Tier 2 - 4QU CoRE ¦ 4QU LoRE | Non-Red Flag Warning - Catastrophic Fires | Equipment / facility failure | Aggregated | 2042 | 1.0971e-08 | 696.1473 | 7.6375e-06 | 2042 | Mitigation | 0.95 | 45 | 0 | esc | 0.00097009 | 1.0643e-11 | 0.00097009 | 1.0643e-11
[120 empty] | 7.3.3.17.5 (Remote Grid) Updates to grid topology to minimize risk of ignition in HFTDs Remote GridWLDFREquipment / facility failureAggregated | WLDFR | HFTD - Distribution - Tier 2 - 4QU CoRE ¦ 4QU LoRE | Non-Red Flag Warning - Catastrophic Fires | Equipment / facility failure | Aggregated | 2043 | 1.0971e-08 | 696.1473 | 7.6375e-06 | 2043 | Mitigation | 0.95 | 45 | 0 | esc | 0.00097009 | 1.0643e-11 | 0.00097009 | 1.0643e-11
[120 empty] | 7.3.3.17.5 (Remote Grid) Updates to grid topology to minimize risk of ignition in HFTDs Remote GridWLDFREquipment / facility failureAggregated | WLDFR | HFTD - Distribution - Tier 2 - 4QU CoRE ¦ 4QU LoRE | Non-Red Flag Warning - Catastrophic Fires | Equipment / facility failure | Aggregated | 2044 | 1.0971e-08 | 696.1473 | 7.6375e-06 | 2044 | Mitigation | 0.95 | 45 | 0 | esc | 0.00097009 | 1.0643e-11 | 0.00097009 | 1.0643e-11
[120 empty] | 7.3.3.17.5 (Remote Grid) Updates to grid topology to minimize risk of ignition in HFTDs Remote GridWLDFREquipment / facility failureAggregated | WLDFR | HFTD - Distribution - Tier 2 - 4QU CoRE ¦ 4QU LoRE | Non-Red Flag Warning - Catastrophic Fires | Equipment / facility failure | Aggregated | 2045 | 1.0971e-08 | 696.1473 | 7.6375e-06 | 2045 | Mitigation | 0.95 | 45 | 0 | esc | 0.00097009 | 1.0643e-11 | 0.00097009 | 1.0643e-11
[120 empty] | 7.3.3.17.5 (Remote Grid) Updates to grid topology to minimize risk of ignition in HFTDs Remote GridWLDFREquipment / facility failureAggregated | WLDFR | HFTD - Distribution - Tier 2 - 4QU CoRE ¦ 4QU LoRE | Non-Red Flag Warning - Catastrophic Fires | Equipment / facility failure | Aggregated | 2046 | 1.0971e-08 | 696.1473 | 7.6375e-06 | 2046 | Mitigation | 0.95 | 45 | 0 | esc | 0.00097009 | 1.0643e-11 | 0.00097009 | 1.0643e-11
[120 empty] | 7.3.3.17.5 (Remote Grid) Updates to grid topology to minimize risk of ignition in HFTDs Remote GridWLDFREquipment / facility failureAggregated | WLDFR | HFTD - Distribution - Tier 2 - 4QU CoRE ¦ 4QU LoRE | Non-Red Flag Warning - Catastrophic Fires | Equipment / facility failure | Aggregated | 2047 | 1.0971e-08 | 696.1473 | 7.6375e-06 | 2047 | Mitigation | 0.95 | 45 | 0 | esc | 0.00097009 | 1.0643e-11 | 0.00097009 | 1.0643e-11
[120 empty] | 7.3.3.17.5 (Remote Grid) Updates to grid topology to minimize risk of ignition in HFTDs Remote GridWLDFREquipment / facility failureAggregated | WLDFR | HFTD - Distribution - Tier 2 - 4QU CoRE ¦ 4QU LoRE | Non-Red Flag Warning - Catastrophic Fires | Equipment / facility failure | Aggregated | 2048 | 1.0971e-08 | 696.1473 | 7.6375e-06 | 2048 | Mitigation | 0.95 | 45 | 0 | esc | 0.00097009 | 1.0643e-11 | 0.00097009 | 1.0643e-11
[120 empty] | 7.3.3.17.5 (Remote Grid) Updates to grid topology to minimize risk of ignition in HFTDs Remote GridWLDFREquipment / facility failureAggregated | WLDFR | HFTD - Distribution - Tier 2 - 4QU CoRE ¦ 4QU LoRE | Non-Red Flag Warning - Catastrophic Fires | Equipment / facility failure | Aggregated | 2049 | 1.0971e-08 | 696.1473 | 7.6375e-06 | 2049 | Mitigation | 0.95 | 45 | 0 | esc | 0.00097009 | 1.0643e-11 | 0.00097009 | 1.0643e-11
[120 empty] | 7.3.3.17.5 (Remote Grid) Updates to grid topology to minimize risk of ignition in HFTDs Remote GridWLDFREquipment / facility failureAggregated | WLDFR | HFTD - Distribution - Tier 2 - 4QU CoRE ¦ 4QU LoRE | Non-Red Flag Warning - Catastrophic Fires | Equipment / facility failure | Aggregated | 2050 | 1.0971e-08 | 696.1473 | 7.6375e-06 | 2050 | Mitigation | 0.95 | 45 | 0 | esc | 0.00097009 | 1.0643e-11 | 0.00097009 | 1.0643e-11
[120 empty] | 7.3.3.17.5 (Remote Grid) Updates to grid topology to minimize risk of ignition in HFTDs Remote GridWLDFREquipment / facility failureAggregated | WLDFR | HFTD - Distribution - Tier 2 - 4QU CoRE ¦ 4QU LoRE | Non-Red Flag Warning - Catastrophic Fires | Equipment / facility failure | Aggregated | 2051 | 1.0971e-08 | 696.1473 | 7.6375e-06 | 2051 | Mitigation | 0.95 | 45 | 0 | esc | 0.00097009 | 1.0643e-11 | 0.00097009 | 1.0643e-11
[120 empty] | 7.3.3.17.5 (Remote Grid) Updates to grid topology to minimize risk of ignition in HFTDs Remote GridWLDFREquipment / facility failureAggregated | WLDFR | HFTD - Distribution - Tier 2 - 4QU CoRE ¦ 4QU LoRE | Non-Red Flag Warning - Catastrophic Fires | Equipment / facility failure | Aggregated | 2052 | 1.0971e-08 | 696.1473 | 7.6375e-06 | 2052 | Mitigation | 0.95 | 45 | 0 | esc | 0.00097009 | 1.0643e-11 | 0.00097009 | 1.0643e-11
[120 empty] | 7.3.3.17.5 (Remote Grid) Updates to grid topology to minimize risk of ignition in HFTDs Remote GridWLDFREquipment / facility failureAggregated | WLDFR | HFTD - Distribution - Tier 2 - 4QU CoRE ¦ 4QU LoRE | Non-Red Flag Warning - Catastrophic Fires | Equipment / facility failure | Aggregated | 2053 | 1.0971e-08 | 696.1473 | 7.6375e-06 | 2053 | Mitigation | 0.95 | 45 | 0 | esc | 0.00097009 | 1.0643e-11 | 0.00097009 | 1.0643e-11
[120 empty] | 7.3.3.17.5 (Remote Grid) Updates to grid topology to minimize risk of ignition in HFTDs Remote GridWLDFREquipment / facility failureAggregated | WLDFR | HFTD - Distribution - Tier 2 - 4QU CoRE ¦ 4QU LoRE | Non-Red Flag Warning - Catastrophic Fires | Equipment / facility failure | Aggregated | 2054 | 1.0971e-08 | 696.1473 | 7.6375e-06 | 2054 | Mitigation | 0.95 | 45 | 0 | esc | 0.00097009 | 1.0643e-11 | 0.00097009 | 1.0643e-11
[120 empty] | 7.3.3.17.5 (Remote Grid) Updates to grid topology to minimize risk of ignition in HFTDs Remote GridWLDFREquipment / facility failureAggregated | WLDFR | HFTD - Distribution - Tier 2 - 4QU CoRE ¦ 4QU LoRE | Non-Red Flag Warning - Catastrophic Fires | Equipment / facility failure | Aggregated | 2055 | 1.0971e-08 | 696.1473 | 7.6375e-06 | 2055 | Mitigation | 0.95 | 45 | 0 | esc | 0.00097009 | 1.0643e-11 | 0.00097009 | 1.0643e-11
[120 empty] | 7.3.3.17.5 (Remote Grid) Updates to grid topology to minimize risk of ignition in HFTDs Remote GridWLDFREquipment / facility failureAggregated | WLDFR | HFTD - Distribution - Tier 2 - 4QU CoRE ¦ 4QU LoRE | Non-Red Flag Warning - Catastrophic Fires | Equipment / facility failure | Aggregated | 2056 | 1.0971e-08 | 696.1473 | 7.6375e-06 | 2056 | Mitigation | 0.95 | 45 | 0 | esc | 0.00097009 | 1.0643e-11 | 0.00097009 | 1.0643e-11
[120 empty] | 7.3.3.17.5 (Remote Grid) Updates to grid topology to minimize risk of ignition in HFTDs Remote GridWLDFREquipment / facility failureAggregated | WLDFR | HFTD - Distribution - Tier 2 - 4QU CoRE ¦ 4QU LoRE | Non-Red Flag Warning - Catastrophic Fires | Equipment / facility failure | Aggregated | 2057 | 1.0971e-08 | 696.1473 | 7.6375e-06 | 2057 | Mitigation | 0.95 | 45 | 0 | esc | 0.00097009 | 1.0643e-11 | 0.00097009 | 1.0643e-11
[120 empty] | 7.3.3.17.5 (Remote Grid) Updates to grid topology to minimize risk of ignition in HFTDs Remote GridWLDFREquipment / facility failureAggregated | WLDFR | HFTD - Distribution - Tier 2 - 4QU CoRE ¦ 4QU LoRE | Non-Red Flag Warning - Catastrophic Fires | Equipment / facility failure | Aggregated | 2058 | 1.0971e-08 | 696.1473 | 7.6375e-06 | 2058 | Mitigation | 0.95 | 45 | 0 | esc | 0.00097009 | 1.0643e-11 | 0.00097009 | 1.0643e-11
[120 empty] | 7.3.3.17.5 (Remote Grid) Updates to grid topology to minimize risk of ignition in HFTDs Remote GridWLDFREquipment / facility failureAggregated | WLDFR | HFTD - Distribution - Tier 2 - 4QU CoRE ¦ 4QU LoRE | Non-Red Flag Warning - Catastrophic Fires | Equipment / facility failure | Aggregated | 2059 | 1.0971e-08 | 696.1473 | 7.6375e-06 | 2059 | Mitigation | 0.95 | 45 | 0 | esc | 0.00097009 | 1.0643e-11 | 0.00097009 | 1.0643e-11
[120 empty] | 7.3.3.17.5 (Remote Grid) Updates to grid topology to minimize risk of ignition in HFTDs Remote GridWLDFREquipment / facility failureAggregated | WLDFR | HFTD - Distribution - Tier 2 - 4QU CoRE ¦ 4QU LoRE | Non-Red Flag Warning - Catastrophic Fires | Equipment / facility failure | Aggregated | 2060 | 1.0971e-08 | 696.1473 | 7.6375e-06 | 2060 | Mitigation | 0.95 | 45 | 0 | esc | 0.00097009 | 1.0643e-11 | 0.00097009 | 1.0643e-11
[120 empty] | 7.3.3.17.5 (Remote Grid) Updates to grid topology to minimize risk of ignition in HFTDs Remote GridWLDFREquipment / facility failureAggregated | WLDFR | HFTD - Distribution - Tier 2 - 4QU CoRE ¦ 4QU LoRE | Non-Red Flag Warning - Catastrophic Fires | Equipment / facility failure | Aggregated | 2061 | 1.0971e-08 | 696.1473 | 7.6375e-06 | 2061 | Mitigation | 0.95 | 45 | 0 | esc | 0.00097009 | 1.0643e-11 | 0.00097009 | 1.0643e-11
[120 empty] | 7.3.3.17.5 (Remote Grid) Updates to grid topology to minimize risk of ignition in HFTDs Remote GridWLDFREquipment / facility failureAggregated | WLDFR | HFTD - Distribution - Tier 2 - 4QU CoRE ¦ 4QU LoRE | Non-Red Flag Warning - Catastrophic Fires | Equipment / facility failure | Aggregated | 2062 | 1.0971e-08 | 696.1473 | 7.6375e-06 | 2062 | Mitigation | 0.95 | 45 | 0 | esc | 0.00097009 | 1.0643e-11 | 0.00097009 | 1.0643e-11
[120 empty] | 7.3.3.17.5 (Remote Grid) Updates to grid topology to minimize risk of ignition in HFTDs Remote GridWLDFREquipment / facility failureAggregated | WLDFR | HFTD - Distribution - Tier 2 - 4QU CoRE ¦ 4QU LoRE | Non-Red Flag Warning - Catastrophic Fires | Equipment / facility failure | Aggregated | 2063 | 1.0971e-08 | 696.1473 | 7.6375e-06 | 2063 | Mitigation | 0.95 | 45 | 0 | esc | 0.00097009 | 1.0643e-11 | 0.00097009 | 1.0643e-11
[120 empty] | 7.3.3.17.5 (Remote Grid) Updates to grid topology to minimize risk of ignition in HFTDs Remote GridWLDFREquipment / facility failureAggregated | WLDFR | HFTD - Distribution - Tier 2 - 4QU CoRE ¦ 4QU LoRE | Non-Red Flag Warning - Catastrophic Fires | Equipment / facility failure | Aggregated | 2064 | 1.0971e-08 | 696.1473 | 7.6375e-06 | 2064 | Mitigation | 0.95 | 45 | 0 | esc | 0.00097009 | 1.0643e-11 | 0.00097009 | 1.0643e-11
[120 empty] | 7.3.3.17.5 (Remote Grid) Updates to grid topology to minimize risk of ignition in HFTDs Remote GridWLDFREquipment / facility failureAggregated | WLDFR | HFTD - Distribution - Tier 2 - 4QU CoRE ¦ 4QU LoRE | Non-Red Flag Warning - Catastrophic Fires | Equipment / facility failure | Aggregated | 2065 | 1.0971e-08 | 696.1473 | 7.6375e-06 | 2065 | Mitigation | 0.95 | 45 | 0 | esc | 0.00097009 | 1.0643e-11 | 0.00097009 | 1.0643e-11
[120 empty] | 7.3.3.17.5 (Remote Grid) Updates to grid topology to minimize risk of ignition in HFTDs Remote GridWLDFREquipment / facility failureAggregated | WLDFR | HFTD - Distribution - Tier 2 - 4QU CoRE ¦ 4QU LoRE | Non-Red Flag Warning - Catastrophic Fires | Equipment / facility failure | Aggregated | 2066 | 1.0971e-08 | 696.1473 | 7.6375e-06 | 2066 | Mitigation | 0.95 | 45 | 0 | esc | 0.00097009 | 1.0643e-11 | 0.00097009 | 1.0643e-11
[120 empty] | 7.3.3.17.5 (Remote Grid) Updates to grid topology to minimize risk of ignition in HFTDs Remote GridWLDFREquipment / facility failureAggregated | WLDFR | HFTD - Distribution - Tier 2 - 4QU CoRE ¦ 4QU LoRE | Non-Red Flag Warning - Catastrophic Fires | Equipment / facility failure | Aggregated | 2067 | 1.0971e-08 | 696.1473 | 7.6375e-06 | 2067 | Mitigation | 0.95 | 45 | 0 | esc | 0 | 0 | 0.00097009 | 1.0643e-11
[120 empty] | 7.3.3.17.5 (Remote Grid) Updates to grid topology to minimize risk of ignition in HFTDs Remote GridWLDFRVegetation ContactAggregated | WLDFR | HFTD - Distribution - Tier 2 - 4QU CoRE ¦ 4QU LoRE | Non-Red Flag Warning - Catastrophic Fires | Vegetation Contact | Aggregated | 2022 | 4.873e-08 | 696.1473 | 3.3923e-05 | 2022 | Mitigation | 0.95 | 45 | 0 | esc | 0.00097009 | 4.7272e-11 | 0 | 0
[120 empty] | 7.3.3.17.5 (Remote Grid) Updates to grid topology to minimize risk of ignition in HFTDs Remote GridWLDFRVegetation ContactAggregated | WLDFR | HFTD - Distribution - Tier 2 - 4QU CoRE ¦ 4QU LoRE | Non-Red Flag Warning - Catastrophic Fires | Vegetation Contact | Aggregated | 2023 | 4.873e-08 | 696.1473 | 3.3923e-05 | 2023 | Mitigation | 0.95 | 45 | 0 | esc | 0.00097009 | 4.7272e-11 | 0.00097009 | 4.7272e-11
[120 empty] | 7.3.3.17.5 (Remote Grid) Updates to grid topology to minimize risk of ignition in HFTDs Remote GridWLDFRVegetation ContactAggregated | WLDFR | HFTD - Distribution - Tier 2 - 4QU CoRE ¦ 4QU LoRE | Non-Red Flag Warning - Catastrophic Fires | Vegetation Contact | Aggregated | 2024 | 4.873e-08 | 696.1473 | 3.3923e-05 | 2024 | Mitigation | 0.95 | 45 | 0 | esc | 0.00097009 | 4.7272e-11 | 0.00097009 | 4.7272e-11
[120 empty] | 7.3.3.17.5 (Remote Grid) Updates to grid topology to minimize risk of ignition in HFTDs Remote GridWLDFRVegetation ContactAggregated | WLDFR | HFTD - Distribution - Tier 2 - 4QU CoRE ¦ 4QU LoRE | Non-Red Flag Warning - Catastrophic Fires | Vegetation Contact | Aggregated | 2025 | 4.873e-08 | 696.1473 | 3.3923e-05 | 2025 | Mitigation | 0.95 | 45 | 0 | esc | 0.00097009 | 4.7272e-11 | 0.00097009 | 4.7272e-11
[120 empty] | 7.3.3.17.5 (Remote Grid) Updates to grid topology to minimize risk of ignition in HFTDs Remote GridWLDFRVegetation ContactAggregated | WLDFR | HFTD - Distribution - Tier 2 - 4QU CoRE ¦ 4QU LoRE | Non-Red Flag Warning - Catastrophic Fires | Vegetation Contact | Aggregated | 2026 | 4.873e-08 | 696.1473 | 3.3923e-05 | 2026 | Mitigation | 0.95 | 45 | 0 | esc | 0.00097009 | 4.7272e-11 | 0.00097009 | 4.7272e-11
[120 empty] | 7.3.3.17.5 (Remote Grid) Updates to grid topology to minimize risk of ignition in HFTDs Remote GridWLDFRVegetation ContactAggregated | WLDFR | HFTD - Distribution - Tier 2 - 4QU CoRE ¦ 4QU LoRE | Non-Red Flag Warning - Catastrophic Fires | Vegetation Contact | Aggregated | 2027 | 4.873e-08 | 696.1473 | 3.3923e-05 | 2027 | Mitigation | 0.95 | 45 | 0 | esc | 0.00097009 | 4.7272e-11 | 0.00097009 | 4.7272e-11
[120 empty] | 7.3.3.17.5 (Remote Grid) Updates to grid topology to minimize risk of ignition in HFTDs Remote GridWLDFRVegetation ContactAggregated | WLDFR | HFTD - Distribution - Tier 2 - 4QU CoRE ¦ 4QU LoRE | Non-Red Flag Warning - Catastrophic Fires | Vegetation Contact | Aggregated | 2028 | 4.873e-08 | 696.1473 | 3.3923e-05 | 2028 | Mitigation | 0.95 | 45 | 0 | esc | 0.00097009 | 4.7272e-11 | 0.00097009 | 4.7272e-11
[120 empty] | 7.3.3.17.5 (Remote Grid) Updates to grid topology to minimize risk of ignition in HFTDs Remote GridWLDFRVegetation ContactAggregated | WLDFR | HFTD - Distribution - Tier 2 - 4QU CoRE ¦ 4QU LoRE | Non-Red Flag Warning - Catastrophic Fires | Vegetation Contact | Aggregated | 2029 | 4.873e-08 | 696.1473 | 3.3923e-05 | 2029 | Mitigation | 0.95 | 45 | 0 | esc | 0.00097009 | 4.7272e-11 | 0.00097009 | 4.7272e-11
[120 empty] | 7.3.3.17.5 (Remote Grid) Updates to grid topology to minimize risk of ignition in HFTDs Remote GridWLDFRVegetation ContactAggregated | WLDFR | HFTD - Distribution - Tier 2 - 4QU CoRE ¦ 4QU LoRE | Non-Red Flag Warning - Catastrophic Fires | Vegetation Contact | Aggregated | 2030 | 4.873e-08 | 696.1473 | 3.3923e-05 | 2030 | Mitigation | 0.95 | 45 | 0 | esc | 0.00097009 | 4.7272e-11 | 0.00097009 | 4.7272e-11
[120 empty] | 7.3.3.17.5 (Remote Grid) Updates to grid topology to minimize risk of ignition in HFTDs Remote GridWLDFRVegetation ContactAggregated | WLDFR | HFTD - Distribution - Tier 2 - 4QU CoRE ¦ 4QU LoRE | Non-Red Flag Warning - Catastrophic Fires | Vegetation Contact | Aggregated | 2031 | 4.873e-08 | 696.1473 | 3.3923e-05 | 2031 | Mitigation | 0.95 | 45 | 0 | esc | 0.00097009 | 4.7272e-11 | 0.00097009 | 4.7272e-11
[120 empty] | 7.3.3.17.5 (Remote Grid) Updates to grid topology to minimize risk of ignition in HFTDs Remote GridWLDFRVegetation ContactAggregated | WLDFR | HFTD - Distribution - Tier 2 - 4QU CoRE ¦ 4QU LoRE | Non-Red Flag Warning - Catastrophic Fires | Vegetation Contact | Aggregated | 2032 | 4.873e-08 | 696.1473 | 3.3923e-05 | 2032 | Mitigation | 0.95 | 45 | 0 | esc | 0.00097009 | 4.7272e-11 | 0.00097009 | 4.7272e-11
[120 empty] | 7.3.3.17.5 (Remote Grid) Updates to grid topology to minimize risk of ignition in HFTDs Remote GridWLDFRVegetation ContactAggregated | WLDFR | HFTD - Distribution - Tier 2 - 4QU CoRE ¦ 4QU LoRE | Non-Red Flag Warning - Catastrophic Fires | Vegetation Contact | Aggregated | 2033 | 4.873e-08 | 696.1473 | 3.3923e-05 | 2033 | Mitigation | 0.95 | 45 | 0 | esc | 0.00097009 | 4.7272e-11 | 0.00097009 | 4.7272e-11
[120 empty] | 7.3.3.17.5 (Remote Grid) Updates to grid topology to minimize risk of ignition in HFTDs Remote GridWLDFRVegetation ContactAggregated | WLDFR | HFTD - Distribution - Tier 2 - 4QU CoRE ¦ 4QU LoRE | Non-Red Flag Warning - Catastrophic Fires | Vegetation Contact | Aggregated | 2034 | 4.873e-08 | 696.1473 | 3.3923e-05 | 2034 | Mitigation | 0.95 | 45 | 0 | esc | 0.00097009 | 4.7272e-11 | 0.00097009 | 4.7272e-11
[120 empty] | 7.3.3.17.5 (Remote Grid) Updates to grid topology to minimize risk of ignition in HFTDs Remote GridWLDFRVegetation ContactAggregated | WLDFR | HFTD - Distribution - Tier 2 - 4QU CoRE ¦ 4QU LoRE | Non-Red Flag Warning - Catastrophic Fires | Vegetation Contact | Aggregated | 2035 | 4.873e-08 | 696.1473 | 3.3923e-05 | 2035 | Mitigation | 0.95 | 45 | 0 | esc | 0.00097009 | 4.7272e-11 | 0.00097009 | 4.7272e-11
[120 empty] | 7.3.3.17.5 (Remote Grid) Updates to grid topology to minimize risk of ignition in HFTDs Remote GridWLDFRVegetation ContactAggregated | WLDFR | HFTD - Distribution - Tier 2 - 4QU CoRE ¦ 4QU LoRE | Non-Red Flag Warning - Catastrophic Fires | Vegetation Contact | Aggregated | 2036 | 4.873e-08 | 696.1473 | 3.3923e-05 | 2036 | Mitigation | 0.95 | 45 | 0 | esc | 0.00097009 | 4.7272e-11 | 0.00097009 | 4.7272e-11
[120 empty] | 7.3.3.17.5 (Remote Grid) Updates to grid topology to minimize risk of ignition in HFTDs Remote GridWLDFRVegetation ContactAggregated | WLDFR | HFTD - Distribution - Tier 2 - 4QU CoRE ¦ 4QU LoRE | Non-Red Flag Warning - Catastrophic Fires | Vegetation Contact | Aggregated | 2037 | 4.873e-08 | 696.1473 | 3.3923e-05 | 2037 | Mitigation | 0.95 | 45 | 0 | esc | 0.00097009 | 4.7272e-11 | 0.00097009 | 4.7272e-11
[120 empty] | 7.3.3.17.5 (Remote Grid) Updates to grid topology to minimize risk of ignition in HFTDs Remote GridWLDFRVegetation ContactAggregated | WLDFR | HFTD - Distribution - Tier 2 - 4QU CoRE ¦ 4QU LoRE | Non-Red Flag Warning - Catastrophic Fires | Vegetation Contact | Aggregated | 2038 | 4.873e-08 | 696.1473 | 3.3923e-05 | 2038 | Mitigation | 0.95 | 45 | 0 | esc | 0.00097009 | 4.7272e-11 | 0.00097009 | 4.7272e-11
[120 empty] | 7.3.3.17.5 (Remote Grid) Updates to grid topology to minimize risk of ignition in HFTDs Remote GridWLDFRVegetation ContactAggregated | WLDFR | HFTD - Distribution - Tier 2 - 4QU CoRE ¦ 4QU LoRE | Non-Red Flag Warning - Catastrophic Fires | Vegetation Contact | Aggregated | 2039 | 4.873e-08 | 696.1473 | 3.3923e-05 | 2039 | Mitigation | 0.95 | 45 | 0 | esc | 0.00097009 | 4.7272e-11 | 0.00097009 | 4.7272e-11
[120 empty] | 7.3.3.17.5 (Remote Grid) Updates to grid topology to minimize risk of ignition in HFTDs Remote GridWLDFRVegetation ContactAggregated | WLDFR | HFTD - Distribution - Tier 2 - 4QU CoRE ¦ 4QU LoRE | Non-Red Flag Warning - Catastrophic Fires | Vegetation Contact | Aggregated | 2040 | 4.873e-08 | 696.1473 | 3.3923e-05 | 2040 | Mitigation | 0.95 | 45 | 0 | esc | 0.00097009 | 4.7272e-11 | 0.00097009 | 4.7272e-11
[120 empty] | 7.3.3.17.5 (Remote Grid) Updates to grid topology to minimize risk of ignition in HFTDs Remote GridWLDFRVegetation ContactAggregated | WLDFR | HFTD - Distribution - Tier 2 - 4QU CoRE ¦ 4QU LoRE | Non-Red Flag Warning - Catastrophic Fires | Vegetation Contact | Aggregated | 2041 | 4.873e-08 | 696.1473 | 3.3923e-05 | 2041 | Mitigation | 0.95 | 45 | 0 | esc | 0.00097009 | 4.7272e-11 | 0.00097009 | 4.7272e-11
[120 empty] | 7.3.3.17.5 (Remote Grid) Updates to grid topology to minimize risk of ignition in HFTDs Remote GridWLDFRVegetation ContactAggregated | WLDFR | HFTD - Distribution - Tier 2 - 4QU CoRE ¦ 4QU LoRE | Non-Red Flag Warning - Catastrophic Fires | Vegetation Contact | Aggregated | 2042 | 4.873e-08 | 696.1473 | 3.3923e-05 | 2042 | Mitigation | 0.95 | 45 | 0 | esc | 0.00097009 | 4.7272e-11 | 0.00097009 | 4.7272e-11
[120 empty] | 7.3.3.17.5 (Remote Grid) Updates to grid topology to minimize risk of ignition in HFTDs Remote GridWLDFRVegetation ContactAggregated | WLDFR | HFTD - Distribution - Tier 2 - 4QU CoRE ¦ 4QU LoRE | Non-Red Flag Warning - Catastrophic Fires | Vegetation Contact | Aggregated | 2043 | 4.873e-08 | 696.1473 | 3.3923e-05 | 2043 | Mitigation | 0.95 | 45 | 0 | esc | 0.00097009 | 4.7272e-11 | 0.00097009 | 4.7272e-11
[120 empty] | 7.3.3.17.5 (Remote Grid) Updates to grid topology to minimize risk of ignition in HFTDs Remote GridWLDFRVegetation ContactAggregated | WLDFR | HFTD - Distribution - Tier 2 - 4QU CoRE ¦ 4QU LoRE | Non-Red Flag Warning - Catastrophic Fires | Vegetation Contact | Aggregated | 2044 | 4.873e-08 | 696.1473 | 3.3923e-05 | 2044 | Mitigation | 0.95 | 45 | 0 | esc | 0.00097009 | 4.7272e-11 | 0.00097009 | 4.7272e-11
[120 empty] | 7.3.3.17.5 (Remote Grid) Updates to grid topology to minimize risk of ignition in HFTDs Remote GridWLDFRVegetation ContactAggregated | WLDFR | HFTD - Distribution - Tier 2 - 4QU CoRE ¦ 4QU LoRE | Non-Red Flag Warning - Catastrophic Fires | Vegetation Contact | Aggregated | 2045 | 4.873e-08 | 696.1473 | 3.3923e-05 | 2045 | Mitigation | 0.95 | 45 | 0 | esc | 0.00097009 | 4.7272e-11 | 0.00097009 | 4.7272e-11
[120 empty] | 7.3.3.17.5 (Remote Grid) Updates to grid topology to minimize risk of ignition in HFTDs Remote GridWLDFRVegetation ContactAggregated | WLDFR | HFTD - Distribution - Tier 2 - 4QU CoRE ¦ 4QU LoRE | Non-Red Flag Warning - Catastrophic Fires | Vegetation Contact | Aggregated | 2046 | 4.873e-08 | 696.1473 | 3.3923e-05 | 2046 | Mitigation | 0.95 | 45 | 0 | esc | 0.00097009 | 4.7272e-11 | 0.00097009 | 4.7272e-11
[120 empty] | 7.3.3.17.5 (Remote Grid) Updates to grid topology to minimize risk of ignition in HFTDs Remote GridWLDFRVegetation ContactAggregated | WLDFR | HFTD - Distribution - Tier 2 - 4QU CoRE ¦ 4QU LoRE | Non-Red Flag Warning - Catastrophic Fires | Vegetation Contact | Aggregated | 2047 | 4.873e-08 | 696.1473 | 3.3923e-05 | 2047 | Mitigation | 0.95 | 45 | 0 | esc | 0.00097009 | 4.7272e-11 | 0.00097009 | 4.7272e-11
[120 empty] | 7.3.3.17.5 (Remote Grid) Updates to grid topology to minimize risk of ignition in HFTDs Remote GridWLDFRVegetation ContactAggregated | WLDFR | HFTD - Distribution - Tier 2 - 4QU CoRE ¦ 4QU LoRE | Non-Red Flag Warning - Catastrophic Fires | Vegetation Contact | Aggregated | 2048 | 4.873e-08 | 696.1473 | 3.3923e-05 | 2048 | Mitigation | 0.95 | 45 | 0 | esc | 0.00097009 | 4.7272e-11 | 0.00097009 | 4.7272e-11
[120 empty] | 7.3.3.17.5 (Remote Grid) Updates to grid topology to minimize risk of ignition in HFTDs Remote GridWLDFRVegetation ContactAggregated | WLDFR | HFTD - Distribution - Tier 2 - 4QU CoRE ¦ 4QU LoRE | Non-Red Flag Warning - Catastrophic Fires | Vegetation Contact | Aggregated | 2049 | 4.873e-08 | 696.1473 | 3.3923e-05 | 2049 | Mitigation | 0.95 | 45 | 0 | esc | 0.00097009 | 4.7272e-11 | 0.00097009 | 4.7272e-11
[120 empty] | 7.3.3.17.5 (Remote Grid) Updates to grid topology to minimize risk of ignition in HFTDs Remote GridWLDFRVegetation ContactAggregated | WLDFR | HFTD - Distribution - Tier 2 - 4QU CoRE ¦ 4QU LoRE | Non-Red Flag Warning - Catastrophic Fires | Vegetation Contact | Aggregated | 2050 | 4.873e-08 | 696.1473 | 3.3923e-05 | 2050 | Mitigation | 0.95 | 45 | 0 | esc | 0.00097009 | 4.7272e-11 | 0.00097009 | 4.7272e-11
[120 empty] | 7.3.3.17.5 (Remote Grid) Updates to grid topology to minimize risk of ignition in HFTDs Remote GridWLDFRVegetation ContactAggregated | WLDFR | HFTD - Distribution - Tier 2 - 4QU CoRE ¦ 4QU LoRE | Non-Red Flag Warning - Catastrophic Fires | Vegetation Contact | Aggregated | 2051 | 4.873e-08 | 696.1473 | 3.3923e-05 | 2051 | Mitigation | 0.95 | 45 | 0 | esc | 0.00097009 | 4.7272e-11 | 0.00097009 | 4.7272e-11
[120 empty] | 7.3.3.17.5 (Remote Grid) Updates to grid topology to minimize risk of ignition in HFTDs Remote GridWLDFRVegetation ContactAggregated | WLDFR | HFTD - Distribution - Tier 2 - 4QU CoRE ¦ 4QU LoRE | Non-Red Flag Warning - Catastrophic Fires | Vegetation Contact | Aggregated | 2052 | 4.873e-08 | 696.1473 | 3.3923e-05 | 2052 | Mitigation | 0.95 | 45 | 0 | esc | 0.00097009 | 4.7272e-11 | 0.00097009 | 4.7272e-11
[120 empty] | 7.3.3.17.5 (Remote Grid) Updates to grid topology to minimize risk of ignition in HFTDs Remote GridWLDFRVegetation ContactAggregated | WLDFR | HFTD - Distribution - Tier 2 - 4QU CoRE ¦ 4QU LoRE | Non-Red Flag Warning - Catastrophic Fires | Vegetation Contact | Aggregated | 2053 | 4.873e-08 | 696.1473 | 3.3923e-05 | 2053 | Mitigation | 0.95 | 45 | 0 | esc | 0.00097009 | 4.7272e-11 | 0.00097009 | 4.7272e-11
[120 empty] | 7.3.3.17.5 (Remote Grid) Updates to grid topology to minimize risk of ignition in HFTDs Remote GridWLDFRVegetation ContactAggregated | WLDFR | HFTD - Distribution - Tier 2 - 4QU CoRE ¦ 4QU LoRE | Non-Red Flag Warning - Catastrophic Fires | Vegetation Contact | Aggregated | 2054 | 4.873e-08 | 696.1473 | 3.3923e-05 | 2054 | Mitigation | 0.95 | 45 | 0 | esc | 0.00097009 | 4.7272e-11 | 0.00097009 | 4.7272e-11
[120 empty] | 7.3.3.17.5 (Remote Grid) Updates to grid topology to minimize risk of ignition in HFTDs Remote GridWLDFRVegetation ContactAggregated | WLDFR | HFTD - Distribution - Tier 2 - 4QU CoRE ¦ 4QU LoRE | Non-Red Flag Warning - Catastrophic Fires | Vegetation Contact | Aggregated | 2055 | 4.873e-08 | 696.1473 | 3.3923e-05 | 2055 | Mitigation | 0.95 | 45 | 0 | esc | 0.00097009 | 4.7272e-11 | 0.00097009 | 4.7272e-11
[120 empty] | 7.3.3.17.5 (Remote Grid) Updates to grid topology to minimize risk of ignition in HFTDs Remote GridWLDFRVegetation ContactAggregated | WLDFR | HFTD - Distribution - Tier 2 - 4QU CoRE ¦ 4QU LoRE | Non-Red Flag Warning - Catastrophic Fires | Vegetation Contact | Aggregated | 2056 | 4.873e-08 | 696.1473 | 3.3923e-05 | 2056 | Mitigation | 0.95 | 45 | 0 | esc | 0.00097009 | 4.7272e-11 | 0.00097009 | 4.7272e-11
[120 empty] | 7.3.3.17.5 (Remote Grid) Updates to grid topology to minimize risk of ignition in HFTDs Remote GridWLDFRVegetation ContactAggregated | WLDFR | HFTD - Distribution - Tier 2 - 4QU CoRE ¦ 4QU LoRE | Non-Red Flag Warning - Catastrophic Fires | Vegetation Contact | Aggregated | 2057 | 4.873e-08 | 696.1473 | 3.3923e-05 | 2057 | Mitigation | 0.95 | 45 | 0 | esc | 0.00097009 | 4.7272e-11 | 0.00097009 | 4.7272e-11
[120 empty] | 7.3.3.17.5 (Remote Grid) Updates to grid topology to minimize risk of ignition in HFTDs Remote GridWLDFRVegetation ContactAggregated | WLDFR | HFTD - Distribution - Tier 2 - 4QU CoRE ¦ 4QU LoRE | Non-Red Flag Warning - Catastrophic Fires | Vegetation Contact | Aggregated | 2058 | 4.873e-08 | 696.1473 | 3.3923e-05 | 2058 | Mitigation | 0.95 | 45 | 0 | esc | 0.00097009 | 4.7272e-11 | 0.00097009 | 4.7272e-11
[120 empty] | 7.3.3.17.5 (Remote Grid) Updates to grid topology to minimize risk of ignition in HFTDs Remote GridWLDFRVegetation ContactAggregated | WLDFR | HFTD - Distribution - Tier 2 - 4QU CoRE ¦ 4QU LoRE | Non-Red Flag Warning - Catastrophic Fires | Vegetation Contact | Aggregated | 2059 | 4.873e-08 | 696.1473 | 3.3923e-05 | 2059 | Mitigation | 0.95 | 45 | 0 | esc | 0.00097009 | 4.7272e-11 | 0.00097009 | 4.7272e-11
[120 empty] | 7.3.3.17.5 (Remote Grid) Updates to grid topology to minimize risk of ignition in HFTDs Remote GridWLDFRVegetation ContactAggregated | WLDFR | HFTD - Distribution - Tier 2 - 4QU CoRE ¦ 4QU LoRE | Non-Red Flag Warning - Catastrophic Fires | Vegetation Contact | Aggregated | 2060 | 4.873e-08 | 696.1473 | 3.3923e-05 | 2060 | Mitigation | 0.95 | 45 | 0 | esc | 0.00097009 | 4.7272e-11 | 0.00097009 | 4.7272e-11
[120 empty] | 7.3.3.17.5 (Remote Grid) Updates to grid topology to minimize risk of ignition in HFTDs Remote GridWLDFRVegetation ContactAggregated | WLDFR | HFTD - Distribution - Tier 2 - 4QU CoRE ¦ 4QU LoRE | Non-Red Flag Warning - Catastrophic Fires | Vegetation Contact | Aggregated | 2061 | 4.873e-08 | 696.1473 | 3.3923e-05 | 2061 | Mitigation | 0.95 | 45 | 0 | esc | 0.00097009 | 4.7272e-11 | 0.00097009 | 4.7272e-11
[120 empty] | 7.3.3.17.5 (Remote Grid) Updates to grid topology to minimize risk of ignition in HFTDs Remote GridWLDFRVegetation ContactAggregated | WLDFR | HFTD - Distribution - Tier 2 - 4QU CoRE ¦ 4QU LoRE | Non-Red Flag Warning - Catastrophic Fires | Vegetation Contact | Aggregated | 2062 | 4.873e-08 | 696.1473 | 3.3923e-05 | 2062 | Mitigation | 0.95 | 45 | 0 | esc | 0.00097009 | 4.7272e-11 | 0.00097009 | 4.7272e-11
[120 empty] | 7.3.3.17.5 (Remote Grid) Updates to grid topology to minimize risk of ignition in HFTDs Remote GridWLDFRVegetation ContactAggregated | WLDFR | HFTD - Distribution - Tier 2 - 4QU CoRE ¦ 4QU LoRE | Non-Red Flag Warning - Catastrophic Fires | Vegetation Contact | Aggregated | 2063 | 4.873e-08 | 696.1473 | 3.3923e-05 | 2063 | Mitigation | 0.95 | 45 | 0 | esc | 0.00097009 | 4.7272e-11 | 0.00097009 | 4.7272e-11
[120 empty] | 7.3.3.17.5 (Remote Grid) Updates to grid topology to minimize risk of ignition in HFTDs Remote GridWLDFRVegetation ContactAggregated | WLDFR | HFTD - Distribution - Tier 2 - 4QU CoRE ¦ 4QU LoRE | Non-Red Flag Warning - Catastrophic Fires | Vegetation Contact | Aggregated | 2064 | 4.873e-08 | 696.1473 | 3.3923e-05 | 2064 | Mitigation | 0.95 | 45 | 0 | esc | 0.00097009 | 4.7272e-11 | 0.00097009 | 4.7272e-11
[120 empty] | 7.3.3.17.5 (Remote Grid) Updates to grid topology to minimize risk of ignition in HFTDs Remote GridWLDFRVegetation ContactAggregated | WLDFR | HFTD - Distribution - Tier 2 - 4QU CoRE ¦ 4QU LoRE | Non-Red Flag Warning - Catastrophic Fires | Vegetation Contact | Aggregated | 2065 | 4.873e-08 | 696.1473 | 3.3923e-05 | 2065 | Mitigation | 0.95 | 45 | 0 | esc | 0.00097009 | 4.7272e-11 | 0.00097009 | 4.7272e-11
[120 empty] | 7.3.3.17.5 (Remote Grid) Updates to grid topology to minimize risk of ignition in HFTDs Remote GridWLDFRVegetation ContactAggregated | WLDFR | HFTD - Distribution - Tier 2 - 4QU CoRE ¦ 4QU LoRE | Non-Red Flag Warning - Catastrophic Fires | Vegetation Contact | Aggregated | 2066 | 4.873e-08 | 696.1473 | 3.3923e-05 | 2066 | Mitigation | 0.95 | 45 | 0 | esc | 0.00097009 | 4.7272e-11 | 0.00097009 | 4.7272e-11
[120 empty] | 7.3.3.17.5 (Remote Grid) Updates to grid topology to minimize risk of ignition in HFTDs Remote GridWLDFRVegetation ContactAggregated | WLDFR | HFTD - Distribution - Tier 2 - 4QU CoRE ¦ 4QU LoRE | Non-Red Flag Warning - Catastrophic Fires | Vegetation Contact | Aggregated | 2067 | 4.873e-08 | 696.1473 | 3.3923e-05 | 2067 | Mitigation | 0.95 | 45 | 0 | esc | 0 | 0 | 0.00097009 | 4.7272e-11
[120 empty] | 7.3.3.17.5 (Remote Grid) Updates to grid topology to minimize risk of ignition in HFTDs Remote GridWLDFRWire-to-wire contactAggregated | WLDFR | HFTD - Distribution - Tier 2 - 4QU CoRE ¦ 4QU LoRE | Non-Red Flag Warning - Catastrophic Fires | Wire-to-wire contact | Aggregated | 2022 | 1.1056e-07 | 696.1473 | 7.6968e-05 | 2022 | Mitigation | 0.95 | 45 | 0 | esc | 0.00097009 | 1.0725e-10 | 0 | 0
[120 empty] | 7.3.3.17.5 (Remote Grid) Updates to grid topology to minimize risk of ignition in HFTDs Remote GridWLDFRWire-to-wire contactAggregated | WLDFR | HFTD - Distribution - Tier 2 - 4QU CoRE ¦ 4QU LoRE | Non-Red Flag Warning - Catastrophic Fires | Wire-to-wire contact | Aggregated | 2023 | 1.1056e-07 | 696.1473 | 7.6968e-05 | 2023 | Mitigation | 0.95 | 45 | 0 | esc | 0.00097009 | 1.0725e-10 | 0.00097009 | 1.0725e-10
[120 empty] | 7.3.3.17.5 (Remote Grid) Updates to grid topology to minimize risk of ignition in HFTDs Remote GridWLDFRWire-to-wire contactAggregated | WLDFR | HFTD - Distribution - Tier 2 - 4QU CoRE ¦ 4QU LoRE | Non-Red Flag Warning - Catastrophic Fires | Wire-to-wire contact | Aggregated | 2024 | 1.1056e-07 | 696.1473 | 7.6968e-05 | 2024 | Mitigation | 0.95 | 45 | 0 | esc | 0.00097009 | 1.0725e-10 | 0.00097009 | 1.0725e-10
[120 empty] | 7.3.3.17.5 (Remote Grid) Updates to grid topology to minimize risk of ignition in HFTDs Remote GridWLDFRWire-to-wire contactAggregated | WLDFR | HFTD - Distribution - Tier 2 - 4QU CoRE ¦ 4QU LoRE | Non-Red Flag Warning - Catastrophic Fires | Wire-to-wire contact | Aggregated | 2025 | 1.1056e-07 | 696.1473 | 7.6968e-05 | 2025 | Mitigation | 0.95 | 45 | 0 | esc | 0.00097009 | 1.0725e-10 | 0.00097009 | 1.0725e-10
[120 empty] | 7.3.3.17.5 (Remote Grid) Updates to grid topology to minimize risk of ignition in HFTDs Remote GridWLDFRWire-to-wire contactAggregated | WLDFR | HFTD - Distribution - Tier 2 - 4QU CoRE ¦ 4QU LoRE | Non-Red Flag Warning - Catastrophic Fires | Wire-to-wire contact | Aggregated | 2026 | 1.1056e-07 | 696.1473 | 7.6968e-05 | 2026 | Mitigation | 0.95 | 45 | 0 | esc | 0.00097009 | 1.0725e-10 | 0.00097009 | 1.0725e-10
[120 empty] | 7.3.3.17.5 (Remote Grid) Updates to grid topology to minimize risk of ignition in HFTDs Remote GridWLDFRWire-to-wire contactAggregated | WLDFR | HFTD - Distribution - Tier 2 - 4QU CoRE ¦ 4QU LoRE | Non-Red Flag Warning - Catastrophic Fires | Wire-to-wire contact | Aggregated | 2027 | 1.1056e-07 | 696.1473 | 7.6968e-05 | 2027 | Mitigation | 0.95 | 45 | 0 | esc | 0.00097009 | 1.0725e-10 | 0.00097009 | 1.0725e-10
[120 empty] | 7.3.3.17.5 (Remote Grid) Updates to grid topology to minimize risk of ignition in HFTDs Remote GridWLDFRWire-to-wire contactAggregated | WLDFR | HFTD - Distribution - Tier 2 - 4QU CoRE ¦ 4QU LoRE | Non-Red Flag Warning - Catastrophic Fires | Wire-to-wire contact | Aggregated | 2028 | 1.1056e-07 | 696.1473 | 7.6968e-05 | 2028 | Mitigation | 0.95 | 45 | 0 | esc | 0.00097009 | 1.0725e-10 | 0.00097009 | 1.0725e-10
[120 empty] | 7.3.3.17.5 (Remote Grid) Updates to grid topology to minimize risk of ignition in HFTDs Remote GridWLDFRWire-to-wire contactAggregated | WLDFR | HFTD - Distribution - Tier 2 - 4QU CoRE ¦ 4QU LoRE | Non-Red Flag Warning - Catastrophic Fires | Wire-to-wire contact | Aggregated | 2029 | 1.1056e-07 | 696.1473 | 7.6968e-05 | 2029 | Mitigation | 0.95 | 45 | 0 | esc | 0.00097009 | 1.0725e-10 | 0.00097009 | 1.0725e-10
[120 empty] | 7.3.3.17.5 (Remote Grid) Updates to grid topology to minimize risk of ignition in HFTDs Remote GridWLDFRWire-to-wire contactAggregated | WLDFR | HFTD - Distribution - Tier 2 - 4QU CoRE ¦ 4QU LoRE | Non-Red Flag Warning - Catastrophic Fires | Wire-to-wire contact | Aggregated | 2030 | 1.1056e-07 | 696.1473 | 7.6968e-05 | 2030 | Mitigation | 0.95 | 45 | 0 | esc | 0.00097009 | 1.0725e-10 | 0.00097009 | 1.0725e-10
[120 empty] | 7.3.3.17.5 (Remote Grid) Updates to grid topology to minimize risk of ignition in HFTDs Remote GridWLDFRWire-to-wire contactAggregated | WLDFR | HFTD - Distribution - Tier 2 - 4QU CoRE ¦ 4QU LoRE | Non-Red Flag Warning - Catastrophic Fires | Wire-to-wire contact | Aggregated | 2031 | 1.1056e-07 | 696.1473 | 7.6968e-05 | 2031 | Mitigation | 0.95 | 45 | 0 | esc | 0.00097009 | 1.0725e-10 | 0.00097009 | 1.0725e-10
[120 empty] | 7.3.3.17.5 (Remote Grid) Updates to grid topology to minimize risk of ignition in HFTDs Remote GridWLDFRWire-to-wire contactAggregated | WLDFR | HFTD - Distribution - Tier 2 - 4QU CoRE ¦ 4QU LoRE | Non-Red Flag Warning - Catastrophic Fires | Wire-to-wire contact | Aggregated | 2032 | 1.1056e-07 | 696.1473 | 7.6968e-05 | 2032 | Mitigation | 0.95 | 45 | 0 | esc | 0.00097009 | 1.0725e-10 | 0.00097009 | 1.0725e-10
[120 empty] | 7.3.3.17.5 (Remote Grid) Updates to grid topology to minimize risk of ignition in HFTDs Remote GridWLDFRWire-to-wire contactAggregated | WLDFR | HFTD - Distribution - Tier 2 - 4QU CoRE ¦ 4QU LoRE | Non-Red Flag Warning - Catastrophic Fires | Wire-to-wire contact | Aggregated | 2033 | 1.1056e-07 | 696.1473 | 7.6968e-05 | 2033 | Mitigation | 0.95 | 45 | 0 | esc | 0.00097009 | 1.0725e-10 | 0.00097009 | 1.0725e-10
[120 empty] | 7.3.3.17.5 (Remote Grid) Updates to grid topology to minimize risk of ignition in HFTDs Remote GridWLDFRWire-to-wire contactAggregated | WLDFR | HFTD - Distribution - Tier 2 - 4QU CoRE ¦ 4QU LoRE | Non-Red Flag Warning - Catastrophic Fires | Wire-to-wire contact | Aggregated | 2034 | 1.1056e-07 | 696.1473 | 7.6968e-05 | 2034 | Mitigation | 0.95 | 45 | 0 | esc | 0.00097009 | 1.0725e-10 | 0.00097009 | 1.0725e-10
[120 empty] | 7.3.3.17.5 (Remote Grid) Updates to grid topology to minimize risk of ignition in HFTDs Remote GridWLDFRWire-to-wire contactAggregated | WLDFR | HFTD - Distribution - Tier 2 - 4QU CoRE ¦ 4QU LoRE | Non-Red Flag Warning - Catastrophic Fires | Wire-to-wire contact | Aggregated | 2035 | 1.1056e-07 | 696.1473 | 7.6968e-05 | 2035 | Mitigation | 0.95 | 45 | 0 | esc | 0.00097009 | 1.0725e-10 | 0.00097009 | 1.0725e-10
[120 empty] | 7.3.3.17.5 (Remote Grid) Updates to grid topology to minimize risk of ignition in HFTDs Remote GridWLDFRWire-to-wire contactAggregated | WLDFR | HFTD - Distribution - Tier 2 - 4QU CoRE ¦ 4QU LoRE | Non-Red Flag Warning - Catastrophic Fires | Wire-to-wire contact | Aggregated | 2036 | 1.1056e-07 | 696.1473 | 7.6968e-05 | 2036 | Mitigation | 0.95 | 45 | 0 | esc | 0.00097009 | 1.0725e-10 | 0.00097009 | 1.0725e-10
[120 empty] | 7.3.3.17.5 (Remote Grid) Updates to grid topology to minimize risk of ignition in HFTDs Remote GridWLDFRWire-to-wire contactAggregated | WLDFR | HFTD - Distribution - Tier 2 - 4QU CoRE ¦ 4QU LoRE | Non-Red Flag Warning - Catastrophic Fires | Wire-to-wire contact | Aggregated | 2037 | 1.1056e-07 | 696.1473 | 7.6968e-05 | 2037 | Mitigation | 0.95 | 45 | 0 | esc | 0.00097009 | 1.0725e-10 | 0.00097009 | 1.0725e-10
[120 empty] | 7.3.3.17.5 (Remote Grid) Updates to grid topology to minimize risk of ignition in HFTDs Remote GridWLDFRWire-to-wire contactAggregated | WLDFR | HFTD - Distribution - Tier 2 - 4QU CoRE ¦ 4QU LoRE | Non-Red Flag Warning - Catastrophic Fires | Wire-to-wire contact | Aggregated | 2038 | 1.1056e-07 | 696.1473 | 7.6968e-05 | 2038 | Mitigation | 0.95 | 45 | 0 | esc | 0.00097009 | 1.0725e-10 | 0.00097009 | 1.0725e-10
[120 empty] | 7.3.3.17.5 (Remote Grid) Updates to grid topology to minimize risk of ignition in HFTDs Remote GridWLDFRWire-to-wire contactAggregated | WLDFR | HFTD - Distribution - Tier 2 - 4QU CoRE ¦ 4QU LoRE | Non-Red Flag Warning - Catastrophic Fires | Wire-to-wire contact | Aggregated | 2039 | 1.1056e-07 | 696.1473 | 7.6968e-05 | 2039 | Mitigation | 0.95 | 45 | 0 | esc | 0.00097009 | 1.0725e-10 | 0.00097009 | 1.0725e-10
[120 empty] | 7.3.3.17.5 (Remote Grid) Updates to grid topology to minimize risk of ignition in HFTDs Remote GridWLDFRWire-to-wire contactAggregated | WLDFR | HFTD - Distribution - Tier 2 - 4QU CoRE ¦ 4QU LoRE | Non-Red Flag Warning - Catastrophic Fires | Wire-to-wire contact | Aggregated | 2040 | 1.1056e-07 | 696.1473 | 7.6968e-05 | 2040 | Mitigation | 0.95 | 45 | 0 | esc | 0.00097009 | 1.0725e-10 | 0.00097009 | 1.0725e-10
[120 empty] | 7.3.3.17.5 (Remote Grid) Updates to grid topology to minimize risk of ignition in HFTDs Remote GridWLDFRWire-to-wire contactAggregated | WLDFR | HFTD - Distribution - Tier 2 - 4QU CoRE ¦ 4QU LoRE | Non-Red Flag Warning - Catastrophic Fires | Wire-to-wire contact | Aggregated | 2041 | 1.1056e-07 | 696.1473 | 7.6968e-05 | 2041 | Mitigation | 0.95 | 45 | 0 | esc | 0.00097009 | 1.0725e-10 | 0.00097009 | 1.0725e-10
[120 empty] | 7.3.3.17.5 (Remote Grid) Updates to grid topology to minimize risk of ignition in HFTDs Remote GridWLDFRWire-to-wire contactAggregated | WLDFR | HFTD - Distribution - Tier 2 - 4QU CoRE ¦ 4QU LoRE | Non-Red Flag Warning - Catastrophic Fires | Wire-to-wire contact | Aggregated | 2042 | 1.1056e-07 | 696.1473 | 7.6968e-05 | 2042 | Mitigation | 0.95 | 45 | 0 | esc | 0.00097009 | 1.0725e-10 | 0.00097009 | 1.0725e-10
[120 empty] | 7.3.3.17.5 (Remote Grid) Updates to grid topology to minimize risk of ignition in HFTDs Remote GridWLDFRWire-to-wire contactAggregated | WLDFR | HFTD - Distribution - Tier 2 - 4QU CoRE ¦ 4QU LoRE | Non-Red Flag Warning - Catastrophic Fires | Wire-to-wire contact | Aggregated | 2043 | 1.1056e-07 | 696.1473 | 7.6968e-05 | 2043 | Mitigation | 0.95 | 45 | 0 | esc | 0.00097009 | 1.0725e-10 | 0.00097009 | 1.0725e-10
[120 empty] | 7.3.3.17.5 (Remote Grid) Updates to grid topology to minimize risk of ignition in HFTDs Remote GridWLDFRWire-to-wire contactAggregated | WLDFR | HFTD - Distribution - Tier 2 - 4QU CoRE ¦ 4QU LoRE | Non-Red Flag Warning - Catastrophic Fires | Wire-to-wire contact | Aggregated | 2044 | 1.1056e-07 | 696.1473 | 7.6968e-05 | 2044 | Mitigation | 0.95 | 45 | 0 | esc | 0.00097009 | 1.0725e-10 | 0.00097009 | 1.0725e-10
[120 empty] | 7.3.3.17.5 (Remote Grid) Updates to grid topology to minimize risk of ignition in HFTDs Remote GridWLDFRWire-to-wire contactAggregated | WLDFR | HFTD - Distribution - Tier 2 - 4QU CoRE ¦ 4QU LoRE | Non-Red Flag Warning - Catastrophic Fires | Wire-to-wire contact | Aggregated | 2045 | 1.1056e-07 | 696.1473 | 7.6968e-05 | 2045 | Mitigation | 0.95 | 45 | 0 | esc | 0.00097009 | 1.0725e-10 | 0.00097009 | 1.0725e-10
[120 empty] | 7.3.3.17.5 (Remote Grid) Updates to grid topology to minimize risk of ignition in HFTDs Remote GridWLDFRWire-to-wire contactAggregated | WLDFR | HFTD - Distribution - Tier 2 - 4QU CoRE ¦ 4QU LoRE | Non-Red Flag Warning - Catastrophic Fires | Wire-to-wire contact | Aggregated | 2046 | 1.1056e-07 | 696.1473 | 7.6968e-05 | 2046 | Mitigation | 0.95 | 45 | 0 | esc | 0.00097009 | 1.0725e-10 | 0.00097009 | 1.0725e-10
[120 empty] | 7.3.3.17.5 (Remote Grid) Updates to grid topology to minimize risk of ignition in HFTDs Remote GridWLDFRWire-to-wire contactAggregated | WLDFR | HFTD - Distribution - Tier 2 - 4QU CoRE ¦ 4QU LoRE | Non-Red Flag Warning - Catastrophic Fires | Wire-to-wire contact | Aggregated | 2047 | 1.1056e-07 | 696.1473 | 7.6968e-05 | 2047 | Mitigation | 0.95 | 45 | 0 | esc | 0.00097009 | 1.0725e-10 | 0.00097009 | 1.0725e-10
[120 empty] | 7.3.3.17.5 (Remote Grid) Updates to grid topology to minimize risk of ignition in HFTDs Remote GridWLDFRWire-to-wire contactAggregated | WLDFR | HFTD - Distribution - Tier 2 - 4QU CoRE ¦ 4QU LoRE | Non-Red Flag Warning - Catastrophic Fires | Wire-to-wire contact | Aggregated | 2048 | 1.1056e-07 | 696.1473 | 7.6968e-05 | 2048 | Mitigation | 0.95 | 45 | 0 | esc | 0.00097009 | 1.0725e-10 | 0.00097009 | 1.0725e-10
[120 empty] | 7.3.3.17.5 (Remote Grid) Updates to grid topology to minimize risk of ignition in HFTDs Remote GridWLDFRWire-to-wire contactAggregated | WLDFR | HFTD - Distribution - Tier 2 - 4QU CoRE ¦ 4QU LoRE | Non-Red Flag Warning - Catastrophic Fires | Wire-to-wire contact | Aggregated | 2049 | 1.1056e-07 | 696.1473 | 7.6968e-05 | 2049 | Mitigation | 0.95 | 45 | 0 | esc | 0.00097009 | 1.0725e-10 | 0.00097009 | 1.0725e-10
[120 empty] | 7.3.3.17.5 (Remote Grid) Updates to grid topology to minimize risk of ignition in HFTDs Remote GridWLDFRWire-to-wire contactAggregated | WLDFR | HFTD - Distribution - Tier 2 - 4QU CoRE ¦ 4QU LoRE | Non-Red Flag Warning - Catastrophic Fires | Wire-to-wire contact | Aggregated | 2050 | 1.1056e-07 | 696.1473 | 7.6968e-05 | 2050 | Mitigation | 0.95 | 45 | 0 | esc | 0.00097009 | 1.0725e-10 | 0.00097009 | 1.0725e-10
[120 empty] | 7.3.3.17.5 (Remote Grid) Updates to grid topology to minimize risk of ignition in HFTDs Remote GridWLDFRWire-to-wire contactAggregated | WLDFR | HFTD - Distribution - Tier 2 - 4QU CoRE ¦ 4QU LoRE | Non-Red Flag Warning - Catastrophic Fires | Wire-to-wire contact | Aggregated | 2051 | 1.1056e-07 | 696.1473 | 7.6968e-05 | 2051 | Mitigation | 0.95 | 45 | 0 | esc | 0.00097009 | 1.0725e-10 | 0.00097009 | 1.0725e-10
[120 empty] | 7.3.3.17.5 (Remote Grid) Updates to grid topology to minimize risk of ignition in HFTDs Remote GridWLDFRWire-to-wire contactAggregated | WLDFR | HFTD - Distribution - Tier 2 - 4QU CoRE ¦ 4QU LoRE | Non-Red Flag Warning - Catastrophic Fires | Wire-to-wire contact | Aggregated | 2052 | 1.1056e-07 | 696.1473 | 7.6968e-05 | 2052 | Mitigation | 0.95 | 45 | 0 | esc | 0.00097009 | 1.0725e-10 | 0.00097009 | 1.0725e-10
[120 empty] | 7.3.3.17.5 (Remote Grid) Updates to grid topology to minimize risk of ignition in HFTDs Remote GridWLDFRWire-to-wire contactAggregated | WLDFR | HFTD - Distribution - Tier 2 - 4QU CoRE ¦ 4QU LoRE | Non-Red Flag Warning - Catastrophic Fires | Wire-to-wire contact | Aggregated | 2053 | 1.1056e-07 | 696.1473 | 7.6968e-05 | 2053 | Mitigation | 0.95 | 45 | 0 | esc | 0.00097009 | 1.0725e-10 | 0.00097009 | 1.0725e-10
[120 empty] | 7.3.3.17.5 (Remote Grid) Updates to grid topology to minimize risk of ignition in HFTDs Remote GridWLDFRWire-to-wire contactAggregated | WLDFR | HFTD - Distribution - Tier 2 - 4QU CoRE ¦ 4QU LoRE | Non-Red Flag Warning - Catastrophic Fires | Wire-to-wire contact | Aggregated | 2054 | 1.1056e-07 | 696.1473 | 7.6968e-05 | 2054 | Mitigation | 0.95 | 45 | 0 | esc | 0.00097009 | 1.0725e-10 | 0.00097009 | 1.0725e-10
[120 empty] | 7.3.3.17.5 (Remote Grid) Updates to grid topology to minimize risk of ignition in HFTDs Remote GridWLDFRWire-to-wire contactAggregated | WLDFR | HFTD - Distribution - Tier 2 - 4QU CoRE ¦ 4QU LoRE | Non-Red Flag Warning - Catastrophic Fires | Wire-to-wire contact | Aggregated | 2055 | 1.1056e-07 | 696.1473 | 7.6968e-05 | 2055 | Mitigation | 0.95 | 45 | 0 | esc | 0.00097009 | 1.0725e-10 | 0.00097009 | 1.0725e-10
[120 empty] | 7.3.3.17.5 (Remote Grid) Updates to grid topology to minimize risk of ignition in HFTDs Remote GridWLDFRWire-to-wire contactAggregated | WLDFR | HFTD - Distribution - Tier 2 - 4QU CoRE ¦ 4QU LoRE | Non-Red Flag Warning - Catastrophic Fires | Wire-to-wire contact | Aggregated | 2056 | 1.1056e-07 | 696.1473 | 7.6968e-05 | 2056 | Mitigation | 0.95 | 45 | 0 | esc | 0.00097009 | 1.0725e-10 | 0.00097009 | 1.0725e-10
[120 empty] | 7.3.3.17.5 (Remote Grid) Updates to grid topology to minimize risk of ignition in HFTDs Remote GridWLDFRWire-to-wire contactAggregated | WLDFR | HFTD - Distribution - Tier 2 - 4QU CoRE ¦ 4QU LoRE | Non-Red Flag Warning - Catastrophic Fires | Wire-to-wire contact | Aggregated | 2057 | 1.1056e-07 | 696.1473 | 7.6968e-05 | 2057 | Mitigation | 0.95 | 45 | 0 | esc | 0.00097009 | 1.0725e-10 | 0.00097009 | 1.0725e-10
[120 empty] | 7.3.3.17.5 (Remote Grid) Updates to grid topology to minimize risk of ignition in HFTDs Remote GridWLDFRWire-to-wire contactAggregated | WLDFR | HFTD - Distribution - Tier 2 - 4QU CoRE ¦ 4QU LoRE | Non-Red Flag Warning - Catastrophic Fires | Wire-to-wire contact | Aggregated | 2058 | 1.1056e-07 | 696.1473 | 7.6968e-05 | 2058 | Mitigation | 0.95 | 45 | 0 | esc | 0.00097009 | 1.0725e-10 | 0.00097009 | 1.0725e-10
[120 empty] | 7.3.3.17.5 (Remote Grid) Updates to grid topology to minimize risk of ignition in HFTDs Remote GridWLDFRWire-to-wire contactAggregated | WLDFR | HFTD - Distribution - Tier 2 - 4QU CoRE ¦ 4QU LoRE | Non-Red Flag Warning - Catastrophic Fires | Wire-to-wire contact | Aggregated | 2059 | 1.1056e-07 | 696.1473 | 7.6968e-05 | 2059 | Mitigation | 0.95 | 45 | 0 | esc | 0.00097009 | 1.0725e-10 | 0.00097009 | 1.0725e-10
[120 empty] | 7.3.3.17.5 (Remote Grid) Updates to grid topology to minimize risk of ignition in HFTDs Remote GridWLDFRWire-to-wire contactAggregated | WLDFR | HFTD - Distribution - Tier 2 - 4QU CoRE ¦ 4QU LoRE | Non-Red Flag Warning - Catastrophic Fires | Wire-to-wire contact | Aggregated | 2060 | 1.1056e-07 | 696.1473 | 7.6968e-05 | 2060 | Mitigation | 0.95 | 45 | 0 | esc | 0.00097009 | 1.0725e-10 | 0.00097009 | 1.0725e-10
[120 empty] | 7.3.3.17.5 (Remote Grid) Updates to grid topology to minimize risk of ignition in HFTDs Remote GridWLDFRWire-to-wire contactAggregated | WLDFR | HFTD - Distribution - Tier 2 - 4QU CoRE ¦ 4QU LoRE | Non-Red Flag Warning - Catastrophic Fires | Wire-to-wire contact | Aggregated | 2061 | 1.1056e-07 | 696.1473 | 7.6968e-05 | 2061 | Mitigation | 0.95 | 45 | 0 | esc | 0.00097009 | 1.0725e-10 | 0.00097009 | 1.0725e-10
[120 empty] | 7.3.3.17.5 (Remote Grid) Updates to grid topology to minimize risk of ignition in HFTDs Remote GridWLDFRWire-to-wire contactAggregated | WLDFR | HFTD - Distribution - Tier 2 - 4QU CoRE ¦ 4QU LoRE | Non-Red Flag Warning - Catastrophic Fires | Wire-to-wire contact | Aggregated | 2062 | 1.1056e-07 | 696.1473 | 7.6968e-05 | 2062 | Mitigation | 0.95 | 45 | 0 | esc | 0.00097009 | 1.0725e-10 | 0.00097009 | 1.0725e-10
[120 empty] | 7.3.3.17.5 (Remote Grid) Updates to grid topology to minimize risk of ignition in HFTDs Remote GridWLDFRWire-to-wire contactAggregated | WLDFR | HFTD - Distribution - Tier 2 - 4QU CoRE ¦ 4QU LoRE | Non-Red Flag Warning - Catastrophic Fires | Wire-to-wire contact | Aggregated | 2063 | 1.1056e-07 | 696.1473 | 7.6968e-05 | 2063 | Mitigation | 0.95 | 45 | 0 | esc | 0.00097009 | 1.0725e-10 | 0.00097009 | 1.0725e-10
[120 empty] | 7.3.3.17.5 (Remote Grid) Updates to grid topology to minimize risk of ignition in HFTDs Remote GridWLDFRWire-to-wire contactAggregated | WLDFR | HFTD - Distribution - Tier 2 - 4QU CoRE ¦ 4QU LoRE | Non-Red Flag Warning - Catastrophic Fires | Wire-to-wire contact | Aggregated | 2064 | 1.1056e-07 | 696.1473 | 7.6968e-05 | 2064 | Mitigation | 0.95 | 45 | 0 | esc | 0.00097009 | 1.0725e-10 | 0.00097009 | 1.0725e-10
[120 empty] | 7.3.3.17.5 (Remote Grid) Updates to grid topology to minimize risk of ignition in HFTDs Remote GridWLDFRWire-to-wire contactAggregated | WLDFR | HFTD - Distribution - Tier 2 - 4QU CoRE ¦ 4QU LoRE | Non-Red Flag Warning - Catastrophic Fires | Wire-to-wire contact | Aggregated | 2065 | 1.1056e-07 | 696.1473 | 7.6968e-05 | 2065 | Mitigation | 0.95 | 45 | 0 | esc | 0.00097009 | 1.0725e-10 | 0.00097009 | 1.0725e-10
[120 empty] | 7.3.3.17.5 (Remote Grid) Updates to grid topology to minimize risk of ignition in HFTDs Remote GridWLDFRWire-to-wire contactAggregated | WLDFR | HFTD - Distribution - Tier 2 - 4QU CoRE ¦ 4QU LoRE | Non-Red Flag Warning - Catastrophic Fires | Wire-to-wire contact | Aggregated | 2066 | 1.1056e-07 | 696.1473 | 7.6968e-05 | 2066 | Mitigation | 0.95 | 45 | 0 | esc | 0.00097009 | 1.0725e-10 | 0.00097009 | 1.0725e-10
[120 empty] | 7.3.3.17.5 (Remote Grid) Updates to grid topology to minimize risk of ignition in HFTDs Remote GridWLDFRWire-to-wire contactAggregated | WLDFR | HFTD - Distribution - Tier 2 - 4QU CoRE ¦ 4QU LoRE | Non-Red Flag Warning - Catastrophic Fires | Wire-to-wire contact | Aggregated | 2067 | 1.1056e-07 | 696.1473 | 7.6968e-05 | 2067 | Mitigation | 0.95 | 45 | 0 | esc | 0 | 0 | 0.00097009 | 1.0725e-10
[120 empty] | 7.3.3.17.5 (Remote Grid) Updates to grid topology to minimize risk of ignition in HFTDs Remote GridWLDFRContact from objectAggregated | WLDFR | HFTD - Distribution - Tier 2 - 4QU CoRE ¦ 4QU LoRE | Non-Red Flag Warning - Destructive Fires | Contact from object | Aggregated | 2022 | 1.0392e-07 | 696.1473 | 7.2342e-05 | 2022 | Mitigation | 0.95 | 45 | 0 | esc | 0.00097009 | 1.0081e-10 | 0 | 0
[120 empty] | 7.3.3.17.5 (Remote Grid) Updates to grid topology to minimize risk of ignition in HFTDs Remote GridWLDFRContact from objectAggregated | WLDFR | HFTD - Distribution - Tier 2 - 4QU CoRE ¦ 4QU LoRE | Non-Red Flag Warning - Destructive Fires | Contact from object | Aggregated | 2023 | 1.0392e-07 | 696.1473 | 7.2342e-05 | 2023 | Mitigation | 0.95 | 45 | 0 | esc | 0.00097009 | 1.0081e-10 | 0.00097009 | 1.0081e-10
[120 empty] | 7.3.3.17.5 (Remote Grid) Updates to grid topology to minimize risk of ignition in HFTDs Remote GridWLDFRContact from objectAggregated | WLDFR | HFTD - Distribution - Tier 2 - 4QU CoRE ¦ 4QU LoRE | Non-Red Flag Warning - Destructive Fires | Contact from object | Aggregated | 2024 | 1.0392e-07 | 696.1473 | 7.2342e-05 | 2024 | Mitigation | 0.95 | 45 | 0 | esc | 0.00097009 | 1.0081e-10 | 0.00097009 | 1.0081e-10
[120 empty] | 7.3.3.17.5 (Remote Grid) Updates to grid topology to minimize risk of ignition in HFTDs Remote GridWLDFRContact from objectAggregated | WLDFR | HFTD - Distribution - Tier 2 - 4QU CoRE ¦ 4QU LoRE | Non-Red Flag Warning - Destructive Fires | Contact from object | Aggregated | 2025 | 1.0392e-07 | 696.1473 | 7.2342e-05 | 2025 | Mitigation | 0.95 | 45 | 0 | esc | 0.00097009 | 1.0081e-10 | 0.00097009 | 1.0081e-10
[120 empty] | 7.3.3.17.5 (Remote Grid) Updates to grid topology to minimize risk of ignition in HFTDs Remote GridWLDFRContact from objectAggregated | WLDFR | HFTD - Distribution - Tier 2 - 4QU CoRE ¦ 4QU LoRE | Non-Red Flag Warning - Destructive Fires | Contact from object | Aggregated | 2026 | 1.0392e-07 | 696.1473 | 7.2342e-05 | 2026 | Mitigation | 0.95 | 45 | 0 | esc | 0.00097009 | 1.0081e-10 | 0.00097009 | 1.0081e-10
[120 empty] | 7.3.3.17.5 (Remote Grid) Updates to grid topology to minimize risk of ignition in HFTDs Remote GridWLDFRContact from objectAggregated | WLDFR | HFTD - Distribution - Tier 2 - 4QU CoRE ¦ 4QU LoRE | Non-Red Flag Warning - Destructive Fires | Contact from object | Aggregated | 2027 | 1.0392e-07 | 696.1473 | 7.2342e-05 | 2027 | Mitigation | 0.95 | 45 | 0 | esc | 0.00097009 | 1.0081e-10 | 0.00097009 | 1.0081e-10
[120 empty] | 7.3.3.17.5 (Remote Grid) Updates to grid topology to minimize risk of ignition in HFTDs Remote GridWLDFRContact from objectAggregated | WLDFR | HFTD - Distribution - Tier 2 - 4QU CoRE ¦ 4QU LoRE | Non-Red Flag Warning - Destructive Fires | Contact from object | Aggregated | 2028 | 1.0392e-07 | 696.1473 | 7.2342e-05 | 2028 | Mitigation | 0.95 | 45 | 0 | esc | 0.00097009 | 1.0081e-10 | 0.00097009 | 1.0081e-10
[120 empty] | 7.3.3.17.5 (Remote Grid) Updates to grid topology to minimize risk of ignition in HFTDs Remote GridWLDFRContact from objectAggregated | WLDFR | HFTD - Distribution - Tier 2 - 4QU CoRE ¦ 4QU LoRE | Non-Red Flag Warning - Destructive Fires | Contact from object | Aggregated | 2029 | 1.0392e-07 | 696.1473 | 7.2342e-05 | 2029 | Mitigation | 0.95 | 45 | 0 | esc | 0.00097009 | 1.0081e-10 | 0.00097009 | 1.0081e-10
[120 empty] | 7.3.3.17.5 (Remote Grid) Updates to grid topology to minimize risk of ignition in HFTDs Remote GridWLDFRContact from objectAggregated | WLDFR | HFTD - Distribution - Tier 2 - 4QU CoRE ¦ 4QU LoRE | Non-Red Flag Warning - Destructive Fires | Contact from object | Aggregated | 2030 | 1.0392e-07 | 696.1473 | 7.2342e-05 | 2030 | Mitigation | 0.95 | 45 | 0 | esc | 0.00097009 | 1.0081e-10 | 0.00097009 | 1.0081e-10
[120 empty] | 7.3.3.17.5 (Remote Grid) Updates to grid topology to minimize risk of ignition in HFTDs Remote GridWLDFRContact from objectAggregated | WLDFR | HFTD - Distribution - Tier 2 - 4QU CoRE ¦ 4QU LoRE | Non-Red Flag Warning - Destructive Fires | Contact from object | Aggregated | 2031 | 1.0392e-07 | 696.1473 | 7.2342e-05 | 2031 | Mitigation | 0.95 | 45 | 0 | esc | 0.00097009 | 1.0081e-10 | 0.00097009 | 1.0081e-10
[120 empty] | 7.3.3.17.5 (Remote Grid) Updates to grid topology to minimize risk of ignition in HFTDs Remote GridWLDFRContact from objectAggregated | WLDFR | HFTD - Distribution - Tier 2 - 4QU CoRE ¦ 4QU LoRE | Non-Red Flag Warning - Destructive Fires | Contact from object | Aggregated | 2032 | 1.0392e-07 | 696.1473 | 7.2342e-05 | 2032 | Mitigation | 0.95 | 45 | 0 | esc | 0.00097009 | 1.0081e-10 | 0.00097009 | 1.0081e-10
[120 empty] | 7.3.3.17.5 (Remote Grid) Updates to grid topology to minimize risk of ignition in HFTDs Remote GridWLDFRContact from objectAggregated | WLDFR | HFTD - Distribution - Tier 2 - 4QU CoRE ¦ 4QU LoRE | Non-Red Flag Warning - Destructive Fires | Contact from object | Aggregated | 2033 | 1.0392e-07 | 696.1473 | 7.2342e-05 | 2033 | Mitigation | 0.95 | 45 | 0 | esc | 0.00097009 | 1.0081e-10 | 0.00097009 | 1.0081e-10
[120 empty] | 7.3.3.17.5 (Remote Grid) Updates to grid topology to minimize risk of ignition in HFTDs Remote GridWLDFRContact from objectAggregated | WLDFR | HFTD - Distribution - Tier 2 - 4QU CoRE ¦ 4QU LoRE | Non-Red Flag Warning - Destructive Fires | Contact from object | Aggregated | 2034 | 1.0392e-07 | 696.1473 | 7.2342e-05 | 2034 | Mitigation | 0.95 | 45 | 0 | esc | 0.00097009 | 1.0081e-10 | 0.00097009 | 1.0081e-10
[120 empty] | 7.3.3.17.5 (Remote Grid) Updates to grid topology to minimize risk of ignition in HFTDs Remote GridWLDFRContact from objectAggregated | WLDFR | HFTD - Distribution - Tier 2 - 4QU CoRE ¦ 4QU LoRE | Non-Red Flag Warning - Destructive Fires | Contact from object | Aggregated | 2035 | 1.0392e-07 | 696.1473 | 7.2342e-05 | 2035 | Mitigation | 0.95 | 45 | 0 | esc | 0.00097009 | 1.0081e-10 | 0.00097009 | 1.0081e-10
[120 empty] | 7.3.3.17.5 (Remote Grid) Updates to grid topology to minimize risk of ignition in HFTDs Remote GridWLDFRContact from objectAggregated | WLDFR | HFTD - Distribution - Tier 2 - 4QU CoRE ¦ 4QU LoRE | Non-Red Flag Warning - Destructive Fires | Contact from object | Aggregated | 2036 | 1.0392e-07 | 696.1473 | 7.2342e-05 | 2036 | Mitigation | 0.95 | 45 | 0 | esc | 0.00097009 | 1.0081e-10 | 0.00097009 | 1.0081e-10
[120 empty] | 7.3.3.17.5 (Remote Grid) Updates to grid topology to minimize risk of ignition in HFTDs Remote GridWLDFRContact from objectAggregated | WLDFR | HFTD - Distribution - Tier 2 - 4QU CoRE ¦ 4QU LoRE | Non-Red Flag Warning - Destructive Fires | Contact from object | Aggregated | 2037 | 1.0392e-07 | 696.1473 | 7.2342e-05 | 2037 | Mitigation | 0.95 | 45 | 0 | esc | 0.00097009 | 1.0081e-10 | 0.00097009 | 1.0081e-10
[120 empty] | 7.3.3.17.5 (Remote Grid) Updates to grid topology to minimize risk of ignition in HFTDs Remote GridWLDFRContact from objectAggregated | WLDFR | HFTD - Distribution - Tier 2 - 4QU CoRE ¦ 4QU LoRE | Non-Red Flag Warning - Destructive Fires | Contact from object | Aggregated | 2038 | 1.0392e-07 | 696.1473 | 7.2342e-05 | 2038 | Mitigation | 0.95 | 45 | 0 | esc | 0.00097009 | 1.0081e-10 | 0.00097009 | 1.0081e-10
[120 empty] | 7.3.3.17.5 (Remote Grid) Updates to grid topology to minimize risk of ignition in HFTDs Remote GridWLDFRContact from objectAggregated | WLDFR | HFTD - Distribution - Tier 2 - 4QU CoRE ¦ 4QU LoRE | Non-Red Flag Warning - Destructive Fires | Contact from object | Aggregated | 2039 | 1.0392e-07 | 696.1473 | 7.2342e-05 | 2039 | Mitigation | 0.95 | 45 | 0 | esc | 0.00097009 | 1.0081e-10 | 0.00097009 | 1.0081e-10
[120 empty] | 7.3.3.17.5 (Remote Grid) Updates to grid topology to minimize risk of ignition in HFTDs Remote GridWLDFRContact from objectAggregated | WLDFR | HFTD - Distribution - Tier 2 - 4QU CoRE ¦ 4QU LoRE | Non-Red Flag Warning - Destructive Fires | Contact from object | Aggregated | 2040 | 1.0392e-07 | 696.1473 | 7.2342e-05 | 2040 | Mitigation | 0.95 | 45 | 0 | esc | 0.00097009 | 1.0081e-10 | 0.00097009 | 1.0081e-10
[120 empty] | 7.3.3.17.5 (Remote Grid) Updates to grid topology to minimize risk of ignition in HFTDs Remote GridWLDFRContact from objectAggregated | WLDFR | HFTD - Distribution - Tier 2 - 4QU CoRE ¦ 4QU LoRE | Non-Red Flag Warning - Destructive Fires | Contact from object | Aggregated | 2041 | 1.0392e-07 | 696.1473 | 7.2342e-05 | 2041 | Mitigation | 0.95 | 45 | 0 | esc | 0.00097009 | 1.0081e-10 | 0.00097009 | 1.0081e-10
[120 empty] | 7.3.3.17.5 (Remote Grid) Updates to grid topology to minimize risk of ignition in HFTDs Remote GridWLDFRContact from objectAggregated | WLDFR | HFTD - Distribution - Tier 2 - 4QU CoRE ¦ 4QU LoRE | Non-Red Flag Warning - Destructive Fires | Contact from object | Aggregated | 2042 | 1.0392e-07 | 696.1473 | 7.2342e-05 | 2042 | Mitigation | 0.95 | 45 | 0 | esc | 0.00097009 | 1.0081e-10 | 0.00097009 | 1.0081e-10
[120 empty] | 7.3.3.17.5 (Remote Grid) Updates to grid topology to minimize risk of ignition in HFTDs Remote GridWLDFRContact from objectAggregated | WLDFR | HFTD - Distribution - Tier 2 - 4QU CoRE ¦ 4QU LoRE | Non-Red Flag Warning - Destructive Fires | Contact from object | Aggregated | 2043 | 1.0392e-07 | 696.1473 | 7.2342e-05 | 2043 | Mitigation | 0.95 | 45 | 0 | esc | 0.00097009 | 1.0081e-10 | 0.00097009 | 1.0081e-10
[120 empty] | 7.3.3.17.5 (Remote Grid) Updates to grid topology to minimize risk of ignition in HFTDs Remote GridWLDFRContact from objectAggregated | WLDFR | HFTD - Distribution - Tier 2 - 4QU CoRE ¦ 4QU LoRE | Non-Red Flag Warning - Destructive Fires | Contact from object | Aggregated | 2044 | 1.0392e-07 | 696.1473 | 7.2342e-05 | 2044 | Mitigation | 0.95 | 45 | 0 | esc | 0.00097009 | 1.0081e-10 | 0.00097009 | 1.0081e-10
[120 empty] | 7.3.3.17.5 (Remote Grid) Updates to grid topology to minimize risk of ignition in HFTDs Remote GridWLDFRContact from objectAggregated | WLDFR | HFTD - Distribution - Tier 2 - 4QU CoRE ¦ 4QU LoRE | Non-Red Flag Warning - Destructive Fires | Contact from object | Aggregated | 2045 | 1.0392e-07 | 696.1473 | 7.2342e-05 | 2045 | Mitigation | 0.95 | 45 | 0 | esc | 0.00097009 | 1.0081e-10 | 0.00097009 | 1.0081e-10
[120 empty] | 7.3.3.17.5 (Remote Grid) Updates to grid topology to minimize risk of ignition in HFTDs Remote GridWLDFRContact from objectAggregated | WLDFR | HFTD - Distribution - Tier 2 - 4QU CoRE ¦ 4QU LoRE | Non-Red Flag Warning - Destructive Fires | Contact from object | Aggregated | 2046 | 1.0392e-07 | 696.1473 | 7.2342e-05 | 2046 | Mitigation | 0.95 | 45 | 0 | esc | 0.00097009 | 1.0081e-10 | 0.00097009 | 1.0081e-10
[120 empty] | 7.3.3.17.5 (Remote Grid) Updates to grid topology to minimize risk of ignition in HFTDs Remote GridWLDFRContact from objectAggregated | WLDFR | HFTD - Distribution - Tier 2 - 4QU CoRE ¦ 4QU LoRE | Non-Red Flag Warning - Destructive Fires | Contact from object | Aggregated | 2047 | 1.0392e-07 | 696.1473 | 7.2342e-05 | 2047 | Mitigation | 0.95 | 45 | 0 | esc | 0.00097009 | 1.0081e-10 | 0.00097009 | 1.0081e-10
[120 empty] | 7.3.3.17.5 (Remote Grid) Updates to grid topology to minimize risk of ignition in HFTDs Remote GridWLDFRContact from objectAggregated | WLDFR | HFTD - Distribution - Tier 2 - 4QU CoRE ¦ 4QU LoRE | Non-Red Flag Warning - Destructive Fires | Contact from object | Aggregated | 2048 | 1.0392e-07 | 696.1473 | 7.2342e-05 | 2048 | Mitigation | 0.95 | 45 | 0 | esc | 0.00097009 | 1.0081e-10 | 0.00097009 | 1.0081e-10
[120 empty] | 7.3.3.17.5 (Remote Grid) Updates to grid topology to minimize risk of ignition in HFTDs Remote GridWLDFRContact from objectAggregated | WLDFR | HFTD - Distribution - Tier 2 - 4QU CoRE ¦ 4QU LoRE | Non-Red Flag Warning - Destructive Fires | Contact from object | Aggregated | 2049 | 1.0392e-07 | 696.1473 | 7.2342e-05 | 2049 | Mitigation | 0.95 | 45 | 0 | esc | 0.00097009 | 1.0081e-10 | 0.00097009 | 1.0081e-10
[120 empty] | 7.3.3.17.5 (Remote Grid) Updates to grid topology to minimize risk of ignition in HFTDs Remote GridWLDFRContact from objectAggregated | WLDFR | HFTD - Distribution - Tier 2 - 4QU CoRE ¦ 4QU LoRE | Non-Red Flag Warning - Destructive Fires | Contact from object | Aggregated | 2050 | 1.0392e-07 | 696.1473 | 7.2342e-05 | 2050 | Mitigation | 0.95 | 45 | 0 | esc | 0.00097009 | 1.0081e-10 | 0.00097009 | 1.0081e-10
[120 empty] | 7.3.3.17.5 (Remote Grid) Updates to grid topology to minimize risk of ignition in HFTDs Remote GridWLDFRContact from objectAggregated | WLDFR | HFTD - Distribution - Tier 2 - 4QU CoRE ¦ 4QU LoRE | Non-Red Flag Warning - Destructive Fires | Contact from object | Aggregated | 2051 | 1.0392e-07 | 696.1473 | 7.2342e-05 | 2051 | Mitigation | 0.95 | 45 | 0 | esc | 0.00097009 | 1.0081e-10 | 0.00097009 | 1.0081e-10
[120 empty] | 7.3.3.17.5 (Remote Grid) Updates to grid topology to minimize risk of ignition in HFTDs Remote GridWLDFRContact from objectAggregated | WLDFR | HFTD - Distribution - Tier 2 - 4QU CoRE ¦ 4QU LoRE | Non-Red Flag Warning - Destructive Fires | Contact from object | Aggregated | 2052 | 1.0392e-07 | 696.1473 | 7.2342e-05 | 2052 | Mitigation | 0.95 | 45 | 0 | esc | 0.00097009 | 1.0081e-10 | 0.00097009 | 1.0081e-10
[120 empty] | 7.3.3.17.5 (Remote Grid) Updates to grid topology to minimize risk of ignition in HFTDs Remote GridWLDFRContact from objectAggregated | WLDFR | HFTD - Distribution - Tier 2 - 4QU CoRE ¦ 4QU LoRE | Non-Red Flag Warning - Destructive Fires | Contact from object | Aggregated | 2053 | 1.0392e-07 | 696.1473 | 7.2342e-05 | 2053 | Mitigation | 0.95 | 45 | 0 | esc | 0.00097009 | 1.0081e-10 | 0.00097009 | 1.0081e-10
[120 empty] | 7.3.3.17.5 (Remote Grid) Updates to grid topology to minimize risk of ignition in HFTDs Remote GridWLDFRContact from objectAggregated | WLDFR | HFTD - Distribution - Tier 2 - 4QU CoRE ¦ 4QU LoRE | Non-Red Flag Warning - Destructive Fires | Contact from object | Aggregated | 2054 | 1.0392e-07 | 696.1473 | 7.2342e-05 | 2054 | Mitigation | 0.95 | 45 | 0 | esc | 0.00097009 | 1.0081e-10 | 0.00097009 | 1.0081e-10
[120 empty] | 7.3.3.17.5 (Remote Grid) Updates to grid topology to minimize risk of ignition in HFTDs Remote GridWLDFRContact from objectAggregated | WLDFR | HFTD - Distribution - Tier 2 - 4QU CoRE ¦ 4QU LoRE | Non-Red Flag Warning - Destructive Fires | Contact from object | Aggregated | 2055 | 1.0392e-07 | 696.1473 | 7.2342e-05 | 2055 | Mitigation | 0.95 | 45 | 0 | esc | 0.00097009 | 1.0081e-10 | 0.00097009 | 1.0081e-10
[120 empty] | 7.3.3.17.5 (Remote Grid) Updates to grid topology to minimize risk of ignition in HFTDs Remote GridWLDFRContact from objectAggregated | WLDFR | HFTD - Distribution - Tier 2 - 4QU CoRE ¦ 4QU LoRE | Non-Red Flag Warning - Destructive Fires | Contact from object | Aggregated | 2056 | 1.0392e-07 | 696.1473 | 7.2342e-05 | 2056 | Mitigation | 0.95 | 45 | 0 | esc | 0.00097009 | 1.0081e-10 | 0.00097009 | 1.0081e-10
[120 empty] | 7.3.3.17.5 (Remote Grid) Updates to grid topology to minimize risk of ignition in HFTDs Remote GridWLDFRContact from objectAggregated | WLDFR | HFTD - Distribution - Tier 2 - 4QU CoRE ¦ 4QU LoRE | Non-Red Flag Warning - Destructive Fires | Contact from object | Aggregated | 2057 | 1.0392e-07 | 696.1473 | 7.2342e-05 | 2057 | Mitigation | 0.95 | 45 | 0 | esc | 0.00097009 | 1.0081e-10 | 0.00097009 | 1.0081e-10
[120 empty] | 7.3.3.17.5 (Remote Grid) Updates to grid topology to minimize risk of ignition in HFTDs Remote GridWLDFRContact from objectAggregated | WLDFR | HFTD - Distribution - Tier 2 - 4QU CoRE ¦ 4QU LoRE | Non-Red Flag Warning - Destructive Fires | Contact from object | Aggregated | 2058 | 1.0392e-07 | 696.1473 | 7.2342e-05 | 2058 | Mitigation | 0.95 | 45 | 0 | esc | 0.00097009 | 1.0081e-10 | 0.00097009 | 1.0081e-10
[120 empty] | 7.3.3.17.5 (Remote Grid) Updates to grid topology to minimize risk of ignition in HFTDs Remote GridWLDFRContact from objectAggregated | WLDFR | HFTD - Distribution - Tier 2 - 4QU CoRE ¦ 4QU LoRE | Non-Red Flag Warning - Destructive Fires | Contact from object | Aggregated | 2059 | 1.0392e-07 | 696.1473 | 7.2342e-05 | 2059 | Mitigation | 0.95 | 45 | 0 | esc | 0.00097009 | 1.0081e-10 | 0.00097009 | 1.0081e-10
[120 empty] | 7.3.3.17.5 (Remote Grid) Updates to grid topology to minimize risk of ignition in HFTDs Remote GridWLDFRContact from objectAggregated | WLDFR | HFTD - Distribution - Tier 2 - 4QU CoRE ¦ 4QU LoRE | Non-Red Flag Warning - Destructive Fires | Contact from object | Aggregated | 2060 | 1.0392e-07 | 696.1473 | 7.2342e-05 | 2060 | Mitigation | 0.95 | 45 | 0 | esc | 0.00097009 | 1.0081e-10 | 0.00097009 | 1.0081e-10
[120 empty] | 7.3.3.17.5 (Remote Grid) Updates to grid topology to minimize risk of ignition in HFTDs Remote GridWLDFRContact from objectAggregated | WLDFR | HFTD - Distribution - Tier 2 - 4QU CoRE ¦ 4QU LoRE | Non-Red Flag Warning - Destructive Fires | Contact from object | Aggregated | 2061 | 1.0392e-07 | 696.1473 | 7.2342e-05 | 2061 | Mitigation | 0.95 | 45 | 0 | esc | 0.00097009 | 1.0081e-10 | 0.00097009 | 1.0081e-10
[120 empty] | 7.3.3.17.5 (Remote Grid) Updates to grid topology to minimize risk of ignition in HFTDs Remote GridWLDFRContact from objectAggregated | WLDFR | HFTD - Distribution - Tier 2 - 4QU CoRE ¦ 4QU LoRE | Non-Red Flag Warning - Destructive Fires | Contact from object | Aggregated | 2062 | 1.0392e-07 | 696.1473 | 7.2342e-05 | 2062 | Mitigation | 0.95 | 45 | 0 | esc | 0.00097009 | 1.0081e-10 | 0.00097009 | 1.0081e-10
[120 empty] | 7.3.3.17.5 (Remote Grid) Updates to grid topology to minimize risk of ignition in HFTDs Remote GridWLDFRContact from objectAggregated | WLDFR | HFTD - Distribution - Tier 2 - 4QU CoRE ¦ 4QU LoRE | Non-Red Flag Warning - Destructive Fires | Contact from object | Aggregated | 2063 | 1.0392e-07 | 696.1473 | 7.2342e-05 | 2063 | Mitigation | 0.95 | 45 | 0 | esc | 0.00097009 | 1.0081e-10 | 0.00097009 | 1.0081e-10
[120 empty] | 7.3.3.17.5 (Remote Grid) Updates to grid topology to minimize risk of ignition in HFTDs Remote GridWLDFRContact from objectAggregated | WLDFR | HFTD - Distribution - Tier 2 - 4QU CoRE ¦ 4QU LoRE | Non-Red Flag Warning - Destructive Fires | Contact from object | Aggregated | 2064 | 1.0392e-07 | 696.1473 | 7.2342e-05 | 2064 | Mitigation | 0.95 | 45 | 0 | esc | 0.00097009 | 1.0081e-10 | 0.00097009 | 1.0081e-10
[120 empty] | 7.3.3.17.5 (Remote Grid) Updates to grid topology to minimize risk of ignition in HFTDs Remote GridWLDFRContact from objectAggregated | WLDFR | HFTD - Distribution - Tier 2 - 4QU CoRE ¦ 4QU LoRE | Non-Red Flag Warning - Destructive Fires | Contact from object | Aggregated | 2065 | 1.0392e-07 | 696.1473 | 7.2342e-05 | 2065 | Mitigation | 0.95 | 45 | 0 | esc | 0.00097009 | 1.0081e-10 | 0.00097009 | 1.0081e-10
[120 empty] | 7.3.3.17.5 (Remote Grid) Updates to grid topology to minimize risk of ignition in HFTDs Remote GridWLDFRContact from objectAggregated | WLDFR | HFTD - Distribution - Tier 2 - 4QU CoRE ¦ 4QU LoRE | Non-Red Flag Warning - Destructive Fires | Contact from object | Aggregated | 2066 | 1.0392e-07 | 696.1473 | 7.2342e-05 | 2066 | Mitigation | 0.95 | 45 | 0 | esc | 0.00097009 | 1.0081e-10 | 0.00097009 | 1.0081e-10
[120 empty] | 7.3.3.17.5 (Remote Grid) Updates to grid topology to minimize risk of ignition in HFTDs Remote GridWLDFRContact from objectAggregated | WLDFR | HFTD - Distribution - Tier 2 - 4QU CoRE ¦ 4QU LoRE | Non-Red Flag Warning - Destructive Fires | Contact from object | Aggregated | 2067 | 1.0392e-07 | 696.1473 | 7.2342e-05 | 2067 | Mitigation | 0.95 | 45 | 0 | esc | 0 | 0 | 0.00097009 | 1.0081e-10
[120 empty] | 7.3.3.17.5 (Remote Grid) Updates to grid topology to minimize risk of ignition in HFTDs Remote GridWLDFRContaminationAggregated | WLDFR | HFTD - Distribution - Tier 2 - 4QU CoRE ¦ 4QU LoRE | Non-Red Flag Warning - Destructive Fires | Contamination | Aggregated | 2022 | 3.0758e-09 | 696.1473 | 2.1412e-06 | 2022 | Mitigation | 0.95 | 45 | 0 | esc | 0.00097009 | 2.9838e-12 | 0 | 0
[120 empty] | 7.3.3.17.5 (Remote Grid) Updates to grid topology to minimize risk of ignition in HFTDs Remote GridWLDFRContaminationAggregated | WLDFR | HFTD - Distribution - Tier 2 - 4QU CoRE ¦ 4QU LoRE | Non-Red Flag Warning - Destructive Fires | Contamination | Aggregated | 2023 | 3.0758e-09 | 696.1473 | 2.1412e-06 | 2023 | Mitigation | 0.95 | 45 | 0 | esc | 0.00097009 | 2.9838e-12 | 0.00097009 | 2.9838e-12
[120 empty] | 7.3.3.17.5 (Remote Grid) Updates to grid topology to minimize risk of ignition in HFTDs Remote GridWLDFRContaminationAggregated | WLDFR | HFTD - Distribution - Tier 2 - 4QU CoRE ¦ 4QU LoRE | Non-Red Flag Warning - Destructive Fires | Contamination | Aggregated | 2024 | 3.0758e-09 | 696.1473 | 2.1412e-06 | 2024 | Mitigation | 0.95 | 45 | 0 | esc | 0.00097009 | 2.9838e-12 | 0.00097009 | 2.9838e-12
[120 empty] | 7.3.3.17.5 (Remote Grid) Updates to grid topology to minimize risk of ignition in HFTDs Remote GridWLDFRContaminationAggregated | WLDFR | HFTD - Distribution - Tier 2 - 4QU CoRE ¦ 4QU LoRE | Non-Red Flag Warning - Destructive Fires | Contamination | Aggregated | 2025 | 3.0758e-09 | 696.1473 | 2.1412e-06 | 2025 | Mitigation | 0.95 | 45 | 0 | esc | 0.00097009 | 2.9838e-12 | 0.00097009 | 2.9838e-12
[120 empty] | 7.3.3.17.5 (Remote Grid) Updates to grid topology to minimize risk of ignition in HFTDs Remote GridWLDFRContaminationAggregated | WLDFR | HFTD - Distribution - Tier 2 - 4QU CoRE ¦ 4QU LoRE | Non-Red Flag Warning - Destructive Fires | Contamination | Aggregated | 2026 | 3.0758e-09 | 696.1473 | 2.1412e-06 | 2026 | Mitigation | 0.95 | 45 | 0 | esc | 0.00097009 | 2.9838e-12 | 0.00097009 | 2.9838e-12
[120 empty] | 7.3.3.17.5 (Remote Grid) Updates to grid topology to minimize risk of ignition in HFTDs Remote GridWLDFRContaminationAggregated | WLDFR | HFTD - Distribution - Tier 2 - 4QU CoRE ¦ 4QU LoRE | Non-Red Flag Warning - Destructive Fires | Contamination | Aggregated | 2027 | 3.0758e-09 | 696.1473 | 2.1412e-06 | 2027 | Mitigation | 0.95 | 45 | 0 | esc | 0.00097009 | 2.9838e-12 | 0.00097009 | 2.9838e-12
[120 empty] | 7.3.3.17.5 (Remote Grid) Updates to grid topology to minimize risk of ignition in HFTDs Remote GridWLDFRContaminationAggregated | WLDFR | HFTD - Distribution - Tier 2 - 4QU CoRE ¦ 4QU LoRE | Non-Red Flag Warning - Destructive Fires | Contamination | Aggregated | 2028 | 3.0758e-09 | 696.1473 | 2.1412e-06 | 2028 | Mitigation | 0.95 | 45 | 0 | esc | 0.00097009 | 2.9838e-12 | 0.00097009 | 2.9838e-12
[120 empty] | 7.3.3.17.5 (Remote Grid) Updates to grid topology to minimize risk of ignition in HFTDs Remote GridWLDFRContaminationAggregated | WLDFR | HFTD - Distribution - Tier 2 - 4QU CoRE ¦ 4QU LoRE | Non-Red Flag Warning - Destructive Fires | Contamination | Aggregated | 2029 | 3.0758e-09 | 696.1473 | 2.1412e-06 | 2029 | Mitigation | 0.95 | 45 | 0 | esc | 0.00097009 | 2.9838e-12 | 0.00097009 | 2.9838e-12
[120 empty] | 7.3.3.17.5 (Remote Grid) Updates to grid topology to minimize risk of ignition in HFTDs Remote GridWLDFRContaminationAggregated | WLDFR | HFTD - Distribution - Tier 2 - 4QU CoRE ¦ 4QU LoRE | Non-Red Flag Warning - Destructive Fires | Contamination | Aggregated | 2030 | 3.0758e-09 | 696.1473 | 2.1412e-06 | 2030 | Mitigation | 0.95 | 45 | 0 | esc | 0.00097009 | 2.9838e-12 | 0.00097009 | 2.9838e-12
[120 empty] | 7.3.3.17.5 (Remote Grid) Updates to grid topology to minimize risk of ignition in HFTDs Remote GridWLDFRContaminationAggregated | WLDFR | HFTD - Distribution - Tier 2 - 4QU CoRE ¦ 4QU LoRE | Non-Red Flag Warning - Destructive Fires | Contamination | Aggregated | 2031 | 3.0758e-09 | 696.1473 | 2.1412e-06 | 2031 | Mitigation | 0.95 | 45 | 0 | esc | 0.00097009 | 2.9838e-12 | 0.00097009 | 2.9838e-12
[120 empty] | 7.3.3.17.5 (Remote Grid) Updates to grid topology to minimize risk of ignition in HFTDs Remote GridWLDFRContaminationAggregated | WLDFR | HFTD - Distribution - Tier 2 - 4QU CoRE ¦ 4QU LoRE | Non-Red Flag Warning - Destructive Fires | Contamination | Aggregated | 2032 | 3.0758e-09 | 696.1473 | 2.1412e-06 | 2032 | Mitigation | 0.95 | 45 | 0 | esc | 0.00097009 | 2.9838e-12 | 0.00097009 | 2.9838e-12
[120 empty] | 7.3.3.17.5 (Remote Grid) Updates to grid topology to minimize risk of ignition in HFTDs Remote GridWLDFRContaminationAggregated | WLDFR | HFTD - Distribution - Tier 2 - 4QU CoRE ¦ 4QU LoRE | Non-Red Flag Warning - Destructive Fires | Contamination | Aggregated | 2033 | 3.0758e-09 | 696.1473 | 2.1412e-06 | 2033 | Mitigation | 0.95 | 45 | 0 | esc | 0.00097009 | 2.9838e-12 | 0.00097009 | 2.9838e-12
[120 empty] | 7.3.3.17.5 (Remote Grid) Updates to grid topology to minimize risk of ignition in HFTDs Remote GridWLDFRContaminationAggregated | WLDFR | HFTD - Distribution - Tier 2 - 4QU CoRE ¦ 4QU LoRE | Non-Red Flag Warning - Destructive Fires | Contamination | Aggregated | 2034 | 3.0758e-09 | 696.1473 | 2.1412e-06 | 2034 | Mitigation | 0.95 | 45 | 0 | esc | 0.00097009 | 2.9838e-12 | 0.00097009 | 2.9838e-12
[120 empty] | 7.3.3.17.5 (Remote Grid) Updates to grid topology to minimize risk of ignition in HFTDs Remote GridWLDFRContaminationAggregated | WLDFR | HFTD - Distribution - Tier 2 - 4QU CoRE ¦ 4QU LoRE | Non-Red Flag Warning - Destructive Fires | Contamination | Aggregated | 2035 | 3.0758e-09 | 696.1473 | 2.1412e-06 | 2035 | Mitigation | 0.95 | 45 | 0 | esc | 0.00097009 | 2.9838e-12 | 0.00097009 | 2.9838e-12
[120 empty] | 7.3.3.17.5 (Remote Grid) Updates to grid topology to minimize risk of ignition in HFTDs Remote GridWLDFRContaminationAggregated | WLDFR | HFTD - Distribution - Tier 2 - 4QU CoRE ¦ 4QU LoRE | Non-Red Flag Warning - Destructive Fires | Contamination | Aggregated | 2036 | 3.0758e-09 | 696.1473 | 2.1412e-06 | 2036 | Mitigation | 0.95 | 45 | 0 | esc | 0.00097009 | 2.9838e-12 | 0.00097009 | 2.9838e-12
[120 empty] | 7.3.3.17.5 (Remote Grid) Updates to grid topology to minimize risk of ignition in HFTDs Remote GridWLDFRContaminationAggregated | WLDFR | HFTD - Distribution - Tier 2 - 4QU CoRE ¦ 4QU LoRE | Non-Red Flag Warning - Destructive Fires | Contamination | Aggregated | 2037 | 3.0758e-09 | 696.1473 | 2.1412e-06 | 2037 | Mitigation | 0.95 | 45 | 0 | esc | 0.00097009 | 2.9838e-12 | 0.00097009 | 2.9838e-12
[120 empty] | 7.3.3.17.5 (Remote Grid) Updates to grid topology to minimize risk of ignition in HFTDs Remote GridWLDFRContaminationAggregated | WLDFR | HFTD - Distribution - Tier 2 - 4QU CoRE ¦ 4QU LoRE | Non-Red Flag Warning - Destructive Fires | Contamination | Aggregated | 2038 | 3.0758e-09 | 696.1473 | 2.1412e-06 | 2038 | Mitigation | 0.95 | 45 | 0 | esc | 0.00097009 | 2.9838e-12 | 0.00097009 | 2.9838e-12
[120 empty] | 7.3.3.17.5 (Remote Grid) Updates to grid topology to minimize risk of ignition in HFTDs Remote GridWLDFRContaminationAggregated | WLDFR | HFTD - Distribution - Tier 2 - 4QU CoRE ¦ 4QU LoRE | Non-Red Flag Warning - Destructive Fires | Contamination | Aggregated | 2039 | 3.0758e-09 | 696.1473 | 2.1412e-06 | 2039 | Mitigation | 0.95 | 45 | 0 | esc | 0.00097009 | 2.9838e-12 | 0.00097009 | 2.9838e-12
[120 empty] | 7.3.3.17.5 (Remote Grid) Updates to grid topology to minimize risk of ignition in HFTDs Remote GridWLDFRContaminationAggregated | WLDFR | HFTD - Distribution - Tier 2 - 4QU CoRE ¦ 4QU LoRE | Non-Red Flag Warning - Destructive Fires | Contamination | Aggregated | 2040 | 3.0758e-09 | 696.1473 | 2.1412e-06 | 2040 | Mitigation | 0.95 | 45 | 0 | esc | 0.00097009 | 2.9838e-12 | 0.00097009 | 2.9838e-12
[120 empty] | 7.3.3.17.5 (Remote Grid) Updates to grid topology to minimize risk of ignition in HFTDs Remote GridWLDFRContaminationAggregated | WLDFR | HFTD - Distribution - Tier 2 - 4QU CoRE ¦ 4QU LoRE | Non-Red Flag Warning - Destructive Fires | Contamination | Aggregated | 2041 | 3.0758e-09 | 696.1473 | 2.1412e-06 | 2041 | Mitigation | 0.95 | 45 | 0 | esc | 0.00097009 | 2.9838e-12 | 0.00097009 | 2.9838e-12
[120 empty] | 7.3.3.17.5 (Remote Grid) Updates to grid topology to minimize risk of ignition in HFTDs Remote GridWLDFRContaminationAggregated | WLDFR | HFTD - Distribution - Tier 2 - 4QU CoRE ¦ 4QU LoRE | Non-Red Flag Warning - Destructive Fires | Contamination | Aggregated | 2042 | 3.0758e-09 | 696.1473 | 2.1412e-06 | 2042 | Mitigation | 0.95 | 45 | 0 | esc | 0.00097009 | 2.9838e-12 | 0.00097009 | 2.9838e-12
[120 empty] | 7.3.3.17.5 (Remote Grid) Updates to grid topology to minimize risk of ignition in HFTDs Remote GridWLDFRContaminationAggregated | WLDFR | HFTD - Distribution - Tier 2 - 4QU CoRE ¦ 4QU LoRE | Non-Red Flag Warning - Destructive Fires | Contamination | Aggregated | 2043 | 3.0758e-09 | 696.1473 | 2.1412e-06 | 2043 | Mitigation | 0.95 | 45 | 0 | esc | 0.00097009 | 2.9838e-12 | 0.00097009 | 2.9838e-12
[120 empty] | 7.3.3.17.5 (Remote Grid) Updates to grid topology to minimize risk of ignition in HFTDs Remote GridWLDFRContaminationAggregated | WLDFR | HFTD - Distribution - Tier 2 - 4QU CoRE ¦ 4QU LoRE | Non-Red Flag Warning - Destructive Fires | Contamination | Aggregated | 2044 | 3.0758e-09 | 696.1473 | 2.1412e-06 | 2044 | Mitigation | 0.95 | 45 | 0 | esc | 0.00097009 | 2.9838e-12 | 0.00097009 | 2.9838e-12
[120 empty] | 7.3.3.17.5 (Remote Grid) Updates to grid topology to minimize risk of ignition in HFTDs Remote GridWLDFRContaminationAggregated | WLDFR | HFTD - Distribution - Tier 2 - 4QU CoRE ¦ 4QU LoRE | Non-Red Flag Warning - Destructive Fires | Contamination | Aggregated | 2045 | 3.0758e-09 | 696.1473 | 2.1412e-06 | 2045 | Mitigation | 0.95 | 45 | 0 | esc | 0.00097009 | 2.9838e-12 | 0.00097009 | 2.9838e-12
[120 empty] | 7.3.3.17.5 (Remote Grid) Updates to grid topology to minimize risk of ignition in HFTDs Remote GridWLDFRContaminationAggregated | WLDFR | HFTD - Distribution - Tier 2 - 4QU CoRE ¦ 4QU LoRE | Non-Red Flag Warning - Destructive Fires | Contamination | Aggregated | 2046 | 3.0758e-09 | 696.1473 | 2.1412e-06 | 2046 | Mitigation | 0.95 | 45 | 0 | esc | 0.00097009 | 2.9838e-12 | 0.00097009 | 2.9838e-12
[120 empty] | 7.3.3.17.5 (Remote Grid) Updates to grid topology to minimize risk of ignition in HFTDs Remote GridWLDFRContaminationAggregated | WLDFR | HFTD - Distribution - Tier 2 - 4QU CoRE ¦ 4QU LoRE | Non-Red Flag Warning - Destructive Fires | Contamination | Aggregated | 2047 | 3.0758e-09 | 696.1473 | 2.1412e-06 | 2047 | Mitigation | 0.95 | 45 | 0 | esc | 0.00097009 | 2.9838e-12 | 0.00097009 | 2.9838e-12
[120 empty] | 7.3.3.17.5 (Remote Grid) Updates to grid topology to minimize risk of ignition in HFTDs Remote GridWLDFRContaminationAggregated | WLDFR | HFTD - Distribution - Tier 2 - 4QU CoRE ¦ 4QU LoRE | Non-Red Flag Warning - Destructive Fires | Contamination | Aggregated | 2048 | 3.0758e-09 | 696.1473 | 2.1412e-06 | 2048 | Mitigation | 0.95 | 45 | 0 | esc | 0.00097009 | 2.9838e-12 | 0.00097009 | 2.9838e-12
[120 empty] | 7.3.3.17.5 (Remote Grid) Updates to grid topology to minimize risk of ignition in HFTDs Remote GridWLDFRContaminationAggregated | WLDFR | HFTD - Distribution - Tier 2 - 4QU CoRE ¦ 4QU LoRE | Non-Red Flag Warning - Destructive Fires | Contamination | Aggregated | 2049 | 3.0758e-09 | 696.1473 | 2.1412e-06 | 2049 | Mitigation | 0.95 | 45 | 0 | esc | 0.00097009 | 2.9838e-12 | 0.00097009 | 2.9838e-12
[120 empty] | 7.3.3.17.5 (Remote Grid) Updates to grid topology to minimize risk of ignition in HFTDs Remote GridWLDFRContaminationAggregated | WLDFR | HFTD - Distribution - Tier 2 - 4QU CoRE ¦ 4QU LoRE | Non-Red Flag Warning - Destructive Fires | Contamination | Aggregated | 2050 | 3.0758e-09 | 696.1473 | 2.1412e-06 | 2050 | Mitigation | 0.95 | 45 | 0 | esc | 0.00097009 | 2.9838e-12 | 0.00097009 | 2.9838e-12
[120 empty] | 7.3.3.17.5 (Remote Grid) Updates to grid topology to minimize risk of ignition in HFTDs Remote GridWLDFRContaminationAggregated | WLDFR | HFTD - Distribution - Tier 2 - 4QU CoRE ¦ 4QU LoRE | Non-Red Flag Warning - Destructive Fires | Contamination | Aggregated | 2051 | 3.0758e-09 | 696.1473 | 2.1412e-06 | 2051 | Mitigation | 0.95 | 45 | 0 | esc | 0.00097009 | 2.9838e-12 | 0.00097009 | 2.9838e-12
[120 empty] | 7.3.3.17.5 (Remote Grid) Updates to grid topology to minimize risk of ignition in HFTDs Remote GridWLDFRContaminationAggregated | WLDFR | HFTD - Distribution - Tier 2 - 4QU CoRE ¦ 4QU LoRE | Non-Red Flag Warning - Destructive Fires | Contamination | Aggregated | 2052 | 3.0758e-09 | 696.1473 | 2.1412e-06 | 2052 | Mitigation | 0.95 | 45 | 0 | esc | 0.00097009 | 2.9838e-12 | 0.00097009 | 2.9838e-12
[120 empty] | 7.3.3.17.5 (Remote Grid) Updates to grid topology to minimize risk of ignition in HFTDs Remote GridWLDFRContaminationAggregated | WLDFR | HFTD - Distribution - Tier 2 - 4QU CoRE ¦ 4QU LoRE | Non-Red Flag Warning - Destructive Fires | Contamination | Aggregated | 2053 | 3.0758e-09 | 696.1473 | 2.1412e-06 | 2053 | Mitigation | 0.95 | 45 | 0 | esc | 0.00097009 | 2.9838e-12 | 0.00097009 | 2.9838e-12
[120 empty] | 7.3.3.17.5 (Remote Grid) Updates to grid topology to minimize risk of ignition in HFTDs Remote GridWLDFRContaminationAggregated | WLDFR | HFTD - Distribution - Tier 2 - 4QU CoRE ¦ 4QU LoRE | Non-Red Flag Warning - Destructive Fires | Contamination | Aggregated | 2054 | 3.0758e-09 | 696.1473 | 2.1412e-06 | 2054 | Mitigation | 0.95 | 45 | 0 | esc | 0.00097009 | 2.9838e-12 | 0.00097009 | 2.9838e-12
[120 empty] | 7.3.3.17.5 (Remote Grid) Updates to grid topology to minimize risk of ignition in HFTDs Remote GridWLDFRContaminationAggregated | WLDFR | HFTD - Distribution - Tier 2 - 4QU CoRE ¦ 4QU LoRE | Non-Red Flag Warning - Destructive Fires | Contamination | Aggregated | 2055 | 3.0758e-09 | 696.1473 | 2.1412e-06 | 2055 | Mitigation | 0.95 | 45 | 0 | esc | 0.00097009 | 2.9838e-12 | 0.00097009 | 2.9838e-12
[120 empty] | 7.3.3.17.5 (Remote Grid) Updates to grid topology to minimize risk of ignition in HFTDs Remote GridWLDFRContaminationAggregated | WLDFR | HFTD - Distribution - Tier 2 - 4QU CoRE ¦ 4QU LoRE | Non-Red Flag Warning - Destructive Fires | Contamination | Aggregated | 2056 | 3.0758e-09 | 696.1473 | 2.1412e-06 | 2056 | Mitigation | 0.95 | 45 | 0 | esc | 0.00097009 | 2.9838e-12 | 0.00097009 | 2.9838e-12
[120 empty] | 7.3.3.17.5 (Remote Grid) Updates to grid topology to minimize risk of ignition in HFTDs Remote GridWLDFRContaminationAggregated | WLDFR | HFTD - Distribution - Tier 2 - 4QU CoRE ¦ 4QU LoRE | Non-Red Flag Warning - Destructive Fires | Contamination | Aggregated | 2057 | 3.0758e-09 | 696.1473 | 2.1412e-06 | 2057 | Mitigation | 0.95 | 45 | 0 | esc | 0.00097009 | 2.9838e-12 | 0.00097009 | 2.9838e-12
[120 empty] | 7.3.3.17.5 (Remote Grid) Updates to grid topology to minimize risk of ignition in HFTDs Remote GridWLDFRContaminationAggregated | WLDFR | HFTD - Distribution - Tier 2 - 4QU CoRE ¦ 4QU LoRE | Non-Red Flag Warning - Destructive Fires | Contamination | Aggregated | 2058 | 3.0758e-09 | 696.1473 | 2.1412e-06 | 2058 | Mitigation | 0.95 | 45 | 0 | esc | 0.00097009 | 2.9838e-12 | 0.00097009 | 2.9838e-12
[120 empty] | 7.3.3.17.5 (Remote Grid) Updates to grid topology to minimize risk of ignition in HFTDs Remote GridWLDFRContaminationAggregated | WLDFR | HFTD - Distribution - Tier 2 - 4QU CoRE ¦ 4QU LoRE | Non-Red Flag Warning - Destructive Fires | Contamination | Aggregated | 2059 | 3.0758e-09 | 696.1473 | 2.1412e-06 | 2059 | Mitigation | 0.95 | 45 | 0 | esc | 0.00097009 | 2.9838e-12 | 0.00097009 | 2.9838e-12
[120 empty] | 7.3.3.17.5 (Remote Grid) Updates to grid topology to minimize risk of ignition in HFTDs Remote GridWLDFRContaminationAggregated | WLDFR | HFTD - Distribution - Tier 2 - 4QU CoRE ¦ 4QU LoRE | Non-Red Flag Warning - Destructive Fires | Contamination | Aggregated | 2060 | 3.0758e-09 | 696.1473 | 2.1412e-06 | 2060 | Mitigation | 0.95 | 45 | 0 | esc | 0.00097009 | 2.9838e-12 | 0.00097009 | 2.9838e-12
[120 empty] | 7.3.3.17.5 (Remote Grid) Updates to grid topology to minimize risk of ignition in HFTDs Remote GridWLDFRContaminationAggregated | WLDFR | HFTD - Distribution - Tier 2 - 4QU CoRE ¦ 4QU LoRE | Non-Red Flag Warning - Destructive Fires | Contamination | Aggregated | 2061 | 3.0758e-09 | 696.1473 | 2.1412e-06 | 2061 | Mitigation | 0.95 | 45 | 0 | esc | 0.00097009 | 2.9838e-12 | 0.00097009 | 2.9838e-12
[120 empty] | 7.3.3.17.5 (Remote Grid) Updates to grid topology to minimize risk of ignition in HFTDs Remote GridWLDFRContaminationAggregated | WLDFR | HFTD - Distribution - Tier 2 - 4QU CoRE ¦ 4QU LoRE | Non-Red Flag Warning - Destructive Fires | Contamination | Aggregated | 2062 | 3.0758e-09 | 696.1473 | 2.1412e-06 | 2062 | Mitigation | 0.95 | 45 | 0 | esc | 0.00097009 | 2.9838e-12 | 0.00097009 | 2.9838e-12
[120 empty] | 7.3.3.17.5 (Remote Grid) Updates to grid topology to minimize risk of ignition in HFTDs Remote GridWLDFRContaminationAggregated | WLDFR | HFTD - Distribution - Tier 2 - 4QU CoRE ¦ 4QU LoRE | Non-Red Flag Warning - Destructive Fires | Contamination | Aggregated | 2063 | 3.0758e-09 | 696.1473 | 2.1412e-06 | 2063 | Mitigation | 0.95 | 45 | 0 | esc | 0.00097009 | 2.9838e-12 | 0.00097009 | 2.9838e-12
[120 empty] | 7.3.3.17.5 (Remote Grid) Updates to grid topology to minimize risk of ignition in HFTDs Remote GridWLDFRContaminationAggregated | WLDFR | HFTD - Distribution - Tier 2 - 4QU CoRE ¦ 4QU LoRE | Non-Red Flag Warning - Destructive Fires | Contamination | Aggregated | 2064 | 3.0758e-09 | 696.1473 | 2.1412e-06 | 2064 | Mitigation | 0.95 | 45 | 0 | esc | 0.00097009 | 2.9838e-12 | 0.00097009 | 2.9838e-12
[120 empty] | 7.3.3.17.5 (Remote Grid) Updates to grid topology to minimize risk of ignition in HFTDs Remote GridWLDFRContaminationAggregated | WLDFR | HFTD - Distribution - Tier 2 - 4QU CoRE ¦ 4QU LoRE | Non-Red Flag Warning - Destructive Fires | Contamination | Aggregated | 2065 | 3.0758e-09 | 696.1473 | 2.1412e-06 | 2065 | Mitigation | 0.95 | 45 | 0 | esc | 0.00097009 | 2.9838e-12 | 0.00097009 | 2.9838e-12
[120 empty] | 7.3.3.17.5 (Remote Grid) Updates to grid topology to minimize risk of ignition in HFTDs Remote GridWLDFRContaminationAggregated | WLDFR | HFTD - Distribution - Tier 2 - 4QU CoRE ¦ 4QU LoRE | Non-Red Flag Warning - Destructive Fires | Contamination | Aggregated | 2066 | 3.0758e-09 | 696.1473 | 2.1412e-06 | 2066 | Mitigation | 0.95 | 45 | 0 | esc | 0.00097009 | 2.9838e-12 | 0.00097009 | 2.9838e-12
[120 empty] | 7.3.3.17.5 (Remote Grid) Updates to grid topology to minimize risk of ignition in HFTDs Remote GridWLDFRContaminationAggregated | WLDFR | HFTD - Distribution - Tier 2 - 4QU CoRE ¦ 4QU LoRE | Non-Red Flag Warning - Destructive Fires | Contamination | Aggregated | 2067 | 3.0758e-09 | 696.1473 | 2.1412e-06 | 2067 | Mitigation | 0.95 | 45 | 0 | esc | 0 | 0 | 0.00097009 | 2.9838e-12
[120 empty] | 7.3.3.17.5 (Remote Grid) Updates to grid topology to minimize risk of ignition in HFTDs Remote GridWLDFREquipment / facility failureAggregated | WLDFR | HFTD - Distribution - Tier 2 - 4QU CoRE ¦ 4QU LoRE | Non-Red Flag Warning - Destructive Fires | Equipment / facility failure | Aggregated | 2022 | 4.471e-08 | 696.1473 | 3.1125e-05 | 2022 | Mitigation | 0.95 | 45 | 0 | esc | 0.00097009 | 4.3372e-11 | 0 | 0
[120 empty] | 7.3.3.17.5 (Remote Grid) Updates to grid topology to minimize risk of ignition in HFTDs Remote GridWLDFREquipment / facility failureAggregated | WLDFR | HFTD - Distribution - Tier 2 - 4QU CoRE ¦ 4QU LoRE | Non-Red Flag Warning - Destructive Fires | Equipment / facility failure | Aggregated | 2023 | 4.471e-08 | 696.1473 | 3.1125e-05 | 2023 | Mitigation | 0.95 | 45 | 0 | esc | 0.00097009 | 4.3372e-11 | 0.00097009 | 4.3372e-11
[120 empty] | 7.3.3.17.5 (Remote Grid) Updates to grid topology to minimize risk of ignition in HFTDs Remote GridWLDFREquipment / facility failureAggregated | WLDFR | HFTD - Distribution - Tier 2 - 4QU CoRE ¦ 4QU LoRE | Non-Red Flag Warning - Destructive Fires | Equipment / facility failure | Aggregated | 2024 | 4.471e-08 | 696.1473 | 3.1125e-05 | 2024 | Mitigation | 0.95 | 45 | 0 | esc | 0.00097009 | 4.3372e-11 | 0.00097009 | 4.3372e-11
[120 empty] | 7.3.3.17.5 (Remote Grid) Updates to grid topology to minimize risk of ignition in HFTDs Remote GridWLDFREquipment / facility failureAggregated | WLDFR | HFTD - Distribution - Tier 2 - 4QU CoRE ¦ 4QU LoRE | Non-Red Flag Warning - Destructive Fires | Equipment / facility failure | Aggregated | 2025 | 4.471e-08 | 696.1473 | 3.1125e-05 | 2025 | Mitigation | 0.95 | 45 | 0 | esc | 0.00097009 | 4.3372e-11 | 0.00097009 | 4.3372e-11
[120 empty] | 7.3.3.17.5 (Remote Grid) Updates to grid topology to minimize risk of ignition in HFTDs Remote GridWLDFREquipment / facility failureAggregated | WLDFR | HFTD - Distribution - Tier 2 - 4QU CoRE ¦ 4QU LoRE | Non-Red Flag Warning - Destructive Fires | Equipment / facility failure | Aggregated | 2026 | 4.471e-08 | 696.1473 | 3.1125e-05 | 2026 | Mitigation | 0.95 | 45 | 0 | esc | 0.00097009 | 4.3372e-11 | 0.00097009 | 4.3372e-11
[120 empty] | 7.3.3.17.5 (Remote Grid) Updates to grid topology to minimize risk of ignition in HFTDs Remote GridWLDFREquipment / facility failureAggregated | WLDFR | HFTD - Distribution - Tier 2 - 4QU CoRE ¦ 4QU LoRE | Non-Red Flag Warning - Destructive Fires | Equipment / facility failure | Aggregated | 2027 | 4.471e-08 | 696.1473 | 3.1125e-05 | 2027 | Mitigation | 0.95 | 45 | 0 | esc | 0.00097009 | 4.3372e-11 | 0.00097009 | 4.3372e-11
[120 empty] | 7.3.3.17.5 (Remote Grid) Updates to grid topology to minimize risk of ignition in HFTDs Remote GridWLDFREquipment / facility failureAggregated | WLDFR | HFTD - Distribution - Tier 2 - 4QU CoRE ¦ 4QU LoRE | Non-Red Flag Warning - Destructive Fires | Equipment / facility failure | Aggregated | 2028 | 4.471e-08 | 696.1473 | 3.1125e-05 | 2028 | Mitigation | 0.95 | 45 | 0 | esc | 0.00097009 | 4.3372e-11 | 0.00097009 | 4.3372e-11
[120 empty] | 7.3.3.17.5 (Remote Grid) Updates to grid topology to minimize risk of ignition in HFTDs Remote GridWLDFREquipment / facility failureAggregated | WLDFR | HFTD - Distribution - Tier 2 - 4QU CoRE ¦ 4QU LoRE | Non-Red Flag Warning - Destructive Fires | Equipment / facility failure | Aggregated | 2029 | 4.471e-08 | 696.1473 | 3.1125e-05 | 2029 | Mitigation | 0.95 | 45 | 0 | esc | 0.00097009 | 4.3372e-11 | 0.00097009 | 4.3372e-11
[120 empty] | 7.3.3.17.5 (Remote Grid) Updates to grid topology to minimize risk of ignition in HFTDs Remote GridWLDFREquipment / facility failureAggregated | WLDFR | HFTD - Distribution - Tier 2 - 4QU CoRE ¦ 4QU LoRE | Non-Red Flag Warning - Destructive Fires | Equipment / facility failure | Aggregated | 2030 | 4.471e-08 | 696.1473 | 3.1125e-05 | 2030 | Mitigation | 0.95 | 45 | 0 | esc | 0.00097009 | 4.3372e-11 | 0.00097009 | 4.3372e-11
[120 empty] | 7.3.3.17.5 (Remote Grid) Updates to grid topology to minimize risk of ignition in HFTDs Remote GridWLDFREquipment / facility failureAggregated | WLDFR | HFTD - Distribution - Tier 2 - 4QU CoRE ¦ 4QU LoRE | Non-Red Flag Warning - Destructive Fires | Equipment / facility failure | Aggregated | 2031 | 4.471e-08 | 696.1473 | 3.1125e-05 | 2031 | Mitigation | 0.95 | 45 | 0 | esc | 0.00097009 | 4.3372e-11 | 0.00097009 | 4.3372e-11
[120 empty] | 7.3.3.17.5 (Remote Grid) Updates to grid topology to minimize risk of ignition in HFTDs Remote GridWLDFREquipment / facility failureAggregated | WLDFR | HFTD - Distribution - Tier 2 - 4QU CoRE ¦ 4QU LoRE | Non-Red Flag Warning - Destructive Fires | Equipment / facility failure | Aggregated | 2032 | 4.471e-08 | 696.1473 | 3.1125e-05 | 2032 | Mitigation | 0.95 | 45 | 0 | esc | 0.00097009 | 4.3372e-11 | 0.00097009 | 4.3372e-11
[120 empty] | 7.3.3.17.5 (Remote Grid) Updates to grid topology to minimize risk of ignition in HFTDs Remote GridWLDFREquipment / facility failureAggregated | WLDFR | HFTD - Distribution - Tier 2 - 4QU CoRE ¦ 4QU LoRE | Non-Red Flag Warning - Destructive Fires | Equipment / facility failure | Aggregated | 2033 | 4.471e-08 | 696.1473 | 3.1125e-05 | 2033 | Mitigation | 0.95 | 45 | 0 | esc | 0.00097009 | 4.3372e-11 | 0.00097009 | 4.3372e-11
[120 empty] | 7.3.3.17.5 (Remote Grid) Updates to grid topology to minimize risk of ignition in HFTDs Remote GridWLDFREquipment / facility failureAggregated | WLDFR | HFTD - Distribution - Tier 2 - 4QU CoRE ¦ 4QU LoRE | Non-Red Flag Warning - Destructive Fires | Equipment / facility failure | Aggregated | 2034 | 4.471e-08 | 696.1473 | 3.1125e-05 | 2034 | Mitigation | 0.95 | 45 | 0 | esc | 0.00097009 | 4.3372e-11 | 0.00097009 | 4.3372e-11
[120 empty] | 7.3.3.17.5 (Remote Grid) Updates to grid topology to minimize risk of ignition in HFTDs Remote GridWLDFREquipment / facility failureAggregated | WLDFR | HFTD - Distribution - Tier 2 - 4QU CoRE ¦ 4QU LoRE | Non-Red Flag Warning - Destructive Fires | Equipment / facility failure | Aggregated | 2035 | 4.471e-08 | 696.1473 | 3.1125e-05 | 2035 | Mitigation | 0.95 | 45 | 0 | esc | 0.00097009 | 4.3372e-11 | 0.00097009 | 4.3372e-11
[120 empty] | 7.3.3.17.5 (Remote Grid) Updates to grid topology to minimize risk of ignition in HFTDs Remote GridWLDFREquipment / facility failureAggregated | WLDFR | HFTD - Distribution - Tier 2 - 4QU CoRE ¦ 4QU LoRE | Non-Red Flag Warning - Destructive Fires | Equipment / facility failure | Aggregated | 2036 | 4.471e-08 | 696.1473 | 3.1125e-05 | 2036 | Mitigation | 0.95 | 45 | 0 | esc | 0.00097009 | 4.3372e-11 | 0.00097009 | 4.3372e-11
[120 empty] | 7.3.3.17.5 (Remote Grid) Updates to grid topology to minimize risk of ignition in HFTDs Remote GridWLDFREquipment / facility failureAggregated | WLDFR | HFTD - Distribution - Tier 2 - 4QU CoRE ¦ 4QU LoRE | Non-Red Flag Warning - Destructive Fires | Equipment / facility failure | Aggregated | 2037 | 4.471e-08 | 696.1473 | 3.1125e-05 | 2037 | Mitigation | 0.95 | 45 | 0 | esc | 0.00097009 | 4.3372e-11 | 0.00097009 | 4.3372e-11
[120 empty] | 7.3.3.17.5 (Remote Grid) Updates to grid topology to minimize risk of ignition in HFTDs Remote GridWLDFREquipment / facility failureAggregated | WLDFR | HFTD - Distribution - Tier 2 - 4QU CoRE ¦ 4QU LoRE | Non-Red Flag Warning - Destructive Fires | Equipment / facility failure | Aggregated | 2038 | 4.471e-08 | 696.1473 | 3.1125e-05 | 2038 | Mitigation | 0.95 | 45 | 0 | esc | 0.00097009 | 4.3372e-11 | 0.00097009 | 4.3372e-11
[120 empty] | 7.3.3.17.5 (Remote Grid) Updates to grid topology to minimize risk of ignition in HFTDs Remote GridWLDFREquipment / facility failureAggregated | WLDFR | HFTD - Distribution - Tier 2 - 4QU CoRE ¦ 4QU LoRE | Non-Red Flag Warning - Destructive Fires | Equipment / facility failure | Aggregated | 2039 | 4.471e-08 | 696.1473 | 3.1125e-05 | 2039 | Mitigation | 0.95 | 45 | 0 | esc | 0.00097009 | 4.3372e-11 | 0.00097009 | 4.3372e-11
[120 empty] | 7.3.3.17.5 (Remote Grid) Updates to grid topology to minimize risk of ignition in HFTDs Remote GridWLDFREquipment / facility failureAggregated | WLDFR | HFTD - Distribution - Tier 2 - 4QU CoRE ¦ 4QU LoRE | Non-Red Flag Warning - Destructive Fires | Equipment / facility failure | Aggregated | 2040 | 4.471e-08 | 696.1473 | 3.1125e-05 | 2040 | Mitigation | 0.95 | 45 | 0 | esc | 0.00097009 | 4.3372e-11 | 0.00097009 | 4.3372e-11
[120 empty] | 7.3.3.17.5 (Remote Grid) Updates to grid topology to minimize risk of ignition in HFTDs Remote GridWLDFREquipment / facility failureAggregated | WLDFR | HFTD - Distribution - Tier 2 - 4QU CoRE ¦ 4QU LoRE | Non-Red Flag Warning - Destructive Fires | Equipment / facility failure | Aggregated | 2041 | 4.471e-08 | 696.1473 | 3.1125e-05 | 2041 | Mitigation | 0.95 | 45 | 0 | esc | 0.00097009 | 4.3372e-11 | 0.00097009 | 4.3372e-11
[120 empty] | 7.3.3.17.5 (Remote Grid) Updates to grid topology to minimize risk of ignition in HFTDs Remote GridWLDFREquipment / facility failureAggregated | WLDFR | HFTD - Distribution - Tier 2 - 4QU CoRE ¦ 4QU LoRE | Non-Red Flag Warning - Destructive Fires | Equipment / facility failure | Aggregated | 2042 | 4.471e-08 | 696.1473 | 3.1125e-05 | 2042 | Mitigation | 0.95 | 45 | 0 | esc | 0.00097009 | 4.3372e-11 | 0.00097009 | 4.3372e-11
[120 empty] | 7.3.3.17.5 (Remote Grid) Updates to grid topology to minimize risk of ignition in HFTDs Remote GridWLDFREquipment / facility failureAggregated | WLDFR | HFTD - Distribution - Tier 2 - 4QU CoRE ¦ 4QU LoRE | Non-Red Flag Warning - Destructive Fires | Equipment / facility failure | Aggregated | 2043 | 4.471e-08 | 696.1473 | 3.1125e-05 | 2043 | Mitigation | 0.95 | 45 | 0 | esc | 0.00097009 | 4.3372e-11 | 0.00097009 | 4.3372e-11
[120 empty] | 7.3.3.17.5 (Remote Grid) Updates to grid topology to minimize risk of ignition in HFTDs Remote GridWLDFREquipment / facility failureAggregated | WLDFR | HFTD - Distribution - Tier 2 - 4QU CoRE ¦ 4QU LoRE | Non-Red Flag Warning - Destructive Fires | Equipment / facility failure | Aggregated | 2044 | 4.471e-08 | 696.1473 | 3.1125e-05 | 2044 | Mitigation | 0.95 | 45 | 0 | esc | 0.00097009 | 4.3372e-11 | 0.00097009 | 4.3372e-11
[120 empty] | 7.3.3.17.5 (Remote Grid) Updates to grid topology to minimize risk of ignition in HFTDs Remote GridWLDFREquipment / facility failureAggregated | WLDFR | HFTD - Distribution - Tier 2 - 4QU CoRE ¦ 4QU LoRE | Non-Red Flag Warning - Destructive Fires | Equipment / facility failure | Aggregated | 2045 | 4.471e-08 | 696.1473 | 3.1125e-05 | 2045 | Mitigation | 0.95 | 45 | 0 | esc | 0.00097009 | 4.3372e-11 | 0.00097009 | 4.3372e-11
[120 empty] | 7.3.3.17.5 (Remote Grid) Updates to grid topology to minimize risk of ignition in HFTDs Remote GridWLDFREquipment / facility failureAggregated | WLDFR | HFTD - Distribution - Tier 2 - 4QU CoRE ¦ 4QU LoRE | Non-Red Flag Warning - Destructive Fires | Equipment / facility failure | Aggregated | 2046 | 4.471e-08 | 696.1473 | 3.1125e-05 | 2046 | Mitigation | 0.95 | 45 | 0 | esc | 0.00097009 | 4.3372e-11 | 0.00097009 | 4.3372e-11
[120 empty] | 7.3.3.17.5 (Remote Grid) Updates to grid topology to minimize risk of ignition in HFTDs Remote GridWLDFREquipment / facility failureAggregated | WLDFR | HFTD - Distribution - Tier 2 - 4QU CoRE ¦ 4QU LoRE | Non-Red Flag Warning - Destructive Fires | Equipment / facility failure | Aggregated | 2047 | 4.471e-08 | 696.1473 | 3.1125e-05 | 2047 | Mitigation | 0.95 | 45 | 0 | esc | 0.00097009 | 4.3372e-11 | 0.00097009 | 4.3372e-11
[120 empty] | 7.3.3.17.5 (Remote Grid) Updates to grid topology to minimize risk of ignition in HFTDs Remote GridWLDFREquipment / facility failureAggregated | WLDFR | HFTD - Distribution - Tier 2 - 4QU CoRE ¦ 4QU LoRE | Non-Red Flag Warning - Destructive Fires | Equipment / facility failure | Aggregated | 2048 | 4.471e-08 | 696.1473 | 3.1125e-05 | 2048 | Mitigation | 0.95 | 45 | 0 | esc | 0.00097009 | 4.3372e-11 | 0.00097009 | 4.3372e-11
[120 empty] | 7.3.3.17.5 (Remote Grid) Updates to grid topology to minimize risk of ignition in HFTDs Remote GridWLDFREquipment / facility failureAggregated | WLDFR | HFTD - Distribution - Tier 2 - 4QU CoRE ¦ 4QU LoRE | Non-Red Flag Warning - Destructive Fires | Equipment / facility failure | Aggregated | 2049 | 4.471e-08 | 696.1473 | 3.1125e-05 | 2049 | Mitigation | 0.95 | 45 | 0 | esc | 0.00097009 | 4.3372e-11 | 0.00097009 | 4.3372e-11
[120 empty] | 7.3.3.17.5 (Remote Grid) Updates to grid topology to minimize risk of ignition in HFTDs Remote GridWLDFREquipment / facility failureAggregated | WLDFR | HFTD - Distribution - Tier 2 - 4QU CoRE ¦ 4QU LoRE | Non-Red Flag Warning - Destructive Fires | Equipment / facility failure | Aggregated | 2050 | 4.471e-08 | 696.1473 | 3.1125e-05 | 2050 | Mitigation | 0.95 | 45 | 0 | esc | 0.00097009 | 4.3372e-11 | 0.00097009 | 4.3372e-11
[120 empty] | 7.3.3.17.5 (Remote Grid) Updates to grid topology to minimize risk of ignition in HFTDs Remote GridWLDFREquipment / facility failureAggregated | WLDFR | HFTD - Distribution - Tier 2 - 4QU CoRE ¦ 4QU LoRE | Non-Red Flag Warning - Destructive Fires | Equipment / facility failure | Aggregated | 2051 | 4.471e-08 | 696.1473 | 3.1125e-05 | 2051 | Mitigation | 0.95 | 45 | 0 | esc | 0.00097009 | 4.3372e-11 | 0.00097009 | 4.3372e-11
[120 empty] | 7.3.3.17.5 (Remote Grid) Updates to grid topology to minimize risk of ignition in HFTDs Remote GridWLDFREquipment / facility failureAggregated | WLDFR | HFTD - Distribution - Tier 2 - 4QU CoRE ¦ 4QU LoRE | Non-Red Flag Warning - Destructive Fires | Equipment / facility failure | Aggregated | 2052 | 4.471e-08 | 696.1473 | 3.1125e-05 | 2052 | Mitigation | 0.95 | 45 | 0 | esc | 0.00097009 | 4.3372e-11 | 0.00097009 | 4.3372e-11
[120 empty] | 7.3.3.17.5 (Remote Grid) Updates to grid topology to minimize risk of ignition in HFTDs Remote GridWLDFREquipment / facility failureAggregated | WLDFR | HFTD - Distribution - Tier 2 - 4QU CoRE ¦ 4QU LoRE | Non-Red Flag Warning - Destructive Fires | Equipment / facility failure | Aggregated | 2053 | 4.471e-08 | 696.1473 | 3.1125e-05 | 2053 | Mitigation | 0.95 | 45 | 0 | esc | 0.00097009 | 4.3372e-11 | 0.00097009 | 4.3372e-11
[120 empty] | 7.3.3.17.5 (Remote Grid) Updates to grid topology to minimize risk of ignition in HFTDs Remote GridWLDFREquipment / facility failureAggregated | WLDFR | HFTD - Distribution - Tier 2 - 4QU CoRE ¦ 4QU LoRE | Non-Red Flag Warning - Destructive Fires | Equipment / facility failure | Aggregated | 2054 | 4.471e-08 | 696.1473 | 3.1125e-05 | 2054 | Mitigation | 0.95 | 45 | 0 | esc | 0.00097009 | 4.3372e-11 | 0.00097009 | 4.3372e-11
[120 empty] | 7.3.3.17.5 (Remote Grid) Updates to grid topology to minimize risk of ignition in HFTDs Remote GridWLDFREquipment / facility failureAggregated | WLDFR | HFTD - Distribution - Tier 2 - 4QU CoRE ¦ 4QU LoRE | Non-Red Flag Warning - Destructive Fires | Equipment / facility failure | Aggregated | 2055 | 4.471e-08 | 696.1473 | 3.1125e-05 | 2055 | Mitigation | 0.95 | 45 | 0 | esc | 0.00097009 | 4.3372e-11 | 0.00097009 | 4.3372e-11
[120 empty] | 7.3.3.17.5 (Remote Grid) Updates to grid topology to minimize risk of ignition in HFTDs Remote GridWLDFREquipment / facility failureAggregated | WLDFR | HFTD - Distribution - Tier 2 - 4QU CoRE ¦ 4QU LoRE | Non-Red Flag Warning - Destructive Fires | Equipment / facility failure | Aggregated | 2056 | 4.471e-08 | 696.1473 | 3.1125e-05 | 2056 | Mitigation | 0.95 | 45 | 0 | esc | 0.00097009 | 4.3372e-11 | 0.00097009 | 4.3372e-11
[120 empty] | 7.3.3.17.5 (Remote Grid) Updates to grid topology to minimize risk of ignition in HFTDs Remote GridWLDFREquipment / facility failureAggregated | WLDFR | HFTD - Distribution - Tier 2 - 4QU CoRE ¦ 4QU LoRE | Non-Red Flag Warning - Destructive Fires | Equipment / facility failure | Aggregated | 2057 | 4.471e-08 | 696.1473 | 3.1125e-05 | 2057 | Mitigation | 0.95 | 45 | 0 | esc | 0.00097009 | 4.3372e-11 | 0.00097009 | 4.3372e-11
[120 empty] | 7.3.3.17.5 (Remote Grid) Updates to grid topology to minimize risk of ignition in HFTDs Remote GridWLDFREquipment / facility failureAggregated | WLDFR | HFTD - Distribution - Tier 2 - 4QU CoRE ¦ 4QU LoRE | Non-Red Flag Warning - Destructive Fires | Equipment / facility failure | Aggregated | 2058 | 4.471e-08 | 696.1473 | 3.1125e-05 | 2058 | Mitigation | 0.95 | 45 | 0 | esc | 0.00097009 | 4.3372e-11 | 0.00097009 | 4.3372e-11
[120 empty] | 7.3.3.17.5 (Remote Grid) Updates to grid topology to minimize risk of ignition in HFTDs Remote GridWLDFREquipment / facility failureAggregated | WLDFR | HFTD - Distribution - Tier 2 - 4QU CoRE ¦ 4QU LoRE | Non-Red Flag Warning - Destructive Fires | Equipment / facility failure | Aggregated | 2059 | 4.471e-08 | 696.1473 | 3.1125e-05 | 2059 | Mitigation | 0.95 | 45 | 0 | esc | 0.00097009 | 4.3372e-11 | 0.00097009 | 4.3372e-11
[120 empty] | 7.3.3.17.5 (Remote Grid) Updates to grid topology to minimize risk of ignition in HFTDs Remote GridWLDFREquipment / facility failureAggregated | WLDFR | HFTD - Distribution - Tier 2 - 4QU CoRE ¦ 4QU LoRE | Non-Red Flag Warning - Destructive Fires | Equipment / facility failure | Aggregated | 2060 | 4.471e-08 | 696.1473 | 3.1125e-05 | 2060 | Mitigation | 0.95 | 45 | 0 | esc | 0.00097009 | 4.3372e-11 | 0.00097009 | 4.3372e-11
[120 empty] | 7.3.3.17.5 (Remote Grid) Updates to grid topology to minimize risk of ignition in HFTDs Remote GridWLDFREquipment / facility failureAggregated | WLDFR | HFTD - Distribution - Tier 2 - 4QU CoRE ¦ 4QU LoRE | Non-Red Flag Warning - Destructive Fires | Equipment / facility failure | Aggregated | 2061 | 4.471e-08 | 696.1473 | 3.1125e-05 | 2061 | Mitigation | 0.95 | 45 | 0 | esc | 0.00097009 | 4.3372e-11 | 0.00097009 | 4.3372e-11
[120 empty] | 7.3.3.17.5 (Remote Grid) Updates to grid topology to minimize risk of ignition in HFTDs Remote GridWLDFREquipment / facility failureAggregated | WLDFR | HFTD - Distribution - Tier 2 - 4QU CoRE ¦ 4QU LoRE | Non-Red Flag Warning - Destructive Fires | Equipment / facility failure | Aggregated | 2062 | 4.471e-08 | 696.1473 | 3.1125e-05 | 2062 | Mitigation | 0.95 | 45 | 0 | esc | 0.00097009 | 4.3372e-11 | 0.00097009 | 4.3372e-11
[120 empty] | 7.3.3.17.5 (Remote Grid) Updates to grid topology to minimize risk of ignition in HFTDs Remote GridWLDFREquipment / facility failureAggregated | WLDFR | HFTD - Distribution - Tier 2 - 4QU CoRE ¦ 4QU LoRE | Non-Red Flag Warning - Destructive Fires | Equipment / facility failure | Aggregated | 2063 | 4.471e-08 | 696.1473 | 3.1125e-05 | 2063 | Mitigation | 0.95 | 45 | 0 | esc | 0.00097009 | 4.3372e-11 | 0.00097009 | 4.3372e-11
[120 empty] | 7.3.3.17.5 (Remote Grid) Updates to grid topology to minimize risk of ignition in HFTDs Remote GridWLDFREquipment / facility failureAggregated | WLDFR | HFTD - Distribution - Tier 2 - 4QU CoRE ¦ 4QU LoRE | Non-Red Flag Warning - Destructive Fires | Equipment / facility failure | Aggregated | 2064 | 4.471e-08 | 696.1473 | 3.1125e-05 | 2064 | Mitigation | 0.95 | 45 | 0 | esc | 0.00097009 | 4.3372e-11 | 0.00097009 | 4.3372e-11
[120 empty] | 7.3.3.17.5 (Remote Grid) Updates to grid topology to minimize risk of ignition in HFTDs Remote GridWLDFREquipment / facility failureAggregated | WLDFR | HFTD - Distribution - Tier 2 - 4QU CoRE ¦ 4QU LoRE | Non-Red Flag Warning - Destructive Fires | Equipment / facility failure | Aggregated | 2065 | 4.471e-08 | 696.1473 | 3.1125e-05 | 2065 | Mitigation | 0.95 | 45 | 0 | esc | 0.00097009 | 4.3372e-11 | 0.00097009 | 4.3372e-11
[120 empty] | 7.3.3.17.5 (Remote Grid) Updates to grid topology to minimize risk of ignition in HFTDs Remote GridWLDFREquipment / facility failureAggregated | WLDFR | HFTD - Distribution - Tier 2 - 4QU CoRE ¦ 4QU LoRE | Non-Red Flag Warning - Destructive Fires | Equipment / facility failure | Aggregated | 2066 | 4.471e-08 | 696.1473 | 3.1125e-05 | 2066 | Mitigation | 0.95 | 45 | 0 | esc | 0.00097009 | 4.3372e-11 | 0.00097009 | 4.3372e-11
[120 empty] | 7.3.3.17.5 (Remote Grid) Updates to grid topology to minimize risk of ignition in HFTDs Remote GridWLDFREquipment / facility failureAggregated | WLDFR | HFTD - Distribution - Tier 2 - 4QU CoRE ¦ 4QU LoRE | Non-Red Flag Warning - Destructive Fires | Equipment / facility failure | Aggregated | 2067 | 4.471e-08 | 696.1473 | 3.1125e-05 | 2067 | Mitigation | 0.95 | 45 | 0 | esc | 0 | 0 | 0.00097009 | 4.3372e-11
[120 empty] | 7.3.3.17.5 (Remote Grid) Updates to grid topology to minimize risk of ignition in HFTDs Remote GridWLDFRVegetation ContactAggregated | WLDFR | HFTD - Distribution - Tier 2 - 4QU CoRE ¦ 4QU LoRE | Non-Red Flag Warning - Destructive Fires | Vegetation Contact | Aggregated | 2022 | 1.3551e-07 | 696.1473 | 9.4336e-05 | 2022 | Mitigation | 0.95 | 45 | 0 | esc | 0.00097009 | 1.3146e-10 | 0 | 0
[120 empty] | 7.3.3.17.5 (Remote Grid) Updates to grid topology to minimize risk of ignition in HFTDs Remote GridWLDFRVegetation ContactAggregated | WLDFR | HFTD - Distribution - Tier 2 - 4QU CoRE ¦ 4QU LoRE | Non-Red Flag Warning - Destructive Fires | Vegetation Contact | Aggregated | 2023 | 1.3551e-07 | 696.1473 | 9.4336e-05 | 2023 | Mitigation | 0.95 | 45 | 0 | esc | 0.00097009 | 1.3146e-10 | 0.00097009 | 1.3146e-10
[120 empty] | 7.3.3.17.5 (Remote Grid) Updates to grid topology to minimize risk of ignition in HFTDs Remote GridWLDFRVegetation ContactAggregated | WLDFR | HFTD - Distribution - Tier 2 - 4QU CoRE ¦ 4QU LoRE | Non-Red Flag Warning - Destructive Fires | Vegetation Contact | Aggregated | 2024 | 1.3551e-07 | 696.1473 | 9.4336e-05 | 2024 | Mitigation | 0.95 | 45 | 0 | esc | 0.00097009 | 1.3146e-10 | 0.00097009 | 1.3146e-10
[120 empty] | 7.3.3.17.5 (Remote Grid) Updates to grid topology to minimize risk of ignition in HFTDs Remote GridWLDFRVegetation ContactAggregated | WLDFR | HFTD - Distribution - Tier 2 - 4QU CoRE ¦ 4QU LoRE | Non-Red Flag Warning - Destructive Fires | Vegetation Contact | Aggregated | 2025 | 1.3551e-07 | 696.1473 | 9.4336e-05 | 2025 | Mitigation | 0.95 | 45 | 0 | esc | 0.00097009 | 1.3146e-10 | 0.00097009 | 1.3146e-10
[120 empty] | 7.3.3.17.5 (Remote Grid) Updates to grid topology to minimize risk of ignition in HFTDs Remote GridWLDFRVegetation ContactAggregated | WLDFR | HFTD - Distribution - Tier 2 - 4QU CoRE ¦ 4QU LoRE | Non-Red Flag Warning - Destructive Fires | Vegetation Contact | Aggregated | 2026 | 1.3551e-07 | 696.1473 | 9.4336e-05 | 2026 | Mitigation | 0.95 | 45 | 0 | esc | 0.00097009 | 1.3146e-10 | 0.00097009 | 1.3146e-10
[120 empty] | 7.3.3.17.5 (Remote Grid) Updates to grid topology to minimize risk of ignition in HFTDs Remote GridWLDFRVegetation ContactAggregated | WLDFR | HFTD - Distribution - Tier 2 - 4QU CoRE ¦ 4QU LoRE | Non-Red Flag Warning - Destructive Fires | Vegetation Contact | Aggregated | 2027 | 1.3551e-07 | 696.1473 | 9.4336e-05 | 2027 | Mitigation | 0.95 | 45 | 0 | esc | 0.00097009 | 1.3146e-10 | 0.00097009 | 1.3146e-10
[120 empty] | 7.3.3.17.5 (Remote Grid) Updates to grid topology to minimize risk of ignition in HFTDs Remote GridWLDFRVegetation ContactAggregated | WLDFR | HFTD - Distribution - Tier 2 - 4QU CoRE ¦ 4QU LoRE | Non-Red Flag Warning - Destructive Fires | Vegetation Contact | Aggregated | 2028 | 1.3551e-07 | 696.1473 | 9.4336e-05 | 2028 | Mitigation | 0.95 | 45 | 0 | esc | 0.00097009 | 1.3146e-10 | 0.00097009 | 1.3146e-10
[120 empty] | 7.3.3.17.5 (Remote Grid) Updates to grid topology to minimize risk of ignition in HFTDs Remote GridWLDFRVegetation ContactAggregated | WLDFR | HFTD - Distribution - Tier 2 - 4QU CoRE ¦ 4QU LoRE | Non-Red Flag Warning - Destructive Fires | Vegetation Contact | Aggregated | 2029 | 1.3551e-07 | 696.1473 | 9.4336e-05 | 2029 | Mitigation | 0.95 | 45 | 0 | esc | 0.00097009 | 1.3146e-10 | 0.00097009 | 1.3146e-10
[120 empty] | 7.3.3.17.5 (Remote Grid) Updates to grid topology to minimize risk of ignition in HFTDs Remote GridWLDFRVegetation ContactAggregated | WLDFR | HFTD - Distribution - Tier 2 - 4QU CoRE ¦ 4QU LoRE | Non-Red Flag Warning - Destructive Fires | Vegetation Contact | Aggregated | 2030 | 1.3551e-07 | 696.1473 | 9.4336e-05 | 2030 | Mitigation | 0.95 | 45 | 0 | esc | 0.00097009 | 1.3146e-10 | 0.00097009 | 1.3146e-10
[120 empty] | 7.3.3.17.5 (Remote Grid) Updates to grid topology to minimize risk of ignition in HFTDs Remote GridWLDFRVegetation ContactAggregated | WLDFR | HFTD - Distribution - Tier 2 - 4QU CoRE ¦ 4QU LoRE | Non-Red Flag Warning - Destructive Fires | Vegetation Contact | Aggregated | 2031 | 1.3551e-07 | 696.1473 | 9.4336e-05 | 2031 | Mitigation | 0.95 | 45 | 0 | esc | 0.00097009 | 1.3146e-10 | 0.00097009 | 1.3146e-10
[120 empty] | 7.3.3.17.5 (Remote Grid) Updates to grid topology to minimize risk of ignition in HFTDs Remote GridWLDFRVegetation ContactAggregated | WLDFR | HFTD - Distribution - Tier 2 - 4QU CoRE ¦ 4QU LoRE | Non-Red Flag Warning - Destructive Fires | Vegetation Contact | Aggregated | 2032 | 1.3551e-07 | 696.1473 | 9.4336e-05 | 2032 | Mitigation | 0.95 | 45 | 0 | esc | 0.00097009 | 1.3146e-10 | 0.00097009 | 1.3146e-10
[120 empty] | 7.3.3.17.5 (Remote Grid) Updates to grid topology to minimize risk of ignition in HFTDs Remote GridWLDFRVegetation ContactAggregated | WLDFR | HFTD - Distribution - Tier 2 - 4QU CoRE ¦ 4QU LoRE | Non-Red Flag Warning - Destructive Fires | Vegetation Contact | Aggregated | 2033 | 1.3551e-07 | 696.1473 | 9.4336e-05 | 2033 | Mitigation | 0.95 | 45 | 0 | esc | 0.00097009 | 1.3146e-10 | 0.00097009 | 1.3146e-10
[120 empty] | 7.3.3.17.5 (Remote Grid) Updates to grid topology to minimize risk of ignition in HFTDs Remote GridWLDFRVegetation ContactAggregated | WLDFR | HFTD - Distribution - Tier 2 - 4QU CoRE ¦ 4QU LoRE | Non-Red Flag Warning - Destructive Fires | Vegetation Contact | Aggregated | 2034 | 1.3551e-07 | 696.1473 | 9.4336e-05 | 2034 | Mitigation | 0.95 | 45 | 0 | esc | 0.00097009 | 1.3146e-10 | 0.00097009 | 1.3146e-10
[120 empty] | 7.3.3.17.5 (Remote Grid) Updates to grid topology to minimize risk of ignition in HFTDs Remote GridWLDFRVegetation ContactAggregated | WLDFR | HFTD - Distribution - Tier 2 - 4QU CoRE ¦ 4QU LoRE | Non-Red Flag Warning - Destructive Fires | Vegetation Contact | Aggregated | 2035 | 1.3551e-07 | 696.1473 | 9.4336e-05 | 2035 | Mitigation | 0.95 | 45 | 0 | esc | 0.00097009 | 1.3146e-10 | 0.00097009 | 1.3146e-10
[120 empty] | 7.3.3.17.5 (Remote Grid) Updates to grid topology to minimize risk of ignition in HFTDs Remote GridWLDFRVegetation ContactAggregated | WLDFR | HFTD - Distribution - Tier 2 - 4QU CoRE ¦ 4QU LoRE | Non-Red Flag Warning - Destructive Fires | Vegetation Contact | Aggregated | 2036 | 1.3551e-07 | 696.1473 | 9.4336e-05 | 2036 | Mitigation | 0.95 | 45 | 0 | esc | 0.00097009 | 1.3146e-10 | 0.00097009 | 1.3146e-10
[120 empty] | 7.3.3.17.5 (Remote Grid) Updates to grid topology to minimize risk of ignition in HFTDs Remote GridWLDFRVegetation ContactAggregated | WLDFR | HFTD - Distribution - Tier 2 - 4QU CoRE ¦ 4QU LoRE | Non-Red Flag Warning - Destructive Fires | Vegetation Contact | Aggregated | 2037 | 1.3551e-07 | 696.1473 | 9.4336e-05 | 2037 | Mitigation | 0.95 | 45 | 0 | esc | 0.00097009 | 1.3146e-10 | 0.00097009 | 1.3146e-10
[120 empty] | 7.3.3.17.5 (Remote Grid) Updates to grid topology to minimize risk of ignition in HFTDs Remote GridWLDFRVegetation ContactAggregated | WLDFR | HFTD - Distribution - Tier 2 - 4QU CoRE ¦ 4QU LoRE | Non-Red Flag Warning - Destructive Fires | Vegetation Contact | Aggregated | 2038 | 1.3551e-07 | 696.1473 | 9.4336e-05 | 2038 | Mitigation | 0.95 | 45 | 0 | esc | 0.00097009 | 1.3146e-10 | 0.00097009 | 1.3146e-10
[120 empty] | 7.3.3.17.5 (Remote Grid) Updates to grid topology to minimize risk of ignition in HFTDs Remote GridWLDFRVegetation ContactAggregated | WLDFR | HFTD - Distribution - Tier 2 - 4QU CoRE ¦ 4QU LoRE | Non-Red Flag Warning - Destructive Fires | Vegetation Contact | Aggregated | 2039 | 1.3551e-07 | 696.1473 | 9.4336e-05 | 2039 | Mitigation | 0.95 | 45 | 0 | esc | 0.00097009 | 1.3146e-10 | 0.00097009 | 1.3146e-10
[120 empty] | 7.3.3.17.5 (Remote Grid) Updates to grid topology to minimize risk of ignition in HFTDs Remote GridWLDFRVegetation ContactAggregated | WLDFR | HFTD - Distribution - Tier 2 - 4QU CoRE ¦ 4QU LoRE | Non-Red Flag Warning - Destructive Fires | Vegetation Contact | Aggregated | 2040 | 1.3551e-07 | 696.1473 | 9.4336e-05 | 2040 | Mitigation | 0.95 | 45 | 0 | esc | 0.00097009 | 1.3146e-10 | 0.00097009 | 1.3146e-10
[120 empty] | 7.3.3.17.5 (Remote Grid) Updates to grid topology to minimize risk of ignition in HFTDs Remote GridWLDFRVegetation ContactAggregated | WLDFR | HFTD - Distribution - Tier 2 - 4QU CoRE ¦ 4QU LoRE | Non-Red Flag Warning - Destructive Fires | Vegetation Contact | Aggregated | 2041 | 1.3551e-07 | 696.1473 | 9.4336e-05 | 2041 | Mitigation | 0.95 | 45 | 0 | esc | 0.00097009 | 1.3146e-10 | 0.00097009 | 1.3146e-10
[120 empty] | 7.3.3.17.5 (Remote Grid) Updates to grid topology to minimize risk of ignition in HFTDs Remote GridWLDFRVegetation ContactAggregated | WLDFR | HFTD - Distribution - Tier 2 - 4QU CoRE ¦ 4QU LoRE | Non-Red Flag Warning - Destructive Fires | Vegetation Contact | Aggregated | 2042 | 1.3551e-07 | 696.1473 | 9.4336e-05 | 2042 | Mitigation | 0.95 | 45 | 0 | esc | 0.00097009 | 1.3146e-10 | 0.00097009 | 1.3146e-10
[120 empty] | 7.3.3.17.5 (Remote Grid) Updates to grid topology to minimize risk of ignition in HFTDs Remote GridWLDFRVegetation ContactAggregated | WLDFR | HFTD - Distribution - Tier 2 - 4QU CoRE ¦ 4QU LoRE | Non-Red Flag Warning - Destructive Fires | Vegetation Contact | Aggregated | 2043 | 1.3551e-07 | 696.1473 | 9.4336e-05 | 2043 | Mitigation | 0.95 | 45 | 0 | esc | 0.00097009 | 1.3146e-10 | 0.00097009 | 1.3146e-10
[120 empty] | 7.3.3.17.5 (Remote Grid) Updates to grid topology to minimize risk of ignition in HFTDs Remote GridWLDFRVegetation ContactAggregated | WLDFR | HFTD - Distribution - Tier 2 - 4QU CoRE ¦ 4QU LoRE | Non-Red Flag Warning - Destructive Fires | Vegetation Contact | Aggregated | 2044 | 1.3551e-07 | 696.1473 | 9.4336e-05 | 2044 | Mitigation | 0.95 | 45 | 0 | esc | 0.00097009 | 1.3146e-10 | 0.00097009 | 1.3146e-10
[120 empty] | 7.3.3.17.5 (Remote Grid) Updates to grid topology to minimize risk of ignition in HFTDs Remote GridWLDFRVegetation ContactAggregated | WLDFR | HFTD - Distribution - Tier 2 - 4QU CoRE ¦ 4QU LoRE | Non-Red Flag Warning - Destructive Fires | Vegetation Contact | Aggregated | 2045 | 1.3551e-07 | 696.1473 | 9.4336e-05 | 2045 | Mitigation | 0.95 | 45 | 0 | esc | 0.00097009 | 1.3146e-10 | 0.00097009 | 1.3146e-10
[120 empty] | 7.3.3.17.5 (Remote Grid) Updates to grid topology to minimize risk of ignition in HFTDs Remote GridWLDFRVegetation ContactAggregated | WLDFR | HFTD - Distribution - Tier 2 - 4QU CoRE ¦ 4QU LoRE | Non-Red Flag Warning - Destructive Fires | Vegetation Contact | Aggregated | 2046 | 1.3551e-07 | 696.1473 | 9.4336e-05 | 2046 | Mitigation | 0.95 | 45 | 0 | esc | 0.00097009 | 1.3146e-10 | 0.00097009 | 1.3146e-10
[120 empty] | 7.3.3.17.5 (Remote Grid) Updates to grid topology to minimize risk of ignition in HFTDs Remote GridWLDFRVegetation ContactAggregated | WLDFR | HFTD - Distribution - Tier 2 - 4QU CoRE ¦ 4QU LoRE | Non-Red Flag Warning - Destructive Fires | Vegetation Contact | Aggregated | 2047 | 1.3551e-07 | 696.1473 | 9.4336e-05 | 2047 | Mitigation | 0.95 | 45 | 0 | esc | 0.00097009 | 1.3146e-10 | 0.00097009 | 1.3146e-10
[120 empty] | 7.3.3.17.5 (Remote Grid) Updates to grid topology to minimize risk of ignition in HFTDs Remote GridWLDFRVegetation ContactAggregated | WLDFR | HFTD - Distribution - Tier 2 - 4QU CoRE ¦ 4QU LoRE | Non-Red Flag Warning - Destructive Fires | Vegetation Contact | Aggregated | 2048 | 1.3551e-07 | 696.1473 | 9.4336e-05 | 2048 | Mitigation | 0.95 | 45 | 0 | esc | 0.00097009 | 1.3146e-10 | 0.00097009 | 1.3146e-10
[120 empty] | 7.3.3.17.5 (Remote Grid) Updates to grid topology to minimize risk of ignition in HFTDs Remote GridWLDFRVegetation ContactAggregated | WLDFR | HFTD - Distribution - Tier 2 - 4QU CoRE ¦ 4QU LoRE | Non-Red Flag Warning - Destructive Fires | Vegetation Contact | Aggregated | 2049 | 1.3551e-07 | 696.1473 | 9.4336e-05 | 2049 | Mitigation | 0.95 | 45 | 0 | esc | 0.00097009 | 1.3146e-10 | 0.00097009 | 1.3146e-10
[120 empty] | 7.3.3.17.5 (Remote Grid) Updates to grid topology to minimize risk of ignition in HFTDs Remote GridWLDFRVegetation ContactAggregated | WLDFR | HFTD - Distribution - Tier 2 - 4QU CoRE ¦ 4QU LoRE | Non-Red Flag Warning - Destructive Fires | Vegetation Contact | Aggregated | 2050 | 1.3551e-07 | 696.1473 | 9.4336e-05 | 2050 | Mitigation | 0.95 | 45 | 0 | esc | 0.00097009 | 1.3146e-10 | 0.00097009 | 1.3146e-10
[120 empty] | 7.3.3.17.5 (Remote Grid) Updates to grid topology to minimize risk of ignition in HFTDs Remote GridWLDFRVegetation ContactAggregated | WLDFR | HFTD - Distribution - Tier 2 - 4QU CoRE ¦ 4QU LoRE | Non-Red Flag Warning - Destructive Fires | Vegetation Contact | Aggregated | 2051 | 1.3551e-07 | 696.1473 | 9.4336e-05 | 2051 | Mitigation | 0.95 | 45 | 0 | esc | 0.00097009 | 1.3146e-10 | 0.00097009 | 1.3146e-10
[120 empty] | 7.3.3.17.5 (Remote Grid) Updates to grid topology to minimize risk of ignition in HFTDs Remote GridWLDFRVegetation ContactAggregated | WLDFR | HFTD - Distribution - Tier 2 - 4QU CoRE ¦ 4QU LoRE | Non-Red Flag Warning - Destructive Fires | Vegetation Contact | Aggregated | 2052 | 1.3551e-07 | 696.1473 | 9.4336e-05 | 2052 | Mitigation | 0.95 | 45 | 0 | esc | 0.00097009 | 1.3146e-10 | 0.00097009 | 1.3146e-10
[120 empty] | 7.3.3.17.5 (Remote Grid) Updates to grid topology to minimize risk of ignition in HFTDs Remote GridWLDFRVegetation ContactAggregated | WLDFR | HFTD - Distribution - Tier 2 - 4QU CoRE ¦ 4QU LoRE | Non-Red Flag Warning - Destructive Fires | Vegetation Contact | Aggregated | 2053 | 1.3551e-07 | 696.1473 | 9.4336e-05 | 2053 | Mitigation | 0.95 | 45 | 0 | esc | 0.00097009 | 1.3146e-10 | 0.00097009 | 1.3146e-10
[120 empty] | 7.3.3.17.5 (Remote Grid) Updates to grid topology to minimize risk of ignition in HFTDs Remote GridWLDFRVegetation ContactAggregated | WLDFR | HFTD - Distribution - Tier 2 - 4QU CoRE ¦ 4QU LoRE | Non-Red Flag Warning - Destructive Fires | Vegetation Contact | Aggregated | 2054 | 1.3551e-07 | 696.1473 | 9.4336e-05 | 2054 | Mitigation | 0.95 | 45 | 0 | esc | 0.00097009 | 1.3146e-10 | 0.00097009 | 1.3146e-10
[120 empty] | 7.3.3.17.5 (Remote Grid) Updates to grid topology to minimize risk of ignition in HFTDs Remote GridWLDFRVegetation ContactAggregated | WLDFR | HFTD - Distribution - Tier 2 - 4QU CoRE ¦ 4QU LoRE | Non-Red Flag Warning - Destructive Fires | Vegetation Contact | Aggregated | 2055 | 1.3551e-07 | 696.1473 | 9.4336e-05 | 2055 | Mitigation | 0.95 | 45 | 0 | esc | 0.00097009 | 1.3146e-10 | 0.00097009 | 1.3146e-10
[120 empty] | 7.3.3.17.5 (Remote Grid) Updates to grid topology to minimize risk of ignition in HFTDs Remote GridWLDFRVegetation ContactAggregated | WLDFR | HFTD - Distribution - Tier 2 - 4QU CoRE ¦ 4QU LoRE | Non-Red Flag Warning - Destructive Fires | Vegetation Contact | Aggregated | 2056 | 1.3551e-07 | 696.1473 | 9.4336e-05 | 2056 | Mitigation | 0.95 | 45 | 0 | esc | 0.00097009 | 1.3146e-10 | 0.00097009 | 1.3146e-10
[120 empty] | 7.3.3.17.5 (Remote Grid) Updates to grid topology to minimize risk of ignition in HFTDs Remote GridWLDFRVegetation ContactAggregated | WLDFR | HFTD - Distribution - Tier 2 - 4QU CoRE ¦ 4QU LoRE | Non-Red Flag Warning - Destructive Fires | Vegetation Contact | Aggregated | 2057 | 1.3551e-07 | 696.1473 | 9.4336e-05 | 2057 | Mitigation | 0.95 | 45 | 0 | esc | 0.00097009 | 1.3146e-10 | 0.00097009 | 1.3146e-10
[120 empty] | 7.3.3.17.5 (Remote Grid) Updates to grid topology to minimize risk of ignition in HFTDs Remote GridWLDFRVegetation ContactAggregated | WLDFR | HFTD - Distribution - Tier 2 - 4QU CoRE ¦ 4QU LoRE | Non-Red Flag Warning - Destructive Fires | Vegetation Contact | Aggregated | 2058 | 1.3551e-07 | 696.1473 | 9.4336e-05 | 2058 | Mitigation | 0.95 | 45 | 0 | esc | 0.00097009 | 1.3146e-10 | 0.00097009 | 1.3146e-10
[120 empty] | 7.3.3.17.5 (Remote Grid) Updates to grid topology to minimize risk of ignition in HFTDs Remote GridWLDFRVegetation ContactAggregated | WLDFR | HFTD - Distribution - Tier 2 - 4QU CoRE ¦ 4QU LoRE | Non-Red Flag Warning - Destructive Fires | Vegetation Contact | Aggregated | 2059 | 1.3551e-07 | 696.1473 | 9.4336e-05 | 2059 | Mitigation | 0.95 | 45 | 0 | esc | 0.00097009 | 1.3146e-10 | 0.00097009 | 1.3146e-10
[120 empty] | 7.3.3.17.5 (Remote Grid) Updates to grid topology to minimize risk of ignition in HFTDs Remote GridWLDFRVegetation ContactAggregated | WLDFR | HFTD - Distribution - Tier 2 - 4QU CoRE ¦ 4QU LoRE | Non-Red Flag Warning - Destructive Fires | Vegetation Contact | Aggregated | 2060 | 1.3551e-07 | 696.1473 | 9.4336e-05 | 2060 | Mitigation | 0.95 | 45 | 0 | esc | 0.00097009 | 1.3146e-10 | 0.00097009 | 1.3146e-10
[120 empty] | 7.3.3.17.5 (Remote Grid) Updates to grid topology to minimize risk of ignition in HFTDs Remote GridWLDFRVegetation ContactAggregated | WLDFR | HFTD - Distribution - Tier 2 - 4QU CoRE ¦ 4QU LoRE | Non-Red Flag Warning - Destructive Fires | Vegetation Contact | Aggregated | 2061 | 1.3551e-07 | 696.1473 | 9.4336e-05 | 2061 | Mitigation | 0.95 | 45 | 0 | esc | 0.00097009 | 1.3146e-10 | 0.00097009 | 1.3146e-10
[120 empty] | 7.3.3.17.5 (Remote Grid) Updates to grid topology to minimize risk of ignition in HFTDs Remote GridWLDFRVegetation ContactAggregated | WLDFR | HFTD - Distribution - Tier 2 - 4QU CoRE ¦ 4QU LoRE | Non-Red Flag Warning - Destructive Fires | Vegetation Contact | Aggregated | 2062 | 1.3551e-07 | 696.1473 | 9.4336e-05 | 2062 | Mitigation | 0.95 | 45 | 0 | esc | 0.00097009 | 1.3146e-10 | 0.00097009 | 1.3146e-10
[120 empty] | 7.3.3.17.5 (Remote Grid) Updates to grid topology to minimize risk of ignition in HFTDs Remote GridWLDFRVegetation ContactAggregated | WLDFR | HFTD - Distribution - Tier 2 - 4QU CoRE ¦ 4QU LoRE | Non-Red Flag Warning - Destructive Fires | Vegetation Contact | Aggregated | 2063 | 1.3551e-07 | 696.1473 | 9.4336e-05 | 2063 | Mitigation | 0.95 | 45 | 0 | esc | 0.00097009 | 1.3146e-10 | 0.00097009 | 1.3146e-10
[120 empty] | 7.3.3.17.5 (Remote Grid) Updates to grid topology to minimize risk of ignition in HFTDs Remote GridWLDFRVegetation ContactAggregated | WLDFR | HFTD - Distribution - Tier 2 - 4QU CoRE ¦ 4QU LoRE | Non-Red Flag Warning - Destructive Fires | Vegetation Contact | Aggregated | 2064 | 1.3551e-07 | 696.1473 | 9.4336e-05 | 2064 | Mitigation | 0.95 | 45 | 0 | esc | 0.00097009 | 1.3146e-10 | 0.00097009 | 1.3146e-10
[120 empty] | 7.3.3.17.5 (Remote Grid) Updates to grid topology to minimize risk of ignition in HFTDs Remote GridWLDFRVegetation ContactAggregated | WLDFR | HFTD - Distribution - Tier 2 - 4QU CoRE ¦ 4QU LoRE | Non-Red Flag Warning - Destructive Fires | Vegetation Contact | Aggregated | 2065 | 1.3551e-07 | 696.1473 | 9.4336e-05 | 2065 | Mitigation | 0.95 | 45 | 0 | esc | 0.00097009 | 1.3146e-10 | 0.00097009 | 1.3146e-10
[120 empty] | 7.3.3.17.5 (Remote Grid) Updates to grid topology to minimize risk of ignition in HFTDs Remote GridWLDFRVegetation ContactAggregated | WLDFR | HFTD - Distribution - Tier 2 - 4QU CoRE ¦ 4QU LoRE | Non-Red Flag Warning - Destructive Fires | Vegetation Contact | Aggregated | 2066 | 1.3551e-07 | 696.1473 | 9.4336e-05 | 2066 | Mitigation | 0.95 | 45 | 0 | esc | 0.00097009 | 1.3146e-10 | 0.00097009 | 1.3146e-10
[120 empty] | 7.3.3.17.5 (Remote Grid) Updates to grid topology to minimize risk of ignition in HFTDs Remote GridWLDFRVegetation ContactAggregated | WLDFR | HFTD - Distribution - Tier 2 - 4QU CoRE ¦ 4QU LoRE | Non-Red Flag Warning - Destructive Fires | Vegetation Contact | Aggregated | 2067 | 1.3551e-07 | 696.1473 | 9.4336e-05 | 2067 | Mitigation | 0.95 | 45 | 0 | esc | 0 | 0 | 0.00097009 | 1.3146e-10
[120 empty] | 7.3.3.17.5 (Remote Grid) Updates to grid topology to minimize risk of ignition in HFTDs Remote GridWLDFRWire-to-wire contactAggregated | WLDFR | HFTD - Distribution - Tier 2 - 4QU CoRE ¦ 4QU LoRE | Non-Red Flag Warning - Destructive Fires | Wire-to-wire contact | Aggregated | 2022 | 8.8822e-08 | 696.1473 | 6.1833e-05 | 2022 | Mitigation | 0.95 | 45 | 0 | esc | 0.00097009 | 8.6165e-11 | 0 | 0
[120 empty] | 7.3.3.17.5 (Remote Grid) Updates to grid topology to minimize risk of ignition in HFTDs Remote GridWLDFRWire-to-wire contactAggregated | WLDFR | HFTD - Distribution - Tier 2 - 4QU CoRE ¦ 4QU LoRE | Non-Red Flag Warning - Destructive Fires | Wire-to-wire contact | Aggregated | 2023 | 8.8822e-08 | 696.1473 | 6.1833e-05 | 2023 | Mitigation | 0.95 | 45 | 0 | esc | 0.00097009 | 8.6165e-11 | 0.00097009 | 8.6165e-11
[120 empty] | 7.3.3.17.5 (Remote Grid) Updates to grid topology to minimize risk of ignition in HFTDs Remote GridWLDFRWire-to-wire contactAggregated | WLDFR | HFTD - Distribution - Tier 2 - 4QU CoRE ¦ 4QU LoRE | Non-Red Flag Warning - Destructive Fires | Wire-to-wire contact | Aggregated | 2024 | 8.8822e-08 | 696.1473 | 6.1833e-05 | 2024 | Mitigation | 0.95 | 45 | 0 | esc | 0.00097009 | 8.6165e-11 | 0.00097009 | 8.6165e-11
[120 empty] | 7.3.3.17.5 (Remote Grid) Updates to grid topology to minimize risk of ignition in HFTDs Remote GridWLDFRWire-to-wire contactAggregated | WLDFR | HFTD - Distribution - Tier 2 - 4QU CoRE ¦ 4QU LoRE | Non-Red Flag Warning - Destructive Fires | Wire-to-wire contact | Aggregated | 2025 | 8.8822e-08 | 696.1473 | 6.1833e-05 | 2025 | Mitigation | 0.95 | 45 | 0 | esc | 0.00097009 | 8.6165e-11 | 0.00097009 | 8.6165e-11
[120 empty] | 7.3.3.17.5 (Remote Grid) Updates to grid topology to minimize risk of ignition in HFTDs Remote GridWLDFRWire-to-wire contactAggregated | WLDFR | HFTD - Distribution - Tier 2 - 4QU CoRE ¦ 4QU LoRE | Non-Red Flag Warning - Destructive Fires | Wire-to-wire contact | Aggregated | 2026 | 8.8822e-08 | 696.1473 | 6.1833e-05 | 2026 | Mitigation | 0.95 | 45 | 0 | esc | 0.00097009 | 8.6165e-11 | 0.00097009 | 8.6165e-11
[120 empty] | 7.3.3.17.5 (Remote Grid) Updates to grid topology to minimize risk of ignition in HFTDs Remote GridWLDFRWire-to-wire contactAggregated | WLDFR | HFTD - Distribution - Tier 2 - 4QU CoRE ¦ 4QU LoRE | Non-Red Flag Warning - Destructive Fires | Wire-to-wire contact | Aggregated | 2027 | 8.8822e-08 | 696.1473 | 6.1833e-05 | 2027 | Mitigation | 0.95 | 45 | 0 | esc | 0.00097009 | 8.6165e-11 | 0.00097009 | 8.6165e-11
[120 empty] | 7.3.3.17.5 (Remote Grid) Updates to grid topology to minimize risk of ignition in HFTDs Remote GridWLDFRWire-to-wire contactAggregated | WLDFR | HFTD - Distribution - Tier 2 - 4QU CoRE ¦ 4QU LoRE | Non-Red Flag Warning - Destructive Fires | Wire-to-wire contact | Aggregated | 2028 | 8.8822e-08 | 696.1473 | 6.1833e-05 | 2028 | Mitigation | 0.95 | 45 | 0 | esc | 0.00097009 | 8.6165e-11 | 0.00097009 | 8.6165e-11
[120 empty] | 7.3.3.17.5 (Remote Grid) Updates to grid topology to minimize risk of ignition in HFTDs Remote GridWLDFRWire-to-wire contactAggregated | WLDFR | HFTD - Distribution - Tier 2 - 4QU CoRE ¦ 4QU LoRE | Non-Red Flag Warning - Destructive Fires | Wire-to-wire contact | Aggregated | 2029 | 8.8822e-08 | 696.1473 | 6.1833e-05 | 2029 | Mitigation | 0.95 | 45 | 0 | esc | 0.00097009 | 8.6165e-11 | 0.00097009 | 8.6165e-11
[120 empty] | 7.3.3.17.5 (Remote Grid) Updates to grid topology to minimize risk of ignition in HFTDs Remote GridWLDFRWire-to-wire contactAggregated | WLDFR | HFTD - Distribution - Tier 2 - 4QU CoRE ¦ 4QU LoRE | Non-Red Flag Warning - Destructive Fires | Wire-to-wire contact | Aggregated | 2030 | 8.8822e-08 | 696.1473 | 6.1833e-05 | 2030 | Mitigation | 0.95 | 45 | 0 | esc | 0.00097009 | 8.6165e-11 | 0.00097009 | 8.6165e-11
[120 empty] | 7.3.3.17.5 (Remote Grid) Updates to grid topology to minimize risk of ignition in HFTDs Remote GridWLDFRWire-to-wire contactAggregated | WLDFR | HFTD - Distribution - Tier 2 - 4QU CoRE ¦ 4QU LoRE | Non-Red Flag Warning - Destructive Fires | Wire-to-wire contact | Aggregated | 2031 | 8.8822e-08 | 696.1473 | 6.1833e-05 | 2031 | Mitigation | 0.95 | 45 | 0 | esc | 0.00097009 | 8.6165e-11 | 0.00097009 | 8.6165e-11
[120 empty] | 7.3.3.17.5 (Remote Grid) Updates to grid topology to minimize risk of ignition in HFTDs Remote GridWLDFRWire-to-wire contactAggregated | WLDFR | HFTD - Distribution - Tier 2 - 4QU CoRE ¦ 4QU LoRE | Non-Red Flag Warning - Destructive Fires | Wire-to-wire contact | Aggregated | 2032 | 8.8822e-08 | 696.1473 | 6.1833e-05 | 2032 | Mitigation | 0.95 | 45 | 0 | esc | 0.00097009 | 8.6165e-11 | 0.00097009 | 8.6165e-11
[120 empty] | 7.3.3.17.5 (Remote Grid) Updates to grid topology to minimize risk of ignition in HFTDs Remote GridWLDFRWire-to-wire contactAggregated | WLDFR | HFTD - Distribution - Tier 2 - 4QU CoRE ¦ 4QU LoRE | Non-Red Flag Warning - Destructive Fires | Wire-to-wire contact | Aggregated | 2033 | 8.8822e-08 | 696.1473 | 6.1833e-05 | 2033 | Mitigation | 0.95 | 45 | 0 | esc | 0.00097009 | 8.6165e-11 | 0.00097009 | 8.6165e-11
[120 empty] | 7.3.3.17.5 (Remote Grid) Updates to grid topology to minimize risk of ignition in HFTDs Remote GridWLDFRWire-to-wire contactAggregated | WLDFR | HFTD - Distribution - Tier 2 - 4QU CoRE ¦ 4QU LoRE | Non-Red Flag Warning - Destructive Fires | Wire-to-wire contact | Aggregated | 2034 | 8.8822e-08 | 696.1473 | 6.1833e-05 | 2034 | Mitigation | 0.95 | 45 | 0 | esc | 0.00097009 | 8.6165e-11 | 0.00097009 | 8.6165e-11
[120 empty] | 7.3.3.17.5 (Remote Grid) Updates to grid topology to minimize risk of ignition in HFTDs Remote GridWLDFRWire-to-wire contactAggregated | WLDFR | HFTD - Distribution - Tier 2 - 4QU CoRE ¦ 4QU LoRE | Non-Red Flag Warning - Destructive Fires | Wire-to-wire contact | Aggregated | 2035 | 8.8822e-08 | 696.1473 | 6.1833e-05 | 2035 | Mitigation | 0.95 | 45 | 0 | esc | 0.00097009 | 8.6165e-11 | 0.00097009 | 8.6165e-11
[120 empty] | 7.3.3.17.5 (Remote Grid) Updates to grid topology to minimize risk of ignition in HFTDs Remote GridWLDFRWire-to-wire contactAggregated | WLDFR | HFTD - Distribution - Tier 2 - 4QU CoRE ¦ 4QU LoRE | Non-Red Flag Warning - Destructive Fires | Wire-to-wire contact | Aggregated | 2036 | 8.8822e-08 | 696.1473 | 6.1833e-05 | 2036 | Mitigation | 0.95 | 45 | 0 | esc | 0.00097009 | 8.6165e-11 | 0.00097009 | 8.6165e-11
[120 empty] | 7.3.3.17.5 (Remote Grid) Updates to grid topology to minimize risk of ignition in HFTDs Remote GridWLDFRWire-to-wire contactAggregated | WLDFR | HFTD - Distribution - Tier 2 - 4QU CoRE ¦ 4QU LoRE | Non-Red Flag Warning - Destructive Fires | Wire-to-wire contact | Aggregated | 2037 | 8.8822e-08 | 696.1473 | 6.1833e-05 | 2037 | Mitigation | 0.95 | 45 | 0 | esc | 0.00097009 | 8.6165e-11 | 0.00097009 | 8.6165e-11
[120 empty] | 7.3.3.17.5 (Remote Grid) Updates to grid topology to minimize risk of ignition in HFTDs Remote GridWLDFRWire-to-wire contactAggregated | WLDFR | HFTD - Distribution - Tier 2 - 4QU CoRE ¦ 4QU LoRE | Non-Red Flag Warning - Destructive Fires | Wire-to-wire contact | Aggregated | 2038 | 8.8822e-08 | 696.1473 | 6.1833e-05 | 2038 | Mitigation | 0.95 | 45 | 0 | esc | 0.00097009 | 8.6165e-11 | 0.00097009 | 8.6165e-11
[120 empty] | 7.3.3.17.5 (Remote Grid) Updates to grid topology to minimize risk of ignition in HFTDs Remote GridWLDFRWire-to-wire contactAggregated | WLDFR | HFTD - Distribution - Tier 2 - 4QU CoRE ¦ 4QU LoRE | Non-Red Flag Warning - Destructive Fires | Wire-to-wire contact | Aggregated | 2039 | 8.8822e-08 | 696.1473 | 6.1833e-05 | 2039 | Mitigation | 0.95 | 45 | 0 | esc | 0.00097009 | 8.6165e-11 | 0.00097009 | 8.6165e-11
[120 empty] | 7.3.3.17.5 (Remote Grid) Updates to grid topology to minimize risk of ignition in HFTDs Remote GridWLDFRWire-to-wire contactAggregated | WLDFR | HFTD - Distribution - Tier 2 - 4QU CoRE ¦ 4QU LoRE | Non-Red Flag Warning - Destructive Fires | Wire-to-wire contact | Aggregated | 2040 | 8.8822e-08 | 696.1473 | 6.1833e-05 | 2040 | Mitigation | 0.95 | 45 | 0 | esc | 0.00097009 | 8.6165e-11 | 0.00097009 | 8.6165e-11
[120 empty] | 7.3.3.17.5 (Remote Grid) Updates to grid topology to minimize risk of ignition in HFTDs Remote GridWLDFRWire-to-wire contactAggregated | WLDFR | HFTD - Distribution - Tier 2 - 4QU CoRE ¦ 4QU LoRE | Non-Red Flag Warning - Destructive Fires | Wire-to-wire contact | Aggregated | 2041 | 8.8822e-08 | 696.1473 | 6.1833e-05 | 2041 | Mitigation | 0.95 | 45 | 0 | esc | 0.00097009 | 8.6165e-11 | 0.00097009 | 8.6165e-11
[120 empty] | 7.3.3.17.5 (Remote Grid) Updates to grid topology to minimize risk of ignition in HFTDs Remote GridWLDFRWire-to-wire contactAggregated | WLDFR | HFTD - Distribution - Tier 2 - 4QU CoRE ¦ 4QU LoRE | Non-Red Flag Warning - Destructive Fires | Wire-to-wire contact | Aggregated | 2042 | 8.8822e-08 | 696.1473 | 6.1833e-05 | 2042 | Mitigation | 0.95 | 45 | 0 | esc | 0.00097009 | 8.6165e-11 | 0.00097009 | 8.6165e-11
[120 empty] | 7.3.3.17.5 (Remote Grid) Updates to grid topology to minimize risk of ignition in HFTDs Remote GridWLDFRWire-to-wire contactAggregated | WLDFR | HFTD - Distribution - Tier 2 - 4QU CoRE ¦ 4QU LoRE | Non-Red Flag Warning - Destructive Fires | Wire-to-wire contact | Aggregated | 2043 | 8.8822e-08 | 696.1473 | 6.1833e-05 | 2043 | Mitigation | 0.95 | 45 | 0 | esc | 0.00097009 | 8.6165e-11 | 0.00097009 | 8.6165e-11
[120 empty] | 7.3.3.17.5 (Remote Grid) Updates to grid topology to minimize risk of ignition in HFTDs Remote GridWLDFRWire-to-wire contactAggregated | WLDFR | HFTD - Distribution - Tier 2 - 4QU CoRE ¦ 4QU LoRE | Non-Red Flag Warning - Destructive Fires | Wire-to-wire contact | Aggregated | 2044 | 8.8822e-08 | 696.1473 | 6.1833e-05 | 2044 | Mitigation | 0.95 | 45 | 0 | esc | 0.00097009 | 8.6165e-11 | 0.00097009 | 8.6165e-11
[120 empty] | 7.3.3.17.5 (Remote Grid) Updates to grid topology to minimize risk of ignition in HFTDs Remote GridWLDFRWire-to-wire contactAggregated | WLDFR | HFTD - Distribution - Tier 2 - 4QU CoRE ¦ 4QU LoRE | Non-Red Flag Warning - Destructive Fires | Wire-to-wire contact | Aggregated | 2045 | 8.8822e-08 | 696.1473 | 6.1833e-05 | 2045 | Mitigation | 0.95 | 45 | 0 | esc | 0.00097009 | 8.6165e-11 | 0.00097009 | 8.6165e-11
[120 empty] | 7.3.3.17.5 (Remote Grid) Updates to grid topology to minimize risk of ignition in HFTDs Remote GridWLDFRWire-to-wire contactAggregated | WLDFR | HFTD - Distribution - Tier 2 - 4QU CoRE ¦ 4QU LoRE | Non-Red Flag Warning - Destructive Fires | Wire-to-wire contact | Aggregated | 2046 | 8.8822e-08 | 696.1473 | 6.1833e-05 | 2046 | Mitigation | 0.95 | 45 | 0 | esc | 0.00097009 | 8.6165e-11 | 0.00097009 | 8.6165e-11
[120 empty] | 7.3.3.17.5 (Remote Grid) Updates to grid topology to minimize risk of ignition in HFTDs Remote GridWLDFRWire-to-wire contactAggregated | WLDFR | HFTD - Distribution - Tier 2 - 4QU CoRE ¦ 4QU LoRE | Non-Red Flag Warning - Destructive Fires | Wire-to-wire contact | Aggregated | 2047 | 8.8822e-08 | 696.1473 | 6.1833e-05 | 2047 | Mitigation | 0.95 | 45 | 0 | esc | 0.00097009 | 8.6165e-11 | 0.00097009 | 8.6165e-11
[120 empty] | 7.3.3.17.5 (Remote Grid) Updates to grid topology to minimize risk of ignition in HFTDs Remote GridWLDFRWire-to-wire contactAggregated | WLDFR | HFTD - Distribution - Tier 2 - 4QU CoRE ¦ 4QU LoRE | Non-Red Flag Warning - Destructive Fires | Wire-to-wire contact | Aggregated | 2048 | 8.8822e-08 | 696.1473 | 6.1833e-05 | 2048 | Mitigation | 0.95 | 45 | 0 | esc | 0.00097009 | 8.6165e-11 | 0.00097009 | 8.6165e-11
[120 empty] | 7.3.3.17.5 (Remote Grid) Updates to grid topology to minimize risk of ignition in HFTDs Remote GridWLDFRWire-to-wire contactAggregated | WLDFR | HFTD - Distribution - Tier 2 - 4QU CoRE ¦ 4QU LoRE | Non-Red Flag Warning - Destructive Fires | Wire-to-wire contact | Aggregated | 2049 | 8.8822e-08 | 696.1473 | 6.1833e-05 | 2049 | Mitigation | 0.95 | 45 | 0 | esc | 0.00097009 | 8.6165e-11 | 0.00097009 | 8.6165e-11
[120 empty] | 7.3.3.17.5 (Remote Grid) Updates to grid topology to minimize risk of ignition in HFTDs Remote GridWLDFRWire-to-wire contactAggregated | WLDFR | HFTD - Distribution - Tier 2 - 4QU CoRE ¦ 4QU LoRE | Non-Red Flag Warning - Destructive Fires | Wire-to-wire contact | Aggregated | 2050 | 8.8822e-08 | 696.1473 | 6.1833e-05 | 2050 | Mitigation | 0.95 | 45 | 0 | esc | 0.00097009 | 8.6165e-11 | 0.00097009 | 8.6165e-11
[120 empty] | 7.3.3.17.5 (Remote Grid) Updates to grid topology to minimize risk of ignition in HFTDs Remote GridWLDFRWire-to-wire contactAggregated | WLDFR | HFTD - Distribution - Tier 2 - 4QU CoRE ¦ 4QU LoRE | Non-Red Flag Warning - Destructive Fires | Wire-to-wire contact | Aggregated | 2051 | 8.8822e-08 | 696.1473 | 6.1833e-05 | 2051 | Mitigation | 0.95 | 45 | 0 | esc | 0.00097009 | 8.6165e-11 | 0.00097009 | 8.6165e-11
[120 empty] | 7.3.3.17.5 (Remote Grid) Updates to grid topology to minimize risk of ignition in HFTDs Remote GridWLDFRWire-to-wire contactAggregated | WLDFR | HFTD - Distribution - Tier 2 - 4QU CoRE ¦ 4QU LoRE | Non-Red Flag Warning - Destructive Fires | Wire-to-wire contact | Aggregated | 2052 | 8.8822e-08 | 696.1473 | 6.1833e-05 | 2052 | Mitigation | 0.95 | 45 | 0 | esc | 0.00097009 | 8.6165e-11 | 0.00097009 | 8.6165e-11
[120 empty] | 7.3.3.17.5 (Remote Grid) Updates to grid topology to minimize risk of ignition in HFTDs Remote GridWLDFRWire-to-wire contactAggregated | WLDFR | HFTD - Distribution - Tier 2 - 4QU CoRE ¦ 4QU LoRE | Non-Red Flag Warning - Destructive Fires | Wire-to-wire contact | Aggregated | 2053 | 8.8822e-08 | 696.1473 | 6.1833e-05 | 2053 | Mitigation | 0.95 | 45 | 0 | esc | 0.00097009 | 8.6165e-11 | 0.00097009 | 8.6165e-11
[120 empty] | 7.3.3.17.5 (Remote Grid) Updates to grid topology to minimize risk of ignition in HFTDs Remote GridWLDFRWire-to-wire contactAggregated | WLDFR | HFTD - Distribution - Tier 2 - 4QU CoRE ¦ 4QU LoRE | Non-Red Flag Warning - Destructive Fires | Wire-to-wire contact | Aggregated | 2054 | 8.8822e-08 | 696.1473 | 6.1833e-05 | 2054 | Mitigation | 0.95 | 45 | 0 | esc | 0.00097009 | 8.6165e-11 | 0.00097009 | 8.6165e-11
[120 empty] | 7.3.3.17.5 (Remote Grid) Updates to grid topology to minimize risk of ignition in HFTDs Remote GridWLDFRWire-to-wire contactAggregated | WLDFR | HFTD - Distribution - Tier 2 - 4QU CoRE ¦ 4QU LoRE | Non-Red Flag Warning - Destructive Fires | Wire-to-wire contact | Aggregated | 2055 | 8.8822e-08 | 696.1473 | 6.1833e-05 | 2055 | Mitigation | 0.95 | 45 | 0 | esc | 0.00097009 | 8.6165e-11 | 0.00097009 | 8.6165e-11
[120 empty] | 7.3.3.17.5 (Remote Grid) Updates to grid topology to minimize risk of ignition in HFTDs Remote GridWLDFRWire-to-wire contactAggregated | WLDFR | HFTD - Distribution - Tier 2 - 4QU CoRE ¦ 4QU LoRE | Non-Red Flag Warning - Destructive Fires | Wire-to-wire contact | Aggregated | 2056 | 8.8822e-08 | 696.1473 | 6.1833e-05 | 2056 | Mitigation | 0.95 | 45 | 0 | esc | 0.00097009 | 8.6165e-11 | 0.00097009 | 8.6165e-11
[120 empty] | 7.3.3.17.5 (Remote Grid) Updates to grid topology to minimize risk of ignition in HFTDs Remote GridWLDFRWire-to-wire contactAggregated | WLDFR | HFTD - Distribution - Tier 2 - 4QU CoRE ¦ 4QU LoRE | Non-Red Flag Warning - Destructive Fires | Wire-to-wire contact | Aggregated | 2057 | 8.8822e-08 | 696.1473 | 6.1833e-05 | 2057 | Mitigation | 0.95 | 45 | 0 | esc | 0.00097009 | 8.6165e-11 | 0.00097009 | 8.6165e-11
[120 empty] | 7.3.3.17.5 (Remote Grid) Updates to grid topology to minimize risk of ignition in HFTDs Remote GridWLDFRWire-to-wire contactAggregated | WLDFR | HFTD - Distribution - Tier 2 - 4QU CoRE ¦ 4QU LoRE | Non-Red Flag Warning - Destructive Fires | Wire-to-wire contact | Aggregated | 2058 | 8.8822e-08 | 696.1473 | 6.1833e-05 | 2058 | Mitigation | 0.95 | 45 | 0 | esc | 0.00097009 | 8.6165e-11 | 0.00097009 | 8.6165e-11
[120 empty] | 7.3.3.17.5 (Remote Grid) Updates to grid topology to minimize risk of ignition in HFTDs Remote GridWLDFRWire-to-wire contactAggregated | WLDFR | HFTD - Distribution - Tier 2 - 4QU CoRE ¦ 4QU LoRE | Non-Red Flag Warning - Destructive Fires | Wire-to-wire contact | Aggregated | 2059 | 8.8822e-08 | 696.1473 | 6.1833e-05 | 2059 | Mitigation | 0.95 | 45 | 0 | esc | 0.00097009 | 8.6165e-11 | 0.00097009 | 8.6165e-11
[120 empty] | 7.3.3.17.5 (Remote Grid) Updates to grid topology to minimize risk of ignition in HFTDs Remote GridWLDFRWire-to-wire contactAggregated | WLDFR | HFTD - Distribution - Tier 2 - 4QU CoRE ¦ 4QU LoRE | Non-Red Flag Warning - Destructive Fires | Wire-to-wire contact | Aggregated | 2060 | 8.8822e-08 | 696.1473 | 6.1833e-05 | 2060 | Mitigation | 0.95 | 45 | 0 | esc | 0.00097009 | 8.6165e-11 | 0.00097009 | 8.6165e-11
[120 empty] | 7.3.3.17.5 (Remote Grid) Updates to grid topology to minimize risk of ignition in HFTDs Remote GridWLDFRWire-to-wire contactAggregated | WLDFR | HFTD - Distribution - Tier 2 - 4QU CoRE ¦ 4QU LoRE | Non-Red Flag Warning - Destructive Fires | Wire-to-wire contact | Aggregated | 2061 | 8.8822e-08 | 696.1473 | 6.1833e-05 | 2061 | Mitigation | 0.95 | 45 | 0 | esc | 0.00097009 | 8.6165e-11 | 0.00097009 | 8.6165e-11
[120 empty] | 7.3.3.17.5 (Remote Grid) Updates to grid topology to minimize risk of ignition in HFTDs Remote GridWLDFRWire-to-wire contactAggregated | WLDFR | HFTD - Distribution - Tier 2 - 4QU CoRE ¦ 4QU LoRE | Non-Red Flag Warning - Destructive Fires | Wire-to-wire contact | Aggregated | 2062 | 8.8822e-08 | 696.1473 | 6.1833e-05 | 2062 | Mitigation | 0.95 | 45 | 0 | esc | 0.00097009 | 8.6165e-11 | 0.00097009 | 8.6165e-11
[120 empty] | 7.3.3.17.5 (Remote Grid) Updates to grid topology to minimize risk of ignition in HFTDs Remote GridWLDFRWire-to-wire contactAggregated | WLDFR | HFTD - Distribution - Tier 2 - 4QU CoRE ¦ 4QU LoRE | Non-Red Flag Warning - Destructive Fires | Wire-to-wire contact | Aggregated | 2063 | 8.8822e-08 | 696.1473 | 6.1833e-05 | 2063 | Mitigation | 0.95 | 45 | 0 | esc | 0.00097009 | 8.6165e-11 | 0.00097009 | 8.6165e-11
[120 empty] | 7.3.3.17.5 (Remote Grid) Updates to grid topology to minimize risk of ignition in HFTDs Remote GridWLDFRWire-to-wire contactAggregated | WLDFR | HFTD - Distribution - Tier 2 - 4QU CoRE ¦ 4QU LoRE | Non-Red Flag Warning - Destructive Fires | Wire-to-wire contact | Aggregated | 2064 | 8.8822e-08 | 696.1473 | 6.1833e-05 | 2064 | Mitigation | 0.95 | 45 | 0 | esc | 0.00097009 | 8.6165e-11 | 0.00097009 | 8.6165e-11
[120 empty] | 7.3.3.17.5 (Remote Grid) Updates to grid topology to minimize risk of ignition in HFTDs Remote GridWLDFRWire-to-wire contactAggregated | WLDFR | HFTD - Distribution - Tier 2 - 4QU CoRE ¦ 4QU LoRE | Non-Red Flag Warning - Destructive Fires | Wire-to-wire contact | Aggregated | 2065 | 8.8822e-08 | 696.1473 | 6.1833e-05 | 2065 | Mitigation | 0.95 | 45 | 0 | esc | 0.00097009 | 8.6165e-11 | 0.00097009 | 8.6165e-11
[120 empty] | 7.3.3.17.5 (Remote Grid) Updates to grid topology to minimize risk of ignition in HFTDs Remote GridWLDFRWire-to-wire contactAggregated | WLDFR | HFTD - Distribution - Tier 2 - 4QU CoRE ¦ 4QU LoRE | Non-Red Flag Warning - Destructive Fires | Wire-to-wire contact | Aggregated | 2066 | 8.8822e-08 | 696.1473 | 6.1833e-05 | 2066 | Mitigation | 0.95 | 45 | 0 | esc | 0.00097009 | 8.6165e-11 | 0.00097009 | 8.6165e-11
[120 empty] | 7.3.3.17.5 (Remote Grid) Updates to grid topology to minimize risk of ignition in HFTDs Remote GridWLDFRWire-to-wire contactAggregated | WLDFR | HFTD - Distribution - Tier 2 - 4QU CoRE ¦ 4QU LoRE | Non-Red Flag Warning - Destructive Fires | Wire-to-wire contact | Aggregated | 2067 | 8.8822e-08 | 696.1473 | 6.1833e-05 | 2067 | Mitigation | 0.95 | 45 | 0 | esc | 0 | 0 | 0.00097009 | 8.6165e-11
[120 empty] | 7.3.3.17.5 (Remote Grid) Updates to grid topology to minimize risk of ignition in HFTDs Remote GridWLDFRContact from objectAggregated | WLDFR | HFTD - Distribution - Tier 2 - 4QU CoRE ¦ 4QU LoRE | Non-Red Flag Warning - Large Fires | Contact from object | Aggregated | 2022 | 2.8608e-06 | 696.1473 | 0.0019916 | 2022 | Mitigation | 0.95 | 45 | 0 | esc | 0.00097009 | 2.7752e-09 | 0 | 0
[120 empty] | 7.3.3.17.5 (Remote Grid) Updates to grid topology to minimize risk of ignition in HFTDs Remote GridWLDFRContact from objectAggregated | WLDFR | HFTD - Distribution - Tier 2 - 4QU CoRE ¦ 4QU LoRE | Non-Red Flag Warning - Large Fires | Contact from object | Aggregated | 2023 | 2.8608e-06 | 696.1473 | 0.0019916 | 2023 | Mitigation | 0.95 | 45 | 0 | esc | 0.00097009 | 2.7752e-09 | 0.00097009 | 2.7752e-09
[120 empty] | 7.3.3.17.5 (Remote Grid) Updates to grid topology to minimize risk of ignition in HFTDs Remote GridWLDFRContact from objectAggregated | WLDFR | HFTD - Distribution - Tier 2 - 4QU CoRE ¦ 4QU LoRE | Non-Red Flag Warning - Large Fires | Contact from object | Aggregated | 2024 | 2.8608e-06 | 696.1473 | 0.0019916 | 2024 | Mitigation | 0.95 | 45 | 0 | esc | 0.00097009 | 2.7752e-09 | 0.00097009 | 2.7752e-09
[120 empty] | 7.3.3.17.5 (Remote Grid) Updates to grid topology to minimize risk of ignition in HFTDs Remote GridWLDFRContact from objectAggregated | WLDFR | HFTD - Distribution - Tier 2 - 4QU CoRE ¦ 4QU LoRE | Non-Red Flag Warning - Large Fires | Contact from object | Aggregated | 2025 | 2.8608e-06 | 696.1473 | 0.0019916 | 2025 | Mitigation | 0.95 | 45 | 0 | esc | 0.00097009 | 2.7752e-09 | 0.00097009 | 2.7752e-09
[120 empty] | 7.3.3.17.5 (Remote Grid) Updates to grid topology to minimize risk of ignition in HFTDs Remote GridWLDFRContact from objectAggregated | WLDFR | HFTD - Distribution - Tier 2 - 4QU CoRE ¦ 4QU LoRE | Non-Red Flag Warning - Large Fires | Contact from object | Aggregated | 2026 | 2.8608e-06 | 696.1473 | 0.0019916 | 2026 | Mitigation | 0.95 | 45 | 0 | esc | 0.00097009 | 2.7752e-09 | 0.00097009 | 2.7752e-09
[120 empty] | 7.3.3.17.5 (Remote Grid) Updates to grid topology to minimize risk of ignition in HFTDs Remote GridWLDFRContact from objectAggregated | WLDFR | HFTD - Distribution - Tier 2 - 4QU CoRE ¦ 4QU LoRE | Non-Red Flag Warning - Large Fires | Contact from object | Aggregated | 2027 | 2.8608e-06 | 696.1473 | 0.0019916 | 2027 | Mitigation | 0.95 | 45 | 0 | esc | 0.00097009 | 2.7752e-09 | 0.00097009 | 2.7752e-09
[120 empty] | 7.3.3.17.5 (Remote Grid) Updates to grid topology to minimize risk of ignition in HFTDs Remote GridWLDFRContact from objectAggregated | WLDFR | HFTD - Distribution - Tier 2 - 4QU CoRE ¦ 4QU LoRE | Non-Red Flag Warning - Large Fires | Contact from object | Aggregated | 2028 | 2.8608e-06 | 696.1473 | 0.0019916 | 2028 | Mitigation | 0.95 | 45 | 0 | esc | 0.00097009 | 2.7752e-09 | 0.00097009 | 2.7752e-09
[120 empty] | 7.3.3.17.5 (Remote Grid) Updates to grid topology to minimize risk of ignition in HFTDs Remote GridWLDFRContact from objectAggregated | WLDFR | HFTD - Distribution - Tier 2 - 4QU CoRE ¦ 4QU LoRE | Non-Red Flag Warning - Large Fires | Contact from object | Aggregated | 2029 | 2.8608e-06 | 696.1473 | 0.0019916 | 2029 | Mitigation | 0.95 | 45 | 0 | esc | 0.00097009 | 2.7752e-09 | 0.00097009 | 2.7752e-09
[120 empty] | 7.3.3.17.5 (Remote Grid) Updates to grid topology to minimize risk of ignition in HFTDs Remote GridWLDFRContact from objectAggregated | WLDFR | HFTD - Distribution - Tier 2 - 4QU CoRE ¦ 4QU LoRE | Non-Red Flag Warning - Large Fires | Contact from object | Aggregated | 2030 | 2.8608e-06 | 696.1473 | 0.0019916 | 2030 | Mitigation | 0.95 | 45 | 0 | esc | 0.00097009 | 2.7752e-09 | 0.00097009 | 2.7752e-09
[120 empty] | 7.3.3.17.5 (Remote Grid) Updates to grid topology to minimize risk of ignition in HFTDs Remote GridWLDFRContact from objectAggregated | WLDFR | HFTD - Distribution - Tier 2 - 4QU CoRE ¦ 4QU LoRE | Non-Red Flag Warning - Large Fires | Contact from object | Aggregated | 2031 | 2.8608e-06 | 696.1473 | 0.0019916 | 2031 | Mitigation | 0.95 | 45 | 0 | esc | 0.00097009 | 2.7752e-09 | 0.00097009 | 2.7752e-09
[120 empty] | 7.3.3.17.5 (Remote Grid) Updates to grid topology to minimize risk of ignition in HFTDs Remote GridWLDFRContact from objectAggregated | WLDFR | HFTD - Distribution - Tier 2 - 4QU CoRE ¦ 4QU LoRE | Non-Red Flag Warning - Large Fires | Contact from object | Aggregated | 2032 | 2.8608e-06 | 696.1473 | 0.0019916 | 2032 | Mitigation | 0.95 | 45 | 0 | esc | 0.00097009 | 2.7752e-09 | 0.00097009 | 2.7752e-09
[120 empty] | 7.3.3.17.5 (Remote Grid) Updates to grid topology to minimize risk of ignition in HFTDs Remote GridWLDFRContact from objectAggregated | WLDFR | HFTD - Distribution - Tier 2 - 4QU CoRE ¦ 4QU LoRE | Non-Red Flag Warning - Large Fires | Contact from object | Aggregated | 2033 | 2.8608e-06 | 696.1473 | 0.0019916 | 2033 | Mitigation | 0.95 | 45 | 0 | esc | 0.00097009 | 2.7752e-09 | 0.00097009 | 2.7752e-09
[120 empty] | 7.3.3.17.5 (Remote Grid) Updates to grid topology to minimize risk of ignition in HFTDs Remote GridWLDFRContact from objectAggregated | WLDFR | HFTD - Distribution - Tier 2 - 4QU CoRE ¦ 4QU LoRE | Non-Red Flag Warning - Large Fires | Contact from object | Aggregated | 2034 | 2.8608e-06 | 696.1473 | 0.0019916 | 2034 | Mitigation | 0.95 | 45 | 0 | esc | 0.00097009 | 2.7752e-09 | 0.00097009 | 2.7752e-09
[120 empty] | 7.3.3.17.5 (Remote Grid) Updates to grid topology to minimize risk of ignition in HFTDs Remote GridWLDFRContact from objectAggregated | WLDFR | HFTD - Distribution - Tier 2 - 4QU CoRE ¦ 4QU LoRE | Non-Red Flag Warning - Large Fires | Contact from object | Aggregated | 2035 | 2.8608e-06 | 696.1473 | 0.0019916 | 2035 | Mitigation | 0.95 | 45 | 0 | esc | 0.00097009 | 2.7752e-09 | 0.00097009 | 2.7752e-09
[120 empty] | 7.3.3.17.5 (Remote Grid) Updates to grid topology to minimize risk of ignition in HFTDs Remote GridWLDFRContact from objectAggregated | WLDFR | HFTD - Distribution - Tier 2 - 4QU CoRE ¦ 4QU LoRE | Non-Red Flag Warning - Large Fires | Contact from object | Aggregated | 2036 | 2.8608e-06 | 696.1473 | 0.0019916 | 2036 | Mitigation | 0.95 | 45 | 0 | esc | 0.00097009 | 2.7752e-09 | 0.00097009 | 2.7752e-09
[120 empty] | 7.3.3.17.5 (Remote Grid) Updates to grid topology to minimize risk of ignition in HFTDs Remote GridWLDFRContact from objectAggregated | WLDFR | HFTD - Distribution - Tier 2 - 4QU CoRE ¦ 4QU LoRE | Non-Red Flag Warning - Large Fires | Contact from object | Aggregated | 2037 | 2.8608e-06 | 696.1473 | 0.0019916 | 2037 | Mitigation | 0.95 | 45 | 0 | esc | 0.00097009 | 2.7752e-09 | 0.00097009 | 2.7752e-09
[120 empty] | 7.3.3.17.5 (Remote Grid) Updates to grid topology to minimize risk of ignition in HFTDs Remote GridWLDFRContact from objectAggregated | WLDFR | HFTD - Distribution - Tier 2 - 4QU CoRE ¦ 4QU LoRE | Non-Red Flag Warning - Large Fires | Contact from object | Aggregated | 2038 | 2.8608e-06 | 696.1473 | 0.0019916 | 2038 | Mitigation | 0.95 | 45 | 0 | esc | 0.00097009 | 2.7752e-09 | 0.00097009 | 2.7752e-09
[120 empty] | 7.3.3.17.5 (Remote Grid) Updates to grid topology to minimize risk of ignition in HFTDs Remote GridWLDFRContact from objectAggregated | WLDFR | HFTD - Distribution - Tier 2 - 4QU CoRE ¦ 4QU LoRE | Non-Red Flag Warning - Large Fires | Contact from object | Aggregated | 2039 | 2.8608e-06 | 696.1473 | 0.0019916 | 2039 | Mitigation | 0.95 | 45 | 0 | esc | 0.00097009 | 2.7752e-09 | 0.00097009 | 2.7752e-09
[120 empty] | 7.3.3.17.5 (Remote Grid) Updates to grid topology to minimize risk of ignition in HFTDs Remote GridWLDFRContact from objectAggregated | WLDFR | HFTD - Distribution - Tier 2 - 4QU CoRE ¦ 4QU LoRE | Non-Red Flag Warning - Large Fires | Contact from object | Aggregated | 2040 | 2.8608e-06 | 696.1473 | 0.0019916 | 2040 | Mitigation | 0.95 | 45 | 0 | esc | 0.00097009 | 2.7752e-09 | 0.00097009 | 2.7752e-09
[120 empty] | 7.3.3.17.5 (Remote Grid) Updates to grid topology to minimize risk of ignition in HFTDs Remote GridWLDFRContact from objectAggregated | WLDFR | HFTD - Distribution - Tier 2 - 4QU CoRE ¦ 4QU LoRE | Non-Red Flag Warning - Large Fires | Contact from object | Aggregated | 2041 | 2.8608e-06 | 696.1473 | 0.0019916 | 2041 | Mitigation | 0.95 | 45 | 0 | esc | 0.00097009 | 2.7752e-09 | 0.00097009 | 2.7752e-09
[120 empty] | 7.3.3.17.5 (Remote Grid) Updates to grid topology to minimize risk of ignition in HFTDs Remote GridWLDFRContact from objectAggregated | WLDFR | HFTD - Distribution - Tier 2 - 4QU CoRE ¦ 4QU LoRE | Non-Red Flag Warning - Large Fires | Contact from object | Aggregated | 2042 | 2.8608e-06 | 696.1473 | 0.0019916 | 2042 | Mitigation | 0.95 | 45 | 0 | esc | 0.00097009 | 2.7752e-09 | 0.00097009 | 2.7752e-09
[120 empty] | 7.3.3.17.5 (Remote Grid) Updates to grid topology to minimize risk of ignition in HFTDs Remote GridWLDFRContact from objectAggregated | WLDFR | HFTD - Distribution - Tier 2 - 4QU CoRE ¦ 4QU LoRE | Non-Red Flag Warning - Large Fires | Contact from object | Aggregated | 2043 | 2.8608e-06 | 696.1473 | 0.0019916 | 2043 | Mitigation | 0.95 | 45 | 0 | esc | 0.00097009 | 2.7752e-09 | 0.00097009 | 2.7752e-09
[120 empty] | 7.3.3.17.5 (Remote Grid) Updates to grid topology to minimize risk of ignition in HFTDs Remote GridWLDFRContact from objectAggregated | WLDFR | HFTD - Distribution - Tier 2 - 4QU CoRE ¦ 4QU LoRE | Non-Red Flag Warning - Large Fires | Contact from object | Aggregated | 2044 | 2.8608e-06 | 696.1473 | 0.0019916 | 2044 | Mitigation | 0.95 | 45 | 0 | esc | 0.00097009 | 2.7752e-09 | 0.00097009 | 2.7752e-09
[120 empty] | 7.3.3.17.5 (Remote Grid) Updates to grid topology to minimize risk of ignition in HFTDs Remote GridWLDFRContact from objectAggregated | WLDFR | HFTD - Distribution - Tier 2 - 4QU CoRE ¦ 4QU LoRE | Non-Red Flag Warning - Large Fires | Contact from object | Aggregated | 2045 | 2.8608e-06 | 696.1473 | 0.0019916 | 2045 | Mitigation | 0.95 | 45 | 0 | esc | 0.00097009 | 2.7752e-09 | 0.00097009 | 2.7752e-09
[120 empty] | 7.3.3.17.5 (Remote Grid) Updates to grid topology to minimize risk of ignition in HFTDs Remote GridWLDFRContact from objectAggregated | WLDFR | HFTD - Distribution - Tier 2 - 4QU CoRE ¦ 4QU LoRE | Non-Red Flag Warning - Large Fires | Contact from object | Aggregated | 2046 | 2.8608e-06 | 696.1473 | 0.0019916 | 2046 | Mitigation | 0.95 | 45 | 0 | esc | 0.00097009 | 2.7752e-09 | 0.00097009 | 2.7752e-09
[120 empty] | 7.3.3.17.5 (Remote Grid) Updates to grid topology to minimize risk of ignition in HFTDs Remote GridWLDFRContact from objectAggregated | WLDFR | HFTD - Distribution - Tier 2 - 4QU CoRE ¦ 4QU LoRE | Non-Red Flag Warning - Large Fires | Contact from object | Aggregated | 2047 | 2.8608e-06 | 696.1473 | 0.0019916 | 2047 | Mitigation | 0.95 | 45 | 0 | esc | 0.00097009 | 2.7752e-09 | 0.00097009 | 2.7752e-09
[120 empty] | 7.3.3.17.5 (Remote Grid) Updates to grid topology to minimize risk of ignition in HFTDs Remote GridWLDFRContact from objectAggregated | WLDFR | HFTD - Distribution - Tier 2 - 4QU CoRE ¦ 4QU LoRE | Non-Red Flag Warning - Large Fires | Contact from object | Aggregated | 2048 | 2.8608e-06 | 696.1473 | 0.0019916 | 2048 | Mitigation | 0.95 | 45 | 0 | esc | 0.00097009 | 2.7752e-09 | 0.00097009 | 2.7752e-09
[120 empty] | 7.3.3.17.5 (Remote Grid) Updates to grid topology to minimize risk of ignition in HFTDs Remote GridWLDFRContact from objectAggregated | WLDFR | HFTD - Distribution - Tier 2 - 4QU CoRE ¦ 4QU LoRE | Non-Red Flag Warning - Large Fires | Contact from object | Aggregated | 2049 | 2.8608e-06 | 696.1473 | 0.0019916 | 2049 | Mitigation | 0.95 | 45 | 0 | esc | 0.00097009 | 2.7752e-09 | 0.00097009 | 2.7752e-09
[120 empty] | 7.3.3.17.5 (Remote Grid) Updates to grid topology to minimize risk of ignition in HFTDs Remote GridWLDFRContact from objectAggregated | WLDFR | HFTD - Distribution - Tier 2 - 4QU CoRE ¦ 4QU LoRE | Non-Red Flag Warning - Large Fires | Contact from object | Aggregated | 2050 | 2.8608e-06 | 696.1473 | 0.0019916 | 2050 | Mitigation | 0.95 | 45 | 0 | esc | 0.00097009 | 2.7752e-09 | 0.00097009 | 2.7752e-09
[120 empty] | 7.3.3.17.5 (Remote Grid) Updates to grid topology to minimize risk of ignition in HFTDs Remote GridWLDFRContact from objectAggregated | WLDFR | HFTD - Distribution - Tier 2 - 4QU CoRE ¦ 4QU LoRE | Non-Red Flag Warning - Large Fires | Contact from object | Aggregated | 2051 | 2.8608e-06 | 696.1473 | 0.0019916 | 2051 | Mitigation | 0.95 | 45 | 0 | esc | 0.00097009 | 2.7752e-09 | 0.00097009 | 2.7752e-09
[120 empty] | 7.3.3.17.5 (Remote Grid) Updates to grid topology to minimize risk of ignition in HFTDs Remote GridWLDFRContact from objectAggregated | WLDFR | HFTD - Distribution - Tier 2 - 4QU CoRE ¦ 4QU LoRE | Non-Red Flag Warning - Large Fires | Contact from object | Aggregated | 2052 | 2.8608e-06 | 696.1473 | 0.0019916 | 2052 | Mitigation | 0.95 | 45 | 0 | esc | 0.00097009 | 2.7752e-09 | 0.00097009 | 2.7752e-09
[120 empty] | 7.3.3.17.5 (Remote Grid) Updates to grid topology to minimize risk of ignition in HFTDs Remote GridWLDFRContact from objectAggregated | WLDFR | HFTD - Distribution - Tier 2 - 4QU CoRE ¦ 4QU LoRE | Non-Red Flag Warning - Large Fires | Contact from object | Aggregated | 2053 | 2.8608e-06 | 696.1473 | 0.0019916 | 2053 | Mitigation | 0.95 | 45 | 0 | esc | 0.00097009 | 2.7752e-09 | 0.00097009 | 2.7752e-09
[120 empty] | 7.3.3.17.5 (Remote Grid) Updates to grid topology to minimize risk of ignition in HFTDs Remote GridWLDFRContact from objectAggregated | WLDFR | HFTD - Distribution - Tier 2 - 4QU CoRE ¦ 4QU LoRE | Non-Red Flag Warning - Large Fires | Contact from object | Aggregated | 2054 | 2.8608e-06 | 696.1473 | 0.0019916 | 2054 | Mitigation | 0.95 | 45 | 0 | esc | 0.00097009 | 2.7752e-09 | 0.00097009 | 2.7752e-09
[120 empty] | 7.3.3.17.5 (Remote Grid) Updates to grid topology to minimize risk of ignition in HFTDs Remote GridWLDFRContact from objectAggregated | WLDFR | HFTD - Distribution - Tier 2 - 4QU CoRE ¦ 4QU LoRE | Non-Red Flag Warning - Large Fires | Contact from object | Aggregated | 2055 | 2.8608e-06 | 696.1473 | 0.0019916 | 2055 | Mitigation | 0.95 | 45 | 0 | esc | 0.00097009 | 2.7752e-09 | 0.00097009 | 2.7752e-09
[120 empty] | 7.3.3.17.5 (Remote Grid) Updates to grid topology to minimize risk of ignition in HFTDs Remote GridWLDFRContact from objectAggregated | WLDFR | HFTD - Distribution - Tier 2 - 4QU CoRE ¦ 4QU LoRE | Non-Red Flag Warning - Large Fires | Contact from object | Aggregated | 2056 | 2.8608e-06 | 696.1473 | 0.0019916 | 2056 | Mitigation | 0.95 | 45 | 0 | esc | 0.00097009 | 2.7752e-09 | 0.00097009 | 2.7752e-09
[120 empty] | 7.3.3.17.5 (Remote Grid) Updates to grid topology to minimize risk of ignition in HFTDs Remote GridWLDFRContact from objectAggregated | WLDFR | HFTD - Distribution - Tier 2 - 4QU CoRE ¦ 4QU LoRE | Non-Red Flag Warning - Large Fires | Contact from object | Aggregated | 2057 | 2.8608e-06 | 696.1473 | 0.0019916 | 2057 | Mitigation | 0.95 | 45 | 0 | esc | 0.00097009 | 2.7752e-09 | 0.00097009 | 2.7752e-09
[120 empty] | 7.3.3.17.5 (Remote Grid) Updates to grid topology to minimize risk of ignition in HFTDs Remote GridWLDFRContact from objectAggregated | WLDFR | HFTD - Distribution - Tier 2 - 4QU CoRE ¦ 4QU LoRE | Non-Red Flag Warning - Large Fires | Contact from object | Aggregated | 2058 | 2.8608e-06 | 696.1473 | 0.0019916 | 2058 | Mitigation | 0.95 | 45 | 0 | esc | 0.00097009 | 2.7752e-09 | 0.00097009 | 2.7752e-09
[120 empty] | 7.3.3.17.5 (Remote Grid) Updates to grid topology to minimize risk of ignition in HFTDs Remote GridWLDFRContact from objectAggregated | WLDFR | HFTD - Distribution - Tier 2 - 4QU CoRE ¦ 4QU LoRE | Non-Red Flag Warning - Large Fires | Contact from object | Aggregated | 2059 | 2.8608e-06 | 696.1473 | 0.0019916 | 2059 | Mitigation | 0.95 | 45 | 0 | esc | 0.00097009 | 2.7752e-09 | 0.00097009 | 2.7752e-09
[120 empty] | 7.3.3.17.5 (Remote Grid) Updates to grid topology to minimize risk of ignition in HFTDs Remote GridWLDFRContact from objectAggregated | WLDFR | HFTD - Distribution - Tier 2 - 4QU CoRE ¦ 4QU LoRE | Non-Red Flag Warning - Large Fires | Contact from object | Aggregated | 2060 | 2.8608e-06 | 696.1473 | 0.0019916 | 2060 | Mitigation | 0.95 | 45 | 0 | esc | 0.00097009 | 2.7752e-09 | 0.00097009 | 2.7752e-09
[120 empty] | 7.3.3.17.5 (Remote Grid) Updates to grid topology to minimize risk of ignition in HFTDs Remote GridWLDFRContact from objectAggregated | WLDFR | HFTD - Distribution - Tier 2 - 4QU CoRE ¦ 4QU LoRE | Non-Red Flag Warning - Large Fires | Contact from object | Aggregated | 2061 | 2.8608e-06 | 696.1473 | 0.0019916 | 2061 | Mitigation | 0.95 | 45 | 0 | esc | 0.00097009 | 2.7752e-09 | 0.00097009 | 2.7752e-09
[120 empty] | 7.3.3.17.5 (Remote Grid) Updates to grid topology to minimize risk of ignition in HFTDs Remote GridWLDFRContact from objectAggregated | WLDFR | HFTD - Distribution - Tier 2 - 4QU CoRE ¦ 4QU LoRE | Non-Red Flag Warning - Large Fires | Contact from object | Aggregated | 2062 | 2.8608e-06 | 696.1473 | 0.0019916 | 2062 | Mitigation | 0.95 | 45 | 0 | esc | 0.00097009 | 2.7752e-09 | 0.00097009 | 2.7752e-09
[120 empty] | 7.3.3.17.5 (Remote Grid) Updates to grid topology to minimize risk of ignition in HFTDs Remote GridWLDFRContact from objectAggregated | WLDFR | HFTD - Distribution - Tier 2 - 4QU CoRE ¦ 4QU LoRE | Non-Red Flag Warning - Large Fires | Contact from object | Aggregated | 2063 | 2.8608e-06 | 696.1473 | 0.0019916 | 2063 | Mitigation | 0.95 | 45 | 0 | esc | 0.00097009 | 2.7752e-09 | 0.00097009 | 2.7752e-09
[120 empty] | 7.3.3.17.5 (Remote Grid) Updates to grid topology to minimize risk of ignition in HFTDs Remote GridWLDFRContact from objectAggregated | WLDFR | HFTD - Distribution - Tier 2 - 4QU CoRE ¦ 4QU LoRE | Non-Red Flag Warning - Large Fires | Contact from object | Aggregated | 2064 | 2.8608e-06 | 696.1473 | 0.0019916 | 2064 | Mitigation | 0.95 | 45 | 0 | esc | 0.00097009 | 2.7752e-09 | 0.00097009 | 2.7752e-09
[120 empty] | 7.3.3.17.5 (Remote Grid) Updates to grid topology to minimize risk of ignition in HFTDs Remote GridWLDFRContact from objectAggregated | WLDFR | HFTD - Distribution - Tier 2 - 4QU CoRE ¦ 4QU LoRE | Non-Red Flag Warning - Large Fires | Contact from object | Aggregated | 2065 | 2.8608e-06 | 696.1473 | 0.0019916 | 2065 | Mitigation | 0.95 | 45 | 0 | esc | 0.00097009 | 2.7752e-09 | 0.00097009 | 2.7752e-09
[120 empty] | 7.3.3.17.5 (Remote Grid) Updates to grid topology to minimize risk of ignition in HFTDs Remote GridWLDFRContact from objectAggregated | WLDFR | HFTD - Distribution - Tier 2 - 4QU CoRE ¦ 4QU LoRE | Non-Red Flag Warning - Large Fires | Contact from object | Aggregated | 2066 | 2.8608e-06 | 696.1473 | 0.0019916 | 2066 | Mitigation | 0.95 | 45 | 0 | esc | 0.00097009 | 2.7752e-09 | 0.00097009 | 2.7752e-09
[120 empty] | 7.3.3.17.5 (Remote Grid) Updates to grid topology to minimize risk of ignition in HFTDs Remote GridWLDFRContact from objectAggregated | WLDFR | HFTD - Distribution - Tier 2 - 4QU CoRE ¦ 4QU LoRE | Non-Red Flag Warning - Large Fires | Contact from object | Aggregated | 2067 | 2.8608e-06 | 696.1473 | 0.0019916 | 2067 | Mitigation | 0.95 | 45 | 0 | esc | 0 | 0 | 0.00097009 | 2.7752e-09
[120 empty] | 7.3.3.17.5 (Remote Grid) Updates to grid topology to minimize risk of ignition in HFTDs Remote GridWLDFRContaminationAggregated | WLDFR | HFTD - Distribution - Tier 2 - 4QU CoRE ¦ 4QU LoRE | Non-Red Flag Warning - Large Fires | Contamination | Aggregated | 2022 | 8.8333e-08 | 696.1473 | 6.1493e-05 | 2022 | Mitigation | 0.95 | 45 | 0 | esc | 0.00097009 | 8.5691e-11 | 0 | 0
[120 empty] | 7.3.3.17.5 (Remote Grid) Updates to grid topology to minimize risk of ignition in HFTDs Remote GridWLDFRContaminationAggregated | WLDFR | HFTD - Distribution - Tier 2 - 4QU CoRE ¦ 4QU LoRE | Non-Red Flag Warning - Large Fires | Contamination | Aggregated | 2023 | 8.8333e-08 | 696.1473 | 6.1493e-05 | 2023 | Mitigation | 0.95 | 45 | 0 | esc | 0.00097009 | 8.5691e-11 | 0.00097009 | 8.5691e-11
[120 empty] | 7.3.3.17.5 (Remote Grid) Updates to grid topology to minimize risk of ignition in HFTDs Remote GridWLDFRContaminationAggregated | WLDFR | HFTD - Distribution - Tier 2 - 4QU CoRE ¦ 4QU LoRE | Non-Red Flag Warning - Large Fires | Contamination | Aggregated | 2024 | 8.8333e-08 | 696.1473 | 6.1493e-05 | 2024 | Mitigation | 0.95 | 45 | 0 | esc | 0.00097009 | 8.5691e-11 | 0.00097009 | 8.5691e-11
[120 empty] | 7.3.3.17.5 (Remote Grid) Updates to grid topology to minimize risk of ignition in HFTDs Remote GridWLDFRContaminationAggregated | WLDFR | HFTD - Distribution - Tier 2 - 4QU CoRE ¦ 4QU LoRE | Non-Red Flag Warning - Large Fires | Contamination | Aggregated | 2025 | 8.8333e-08 | 696.1473 | 6.1493e-05 | 2025 | Mitigation | 0.95 | 45 | 0 | esc | 0.00097009 | 8.5691e-11 | 0.00097009 | 8.5691e-11
[120 empty] | 7.3.3.17.5 (Remote Grid) Updates to grid topology to minimize risk of ignition in HFTDs Remote GridWLDFRContaminationAggregated | WLDFR | HFTD - Distribution - Tier 2 - 4QU CoRE ¦ 4QU LoRE | Non-Red Flag Warning - Large Fires | Contamination | Aggregated | 2026 | 8.8333e-08 | 696.1473 | 6.1493e-05 | 2026 | Mitigation | 0.95 | 45 | 0 | esc | 0.00097009 | 8.5691e-11 | 0.00097009 | 8.5691e-11
[120 empty] | 7.3.3.17.5 (Remote Grid) Updates to grid topology to minimize risk of ignition in HFTDs Remote GridWLDFRContaminationAggregated | WLDFR | HFTD - Distribution - Tier 2 - 4QU CoRE ¦ 4QU LoRE | Non-Red Flag Warning - Large Fires | Contamination | Aggregated | 2027 | 8.8333e-08 | 696.1473 | 6.1493e-05 | 2027 | Mitigation | 0.95 | 45 | 0 | esc | 0.00097009 | 8.5691e-11 | 0.00097009 | 8.5691e-11
[120 empty] | 7.3.3.17.5 (Remote Grid) Updates to grid topology to minimize risk of ignition in HFTDs Remote GridWLDFRContaminationAggregated | WLDFR | HFTD - Distribution - Tier 2 - 4QU CoRE ¦ 4QU LoRE | Non-Red Flag Warning - Large Fires | Contamination | Aggregated | 2028 | 8.8333e-08 | 696.1473 | 6.1493e-05 | 2028 | Mitigation | 0.95 | 45 | 0 | esc | 0.00097009 | 8.5691e-11 | 0.00097009 | 8.5691e-11
[120 empty] | 7.3.3.17.5 (Remote Grid) Updates to grid topology to minimize risk of ignition in HFTDs Remote GridWLDFRContaminationAggregated | WLDFR | HFTD - Distribution - Tier 2 - 4QU CoRE ¦ 4QU LoRE | Non-Red Flag Warning - Large Fires | Contamination | Aggregated | 2029 | 8.8333e-08 | 696.1473 | 6.1493e-05 | 2029 | Mitigation | 0.95 | 45 | 0 | esc | 0.00097009 | 8.5691e-11 | 0.00097009 | 8.5691e-11
[120 empty] | 7.3.3.17.5 (Remote Grid) Updates to grid topology to minimize risk of ignition in HFTDs Remote GridWLDFRContaminationAggregated | WLDFR | HFTD - Distribution - Tier 2 - 4QU CoRE ¦ 4QU LoRE | Non-Red Flag Warning - Large Fires | Contamination | Aggregated | 2030 | 8.8333e-08 | 696.1473 | 6.1493e-05 | 2030 | Mitigation | 0.95 | 45 | 0 | esc | 0.00097009 | 8.5691e-11 | 0.00097009 | 8.5691e-11
[120 empty] | 7.3.3.17.5 (Remote Grid) Updates to grid topology to minimize risk of ignition in HFTDs Remote GridWLDFRContaminationAggregated | WLDFR | HFTD - Distribution - Tier 2 - 4QU CoRE ¦ 4QU LoRE | Non-Red Flag Warning - Large Fires | Contamination | Aggregated | 2031 | 8.8333e-08 | 696.1473 | 6.1493e-05 | 2031 | Mitigation | 0.95 | 45 | 0 | esc | 0.00097009 | 8.5691e-11 | 0.00097009 | 8.5691e-11
[120 empty] | 7.3.3.17.5 (Remote Grid) Updates to grid topology to minimize risk of ignition in HFTDs Remote GridWLDFRContaminationAggregated | WLDFR | HFTD - Distribution - Tier 2 - 4QU CoRE ¦ 4QU LoRE | Non-Red Flag Warning - Large Fires | Contamination | Aggregated | 2032 | 8.8333e-08 | 696.1473 | 6.1493e-05 | 2032 | Mitigation | 0.95 | 45 | 0 | esc | 0.00097009 | 8.5691e-11 | 0.00097009 | 8.5691e-11
[120 empty] | 7.3.3.17.5 (Remote Grid) Updates to grid topology to minimize risk of ignition in HFTDs Remote GridWLDFRContaminationAggregated | WLDFR | HFTD - Distribution - Tier 2 - 4QU CoRE ¦ 4QU LoRE | Non-Red Flag Warning - Large Fires | Contamination | Aggregated | 2033 | 8.8333e-08 | 696.1473 | 6.1493e-05 | 2033 | Mitigation | 0.95 | 45 | 0 | esc | 0.00097009 | 8.5691e-11 | 0.00097009 | 8.5691e-11
[120 empty] | 7.3.3.17.5 (Remote Grid) Updates to grid topology to minimize risk of ignition in HFTDs Remote GridWLDFRContaminationAggregated | WLDFR | HFTD - Distribution - Tier 2 - 4QU CoRE ¦ 4QU LoRE | Non-Red Flag Warning - Large Fires | Contamination | Aggregated | 2034 | 8.8333e-08 | 696.1473 | 6.1493e-05 | 2034 | Mitigation | 0.95 | 45 | 0 | esc | 0.00097009 | 8.5691e-11 | 0.00097009 | 8.5691e-11
[120 empty] | 7.3.3.17.5 (Remote Grid) Updates to grid topology to minimize risk of ignition in HFTDs Remote GridWLDFRContaminationAggregated | WLDFR | HFTD - Distribution - Tier 2 - 4QU CoRE ¦ 4QU LoRE | Non-Red Flag Warning - Large Fires | Contamination | Aggregated | 2035 | 8.8333e-08 | 696.1473 | 6.1493e-05 | 2035 | Mitigation | 0.95 | 45 | 0 | esc | 0.00097009 | 8.5691e-11 | 0.00097009 | 8.5691e-11
[120 empty] | 7.3.3.17.5 (Remote Grid) Updates to grid topology to minimize risk of ignition in HFTDs Remote GridWLDFRContaminationAggregated | WLDFR | HFTD - Distribution - Tier 2 - 4QU CoRE ¦ 4QU LoRE | Non-Red Flag Warning - Large Fires | Contamination | Aggregated | 2036 | 8.8333e-08 | 696.1473 | 6.1493e-05 | 2036 | Mitigation | 0.95 | 45 | 0 | esc | 0.00097009 | 8.5691e-11 | 0.00097009 | 8.5691e-11
[120 empty] | 7.3.3.17.5 (Remote Grid) Updates to grid topology to minimize risk of ignition in HFTDs Remote GridWLDFRContaminationAggregated | WLDFR | HFTD - Distribution - Tier 2 - 4QU CoRE ¦ 4QU LoRE | Non-Red Flag Warning - Large Fires | Contamination | Aggregated | 2037 | 8.8333e-08 | 696.1473 | 6.1493e-05 | 2037 | Mitigation | 0.95 | 45 | 0 | esc | 0.00097009 | 8.5691e-11 | 0.00097009 | 8.5691e-11
[120 empty] | 7.3.3.17.5 (Remote Grid) Updates to grid topology to minimize risk of ignition in HFTDs Remote GridWLDFRContaminationAggregated | WLDFR | HFTD - Distribution - Tier 2 - 4QU CoRE ¦ 4QU LoRE | Non-Red Flag Warning - Large Fires | Contamination | Aggregated | 2038 | 8.8333e-08 | 696.1473 | 6.1493e-05 | 2038 | Mitigation | 0.95 | 45 | 0 | esc | 0.00097009 | 8.5691e-11 | 0.00097009 | 8.5691e-11
[120 empty] | 7.3.3.17.5 (Remote Grid) Updates to grid topology to minimize risk of ignition in HFTDs Remote GridWLDFRContaminationAggregated | WLDFR | HFTD - Distribution - Tier 2 - 4QU CoRE ¦ 4QU LoRE | Non-Red Flag Warning - Large Fires | Contamination | Aggregated | 2039 | 8.8333e-08 | 696.1473 | 6.1493e-05 | 2039 | Mitigation | 0.95 | 45 | 0 | esc | 0.00097009 | 8.5691e-11 | 0.00097009 | 8.5691e-11
[120 empty] | 7.3.3.17.5 (Remote Grid) Updates to grid topology to minimize risk of ignition in HFTDs Remote GridWLDFRContaminationAggregated | WLDFR | HFTD - Distribution - Tier 2 - 4QU CoRE ¦ 4QU LoRE | Non-Red Flag Warning - Large Fires | Contamination | Aggregated | 2040 | 8.8333e-08 | 696.1473 | 6.1493e-05 | 2040 | Mitigation | 0.95 | 45 | 0 | esc | 0.00097009 | 8.5691e-11 | 0.00097009 | 8.5691e-11
[120 empty] | 7.3.3.17.5 (Remote Grid) Updates to grid topology to minimize risk of ignition in HFTDs Remote GridWLDFRContaminationAggregated | WLDFR | HFTD - Distribution - Tier 2 - 4QU CoRE ¦ 4QU LoRE | Non-Red Flag Warning - Large Fires | Contamination | Aggregated | 2041 | 8.8333e-08 | 696.1473 | 6.1493e-05 | 2041 | Mitigation | 0.95 | 45 | 0 | esc | 0.00097009 | 8.5691e-11 | 0.00097009 | 8.5691e-11
[120 empty] | 7.3.3.17.5 (Remote Grid) Updates to grid topology to minimize risk of ignition in HFTDs Remote GridWLDFRContaminationAggregated | WLDFR | HFTD - Distribution - Tier 2 - 4QU CoRE ¦ 4QU LoRE | Non-Red Flag Warning - Large Fires | Contamination | Aggregated | 2042 | 8.8333e-08 | 696.1473 | 6.1493e-05 | 2042 | Mitigation | 0.95 | 45 | 0 | esc | 0.00097009 | 8.5691e-11 | 0.00097009 | 8.5691e-11
[120 empty] | 7.3.3.17.5 (Remote Grid) Updates to grid topology to minimize risk of ignition in HFTDs Remote GridWLDFRContaminationAggregated | WLDFR | HFTD - Distribution - Tier 2 - 4QU CoRE ¦ 4QU LoRE | Non-Red Flag Warning - Large Fires | Contamination | Aggregated | 2043 | 8.8333e-08 | 696.1473 | 6.1493e-05 | 2043 | Mitigation | 0.95 | 45 | 0 | esc | 0.00097009 | 8.5691e-11 | 0.00097009 | 8.5691e-11
[120 empty] | 7.3.3.17.5 (Remote Grid) Updates to grid topology to minimize risk of ignition in HFTDs Remote GridWLDFRContaminationAggregated | WLDFR | HFTD - Distribution - Tier 2 - 4QU CoRE ¦ 4QU LoRE | Non-Red Flag Warning - Large Fires | Contamination | Aggregated | 2044 | 8.8333e-08 | 696.1473 | 6.1493e-05 | 2044 | Mitigation | 0.95 | 45 | 0 | esc | 0.00097009 | 8.5691e-11 | 0.00097009 | 8.5691e-11
[120 empty] | 7.3.3.17.5 (Remote Grid) Updates to grid topology to minimize risk of ignition in HFTDs Remote GridWLDFRContaminationAggregated | WLDFR | HFTD - Distribution - Tier 2 - 4QU CoRE ¦ 4QU LoRE | Non-Red Flag Warning - Large Fires | Contamination | Aggregated | 2045 | 8.8333e-08 | 696.1473 | 6.1493e-05 | 2045 | Mitigation | 0.95 | 45 | 0 | esc | 0.00097009 | 8.5691e-11 | 0.00097009 | 8.5691e-11
[120 empty] | 7.3.3.17.5 (Remote Grid) Updates to grid topology to minimize risk of ignition in HFTDs Remote GridWLDFRContaminationAggregated | WLDFR | HFTD - Distribution - Tier 2 - 4QU CoRE ¦ 4QU LoRE | Non-Red Flag Warning - Large Fires | Contamination | Aggregated | 2046 | 8.8333e-08 | 696.1473 | 6.1493e-05 | 2046 | Mitigation | 0.95 | 45 | 0 | esc | 0.00097009 | 8.5691e-11 | 0.00097009 | 8.5691e-11
[120 empty] | 7.3.3.17.5 (Remote Grid) Updates to grid topology to minimize risk of ignition in HFTDs Remote GridWLDFRContaminationAggregated | WLDFR | HFTD - Distribution - Tier 2 - 4QU CoRE ¦ 4QU LoRE | Non-Red Flag Warning - Large Fires | Contamination | Aggregated | 2047 | 8.8333e-08 | 696.1473 | 6.1493e-05 | 2047 | Mitigation | 0.95 | 45 | 0 | esc | 0.00097009 | 8.5691e-11 | 0.00097009 | 8.5691e-11
[120 empty] | 7.3.3.17.5 (Remote Grid) Updates to grid topology to minimize risk of ignition in HFTDs Remote GridWLDFRContaminationAggregated | WLDFR | HFTD - Distribution - Tier 2 - 4QU CoRE ¦ 4QU LoRE | Non-Red Flag Warning - Large Fires | Contamination | Aggregated | 2048 | 8.8333e-08 | 696.1473 | 6.1493e-05 | 2048 | Mitigation | 0.95 | 45 | 0 | esc | 0.00097009 | 8.5691e-11 | 0.00097009 | 8.5691e-11
[120 empty] | 7.3.3.17.5 (Remote Grid) Updates to grid topology to minimize risk of ignition in HFTDs Remote GridWLDFRContaminationAggregated | WLDFR | HFTD - Distribution - Tier 2 - 4QU CoRE ¦ 4QU LoRE | Non-Red Flag Warning - Large Fires | Contamination | Aggregated | 2049 | 8.8333e-08 | 696.1473 | 6.1493e-05 | 2049 | Mitigation | 0.95 | 45 | 0 | esc | 0.00097009 | 8.5691e-11 | 0.00097009 | 8.5691e-11
[120 empty] | 7.3.3.17.5 (Remote Grid) Updates to grid topology to minimize risk of ignition in HFTDs Remote GridWLDFRContaminationAggregated | WLDFR | HFTD - Distribution - Tier 2 - 4QU CoRE ¦ 4QU LoRE | Non-Red Flag Warning - Large Fires | Contamination | Aggregated | 2050 | 8.8333e-08 | 696.1473 | 6.1493e-05 | 2050 | Mitigation | 0.95 | 45 | 0 | esc | 0.00097009 | 8.5691e-11 | 0.00097009 | 8.5691e-11
[120 empty] | 7.3.3.17.5 (Remote Grid) Updates to grid topology to minimize risk of ignition in HFTDs Remote GridWLDFRContaminationAggregated | WLDFR | HFTD - Distribution - Tier 2 - 4QU CoRE ¦ 4QU LoRE | Non-Red Flag Warning - Large Fires | Contamination | Aggregated | 2051 | 8.8333e-08 | 696.1473 | 6.1493e-05 | 2051 | Mitigation | 0.95 | 45 | 0 | esc | 0.00097009 | 8.5691e-11 | 0.00097009 | 8.5691e-11
[120 empty] | 7.3.3.17.5 (Remote Grid) Updates to grid topology to minimize risk of ignition in HFTDs Remote GridWLDFRContaminationAggregated | WLDFR | HFTD - Distribution - Tier 2 - 4QU CoRE ¦ 4QU LoRE | Non-Red Flag Warning - Large Fires | Contamination | Aggregated | 2052 | 8.8333e-08 | 696.1473 | 6.1493e-05 | 2052 | Mitigation | 0.95 | 45 | 0 | esc | 0.00097009 | 8.5691e-11 | 0.00097009 | 8.5691e-11
[120 empty] | 7.3.3.17.5 (Remote Grid) Updates to grid topology to minimize risk of ignition in HFTDs Remote GridWLDFRContaminationAggregated | WLDFR | HFTD - Distribution - Tier 2 - 4QU CoRE ¦ 4QU LoRE | Non-Red Flag Warning - Large Fires | Contamination | Aggregated | 2053 | 8.8333e-08 | 696.1473 | 6.1493e-05 | 2053 | Mitigation | 0.95 | 45 | 0 | esc | 0.00097009 | 8.5691e-11 | 0.00097009 | 8.5691e-11
[120 empty] | 7.3.3.17.5 (Remote Grid) Updates to grid topology to minimize risk of ignition in HFTDs Remote GridWLDFRContaminationAggregated | WLDFR | HFTD - Distribution - Tier 2 - 4QU CoRE ¦ 4QU LoRE | Non-Red Flag Warning - Large Fires | Contamination | Aggregated | 2054 | 8.8333e-08 | 696.1473 | 6.1493e-05 | 2054 | Mitigation | 0.95 | 45 | 0 | esc | 0.00097009 | 8.5691e-11 | 0.00097009 | 8.5691e-11
[120 empty] | 7.3.3.17.5 (Remote Grid) Updates to grid topology to minimize risk of ignition in HFTDs Remote GridWLDFRContaminationAggregated | WLDFR | HFTD - Distribution - Tier 2 - 4QU CoRE ¦ 4QU LoRE | Non-Red Flag Warning - Large Fires | Contamination | Aggregated | 2055 | 8.8333e-08 | 696.1473 | 6.1493e-05 | 2055 | Mitigation | 0.95 | 45 | 0 | esc | 0.00097009 | 8.5691e-11 | 0.00097009 | 8.5691e-11
[120 empty] | 7.3.3.17.5 (Remote Grid) Updates to grid topology to minimize risk of ignition in HFTDs Remote GridWLDFRContaminationAggregated | WLDFR | HFTD - Distribution - Tier 2 - 4QU CoRE ¦ 4QU LoRE | Non-Red Flag Warning - Large Fires | Contamination | Aggregated | 2056 | 8.8333e-08 | 696.1473 | 6.1493e-05 | 2056 | Mitigation | 0.95 | 45 | 0 | esc | 0.00097009 | 8.5691e-11 | 0.00097009 | 8.5691e-11
[120 empty] | 7.3.3.17.5 (Remote Grid) Updates to grid topology to minimize risk of ignition in HFTDs Remote GridWLDFRContaminationAggregated | WLDFR | HFTD - Distribution - Tier 2 - 4QU CoRE ¦ 4QU LoRE | Non-Red Flag Warning - Large Fires | Contamination | Aggregated | 2057 | 8.8333e-08 | 696.1473 | 6.1493e-05 | 2057 | Mitigation | 0.95 | 45 | 0 | esc | 0.00097009 | 8.5691e-11 | 0.00097009 | 8.5691e-11
[120 empty] | 7.3.3.17.5 (Remote Grid) Updates to grid topology to minimize risk of ignition in HFTDs Remote GridWLDFRContaminationAggregated | WLDFR | HFTD - Distribution - Tier 2 - 4QU CoRE ¦ 4QU LoRE | Non-Red Flag Warning - Large Fires | Contamination | Aggregated | 2058 | 8.8333e-08 | 696.1473 | 6.1493e-05 | 2058 | Mitigation | 0.95 | 45 | 0 | esc | 0.00097009 | 8.5691e-11 | 0.00097009 | 8.5691e-11
[120 empty] | 7.3.3.17.5 (Remote Grid) Updates to grid topology to minimize risk of ignition in HFTDs Remote GridWLDFRContaminationAggregated | WLDFR | HFTD - Distribution - Tier 2 - 4QU CoRE ¦ 4QU LoRE | Non-Red Flag Warning - Large Fires | Contamination | Aggregated | 2059 | 8.8333e-08 | 696.1473 | 6.1493e-05 | 2059 | Mitigation | 0.95 | 45 | 0 | esc | 0.00097009 | 8.5691e-11 | 0.00097009 | 8.5691e-11
[120 empty] | 7.3.3.17.5 (Remote Grid) Updates to grid topology to minimize risk of ignition in HFTDs Remote GridWLDFRContaminationAggregated | WLDFR | HFTD - Distribution - Tier 2 - 4QU CoRE ¦ 4QU LoRE | Non-Red Flag Warning - Large Fires | Contamination | Aggregated | 2060 | 8.8333e-08 | 696.1473 | 6.1493e-05 | 2060 | Mitigation | 0.95 | 45 | 0 | esc | 0.00097009 | 8.5691e-11 | 0.00097009 | 8.5691e-11
[120 empty] | 7.3.3.17.5 (Remote Grid) Updates to grid topology to minimize risk of ignition in HFTDs Remote GridWLDFRContaminationAggregated | WLDFR | HFTD - Distribution - Tier 2 - 4QU CoRE ¦ 4QU LoRE | Non-Red Flag Warning - Large Fires | Contamination | Aggregated | 2061 | 8.8333e-08 | 696.1473 | 6.1493e-05 | 2061 | Mitigation | 0.95 | 45 | 0 | esc | 0.00097009 | 8.5691e-11 | 0.00097009 | 8.5691e-11
[120 empty] | 7.3.3.17.5 (Remote Grid) Updates to grid topology to minimize risk of ignition in HFTDs Remote GridWLDFRContaminationAggregated | WLDFR | HFTD - Distribution - Tier 2 - 4QU CoRE ¦ 4QU LoRE | Non-Red Flag Warning - Large Fires | Contamination | Aggregated | 2062 | 8.8333e-08 | 696.1473 | 6.1493e-05 | 2062 | Mitigation | 0.95 | 45 | 0 | esc | 0.00097009 | 8.5691e-11 | 0.00097009 | 8.5691e-11
[120 empty] | 7.3.3.17.5 (Remote Grid) Updates to grid topology to minimize risk of ignition in HFTDs Remote GridWLDFRContaminationAggregated | WLDFR | HFTD - Distribution - Tier 2 - 4QU CoRE ¦ 4QU LoRE | Non-Red Flag Warning - Large Fires | Contamination | Aggregated | 2063 | 8.8333e-08 | 696.1473 | 6.1493e-05 | 2063 | Mitigation | 0.95 | 45 | 0 | esc | 0.00097009 | 8.5691e-11 | 0.00097009 | 8.5691e-11
[120 empty] | 7.3.3.17.5 (Remote Grid) Updates to grid topology to minimize risk of ignition in HFTDs Remote GridWLDFRContaminationAggregated | WLDFR | HFTD - Distribution - Tier 2 - 4QU CoRE ¦ 4QU LoRE | Non-Red Flag Warning - Large Fires | Contamination | Aggregated | 2064 | 8.8333e-08 | 696.1473 | 6.1493e-05 | 2064 | Mitigation | 0.95 | 45 | 0 | esc | 0.00097009 | 8.5691e-11 | 0.00097009 | 8.5691e-11
[120 empty] | 7.3.3.17.5 (Remote Grid) Updates to grid topology to minimize risk of ignition in HFTDs Remote GridWLDFRContaminationAggregated | WLDFR | HFTD - Distribution - Tier 2 - 4QU CoRE ¦ 4QU LoRE | Non-Red Flag Warning - Large Fires | Contamination | Aggregated | 2065 | 8.8333e-08 | 696.1473 | 6.1493e-05 | 2065 | Mitigation | 0.95 | 45 | 0 | esc | 0.00097009 | 8.5691e-11 | 0.00097009 | 8.5691e-11
[120 empty] | 7.3.3.17.5 (Remote Grid) Updates to grid topology to minimize risk of ignition in HFTDs Remote GridWLDFRContaminationAggregated | WLDFR | HFTD - Distribution - Tier 2 - 4QU CoRE ¦ 4QU LoRE | Non-Red Flag Warning - Large Fires | Contamination | Aggregated | 2066 | 8.8333e-08 | 696.1473 | 6.1493e-05 | 2066 | Mitigation | 0.95 | 45 | 0 | esc | 0.00097009 | 8.5691e-11 | 0.00097009 | 8.5691e-11
[120 empty] | 7.3.3.17.5 (Remote Grid) Updates to grid topology to minimize risk of ignition in HFTDs Remote GridWLDFRContaminationAggregated | WLDFR | HFTD - Distribution - Tier 2 - 4QU CoRE ¦ 4QU LoRE | Non-Red Flag Warning - Large Fires | Contamination | Aggregated | 2067 | 8.8333e-08 | 696.1473 | 6.1493e-05 | 2067 | Mitigation | 0.95 | 45 | 0 | esc | 0 | 0 | 0.00097009 | 8.5691e-11
[120 empty] | 7.3.3.17.5 (Remote Grid) Updates to grid topology to minimize risk of ignition in HFTDs Remote GridWLDFREquipment / facility failureAggregated | WLDFR | HFTD - Distribution - Tier 2 - 4QU CoRE ¦ 4QU LoRE | Non-Red Flag Warning - Large Fires | Equipment / facility failure | Aggregated | 2022 | 1.7292e-06 | 696.1473 | 0.0012038 | 2022 | Mitigation | 0.95 | 45 | 0 | esc | 0.00097009 | 1.6775e-09 | 0 | 0
[120 empty] | 7.3.3.17.5 (Remote Grid) Updates to grid topology to minimize risk of ignition in HFTDs Remote GridWLDFREquipment / facility failureAggregated | WLDFR | HFTD - Distribution - Tier 2 - 4QU CoRE ¦ 4QU LoRE | Non-Red Flag Warning - Large Fires | Equipment / facility failure | Aggregated | 2023 | 1.7292e-06 | 696.1473 | 0.0012038 | 2023 | Mitigation | 0.95 | 45 | 0 | esc | 0.00097009 | 1.6775e-09 | 0.00097009 | 1.6775e-09
[120 empty] | 7.3.3.17.5 (Remote Grid) Updates to grid topology to minimize risk of ignition in HFTDs Remote GridWLDFREquipment / facility failureAggregated | WLDFR | HFTD - Distribution - Tier 2 - 4QU CoRE ¦ 4QU LoRE | Non-Red Flag Warning - Large Fires | Equipment / facility failure | Aggregated | 2024 | 1.7292e-06 | 696.1473 | 0.0012038 | 2024 | Mitigation | 0.95 | 45 | 0 | esc | 0.00097009 | 1.6775e-09 | 0.00097009 | 1.6775e-09
[120 empty] | 7.3.3.17.5 (Remote Grid) Updates to grid topology to minimize risk of ignition in HFTDs Remote GridWLDFREquipment / facility failureAggregated | WLDFR | HFTD - Distribution - Tier 2 - 4QU CoRE ¦ 4QU LoRE | Non-Red Flag Warning - Large Fires | Equipment / facility failure | Aggregated | 2025 | 1.7292e-06 | 696.1473 | 0.0012038 | 2025 | Mitigation | 0.95 | 45 | 0 | esc | 0.00097009 | 1.6775e-09 | 0.00097009 | 1.6775e-09
[120 empty] | 7.3.3.17.5 (Remote Grid) Updates to grid topology to minimize risk of ignition in HFTDs Remote GridWLDFREquipment / facility failureAggregated | WLDFR | HFTD - Distribution - Tier 2 - 4QU CoRE ¦ 4QU LoRE | Non-Red Flag Warning - Large Fires | Equipment / facility failure | Aggregated | 2026 | 1.7292e-06 | 696.1473 | 0.0012038 | 2026 | Mitigation | 0.95 | 45 | 0 | esc | 0.00097009 | 1.6775e-09 | 0.00097009 | 1.6775e-09
[120 empty] | 7.3.3.17.5 (Remote Grid) Updates to grid topology to minimize risk of ignition in HFTDs Remote GridWLDFREquipment / facility failureAggregated | WLDFR | HFTD - Distribution - Tier 2 - 4QU CoRE ¦ 4QU LoRE | Non-Red Flag Warning - Large Fires | Equipment / facility failure | Aggregated | 2027 | 1.7292e-06 | 696.1473 | 0.0012038 | 2027 | Mitigation | 0.95 | 45 | 0 | esc | 0.00097009 | 1.6775e-09 | 0.00097009 | 1.6775e-09
[120 empty] | 7.3.3.17.5 (Remote Grid) Updates to grid topology to minimize risk of ignition in HFTDs Remote GridWLDFREquipment / facility failureAggregated | WLDFR | HFTD - Distribution - Tier 2 - 4QU CoRE ¦ 4QU LoRE | Non-Red Flag Warning - Large Fires | Equipment / facility failure | Aggregated | 2028 | 1.7292e-06 | 696.1473 | 0.0012038 | 2028 | Mitigation | 0.95 | 45 | 0 | esc | 0.00097009 | 1.6775e-09 | 0.00097009 | 1.6775e-09
[120 empty] | 7.3.3.17.5 (Remote Grid) Updates to grid topology to minimize risk of ignition in HFTDs Remote GridWLDFREquipment / facility failureAggregated | WLDFR | HFTD - Distribution - Tier 2 - 4QU CoRE ¦ 4QU LoRE | Non-Red Flag Warning - Large Fires | Equipment / facility failure | Aggregated | 2029 | 1.7292e-06 | 696.1473 | 0.0012038 | 2029 | Mitigation | 0.95 | 45 | 0 | esc | 0.00097009 | 1.6775e-09 | 0.00097009 | 1.6775e-09
[120 empty] | 7.3.3.17.5 (Remote Grid) Updates to grid topology to minimize risk of ignition in HFTDs Remote GridWLDFREquipment / facility failureAggregated | WLDFR | HFTD - Distribution - Tier 2 - 4QU CoRE ¦ 4QU LoRE | Non-Red Flag Warning - Large Fires | Equipment / facility failure | Aggregated | 2030 | 1.7292e-06 | 696.1473 | 0.0012038 | 2030 | Mitigation | 0.95 | 45 | 0 | esc | 0.00097009 | 1.6775e-09 | 0.00097009 | 1.6775e-09
[120 empty] | 7.3.3.17.5 (Remote Grid) Updates to grid topology to minimize risk of ignition in HFTDs Remote GridWLDFREquipment / facility failureAggregated | WLDFR | HFTD - Distribution - Tier 2 - 4QU CoRE ¦ 4QU LoRE | Non-Red Flag Warning - Large Fires | Equipment / facility failure | Aggregated | 2031 | 1.7292e-06 | 696.1473 | 0.0012038 | 2031 | Mitigation | 0.95 | 45 | 0 | esc | 0.00097009 | 1.6775e-09 | 0.00097009 | 1.6775e-09
[120 empty] | 7.3.3.17.5 (Remote Grid) Updates to grid topology to minimize risk of ignition in HFTDs Remote GridWLDFREquipment / facility failureAggregated | WLDFR | HFTD - Distribution - Tier 2 - 4QU CoRE ¦ 4QU LoRE | Non-Red Flag Warning - Large Fires | Equipment / facility failure | Aggregated | 2032 | 1.7292e-06 | 696.1473 | 0.0012038 | 2032 | Mitigation | 0.95 | 45 | 0 | esc | 0.00097009 | 1.6775e-09 | 0.00097009 | 1.6775e-09
[120 empty] | 7.3.3.17.5 (Remote Grid) Updates to grid topology to minimize risk of ignition in HFTDs Remote GridWLDFREquipment / facility failureAggregated | WLDFR | HFTD - Distribution - Tier 2 - 4QU CoRE ¦ 4QU LoRE | Non-Red Flag Warning - Large Fires | Equipment / facility failure | Aggregated | 2033 | 1.7292e-06 | 696.1473 | 0.0012038 | 2033 | Mitigation | 0.95 | 45 | 0 | esc | 0.00097009 | 1.6775e-09 | 0.00097009 | 1.6775e-09
[120 empty] | 7.3.3.17.5 (Remote Grid) Updates to grid topology to minimize risk of ignition in HFTDs Remote GridWLDFREquipment / facility failureAggregated | WLDFR | HFTD - Distribution - Tier 2 - 4QU CoRE ¦ 4QU LoRE | Non-Red Flag Warning - Large Fires | Equipment / facility failure | Aggregated | 2034 | 1.7292e-06 | 696.1473 | 0.0012038 | 2034 | Mitigation | 0.95 | 45 | 0 | esc | 0.00097009 | 1.6775e-09 | 0.00097009 | 1.6775e-09
[120 empty] | 7.3.3.17.5 (Remote Grid) Updates to grid topology to minimize risk of ignition in HFTDs Remote GridWLDFREquipment / facility failureAggregated | WLDFR | HFTD - Distribution - Tier 2 - 4QU CoRE ¦ 4QU LoRE | Non-Red Flag Warning - Large Fires | Equipment / facility failure | Aggregated | 2035 | 1.7292e-06 | 696.1473 | 0.0012038 | 2035 | Mitigation | 0.95 | 45 | 0 | esc | 0.00097009 | 1.6775e-09 | 0.00097009 | 1.6775e-09
[120 empty] | 7.3.3.17.5 (Remote Grid) Updates to grid topology to minimize risk of ignition in HFTDs Remote GridWLDFREquipment / facility failureAggregated | WLDFR | HFTD - Distribution - Tier 2 - 4QU CoRE ¦ 4QU LoRE | Non-Red Flag Warning - Large Fires | Equipment / facility failure | Aggregated | 2036 | 1.7292e-06 | 696.1473 | 0.0012038 | 2036 | Mitigation | 0.95 | 45 | 0 | esc | 0.00097009 | 1.6775e-09 | 0.00097009 | 1.6775e-09
[120 empty] | 7.3.3.17.5 (Remote Grid) Updates to grid topology to minimize risk of ignition in HFTDs Remote GridWLDFREquipment / facility failureAggregated | WLDFR | HFTD - Distribution - Tier 2 - 4QU CoRE ¦ 4QU LoRE | Non-Red Flag Warning - Large Fires | Equipment / facility failure | Aggregated | 2037 | 1.7292e-06 | 696.1473 | 0.0012038 | 2037 | Mitigation | 0.95 | 45 | 0 | esc | 0.00097009 | 1.6775e-09 | 0.00097009 | 1.6775e-09
[120 empty] | 7.3.3.17.5 (Remote Grid) Updates to grid topology to minimize risk of ignition in HFTDs Remote GridWLDFREquipment / facility failureAggregated | WLDFR | HFTD - Distribution - Tier 2 - 4QU CoRE ¦ 4QU LoRE | Non-Red Flag Warning - Large Fires | Equipment / facility failure | Aggregated | 2038 | 1.7292e-06 | 696.1473 | 0.0012038 | 2038 | Mitigation | 0.95 | 45 | 0 | esc | 0.00097009 | 1.6775e-09 | 0.00097009 | 1.6775e-09
[120 empty] | 7.3.3.17.5 (Remote Grid) Updates to grid topology to minimize risk of ignition in HFTDs Remote GridWLDFREquipment / facility failureAggregated | WLDFR | HFTD - Distribution - Tier 2 - 4QU CoRE ¦ 4QU LoRE | Non-Red Flag Warning - Large Fires | Equipment / facility failure | Aggregated | 2039 | 1.7292e-06 | 696.1473 | 0.0012038 | 2039 | Mitigation | 0.95 | 45 | 0 | esc | 0.00097009 | 1.6775e-09 | 0.00097009 | 1.6775e-09
[120 empty] | 7.3.3.17.5 (Remote Grid) Updates to grid topology to minimize risk of ignition in HFTDs Remote GridWLDFREquipment / facility failureAggregated | WLDFR | HFTD - Distribution - Tier 2 - 4QU CoRE ¦ 4QU LoRE | Non-Red Flag Warning - Large Fires | Equipment / facility failure | Aggregated | 2040 | 1.7292e-06 | 696.1473 | 0.0012038 | 2040 | Mitigation | 0.95 | 45 | 0 | esc | 0.00097009 | 1.6775e-09 | 0.00097009 | 1.6775e-09
[120 empty] | 7.3.3.17.5 (Remote Grid) Updates to grid topology to minimize risk of ignition in HFTDs Remote GridWLDFREquipment / facility failureAggregated | WLDFR | HFTD - Distribution - Tier 2 - 4QU CoRE ¦ 4QU LoRE | Non-Red Flag Warning - Large Fires | Equipment / facility failure | Aggregated | 2041 | 1.7292e-06 | 696.1473 | 0.0012038 | 2041 | Mitigation | 0.95 | 45 | 0 | esc | 0.00097009 | 1.6775e-09 | 0.00097009 | 1.6775e-09
[120 empty] | 7.3.3.17.5 (Remote Grid) Updates to grid topology to minimize risk of ignition in HFTDs Remote GridWLDFREquipment / facility failureAggregated | WLDFR | HFTD - Distribution - Tier 2 - 4QU CoRE ¦ 4QU LoRE | Non-Red Flag Warning - Large Fires | Equipment / facility failure | Aggregated | 2042 | 1.7292e-06 | 696.1473 | 0.0012038 | 2042 | Mitigation | 0.95 | 45 | 0 | esc | 0.00097009 | 1.6775e-09 | 0.00097009 | 1.6775e-09
[120 empty] | 7.3.3.17.5 (Remote Grid) Updates to grid topology to minimize risk of ignition in HFTDs Remote GridWLDFREquipment / facility failureAggregated | WLDFR | HFTD - Distribution - Tier 2 - 4QU CoRE ¦ 4QU LoRE | Non-Red Flag Warning - Large Fires | Equipment / facility failure | Aggregated | 2043 | 1.7292e-06 | 696.1473 | 0.0012038 | 2043 | Mitigation | 0.95 | 45 | 0 | esc | 0.00097009 | 1.6775e-09 | 0.00097009 | 1.6775e-09
[120 empty] | 7.3.3.17.5 (Remote Grid) Updates to grid topology to minimize risk of ignition in HFTDs Remote GridWLDFREquipment / facility failureAggregated | WLDFR | HFTD - Distribution - Tier 2 - 4QU CoRE ¦ 4QU LoRE | Non-Red Flag Warning - Large Fires | Equipment / facility failure | Aggregated | 2044 | 1.7292e-06 | 696.1473 | 0.0012038 | 2044 | Mitigation | 0.95 | 45 | 0 | esc | 0.00097009 | 1.6775e-09 | 0.00097009 | 1.6775e-09
[120 empty] | 7.3.3.17.5 (Remote Grid) Updates to grid topology to minimize risk of ignition in HFTDs Remote GridWLDFREquipment / facility failureAggregated | WLDFR | HFTD - Distribution - Tier 2 - 4QU CoRE ¦ 4QU LoRE | Non-Red Flag Warning - Large Fires | Equipment / facility failure | Aggregated | 2045 | 1.7292e-06 | 696.1473 | 0.0012038 | 2045 | Mitigation | 0.95 | 45 | 0 | esc | 0.00097009 | 1.6775e-09 | 0.00097009 | 1.6775e-09
[120 empty] | 7.3.3.17.5 (Remote Grid) Updates to grid topology to minimize risk of ignition in HFTDs Remote GridWLDFREquipment / facility failureAggregated | WLDFR | HFTD - Distribution - Tier 2 - 4QU CoRE ¦ 4QU LoRE | Non-Red Flag Warning - Large Fires | Equipment / facility failure | Aggregated | 2046 | 1.7292e-06 | 696.1473 | 0.0012038 | 2046 | Mitigation | 0.95 | 45 | 0 | esc | 0.00097009 | 1.6775e-09 | 0.00097009 | 1.6775e-09
[120 empty] | 7.3.3.17.5 (Remote Grid) Updates to grid topology to minimize risk of ignition in HFTDs Remote GridWLDFREquipment / facility failureAggregated | WLDFR | HFTD - Distribution - Tier 2 - 4QU CoRE ¦ 4QU LoRE | Non-Red Flag Warning - Large Fires | Equipment / facility failure | Aggregated | 2047 | 1.7292e-06 | 696.1473 | 0.0012038 | 2047 | Mitigation | 0.95 | 45 | 0 | esc | 0.00097009 | 1.6775e-09 | 0.00097009 | 1.6775e-09
[120 empty] | 7.3.3.17.5 (Remote Grid) Updates to grid topology to minimize risk of ignition in HFTDs Remote GridWLDFREquipment / facility failureAggregated | WLDFR | HFTD - Distribution - Tier 2 - 4QU CoRE ¦ 4QU LoRE | Non-Red Flag Warning - Large Fires | Equipment / facility failure | Aggregated | 2048 | 1.7292e-06 | 696.1473 | 0.0012038 | 2048 | Mitigation | 0.95 | 45 | 0 | esc | 0.00097009 | 1.6775e-09 | 0.00097009 | 1.6775e-09
[120 empty] | 7.3.3.17.5 (Remote Grid) Updates to grid topology to minimize risk of ignition in HFTDs Remote GridWLDFREquipment / facility failureAggregated | WLDFR | HFTD - Distribution - Tier 2 - 4QU CoRE ¦ 4QU LoRE | Non-Red Flag Warning - Large Fires | Equipment / facility failure | Aggregated | 2049 | 1.7292e-06 | 696.1473 | 0.0012038 | 2049 | Mitigation | 0.95 | 45 | 0 | esc | 0.00097009 | 1.6775e-09 | 0.00097009 | 1.6775e-09
[120 empty] | 7.3.3.17.5 (Remote Grid) Updates to grid topology to minimize risk of ignition in HFTDs Remote GridWLDFREquipment / facility failureAggregated | WLDFR | HFTD - Distribution - Tier 2 - 4QU CoRE ¦ 4QU LoRE | Non-Red Flag Warning - Large Fires | Equipment / facility failure | Aggregated | 2050 | 1.7292e-06 | 696.1473 | 0.0012038 | 2050 | Mitigation | 0.95 | 45 | 0 | esc | 0.00097009 | 1.6775e-09 | 0.00097009 | 1.6775e-09
[120 empty] | 7.3.3.17.5 (Remote Grid) Updates to grid topology to minimize risk of ignition in HFTDs Remote GridWLDFREquipment / facility failureAggregated | WLDFR | HFTD - Distribution - Tier 2 - 4QU CoRE ¦ 4QU LoRE | Non-Red Flag Warning - Large Fires | Equipment / facility failure | Aggregated | 2051 | 1.7292e-06 | 696.1473 | 0.0012038 | 2051 | Mitigation | 0.95 | 45 | 0 | esc | 0.00097009 | 1.6775e-09 | 0.00097009 | 1.6775e-09
[120 empty] | 7.3.3.17.5 (Remote Grid) Updates to grid topology to minimize risk of ignition in HFTDs Remote GridWLDFREquipment / facility failureAggregated | WLDFR | HFTD - Distribution - Tier 2 - 4QU CoRE ¦ 4QU LoRE | Non-Red Flag Warning - Large Fires | Equipment / facility failure | Aggregated | 2052 | 1.7292e-06 | 696.1473 | 0.0012038 | 2052 | Mitigation | 0.95 | 45 | 0 | esc | 0.00097009 | 1.6775e-09 | 0.00097009 | 1.6775e-09
[120 empty] | 7.3.3.17.5 (Remote Grid) Updates to grid topology to minimize risk of ignition in HFTDs Remote GridWLDFREquipment / facility failureAggregated | WLDFR | HFTD - Distribution - Tier 2 - 4QU CoRE ¦ 4QU LoRE | Non-Red Flag Warning - Large Fires | Equipment / facility failure | Aggregated | 2053 | 1.7292e-06 | 696.1473 | 0.0012038 | 2053 | Mitigation | 0.95 | 45 | 0 | esc | 0.00097009 | 1.6775e-09 | 0.00097009 | 1.6775e-09
[120 empty] | 7.3.3.17.5 (Remote Grid) Updates to grid topology to minimize risk of ignition in HFTDs Remote GridWLDFREquipment / facility failureAggregated | WLDFR | HFTD - Distribution - Tier 2 - 4QU CoRE ¦ 4QU LoRE | Non-Red Flag Warning - Large Fires | Equipment / facility failure | Aggregated | 2054 | 1.7292e-06 | 696.1473 | 0.0012038 | 2054 | Mitigation | 0.95 | 45 | 0 | esc | 0.00097009 | 1.6775e-09 | 0.00097009 | 1.6775e-09
[120 empty] | 7.3.3.17.5 (Remote Grid) Updates to grid topology to minimize risk of ignition in HFTDs Remote GridWLDFREquipment / facility failureAggregated | WLDFR | HFTD - Distribution - Tier 2 - 4QU CoRE ¦ 4QU LoRE | Non-Red Flag Warning - Large Fires | Equipment / facility failure | Aggregated | 2055 | 1.7292e-06 | 696.1473 | 0.0012038 | 2055 | Mitigation | 0.95 | 45 | 0 | esc | 0.00097009 | 1.6775e-09 | 0.00097009 | 1.6775e-09
[120 empty] | 7.3.3.17.5 (Remote Grid) Updates to grid topology to minimize risk of ignition in HFTDs Remote GridWLDFREquipment / facility failureAggregated | WLDFR | HFTD - Distribution - Tier 2 - 4QU CoRE ¦ 4QU LoRE | Non-Red Flag Warning - Large Fires | Equipment / facility failure | Aggregated | 2056 | 1.7292e-06 | 696.1473 | 0.0012038 | 2056 | Mitigation | 0.95 | 45 | 0 | esc | 0.00097009 | 1.6775e-09 | 0.00097009 | 1.6775e-09
[120 empty] | 7.3.3.17.5 (Remote Grid) Updates to grid topology to minimize risk of ignition in HFTDs Remote GridWLDFREquipment / facility failureAggregated | WLDFR | HFTD - Distribution - Tier 2 - 4QU CoRE ¦ 4QU LoRE | Non-Red Flag Warning - Large Fires | Equipment / facility failure | Aggregated | 2057 | 1.7292e-06 | 696.1473 | 0.0012038 | 2057 | Mitigation | 0.95 | 45 | 0 | esc | 0.00097009 | 1.6775e-09 | 0.00097009 | 1.6775e-09
[120 empty] | 7.3.3.17.5 (Remote Grid) Updates to grid topology to minimize risk of ignition in HFTDs Remote GridWLDFREquipment / facility failureAggregated | WLDFR | HFTD - Distribution - Tier 2 - 4QU CoRE ¦ 4QU LoRE | Non-Red Flag Warning - Large Fires | Equipment / facility failure | Aggregated | 2058 | 1.7292e-06 | 696.1473 | 0.0012038 | 2058 | Mitigation | 0.95 | 45 | 0 | esc | 0.00097009 | 1.6775e-09 | 0.00097009 | 1.6775e-09
[120 empty] | 7.3.3.17.5 (Remote Grid) Updates to grid topology to minimize risk of ignition in HFTDs Remote GridWLDFREquipment / facility failureAggregated | WLDFR | HFTD - Distribution - Tier 2 - 4QU CoRE ¦ 4QU LoRE | Non-Red Flag Warning - Large Fires | Equipment / facility failure | Aggregated | 2059 | 1.7292e-06 | 696.1473 | 0.0012038 | 2059 | Mitigation | 0.95 | 45 | 0 | esc | 0.00097009 | 1.6775e-09 | 0.00097009 | 1.6775e-09
[120 empty] | 7.3.3.17.5 (Remote Grid) Updates to grid topology to minimize risk of ignition in HFTDs Remote GridWLDFREquipment / facility failureAggregated | WLDFR | HFTD - Distribution - Tier 2 - 4QU CoRE ¦ 4QU LoRE | Non-Red Flag Warning - Large Fires | Equipment / facility failure | Aggregated | 2060 | 1.7292e-06 | 696.1473 | 0.0012038 | 2060 | Mitigation | 0.95 | 45 | 0 | esc | 0.00097009 | 1.6775e-09 | 0.00097009 | 1.6775e-09
[120 empty] | 7.3.3.17.5 (Remote Grid) Updates to grid topology to minimize risk of ignition in HFTDs Remote GridWLDFREquipment / facility failureAggregated | WLDFR | HFTD - Distribution - Tier 2 - 4QU CoRE ¦ 4QU LoRE | Non-Red Flag Warning - Large Fires | Equipment / facility failure | Aggregated | 2061 | 1.7292e-06 | 696.1473 | 0.0012038 | 2061 | Mitigation | 0.95 | 45 | 0 | esc | 0.00097009 | 1.6775e-09 | 0.00097009 | 1.6775e-09
[120 empty] | 7.3.3.17.5 (Remote Grid) Updates to grid topology to minimize risk of ignition in HFTDs Remote GridWLDFREquipment / facility failureAggregated | WLDFR | HFTD - Distribution - Tier 2 - 4QU CoRE ¦ 4QU LoRE | Non-Red Flag Warning - Large Fires | Equipment / facility failure | Aggregated | 2062 | 1.7292e-06 | 696.1473 | 0.0012038 | 2062 | Mitigation | 0.95 | 45 | 0 | esc | 0.00097009 | 1.6775e-09 | 0.00097009 | 1.6775e-09
[120 empty] | 7.3.3.17.5 (Remote Grid) Updates to grid topology to minimize risk of ignition in HFTDs Remote GridWLDFREquipment / facility failureAggregated | WLDFR | HFTD - Distribution - Tier 2 - 4QU CoRE ¦ 4QU LoRE | Non-Red Flag Warning - Large Fires | Equipment / facility failure | Aggregated | 2063 | 1.7292e-06 | 696.1473 | 0.0012038 | 2063 | Mitigation | 0.95 | 45 | 0 | esc | 0.00097009 | 1.6775e-09 | 0.00097009 | 1.6775e-09
[120 empty] | 7.3.3.17.5 (Remote Grid) Updates to grid topology to minimize risk of ignition in HFTDs Remote GridWLDFREquipment / facility failureAggregated | WLDFR | HFTD - Distribution - Tier 2 - 4QU CoRE ¦ 4QU LoRE | Non-Red Flag Warning - Large Fires | Equipment / facility failure | Aggregated | 2064 | 1.7292e-06 | 696.1473 | 0.0012038 | 2064 | Mitigation | 0.95 | 45 | 0 | esc | 0.00097009 | 1.6775e-09 | 0.00097009 | 1.6775e-09
[120 empty] | 7.3.3.17.5 (Remote Grid) Updates to grid topology to minimize risk of ignition in HFTDs Remote GridWLDFREquipment / facility failureAggregated | WLDFR | HFTD - Distribution - Tier 2 - 4QU CoRE ¦ 4QU LoRE | Non-Red Flag Warning - Large Fires | Equipment / facility failure | Aggregated | 2065 | 1.7292e-06 | 696.1473 | 0.0012038 | 2065 | Mitigation | 0.95 | 45 | 0 | esc | 0.00097009 | 1.6775e-09 | 0.00097009 | 1.6775e-09
[120 empty] | 7.3.3.17.5 (Remote Grid) Updates to grid topology to minimize risk of ignition in HFTDs Remote GridWLDFREquipment / facility failureAggregated | WLDFR | HFTD - Distribution - Tier 2 - 4QU CoRE ¦ 4QU LoRE | Non-Red Flag Warning - Large Fires | Equipment / facility failure | Aggregated | 2066 | 1.7292e-06 | 696.1473 | 0.0012038 | 2066 | Mitigation | 0.95 | 45 | 0 | esc | 0.00097009 | 1.6775e-09 | 0.00097009 | 1.6775e-09
[120 empty] | 7.3.3.17.5 (Remote Grid) Updates to grid topology to minimize risk of ignition in HFTDs Remote GridWLDFREquipment / facility failureAggregated | WLDFR | HFTD - Distribution - Tier 2 - 4QU CoRE ¦ 4QU LoRE | Non-Red Flag Warning - Large Fires | Equipment / facility failure | Aggregated | 2067 | 1.7292e-06 | 696.1473 | 0.0012038 | 2067 | Mitigation | 0.95 | 45 | 0 | esc | 0 | 0 | 0.00097009 | 1.6775e-09
[120 empty] | 7.3.3.17.5 (Remote Grid) Updates to grid topology to minimize risk of ignition in HFTDs Remote GridWLDFRVegetation ContactAggregated | WLDFR | HFTD - Distribution - Tier 2 - 4QU CoRE ¦ 4QU LoRE | Non-Red Flag Warning - Large Fires | Vegetation Contact | Aggregated | 2022 | 4.9737e-06 | 696.1473 | 0.0034625 | 2022 | Mitigation | 0.95 | 45 | 0 | esc | 0.00097009 | 4.825e-09 | 0 | 0
[120 empty] | 7.3.3.17.5 (Remote Grid) Updates to grid topology to minimize risk of ignition in HFTDs Remote GridWLDFRVegetation ContactAggregated | WLDFR | HFTD - Distribution - Tier 2 - 4QU CoRE ¦ 4QU LoRE | Non-Red Flag Warning - Large Fires | Vegetation Contact | Aggregated | 2023 | 4.9737e-06 | 696.1473 | 0.0034625 | 2023 | Mitigation | 0.95 | 45 | 0 | esc | 0.00097009 | 4.825e-09 | 0.00097009 | 4.825e-09
[120 empty] | 7.3.3.17.5 (Remote Grid) Updates to grid topology to minimize risk of ignition in HFTDs Remote GridWLDFRVegetation ContactAggregated | WLDFR | HFTD - Distribution - Tier 2 - 4QU CoRE ¦ 4QU LoRE | Non-Red Flag Warning - Large Fires | Vegetation Contact | Aggregated | 2024 | 4.9737e-06 | 696.1473 | 0.0034625 | 2024 | Mitigation | 0.95 | 45 | 0 | esc | 0.00097009 | 4.825e-09 | 0.00097009 | 4.825e-09
[120 empty] | 7.3.3.17.5 (Remote Grid) Updates to grid topology to minimize risk of ignition in HFTDs Remote GridWLDFRVegetation ContactAggregated | WLDFR | HFTD - Distribution - Tier 2 - 4QU CoRE ¦ 4QU LoRE | Non-Red Flag Warning - Large Fires | Vegetation Contact | Aggregated | 2025 | 4.9737e-06 | 696.1473 | 0.0034625 | 2025 | Mitigation | 0.95 | 45 | 0 | esc | 0.00097009 | 4.825e-09 | 0.00097009 | 4.825e-09
[120 empty] | 7.3.3.17.5 (Remote Grid) Updates to grid topology to minimize risk of ignition in HFTDs Remote GridWLDFRVegetation ContactAggregated | WLDFR | HFTD - Distribution - Tier 2 - 4QU CoRE ¦ 4QU LoRE | Non-Red Flag Warning - Large Fires | Vegetation Contact | Aggregated | 2026 | 4.9737e-06 | 696.1473 | 0.0034625 | 2026 | Mitigation | 0.95 | 45 | 0 | esc | 0.00097009 | 4.825e-09 | 0.00097009 | 4.825e-09
[120 empty] | 7.3.3.17.5 (Remote Grid) Updates to grid topology to minimize risk of ignition in HFTDs Remote GridWLDFRVegetation ContactAggregated | WLDFR | HFTD - Distribution - Tier 2 - 4QU CoRE ¦ 4QU LoRE | Non-Red Flag Warning - Large Fires | Vegetation Contact | Aggregated | 2027 | 4.9737e-06 | 696.1473 | 0.0034625 | 2027 | Mitigation | 0.95 | 45 | 0 | esc | 0.00097009 | 4.825e-09 | 0.00097009 | 4.825e-09
[120 empty] | 7.3.3.17.5 (Remote Grid) Updates to grid topology to minimize risk of ignition in HFTDs Remote GridWLDFRVegetation ContactAggregated | WLDFR | HFTD - Distribution - Tier 2 - 4QU CoRE ¦ 4QU LoRE | Non-Red Flag Warning - Large Fires | Vegetation Contact | Aggregated | 2028 | 4.9737e-06 | 696.1473 | 0.0034625 | 2028 | Mitigation | 0.95 | 45 | 0 | esc | 0.00097009 | 4.825e-09 | 0.00097009 | 4.825e-09
[120 empty] | 7.3.3.17.5 (Remote Grid) Updates to grid topology to minimize risk of ignition in HFTDs Remote GridWLDFRVegetation ContactAggregated | WLDFR | HFTD - Distribution - Tier 2 - 4QU CoRE ¦ 4QU LoRE | Non-Red Flag Warning - Large Fires | Vegetation Contact | Aggregated | 2029 | 4.9737e-06 | 696.1473 | 0.0034625 | 2029 | Mitigation | 0.95 | 45 | 0 | esc | 0.00097009 | 4.825e-09 | 0.00097009 | 4.825e-09
[120 empty] | 7.3.3.17.5 (Remote Grid) Updates to grid topology to minimize risk of ignition in HFTDs Remote GridWLDFRVegetation ContactAggregated | WLDFR | HFTD - Distribution - Tier 2 - 4QU CoRE ¦ 4QU LoRE | Non-Red Flag Warning - Large Fires | Vegetation Contact | Aggregated | 2030 | 4.9737e-06 | 696.1473 | 0.0034625 | 2030 | Mitigation | 0.95 | 45 | 0 | esc | 0.00097009 | 4.825e-09 | 0.00097009 | 4.825e-09
[120 empty] | 7.3.3.17.5 (Remote Grid) Updates to grid topology to minimize risk of ignition in HFTDs Remote GridWLDFRVegetation ContactAggregated | WLDFR | HFTD - Distribution - Tier 2 - 4QU CoRE ¦ 4QU LoRE | Non-Red Flag Warning - Large Fires | Vegetation Contact | Aggregated | 2031 | 4.9737e-06 | 696.1473 | 0.0034625 | 2031 | Mitigation | 0.95 | 45 | 0 | esc | 0.00097009 | 4.825e-09 | 0.00097009 | 4.825e-09
[120 empty] | 7.3.3.17.5 (Remote Grid) Updates to grid topology to minimize risk of ignition in HFTDs Remote GridWLDFRVegetation ContactAggregated | WLDFR | HFTD - Distribution - Tier 2 - 4QU CoRE ¦ 4QU LoRE | Non-Red Flag Warning - Large Fires | Vegetation Contact | Aggregated | 2032 | 4.9737e-06 | 696.1473 | 0.0034625 | 2032 | Mitigation | 0.95 | 45 | 0 | esc | 0.00097009 | 4.825e-09 | 0.00097009 | 4.825e-09
[120 empty] | 7.3.3.17.5 (Remote Grid) Updates to grid topology to minimize risk of ignition in HFTDs Remote GridWLDFRVegetation ContactAggregated | WLDFR | HFTD - Distribution - Tier 2 - 4QU CoRE ¦ 4QU LoRE | Non-Red Flag Warning - Large Fires | Vegetation Contact | Aggregated | 2033 | 4.9737e-06 | 696.1473 | 0.0034625 | 2033 | Mitigation | 0.95 | 45 | 0 | esc | 0.00097009 | 4.825e-09 | 0.00097009 | 4.825e-09
[120 empty] | 7.3.3.17.5 (Remote Grid) Updates to grid topology to minimize risk of ignition in HFTDs Remote GridWLDFRVegetation ContactAggregated | WLDFR | HFTD - Distribution - Tier 2 - 4QU CoRE ¦ 4QU LoRE | Non-Red Flag Warning - Large Fires | Vegetation Contact | Aggregated | 2034 | 4.9737e-06 | 696.1473 | 0.0034625 | 2034 | Mitigation | 0.95 | 45 | 0 | esc | 0.00097009 | 4.825e-09 | 0.00097009 | 4.825e-09
[120 empty] | 7.3.3.17.5 (Remote Grid) Updates to grid topology to minimize risk of ignition in HFTDs Remote GridWLDFRVegetation ContactAggregated | WLDFR | HFTD - Distribution - Tier 2 - 4QU CoRE ¦ 4QU LoRE | Non-Red Flag Warning - Large Fires | Vegetation Contact | Aggregated | 2035 | 4.9737e-06 | 696.1473 | 0.0034625 | 2035 | Mitigation | 0.95 | 45 | 0 | esc | 0.00097009 | 4.825e-09 | 0.00097009 | 4.825e-09
[120 empty] | 7.3.3.17.5 (Remote Grid) Updates to grid topology to minimize risk of ignition in HFTDs Remote GridWLDFRVegetation ContactAggregated | WLDFR | HFTD - Distribution - Tier 2 - 4QU CoRE ¦ 4QU LoRE | Non-Red Flag Warning - Large Fires | Vegetation Contact | Aggregated | 2036 | 4.9737e-06 | 696.1473 | 0.0034625 | 2036 | Mitigation | 0.95 | 45 | 0 | esc | 0.00097009 | 4.825e-09 | 0.00097009 | 4.825e-09
[120 empty] | 7.3.3.17.5 (Remote Grid) Updates to grid topology to minimize risk of ignition in HFTDs Remote GridWLDFRVegetation ContactAggregated | WLDFR | HFTD - Distribution - Tier 2 - 4QU CoRE ¦ 4QU LoRE | Non-Red Flag Warning - Large Fires | Vegetation Contact | Aggregated | 2037 | 4.9737e-06 | 696.1473 | 0.0034625 | 2037 | Mitigation | 0.95 | 45 | 0 | esc | 0.00097009 | 4.825e-09 | 0.00097009 | 4.825e-09
[120 empty] | 7.3.3.17.5 (Remote Grid) Updates to grid topology to minimize risk of ignition in HFTDs Remote GridWLDFRVegetation ContactAggregated | WLDFR | HFTD - Distribution - Tier 2 - 4QU CoRE ¦ 4QU LoRE | Non-Red Flag Warning - Large Fires | Vegetation Contact | Aggregated | 2038 | 4.9737e-06 | 696.1473 | 0.0034625 | 2038 | Mitigation | 0.95 | 45 | 0 | esc | 0.00097009 | 4.825e-09 | 0.00097009 | 4.825e-09
[120 empty] | 7.3.3.17.5 (Remote Grid) Updates to grid topology to minimize risk of ignition in HFTDs Remote GridWLDFRVegetation ContactAggregated | WLDFR | HFTD - Distribution - Tier 2 - 4QU CoRE ¦ 4QU LoRE | Non-Red Flag Warning - Large Fires | Vegetation Contact | Aggregated | 2039 | 4.9737e-06 | 696.1473 | 0.0034625 | 2039 | Mitigation | 0.95 | 45 | 0 | esc | 0.00097009 | 4.825e-09 | 0.00097009 | 4.825e-09
[120 empty] | 7.3.3.17.5 (Remote Grid) Updates to grid topology to minimize risk of ignition in HFTDs Remote GridWLDFRVegetation ContactAggregated | WLDFR | HFTD - Distribution - Tier 2 - 4QU CoRE ¦ 4QU LoRE | Non-Red Flag Warning - Large Fires | Vegetation Contact | Aggregated | 2040 | 4.9737e-06 | 696.1473 | 0.0034625 | 2040 | Mitigation | 0.95 | 45 | 0 | esc | 0.00097009 | 4.825e-09 | 0.00097009 | 4.825e-09
[120 empty] | 7.3.3.17.5 (Remote Grid) Updates to grid topology to minimize risk of ignition in HFTDs Remote GridWLDFRVegetation ContactAggregated | WLDFR | HFTD - Distribution - Tier 2 - 4QU CoRE ¦ 4QU LoRE | Non-Red Flag Warning - Large Fires | Vegetation Contact | Aggregated | 2041 | 4.9737e-06 | 696.1473 | 0.0034625 | 2041 | Mitigation | 0.95 | 45 | 0 | esc | 0.00097009 | 4.825e-09 | 0.00097009 | 4.825e-09
[120 empty] | 7.3.3.17.5 (Remote Grid) Updates to grid topology to minimize risk of ignition in HFTDs Remote GridWLDFRVegetation ContactAggregated | WLDFR | HFTD - Distribution - Tier 2 - 4QU CoRE ¦ 4QU LoRE | Non-Red Flag Warning - Large Fires | Vegetation Contact | Aggregated | 2042 | 4.9737e-06 | 696.1473 | 0.0034625 | 2042 | Mitigation | 0.95 | 45 | 0 | esc | 0.00097009 | 4.825e-09 | 0.00097009 | 4.825e-09
[120 empty] | 7.3.3.17.5 (Remote Grid) Updates to grid topology to minimize risk of ignition in HFTDs Remote GridWLDFRVegetation ContactAggregated | WLDFR | HFTD - Distribution - Tier 2 - 4QU CoRE ¦ 4QU LoRE | Non-Red Flag Warning - Large Fires | Vegetation Contact | Aggregated | 2043 | 4.9737e-06 | 696.1473 | 0.0034625 | 2043 | Mitigation | 0.95 | 45 | 0 | esc | 0.00097009 | 4.825e-09 | 0.00097009 | 4.825e-09
[120 empty] | 7.3.3.17.5 (Remote Grid) Updates to grid topology to minimize risk of ignition in HFTDs Remote GridWLDFRVegetation ContactAggregated | WLDFR | HFTD - Distribution - Tier 2 - 4QU CoRE ¦ 4QU LoRE | Non-Red Flag Warning - Large Fires | Vegetation Contact | Aggregated | 2044 | 4.9737e-06 | 696.1473 | 0.0034625 | 2044 | Mitigation | 0.95 | 45 | 0 | esc | 0.00097009 | 4.825e-09 | 0.00097009 | 4.825e-09
[120 empty] | 7.3.3.17.5 (Remote Grid) Updates to grid topology to minimize risk of ignition in HFTDs Remote GridWLDFRVegetation ContactAggregated | WLDFR | HFTD - Distribution - Tier 2 - 4QU CoRE ¦ 4QU LoRE | Non-Red Flag Warning - Large Fires | Vegetation Contact | Aggregated | 2045 | 4.9737e-06 | 696.1473 | 0.0034625 | 2045 | Mitigation | 0.95 | 45 | 0 | esc | 0.00097009 | 4.825e-09 | 0.00097009 | 4.825e-09
[120 empty] | 7.3.3.17.5 (Remote Grid) Updates to grid topology to minimize risk of ignition in HFTDs Remote GridWLDFRVegetation ContactAggregated | WLDFR | HFTD - Distribution - Tier 2 - 4QU CoRE ¦ 4QU LoRE | Non-Red Flag Warning - Large Fires | Vegetation Contact | Aggregated | 2046 | 4.9737e-06 | 696.1473 | 0.0034625 | 2046 | Mitigation | 0.95 | 45 | 0 | esc | 0.00097009 | 4.825e-09 | 0.00097009 | 4.825e-09
[120 empty] | 7.3.3.17.5 (Remote Grid) Updates to grid topology to minimize risk of ignition in HFTDs Remote GridWLDFRVegetation ContactAggregated | WLDFR | HFTD - Distribution - Tier 2 - 4QU CoRE ¦ 4QU LoRE | Non-Red Flag Warning - Large Fires | Vegetation Contact | Aggregated | 2047 | 4.9737e-06 | 696.1473 | 0.0034625 | 2047 | Mitigation | 0.95 | 45 | 0 | esc | 0.00097009 | 4.825e-09 | 0.00097009 | 4.825e-09
[120 empty] | 7.3.3.17.5 (Remote Grid) Updates to grid topology to minimize risk of ignition in HFTDs Remote GridWLDFRVegetation ContactAggregated | WLDFR | HFTD - Distribution - Tier 2 - 4QU CoRE ¦ 4QU LoRE | Non-Red Flag Warning - Large Fires | Vegetation Contact | Aggregated | 2048 | 4.9737e-06 | 696.1473 | 0.0034625 | 2048 | Mitigation | 0.95 | 45 | 0 | esc | 0.00097009 | 4.825e-09 | 0.00097009 | 4.825e-09
[120 empty] | 7.3.3.17.5 (Remote Grid) Updates to grid topology to minimize risk of ignition in HFTDs Remote GridWLDFRVegetation ContactAggregated | WLDFR | HFTD - Distribution - Tier 2 - 4QU CoRE ¦ 4QU LoRE | Non-Red Flag Warning - Large Fires | Vegetation Contact | Aggregated | 2049 | 4.9737e-06 | 696.1473 | 0.0034625 | 2049 | Mitigation | 0.95 | 45 | 0 | esc | 0.00097009 | 4.825e-09 | 0.00097009 | 4.825e-09
[120 empty] | 7.3.3.17.5 (Remote Grid) Updates to grid topology to minimize risk of ignition in HFTDs Remote GridWLDFRVegetation ContactAggregated | WLDFR | HFTD - Distribution - Tier 2 - 4QU CoRE ¦ 4QU LoRE | Non-Red Flag Warning - Large Fires | Vegetation Contact | Aggregated | 2050 | 4.9737e-06 | 696.1473 | 0.0034625 | 2050 | Mitigation | 0.95 | 45 | 0 | esc | 0.00097009 | 4.825e-09 | 0.00097009 | 4.825e-09
[120 empty] | 7.3.3.17.5 (Remote Grid) Updates to grid topology to minimize risk of ignition in HFTDs Remote GridWLDFRVegetation ContactAggregated | WLDFR | HFTD - Distribution - Tier 2 - 4QU CoRE ¦ 4QU LoRE | Non-Red Flag Warning - Large Fires | Vegetation Contact | Aggregated | 2051 | 4.9737e-06 | 696.1473 | 0.0034625 | 2051 | Mitigation | 0.95 | 45 | 0 | esc | 0.00097009 | 4.825e-09 | 0.00097009 | 4.825e-09
[120 empty] | 7.3.3.17.5 (Remote Grid) Updates to grid topology to minimize risk of ignition in HFTDs Remote GridWLDFRVegetation ContactAggregated | WLDFR | HFTD - Distribution - Tier 2 - 4QU CoRE ¦ 4QU LoRE | Non-Red Flag Warning - Large Fires | Vegetation Contact | Aggregated | 2052 | 4.9737e-06 | 696.1473 | 0.0034625 | 2052 | Mitigation | 0.95 | 45 | 0 | esc | 0.00097009 | 4.825e-09 | 0.00097009 | 4.825e-09
[120 empty] | 7.3.3.17.5 (Remote Grid) Updates to grid topology to minimize risk of ignition in HFTDs Remote GridWLDFRVegetation ContactAggregated | WLDFR | HFTD - Distribution - Tier 2 - 4QU CoRE ¦ 4QU LoRE | Non-Red Flag Warning - Large Fires | Vegetation Contact | Aggregated | 2053 | 4.9737e-06 | 696.1473 | 0.0034625 | 2053 | Mitigation | 0.95 | 45 | 0 | esc | 0.00097009 | 4.825e-09 | 0.00097009 | 4.825e-09
[120 empty] | 7.3.3.17.5 (Remote Grid) Updates to grid topology to minimize risk of ignition in HFTDs Remote GridWLDFRVegetation ContactAggregated | WLDFR | HFTD - Distribution - Tier 2 - 4QU CoRE ¦ 4QU LoRE | Non-Red Flag Warning - Large Fires | Vegetation Contact | Aggregated | 2054 | 4.9737e-06 | 696.1473 | 0.0034625 | 2054 | Mitigation | 0.95 | 45 | 0 | esc | 0.00097009 | 4.825e-09 | 0.00097009 | 4.825e-09
[120 empty] | 7.3.3.17.5 (Remote Grid) Updates to grid topology to minimize risk of ignition in HFTDs Remote GridWLDFRVegetation ContactAggregated | WLDFR | HFTD - Distribution - Tier 2 - 4QU CoRE ¦ 4QU LoRE | Non-Red Flag Warning - Large Fires | Vegetation Contact | Aggregated | 2055 | 4.9737e-06 | 696.1473 | 0.0034625 | 2055 | Mitigation | 0.95 | 45 | 0 | esc | 0.00097009 | 4.825e-09 | 0.00097009 | 4.825e-09
[120 empty] | 7.3.3.17.5 (Remote Grid) Updates to grid topology to minimize risk of ignition in HFTDs Remote GridWLDFRVegetation ContactAggregated | WLDFR | HFTD - Distribution - Tier 2 - 4QU CoRE ¦ 4QU LoRE | Non-Red Flag Warning - Large Fires | Vegetation Contact | Aggregated | 2056 | 4.9737e-06 | 696.1473 | 0.0034625 | 2056 | Mitigation | 0.95 | 45 | 0 | esc | 0.00097009 | 4.825e-09 | 0.00097009 | 4.825e-09
[120 empty] | 7.3.3.17.5 (Remote Grid) Updates to grid topology to minimize risk of ignition in HFTDs Remote GridWLDFRVegetation ContactAggregated | WLDFR | HFTD - Distribution - Tier 2 - 4QU CoRE ¦ 4QU LoRE | Non-Red Flag Warning - Large Fires | Vegetation Contact | Aggregated | 2057 | 4.9737e-06 | 696.1473 | 0.0034625 | 2057 | Mitigation | 0.95 | 45 | 0 | esc | 0.00097009 | 4.825e-09 | 0.00097009 | 4.825e-09
[120 empty] | 7.3.3.17.5 (Remote Grid) Updates to grid topology to minimize risk of ignition in HFTDs Remote GridWLDFRVegetation ContactAggregated | WLDFR | HFTD - Distribution - Tier 2 - 4QU CoRE ¦ 4QU LoRE | Non-Red Flag Warning - Large Fires | Vegetation Contact | Aggregated | 2058 | 4.9737e-06 | 696.1473 | 0.0034625 | 2058 | Mitigation | 0.95 | 45 | 0 | esc | 0.00097009 | 4.825e-09 | 0.00097009 | 4.825e-09
[120 empty] | 7.3.3.17.5 (Remote Grid) Updates to grid topology to minimize risk of ignition in HFTDs Remote GridWLDFRVegetation ContactAggregated | WLDFR | HFTD - Distribution - Tier 2 - 4QU CoRE ¦ 4QU LoRE | Non-Red Flag Warning - Large Fires | Vegetation Contact | Aggregated | 2059 | 4.9737e-06 | 696.1473 | 0.0034625 | 2059 | Mitigation | 0.95 | 45 | 0 | esc | 0.00097009 | 4.825e-09 | 0.00097009 | 4.825e-09
[120 empty] | 7.3.3.17.5 (Remote Grid) Updates to grid topology to minimize risk of ignition in HFTDs Remote GridWLDFRVegetation ContactAggregated | WLDFR | HFTD - Distribution - Tier 2 - 4QU CoRE ¦ 4QU LoRE | Non-Red Flag Warning - Large Fires | Vegetation Contact | Aggregated | 2060 | 4.9737e-06 | 696.1473 | 0.0034625 | 2060 | Mitigation | 0.95 | 45 | 0 | esc | 0.00097009 | 4.825e-09 | 0.00097009 | 4.825e-09
[120 empty] | 7.3.3.17.5 (Remote Grid) Updates to grid topology to minimize risk of ignition in HFTDs Remote GridWLDFRVegetation ContactAggregated | WLDFR | HFTD - Distribution - Tier 2 - 4QU CoRE ¦ 4QU LoRE | Non-Red Flag Warning - Large Fires | Vegetation Contact | Aggregated | 2061 | 4.9737e-06 | 696.1473 | 0.0034625 | 2061 | Mitigation | 0.95 | 45 | 0 | esc | 0.00097009 | 4.825e-09 | 0.00097009 | 4.825e-09
[120 empty] | 7.3.3.17.5 (Remote Grid) Updates to grid topology to minimize risk of ignition in HFTDs Remote GridWLDFRVegetation ContactAggregated | WLDFR | HFTD - Distribution - Tier 2 - 4QU CoRE ¦ 4QU LoRE | Non-Red Flag Warning - Large Fires | Vegetation Contact | Aggregated | 2062 | 4.9737e-06 | 696.1473 | 0.0034625 | 2062 | Mitigation | 0.95 | 45 | 0 | esc | 0.00097009 | 4.825e-09 | 0.00097009 | 4.825e-09
[120 empty] | 7.3.3.17.5 (Remote Grid) Updates to grid topology to minimize risk of ignition in HFTDs Remote GridWLDFRVegetation ContactAggregated | WLDFR | HFTD - Distribution - Tier 2 - 4QU CoRE ¦ 4QU LoRE | Non-Red Flag Warning - Large Fires | Vegetation Contact | Aggregated | 2063 | 4.9737e-06 | 696.1473 | 0.0034625 | 2063 | Mitigation | 0.95 | 45 | 0 | esc | 0.00097009 | 4.825e-09 | 0.00097009 | 4.825e-09
[120 empty] | 7.3.3.17.5 (Remote Grid) Updates to grid topology to minimize risk of ignition in HFTDs Remote GridWLDFRVegetation ContactAggregated | WLDFR | HFTD - Distribution - Tier 2 - 4QU CoRE ¦ 4QU LoRE | Non-Red Flag Warning - Large Fires | Vegetation Contact | Aggregated | 2064 | 4.9737e-06 | 696.1473 | 0.0034625 | 2064 | Mitigation | 0.95 | 45 | 0 | esc | 0.00097009 | 4.825e-09 | 0.00097009 | 4.825e-09
[120 empty] | 7.3.3.17.5 (Remote Grid) Updates to grid topology to minimize risk of ignition in HFTDs Remote GridWLDFRVegetation ContactAggregated | WLDFR | HFTD - Distribution - Tier 2 - 4QU CoRE ¦ 4QU LoRE | Non-Red Flag Warning - Large Fires | Vegetation Contact | Aggregated | 2065 | 4.9737e-06 | 696.1473 | 0.0034625 | 2065 | Mitigation | 0.95 | 45 | 0 | esc | 0.00097009 | 4.825e-09 | 0.00097009 | 4.825e-09
[120 empty] | 7.3.3.17.5 (Remote Grid) Updates to grid topology to minimize risk of ignition in HFTDs Remote GridWLDFRVegetation ContactAggregated | WLDFR | HFTD - Distribution - Tier 2 - 4QU CoRE ¦ 4QU LoRE | Non-Red Flag Warning - Large Fires | Vegetation Contact | Aggregated | 2066 | 4.9737e-06 | 696.1473 | 0.0034625 | 2066 | Mitigation | 0.95 | 45 | 0 | esc | 0.00097009 | 4.825e-09 | 0.00097009 | 4.825e-09
[120 empty] | 7.3.3.17.5 (Remote Grid) Updates to grid topology to minimize risk of ignition in HFTDs Remote GridWLDFRVegetation ContactAggregated | WLDFR | HFTD - Distribution - Tier 2 - 4QU CoRE ¦ 4QU LoRE | Non-Red Flag Warning - Large Fires | Vegetation Contact | Aggregated | 2067 | 4.9737e-06 | 696.1473 | 0.0034625 | 2067 | Mitigation | 0.95 | 45 | 0 | esc | 0 | 0 | 0.00097009 | 4.825e-09
[120 empty] | 7.3.3.17.5 (Remote Grid) Updates to grid topology to minimize risk of ignition in HFTDs Remote GridWLDFRWire-to-wire contactAggregated | WLDFR | HFTD - Distribution - Tier 2 - 4QU CoRE ¦ 4QU LoRE | Non-Red Flag Warning - Large Fires | Wire-to-wire contact | Aggregated | 2022 | 2.1507e-06 | 696.1473 | 0.0014972 | 2022 | Mitigation | 0.95 | 45 | 0 | esc | 0.00097009 | 2.0864e-09 | 0 | 0
[120 empty] | 7.3.3.17.5 (Remote Grid) Updates to grid topology to minimize risk of ignition in HFTDs Remote GridWLDFRWire-to-wire contactAggregated | WLDFR | HFTD - Distribution - Tier 2 - 4QU CoRE ¦ 4QU LoRE | Non-Red Flag Warning - Large Fires | Wire-to-wire contact | Aggregated | 2023 | 2.1507e-06 | 696.1473 | 0.0014972 | 2023 | Mitigation | 0.95 | 45 | 0 | esc | 0.00097009 | 2.0864e-09 | 0.00097009 | 2.0864e-09
[120 empty] | 7.3.3.17.5 (Remote Grid) Updates to grid topology to minimize risk of ignition in HFTDs Remote GridWLDFRWire-to-wire contactAggregated | WLDFR | HFTD - Distribution - Tier 2 - 4QU CoRE ¦ 4QU LoRE | Non-Red Flag Warning - Large Fires | Wire-to-wire contact | Aggregated | 2024 | 2.1507e-06 | 696.1473 | 0.0014972 | 2024 | Mitigation | 0.95 | 45 | 0 | esc | 0.00097009 | 2.0864e-09 | 0.00097009 | 2.0864e-09
[120 empty] | 7.3.3.17.5 (Remote Grid) Updates to grid topology to minimize risk of ignition in HFTDs Remote GridWLDFRWire-to-wire contactAggregated | WLDFR | HFTD - Distribution - Tier 2 - 4QU CoRE ¦ 4QU LoRE | Non-Red Flag Warning - Large Fires | Wire-to-wire contact | Aggregated | 2025 | 2.1507e-06 | 696.1473 | 0.0014972 | 2025 | Mitigation | 0.95 | 45 | 0 | esc | 0.00097009 | 2.0864e-09 | 0.00097009 | 2.0864e-09
[120 empty] | 7.3.3.17.5 (Remote Grid) Updates to grid topology to minimize risk of ignition in HFTDs Remote GridWLDFRWire-to-wire contactAggregated | WLDFR | HFTD - Distribution - Tier 2 - 4QU CoRE ¦ 4QU LoRE | Non-Red Flag Warning - Large Fires | Wire-to-wire contact | Aggregated | 2026 | 2.1507e-06 | 696.1473 | 0.0014972 | 2026 | Mitigation | 0.95 | 45 | 0 | esc | 0.00097009 | 2.0864e-09 | 0.00097009 | 2.0864e-09
[120 empty] | 7.3.3.17.5 (Remote Grid) Updates to grid topology to minimize risk of ignition in HFTDs Remote GridWLDFRWire-to-wire contactAggregated | WLDFR | HFTD - Distribution - Tier 2 - 4QU CoRE ¦ 4QU LoRE | Non-Red Flag Warning - Large Fires | Wire-to-wire contact | Aggregated | 2027 | 2.1507e-06 | 696.1473 | 0.0014972 | 2027 | Mitigation | 0.95 | 45 | 0 | esc | 0.00097009 | 2.0864e-09 | 0.00097009 | 2.0864e-09
[120 empty] | 7.3.3.17.5 (Remote Grid) Updates to grid topology to minimize risk of ignition in HFTDs Remote GridWLDFRWire-to-wire contactAggregated | WLDFR | HFTD - Distribution - Tier 2 - 4QU CoRE ¦ 4QU LoRE | Non-Red Flag Warning - Large Fires | Wire-to-wire contact | Aggregated | 2028 | 2.1507e-06 | 696.1473 | 0.0014972 | 2028 | Mitigation | 0.95 | 45 | 0 | esc | 0.00097009 | 2.0864e-09 | 0.00097009 | 2.0864e-09
[120 empty] | 7.3.3.17.5 (Remote Grid) Updates to grid topology to minimize risk of ignition in HFTDs Remote GridWLDFRWire-to-wire contactAggregated | WLDFR | HFTD - Distribution - Tier 2 - 4QU CoRE ¦ 4QU LoRE | Non-Red Flag Warning - Large Fires | Wire-to-wire contact | Aggregated | 2029 | 2.1507e-06 | 696.1473 | 0.0014972 | 2029 | Mitigation | 0.95 | 45 | 0 | esc | 0.00097009 | 2.0864e-09 | 0.00097009 | 2.0864e-09
[120 empty] | 7.3.3.17.5 (Remote Grid) Updates to grid topology to minimize risk of ignition in HFTDs Remote GridWLDFRWire-to-wire contactAggregated | WLDFR | HFTD - Distribution - Tier 2 - 4QU CoRE ¦ 4QU LoRE | Non-Red Flag Warning - Large Fires | Wire-to-wire contact | Aggregated | 2030 | 2.1507e-06 | 696.1473 | 0.0014972 | 2030 | Mitigation | 0.95 | 45 | 0 | esc | 0.00097009 | 2.0864e-09 | 0.00097009 | 2.0864e-09
[120 empty] | 7.3.3.17.5 (Remote Grid) Updates to grid topology to minimize risk of ignition in HFTDs Remote GridWLDFRWire-to-wire contactAggregated | WLDFR | HFTD - Distribution - Tier 2 - 4QU CoRE ¦ 4QU LoRE | Non-Red Flag Warning - Large Fires | Wire-to-wire contact | Aggregated | 2031 | 2.1507e-06 | 696.1473 | 0.0014972 | 2031 | Mitigation | 0.95 | 45 | 0 | esc | 0.00097009 | 2.0864e-09 | 0.00097009 | 2.0864e-09
[120 empty] | 7.3.3.17.5 (Remote Grid) Updates to grid topology to minimize risk of ignition in HFTDs Remote GridWLDFRWire-to-wire contactAggregated | WLDFR | HFTD - Distribution - Tier 2 - 4QU CoRE ¦ 4QU LoRE | Non-Red Flag Warning - Large Fires | Wire-to-wire contact | Aggregated | 2032 | 2.1507e-06 | 696.1473 | 0.0014972 | 2032 | Mitigation | 0.95 | 45 | 0 | esc | 0.00097009 | 2.0864e-09 | 0.00097009 | 2.0864e-09
[120 empty] | 7.3.3.17.5 (Remote Grid) Updates to grid topology to minimize risk of ignition in HFTDs Remote GridWLDFRWire-to-wire contactAggregated | WLDFR | HFTD - Distribution - Tier 2 - 4QU CoRE ¦ 4QU LoRE | Non-Red Flag Warning - Large Fires | Wire-to-wire contact | Aggregated | 2033 | 2.1507e-06 | 696.1473 | 0.0014972 | 2033 | Mitigation | 0.95 | 45 | 0 | esc | 0.00097009 | 2.0864e-09 | 0.00097009 | 2.0864e-09
[120 empty] | 7.3.3.17.5 (Remote Grid) Updates to grid topology to minimize risk of ignition in HFTDs Remote GridWLDFRWire-to-wire contactAggregated | WLDFR | HFTD - Distribution - Tier 2 - 4QU CoRE ¦ 4QU LoRE | Non-Red Flag Warning - Large Fires | Wire-to-wire contact | Aggregated | 2034 | 2.1507e-06 | 696.1473 | 0.0014972 | 2034 | Mitigation | 0.95 | 45 | 0 | esc | 0.00097009 | 2.0864e-09 | 0.00097009 | 2.0864e-09
[120 empty] | 7.3.3.17.5 (Remote Grid) Updates to grid topology to minimize risk of ignition in HFTDs Remote GridWLDFRWire-to-wire contactAggregated | WLDFR | HFTD - Distribution - Tier 2 - 4QU CoRE ¦ 4QU LoRE | Non-Red Flag Warning - Large Fires | Wire-to-wire contact | Aggregated | 2035 | 2.1507e-06 | 696.1473 | 0.0014972 | 2035 | Mitigation | 0.95 | 45 | 0 | esc | 0.00097009 | 2.0864e-09 | 0.00097009 | 2.0864e-09
[120 empty] | 7.3.3.17.5 (Remote Grid) Updates to grid topology to minimize risk of ignition in HFTDs Remote GridWLDFRWire-to-wire contactAggregated | WLDFR | HFTD - Distribution - Tier 2 - 4QU CoRE ¦ 4QU LoRE | Non-Red Flag Warning - Large Fires | Wire-to-wire contact | Aggregated | 2036 | 2.1507e-06 | 696.1473 | 0.0014972 | 2036 | Mitigation | 0.95 | 45 | 0 | esc | 0.00097009 | 2.0864e-09 | 0.00097009 | 2.0864e-09
[120 empty] | 7.3.3.17.5 (Remote Grid) Updates to grid topology to minimize risk of ignition in HFTDs Remote GridWLDFRWire-to-wire contactAggregated | WLDFR | HFTD - Distribution - Tier 2 - 4QU CoRE ¦ 4QU LoRE | Non-Red Flag Warning - Large Fires | Wire-to-wire contact | Aggregated | 2037 | 2.1507e-06 | 696.1473 | 0.0014972 | 2037 | Mitigation | 0.95 | 45 | 0 | esc | 0.00097009 | 2.0864e-09 | 0.00097009 | 2.0864e-09
[120 empty] | 7.3.3.17.5 (Remote Grid) Updates to grid topology to minimize risk of ignition in HFTDs Remote GridWLDFRWire-to-wire contactAggregated | WLDFR | HFTD - Distribution - Tier 2 - 4QU CoRE ¦ 4QU LoRE | Non-Red Flag Warning - Large Fires | Wire-to-wire contact | Aggregated | 2038 | 2.1507e-06 | 696.1473 | 0.0014972 | 2038 | Mitigation | 0.95 | 45 | 0 | esc | 0.00097009 | 2.0864e-09 | 0.00097009 | 2.0864e-09
[120 empty] | 7.3.3.17.5 (Remote Grid) Updates to grid topology to minimize risk of ignition in HFTDs Remote GridWLDFRWire-to-wire contactAggregated | WLDFR | HFTD - Distribution - Tier 2 - 4QU CoRE ¦ 4QU LoRE | Non-Red Flag Warning - Large Fires | Wire-to-wire contact | Aggregated | 2039 | 2.1507e-06 | 696.1473 | 0.0014972 | 2039 | Mitigation | 0.95 | 45 | 0 | esc | 0.00097009 | 2.0864e-09 | 0.00097009 | 2.0864e-09
[120 empty] | 7.3.3.17.5 (Remote Grid) Updates to grid topology to minimize risk of ignition in HFTDs Remote GridWLDFRWire-to-wire contactAggregated | WLDFR | HFTD - Distribution - Tier 2 - 4QU CoRE ¦ 4QU LoRE | Non-Red Flag Warning - Large Fires | Wire-to-wire contact | Aggregated | 2040 | 2.1507e-06 | 696.1473 | 0.0014972 | 2040 | Mitigation | 0.95 | 45 | 0 | esc | 0.00097009 | 2.0864e-09 | 0.00097009 | 2.0864e-09
[120 empty] | 7.3.3.17.5 (Remote Grid) Updates to grid topology to minimize risk of ignition in HFTDs Remote GridWLDFRWire-to-wire contactAggregated | WLDFR | HFTD - Distribution - Tier 2 - 4QU CoRE ¦ 4QU LoRE | Non-Red Flag Warning - Large Fires | Wire-to-wire contact | Aggregated | 2041 | 2.1507e-06 | 696.1473 | 0.0014972 | 2041 | Mitigation | 0.95 | 45 | 0 | esc | 0.00097009 | 2.0864e-09 | 0.00097009 | 2.0864e-09
[120 empty] | 7.3.3.17.5 (Remote Grid) Updates to grid topology to minimize risk of ignition in HFTDs Remote GridWLDFRWire-to-wire contactAggregated | WLDFR | HFTD - Distribution - Tier 2 - 4QU CoRE ¦ 4QU LoRE | Non-Red Flag Warning - Large Fires | Wire-to-wire contact | Aggregated | 2042 | 2.1507e-06 | 696.1473 | 0.0014972 | 2042 | Mitigation | 0.95 | 45 | 0 | esc | 0.00097009 | 2.0864e-09 | 0.00097009 | 2.0864e-09
[120 empty] | 7.3.3.17.5 (Remote Grid) Updates to grid topology to minimize risk of ignition in HFTDs Remote GridWLDFRWire-to-wire contactAggregated | WLDFR | HFTD - Distribution - Tier 2 - 4QU CoRE ¦ 4QU LoRE | Non-Red Flag Warning - Large Fires | Wire-to-wire contact | Aggregated | 2043 | 2.1507e-06 | 696.1473 | 0.0014972 | 2043 | Mitigation | 0.95 | 45 | 0 | esc | 0.00097009 | 2.0864e-09 | 0.00097009 | 2.0864e-09
[120 empty] | 7.3.3.17.5 (Remote Grid) Updates to grid topology to minimize risk of ignition in HFTDs Remote GridWLDFRWire-to-wire contactAggregated | WLDFR | HFTD - Distribution - Tier 2 - 4QU CoRE ¦ 4QU LoRE | Non-Red Flag Warning - Large Fires | Wire-to-wire contact | Aggregated | 2044 | 2.1507e-06 | 696.1473 | 0.0014972 | 2044 | Mitigation | 0.95 | 45 | 0 | esc | 0.00097009 | 2.0864e-09 | 0.00097009 | 2.0864e-09
[120 empty] | 7.3.3.17.5 (Remote Grid) Updates to grid topology to minimize risk of ignition in HFTDs Remote GridWLDFRWire-to-wire contactAggregated | WLDFR | HFTD - Distribution - Tier 2 - 4QU CoRE ¦ 4QU LoRE | Non-Red Flag Warning - Large Fires | Wire-to-wire contact | Aggregated | 2045 | 2.1507e-06 | 696.1473 | 0.0014972 | 2045 | Mitigation | 0.95 | 45 | 0 | esc | 0.00097009 | 2.0864e-09 | 0.00097009 | 2.0864e-09
[120 empty] | 7.3.3.17.5 (Remote Grid) Updates to grid topology to minimize risk of ignition in HFTDs Remote GridWLDFRWire-to-wire contactAggregated | WLDFR | HFTD - Distribution - Tier 2 - 4QU CoRE ¦ 4QU LoRE | Non-Red Flag Warning - Large Fires | Wire-to-wire contact | Aggregated | 2046 | 2.1507e-06 | 696.1473 | 0.0014972 | 2046 | Mitigation | 0.95 | 45 | 0 | esc | 0.00097009 | 2.0864e-09 | 0.00097009 | 2.0864e-09
[120 empty] | 7.3.3.17.5 (Remote Grid) Updates to grid topology to minimize risk of ignition in HFTDs Remote GridWLDFRWire-to-wire contactAggregated | WLDFR | HFTD - Distribution - Tier 2 - 4QU CoRE ¦ 4QU LoRE | Non-Red Flag Warning - Large Fires | Wire-to-wire contact | Aggregated | 2047 | 2.1507e-06 | 696.1473 | 0.0014972 | 2047 | Mitigation | 0.95 | 45 | 0 | esc | 0.00097009 | 2.0864e-09 | 0.00097009 | 2.0864e-09
[120 empty] | 7.3.3.17.5 (Remote Grid) Updates to grid topology to minimize risk of ignition in HFTDs Remote GridWLDFRWire-to-wire contactAggregated | WLDFR | HFTD - Distribution - Tier 2 - 4QU CoRE ¦ 4QU LoRE | Non-Red Flag Warning - Large Fires | Wire-to-wire contact | Aggregated | 2048 | 2.1507e-06 | 696.1473 | 0.0014972 | 2048 | Mitigation | 0.95 | 45 | 0 | esc | 0.00097009 | 2.0864e-09 | 0.00097009 | 2.0864e-09
[120 empty] | 7.3.3.17.5 (Remote Grid) Updates to grid topology to minimize risk of ignition in HFTDs Remote GridWLDFRWire-to-wire contactAggregated | WLDFR | HFTD - Distribution - Tier 2 - 4QU CoRE ¦ 4QU LoRE | Non-Red Flag Warning - Large Fires | Wire-to-wire contact | Aggregated | 2049 | 2.1507e-06 | 696.1473 | 0.0014972 | 2049 | Mitigation | 0.95 | 45 | 0 | esc | 0.00097009 | 2.0864e-09 | 0.00097009 | 2.0864e-09
[120 empty] | 7.3.3.17.5 (Remote Grid) Updates to grid topology to minimize risk of ignition in HFTDs Remote GridWLDFRWire-to-wire contactAggregated | WLDFR | HFTD - Distribution - Tier 2 - 4QU CoRE ¦ 4QU LoRE | Non-Red Flag Warning - Large Fires | Wire-to-wire contact | Aggregated | 2050 | 2.1507e-06 | 696.1473 | 0.0014972 | 2050 | Mitigation | 0.95 | 45 | 0 | esc | 0.00097009 | 2.0864e-09 | 0.00097009 | 2.0864e-09
[120 empty] | 7.3.3.17.5 (Remote Grid) Updates to grid topology to minimize risk of ignition in HFTDs Remote GridWLDFRWire-to-wire contactAggregated | WLDFR | HFTD - Distribution - Tier 2 - 4QU CoRE ¦ 4QU LoRE | Non-Red Flag Warning - Large Fires | Wire-to-wire contact | Aggregated | 2051 | 2.1507e-06 | 696.1473 | 0.0014972 | 2051 | Mitigation | 0.95 | 45 | 0 | esc | 0.00097009 | 2.0864e-09 | 0.00097009 | 2.0864e-09
[120 empty] | 7.3.3.17.5 (Remote Grid) Updates to grid topology to minimize risk of ignition in HFTDs Remote GridWLDFRWire-to-wire contactAggregated | WLDFR | HFTD - Distribution - Tier 2 - 4QU CoRE ¦ 4QU LoRE | Non-Red Flag Warning - Large Fires | Wire-to-wire contact | Aggregated | 2052 | 2.1507e-06 | 696.1473 | 0.0014972 | 2052 | Mitigation | 0.95 | 45 | 0 | esc | 0.00097009 | 2.0864e-09 | 0.00097009 | 2.0864e-09
[120 empty] | 7.3.3.17.5 (Remote Grid) Updates to grid topology to minimize risk of ignition in HFTDs Remote GridWLDFRWire-to-wire contactAggregated | WLDFR | HFTD - Distribution - Tier 2 - 4QU CoRE ¦ 4QU LoRE | Non-Red Flag Warning - Large Fires | Wire-to-wire contact | Aggregated | 2053 | 2.1507e-06 | 696.1473 | 0.0014972 | 2053 | Mitigation | 0.95 | 45 | 0 | esc | 0.00097009 | 2.0864e-09 | 0.00097009 | 2.0864e-09
[120 empty] | 7.3.3.17.5 (Remote Grid) Updates to grid topology to minimize risk of ignition in HFTDs Remote GridWLDFRWire-to-wire contactAggregated | WLDFR | HFTD - Distribution - Tier 2 - 4QU CoRE ¦ 4QU LoRE | Non-Red Flag Warning - Large Fires | Wire-to-wire contact | Aggregated | 2054 | 2.1507e-06 | 696.1473 | 0.0014972 | 2054 | Mitigation | 0.95 | 45 | 0 | esc | 0.00097009 | 2.0864e-09 | 0.00097009 | 2.0864e-09
[120 empty] | 7.3.3.17.5 (Remote Grid) Updates to grid topology to minimize risk of ignition in HFTDs Remote GridWLDFRWire-to-wire contactAggregated | WLDFR | HFTD - Distribution - Tier 2 - 4QU CoRE ¦ 4QU LoRE | Non-Red Flag Warning - Large Fires | Wire-to-wire contact | Aggregated | 2055 | 2.1507e-06 | 696.1473 | 0.0014972 | 2055 | Mitigation | 0.95 | 45 | 0 | esc | 0.00097009 | 2.0864e-09 | 0.00097009 | 2.0864e-09
[120 empty] | 7.3.3.17.5 (Remote Grid) Updates to grid topology to minimize risk of ignition in HFTDs Remote GridWLDFRWire-to-wire contactAggregated | WLDFR | HFTD - Distribution - Tier 2 - 4QU CoRE ¦ 4QU LoRE | Non-Red Flag Warning - Large Fires | Wire-to-wire contact | Aggregated | 2056 | 2.1507e-06 | 696.1473 | 0.0014972 | 2056 | Mitigation | 0.95 | 45 | 0 | esc | 0.00097009 | 2.0864e-09 | 0.00097009 | 2.0864e-09
[120 empty] | 7.3.3.17.5 (Remote Grid) Updates to grid topology to minimize risk of ignition in HFTDs Remote GridWLDFRWire-to-wire contactAggregated | WLDFR | HFTD - Distribution - Tier 2 - 4QU CoRE ¦ 4QU LoRE | Non-Red Flag Warning - Large Fires | Wire-to-wire contact | Aggregated | 2057 | 2.1507e-06 | 696.1473 | 0.0014972 | 2057 | Mitigation | 0.95 | 45 | 0 | esc | 0.00097009 | 2.0864e-09 | 0.00097009 | 2.0864e-09
[120 empty] | 7.3.3.17.5 (Remote Grid) Updates to grid topology to minimize risk of ignition in HFTDs Remote GridWLDFRWire-to-wire contactAggregated | WLDFR | HFTD - Distribution - Tier 2 - 4QU CoRE ¦ 4QU LoRE | Non-Red Flag Warning - Large Fires | Wire-to-wire contact | Aggregated | 2058 | 2.1507e-06 | 696.1473 | 0.0014972 | 2058 | Mitigation | 0.95 | 45 | 0 | esc | 0.00097009 | 2.0864e-09 | 0.00097009 | 2.0864e-09
[120 empty] | 7.3.3.17.5 (Remote Grid) Updates to grid topology to minimize risk of ignition in HFTDs Remote GridWLDFRWire-to-wire contactAggregated | WLDFR | HFTD - Distribution - Tier 2 - 4QU CoRE ¦ 4QU LoRE | Non-Red Flag Warning - Large Fires | Wire-to-wire contact | Aggregated | 2059 | 2.1507e-06 | 696.1473 | 0.0014972 | 2059 | Mitigation | 0.95 | 45 | 0 | esc | 0.00097009 | 2.0864e-09 | 0.00097009 | 2.0864e-09
[120 empty] | 7.3.3.17.5 (Remote Grid) Updates to grid topology to minimize risk of ignition in HFTDs Remote GridWLDFRWire-to-wire contactAggregated | WLDFR | HFTD - Distribution - Tier 2 - 4QU CoRE ¦ 4QU LoRE | Non-Red Flag Warning - Large Fires | Wire-to-wire contact | Aggregated | 2060 | 2.1507e-06 | 696.1473 | 0.0014972 | 2060 | Mitigation | 0.95 | 45 | 0 | esc | 0.00097009 | 2.0864e-09 | 0.00097009 | 2.0864e-09
[120 empty] | 7.3.3.17.5 (Remote Grid) Updates to grid topology to minimize risk of ignition in HFTDs Remote GridWLDFRWire-to-wire contactAggregated | WLDFR | HFTD - Distribution - Tier 2 - 4QU CoRE ¦ 4QU LoRE | Non-Red Flag Warning - Large Fires | Wire-to-wire contact | Aggregated | 2061 | 2.1507e-06 | 696.1473 | 0.0014972 | 2061 | Mitigation | 0.95 | 45 | 0 | esc | 0.00097009 | 2.0864e-09 | 0.00097009 | 2.0864e-09
[120 empty] | 7.3.3.17.5 (Remote Grid) Updates to grid topology to minimize risk of ignition in HFTDs Remote GridWLDFRWire-to-wire contactAggregated | WLDFR | HFTD - Distribution - Tier 2 - 4QU CoRE ¦ 4QU LoRE | Non-Red Flag Warning - Large Fires | Wire-to-wire contact | Aggregated | 2062 | 2.1507e-06 | 696.1473 | 0.0014972 | 2062 | Mitigation | 0.95 | 45 | 0 | esc | 0.00097009 | 2.0864e-09 | 0.00097009 | 2.0864e-09
[120 empty] | 7.3.3.17.5 (Remote Grid) Updates to grid topology to minimize risk of ignition in HFTDs Remote GridWLDFRWire-to-wire contactAggregated | WLDFR | HFTD - Distribution - Tier 2 - 4QU CoRE ¦ 4QU LoRE | Non-Red Flag Warning - Large Fires | Wire-to-wire contact | Aggregated | 2063 | 2.1507e-06 | 696.1473 | 0.0014972 | 2063 | Mitigation | 0.95 | 45 | 0 | esc | 0.00097009 | 2.0864e-09 | 0.00097009 | 2.0864e-09
[120 empty] | 7.3.3.17.5 (Remote Grid) Updates to grid topology to minimize risk of ignition in HFTDs Remote GridWLDFRWire-to-wire contactAggregated | WLDFR | HFTD - Distribution - Tier 2 - 4QU CoRE ¦ 4QU LoRE | Non-Red Flag Warning - Large Fires | Wire-to-wire contact | Aggregated | 2064 | 2.1507e-06 | 696.1473 | 0.0014972 | 2064 | Mitigation | 0.95 | 45 | 0 | esc | 0.00097009 | 2.0864e-09 | 0.00097009 | 2.0864e-09
[120 empty] | 7.3.3.17.5 (Remote Grid) Updates to grid topology to minimize risk of ignition in HFTDs Remote GridWLDFRWire-to-wire contactAggregated | WLDFR | HFTD - Distribution - Tier 2 - 4QU CoRE ¦ 4QU LoRE | Non-Red Flag Warning - Large Fires | Wire-to-wire contact | Aggregated | 2065 | 2.1507e-06 | 696.1473 | 0.0014972 | 2065 | Mitigation | 0.95 | 45 | 0 | esc | 0.00097009 | 2.0864e-09 | 0.00097009 | 2.0864e-09
[120 empty] | 7.3.3.17.5 (Remote Grid) Updates to grid topology to minimize risk of ignition in HFTDs Remote GridWLDFRWire-to-wire contactAggregated | WLDFR | HFTD - Distribution - Tier 2 - 4QU CoRE ¦ 4QU LoRE | Non-Red Flag Warning - Large Fires | Wire-to-wire contact | Aggregated | 2066 | 2.1507e-06 | 696.1473 | 0.0014972 | 2066 | Mitigation | 0.95 | 45 | 0 | esc | 0.00097009 | 2.0864e-09 | 0.00097009 | 2.0864e-09
[120 empty] | 7.3.3.17.5 (Remote Grid) Updates to grid topology to minimize risk of ignition in HFTDs Remote GridWLDFRWire-to-wire contactAggregated | WLDFR | HFTD - Distribution - Tier 2 - 4QU CoRE ¦ 4QU LoRE | Non-Red Flag Warning - Large Fires | Wire-to-wire contact | Aggregated | 2067 | 2.1507e-06 | 696.1473 | 0.0014972 | 2067 | Mitigation | 0.95 | 45 | 0 | esc | 0 | 0 | 0.00097009 | 2.0864e-09
[120 empty] | 7.3.3.17.5 (Remote Grid) Updates to grid topology to minimize risk of ignition in HFTDs Remote GridWLDFRContact from objectAggregated | WLDFR | HFTD - Distribution - Tier 2 - 4QU CoRE ¦ 4QU LoRE | Non-Red Flag Warning - Small Fires | Contact from object | Aggregated | 2022 | 0.00046607 | 696.1473 | 0.32445 | 2022 | Mitigation | 0.95 | 45 | 0 | esc | 0.00097009 | 4.5213e-07 | 0 | 0
[120 empty] | 7.3.3.17.5 (Remote Grid) Updates to grid topology to minimize risk of ignition in HFTDs Remote GridWLDFRContact from objectAggregated | WLDFR | HFTD - Distribution - Tier 2 - 4QU CoRE ¦ 4QU LoRE | Non-Red Flag Warning - Small Fires | Contact from object | Aggregated | 2023 | 0.00046607 | 696.1473 | 0.32445 | 2023 | Mitigation | 0.95 | 45 | 0 | esc | 0.00097009 | 4.5213e-07 | 0.00097009 | 4.5213e-07
[120 empty] | 7.3.3.17.5 (Remote Grid) Updates to grid topology to minimize risk of ignition in HFTDs Remote GridWLDFRContact from objectAggregated | WLDFR | HFTD - Distribution - Tier 2 - 4QU CoRE ¦ 4QU LoRE | Non-Red Flag Warning - Small Fires | Contact from object | Aggregated | 2024 | 0.00046607 | 696.1473 | 0.32445 | 2024 | Mitigation | 0.95 | 45 | 0 | esc | 0.00097009 | 4.5213e-07 | 0.00097009 | 4.5213e-07
[120 empty] | 7.3.3.17.5 (Remote Grid) Updates to grid topology to minimize risk of ignition in HFTDs Remote GridWLDFRContact from objectAggregated | WLDFR | HFTD - Distribution - Tier 2 - 4QU CoRE ¦ 4QU LoRE | Non-Red Flag Warning - Small Fires | Contact from object | Aggregated | 2025 | 0.00046607 | 696.1473 | 0.32445 | 2025 | Mitigation | 0.95 | 45 | 0 | esc | 0.00097009 | 4.5213e-07 | 0.00097009 | 4.5213e-07
[120 empty] | 7.3.3.17.5 (Remote Grid) Updates to grid topology to minimize risk of ignition in HFTDs Remote GridWLDFRContact from objectAggregated | WLDFR | HFTD - Distribution - Tier 2 - 4QU CoRE ¦ 4QU LoRE | Non-Red Flag Warning - Small Fires | Contact from object | Aggregated | 2026 | 0.00046607 | 696.1473 | 0.32445 | 2026 | Mitigation | 0.95 | 45 | 0 | esc | 0.00097009 | 4.5213e-07 | 0.00097009 | 4.5213e-07
[120 empty] | 7.3.3.17.5 (Remote Grid) Updates to grid topology to minimize risk of ignition in HFTDs Remote GridWLDFRContact from objectAggregated | WLDFR | HFTD - Distribution - Tier 2 - 4QU CoRE ¦ 4QU LoRE | Non-Red Flag Warning - Small Fires | Contact from object | Aggregated | 2027 | 0.00046607 | 696.1473 | 0.32445 | 2027 | Mitigation | 0.95 | 45 | 0 | esc | 0.00097009 | 4.5213e-07 | 0.00097009 | 4.5213e-07
[120 empty] | 7.3.3.17.5 (Remote Grid) Updates to grid topology to minimize risk of ignition in HFTDs Remote GridWLDFRContact from objectAggregated | WLDFR | HFTD - Distribution - Tier 2 - 4QU CoRE ¦ 4QU LoRE | Non-Red Flag Warning - Small Fires | Contact from object | Aggregated | 2028 | 0.00046607 | 696.1473 | 0.32445 | 2028 | Mitigation | 0.95 | 45 | 0 | esc | 0.00097009 | 4.5213e-07 | 0.00097009 | 4.5213e-07
[120 empty] | 7.3.3.17.5 (Remote Grid) Updates to grid topology to minimize risk of ignition in HFTDs Remote GridWLDFRContact from objectAggregated | WLDFR | HFTD - Distribution - Tier 2 - 4QU CoRE ¦ 4QU LoRE | Non-Red Flag Warning - Small Fires | Contact from object | Aggregated | 2029 | 0.00046607 | 696.1473 | 0.32445 | 2029 | Mitigation | 0.95 | 45 | 0 | esc | 0.00097009 | 4.5213e-07 | 0.00097009 | 4.5213e-07
[120 empty] | 7.3.3.17.5 (Remote Grid) Updates to grid topology to minimize risk of ignition in HFTDs Remote GridWLDFRContact from objectAggregated | WLDFR | HFTD - Distribution - Tier 2 - 4QU CoRE ¦ 4QU LoRE | Non-Red Flag Warning - Small Fires | Contact from object | Aggregated | 2030 | 0.00046607 | 696.1473 | 0.32445 | 2030 | Mitigation | 0.95 | 45 | 0 | esc | 0.00097009 | 4.5213e-07 | 0.00097009 | 4.5213e-07
[120 empty] | 7.3.3.17.5 (Remote Grid) Updates to grid topology to minimize risk of ignition in HFTDs Remote GridWLDFRContact from objectAggregated | WLDFR | HFTD - Distribution - Tier 2 - 4QU CoRE ¦ 4QU LoRE | Non-Red Flag Warning - Small Fires | Contact from object | Aggregated | 2031 | 0.00046607 | 696.1473 | 0.32445 | 2031 | Mitigation | 0.95 | 45 | 0 | esc | 0.00097009 | 4.5213e-07 | 0.00097009 | 4.5213e-07
[120 empty] | 7.3.3.17.5 (Remote Grid) Updates to grid topology to minimize risk of ignition in HFTDs Remote GridWLDFRContact from objectAggregated | WLDFR | HFTD - Distribution - Tier 2 - 4QU CoRE ¦ 4QU LoRE | Non-Red Flag Warning - Small Fires | Contact from object | Aggregated | 2032 | 0.00046607 | 696.1473 | 0.32445 | 2032 | Mitigation | 0.95 | 45 | 0 | esc | 0.00097009 | 4.5213e-07 | 0.00097009 | 4.5213e-07
[120 empty] | 7.3.3.17.5 (Remote Grid) Updates to grid topology to minimize risk of ignition in HFTDs Remote GridWLDFRContact from objectAggregated | WLDFR | HFTD - Distribution - Tier 2 - 4QU CoRE ¦ 4QU LoRE | Non-Red Flag Warning - Small Fires | Contact from object | Aggregated | 2033 | 0.00046607 | 696.1473 | 0.32445 | 2033 | Mitigation | 0.95 | 45 | 0 | esc | 0.00097009 | 4.5213e-07 | 0.00097009 | 4.5213e-07
[120 empty] | 7.3.3.17.5 (Remote Grid) Updates to grid topology to minimize risk of ignition in HFTDs Remote GridWLDFRContact from objectAggregated | WLDFR | HFTD - Distribution - Tier 2 - 4QU CoRE ¦ 4QU LoRE | Non-Red Flag Warning - Small Fires | Contact from object | Aggregated | 2034 | 0.00046607 | 696.1473 | 0.32445 | 2034 | Mitigation | 0.95 | 45 | 0 | esc | 0.00097009 | 4.5213e-07 | 0.00097009 | 4.5213e-07
[120 empty] | 7.3.3.17.5 (Remote Grid) Updates to grid topology to minimize risk of ignition in HFTDs Remote GridWLDFRContact from objectAggregated | WLDFR | HFTD - Distribution - Tier 2 - 4QU CoRE ¦ 4QU LoRE | Non-Red Flag Warning - Small Fires | Contact from object | Aggregated | 2035 | 0.00046607 | 696.1473 | 0.32445 | 2035 | Mitigation | 0.95 | 45 | 0 | esc | 0.00097009 | 4.5213e-07 | 0.00097009 | 4.5213e-07
[120 empty] | 7.3.3.17.5 (Remote Grid) Updates to grid topology to minimize risk of ignition in HFTDs Remote GridWLDFRContact from objectAggregated | WLDFR | HFTD - Distribution - Tier 2 - 4QU CoRE ¦ 4QU LoRE | Non-Red Flag Warning - Small Fires | Contact from object | Aggregated | 2036 | 0.00046607 | 696.1473 | 0.32445 | 2036 | Mitigation | 0.95 | 45 | 0 | esc | 0.00097009 | 4.5213e-07 | 0.00097009 | 4.5213e-07
[120 empty] | 7.3.3.17.5 (Remote Grid) Updates to grid topology to minimize risk of ignition in HFTDs Remote GridWLDFRContact from objectAggregated | WLDFR | HFTD - Distribution - Tier 2 - 4QU CoRE ¦ 4QU LoRE | Non-Red Flag Warning - Small Fires | Contact from object | Aggregated | 2037 | 0.00046607 | 696.1473 | 0.32445 | 2037 | Mitigation | 0.95 | 45 | 0 | esc | 0.00097009 | 4.5213e-07 | 0.00097009 | 4.5213e-07
[120 empty] | 7.3.3.17.5 (Remote Grid) Updates to grid topology to minimize risk of ignition in HFTDs Remote GridWLDFRContact from objectAggregated | WLDFR | HFTD - Distribution - Tier 2 - 4QU CoRE ¦ 4QU LoRE | Non-Red Flag Warning - Small Fires | Contact from object | Aggregated | 2038 | 0.00046607 | 696.1473 | 0.32445 | 2038 | Mitigation | 0.95 | 45 | 0 | esc | 0.00097009 | 4.5213e-07 | 0.00097009 | 4.5213e-07
[120 empty] | 7.3.3.17.5 (Remote Grid) Updates to grid topology to minimize risk of ignition in HFTDs Remote GridWLDFRContact from objectAggregated | WLDFR | HFTD - Distribution - Tier 2 - 4QU CoRE ¦ 4QU LoRE | Non-Red Flag Warning - Small Fires | Contact from object | Aggregated | 2039 | 0.00046607 | 696.1473 | 0.32445 | 2039 | Mitigation | 0.95 | 45 | 0 | esc | 0.00097009 | 4.5213e-07 | 0.00097009 | 4.5213e-07
[120 empty] | 7.3.3.17.5 (Remote Grid) Updates to grid topology to minimize risk of ignition in HFTDs Remote GridWLDFRContact from objectAggregated | WLDFR | HFTD - Distribution - Tier 2 - 4QU CoRE ¦ 4QU LoRE | Non-Red Flag Warning - Small Fires | Contact from object | Aggregated | 2040 | 0.00046607 | 696.1473 | 0.32445 | 2040 | Mitigation | 0.95 | 45 | 0 | esc | 0.00097009 | 4.5213e-07 | 0.00097009 | 4.5213e-07
[120 empty] | 7.3.3.17.5 (Remote Grid) Updates to grid topology to minimize risk of ignition in HFTDs Remote GridWLDFRContact from objectAggregated | WLDFR | HFTD - Distribution - Tier 2 - 4QU CoRE ¦ 4QU LoRE | Non-Red Flag Warning - Small Fires | Contact from object | Aggregated | 2041 | 0.00046607 | 696.1473 | 0.32445 | 2041 | Mitigation | 0.95 | 45 | 0 | esc | 0.00097009 | 4.5213e-07 | 0.00097009 | 4.5213e-07
[120 empty] | 7.3.3.17.5 (Remote Grid) Updates to grid topology to minimize risk of ignition in HFTDs Remote GridWLDFRContact from objectAggregated | WLDFR | HFTD - Distribution - Tier 2 - 4QU CoRE ¦ 4QU LoRE | Non-Red Flag Warning - Small Fires | Contact from object | Aggregated | 2042 | 0.00046607 | 696.1473 | 0.32445 | 2042 | Mitigation | 0.95 | 45 | 0 | esc | 0.00097009 | 4.5213e-07 | 0.00097009 | 4.5213e-07
[120 empty] | 7.3.3.17.5 (Remote Grid) Updates to grid topology to minimize risk of ignition in HFTDs Remote GridWLDFRContact from objectAggregated | WLDFR | HFTD - Distribution - Tier 2 - 4QU CoRE ¦ 4QU LoRE | Non-Red Flag Warning - Small Fires | Contact from object | Aggregated | 2043 | 0.00046607 | 696.1473 | 0.32445 | 2043 | Mitigation | 0.95 | 45 | 0 | esc | 0.00097009 | 4.5213e-07 | 0.00097009 | 4.5213e-07
[120 empty] | 7.3.3.17.5 (Remote Grid) Updates to grid topology to minimize risk of ignition in HFTDs Remote GridWLDFRContact from objectAggregated | WLDFR | HFTD - Distribution - Tier 2 - 4QU CoRE ¦ 4QU LoRE | Non-Red Flag Warning - Small Fires | Contact from object | Aggregated | 2044 | 0.00046607 | 696.1473 | 0.32445 | 2044 | Mitigation | 0.95 | 45 | 0 | esc | 0.00097009 | 4.5213e-07 | 0.00097009 | 4.5213e-07
[120 empty] | 7.3.3.17.5 (Remote Grid) Updates to grid topology to minimize risk of ignition in HFTDs Remote GridWLDFRContact from objectAggregated | WLDFR | HFTD - Distribution - Tier 2 - 4QU CoRE ¦ 4QU LoRE | Non-Red Flag Warning - Small Fires | Contact from object | Aggregated | 2045 | 0.00046607 | 696.1473 | 0.32445 | 2045 | Mitigation | 0.95 | 45 | 0 | esc | 0.00097009 | 4.5213e-07 | 0.00097009 | 4.5213e-07
[120 empty] | 7.3.3.17.5 (Remote Grid) Updates to grid topology to minimize risk of ignition in HFTDs Remote GridWLDFRContact from objectAggregated | WLDFR | HFTD - Distribution - Tier 2 - 4QU CoRE ¦ 4QU LoRE | Non-Red Flag Warning - Small Fires | Contact from object | Aggregated | 2046 | 0.00046607 | 696.1473 | 0.32445 | 2046 | Mitigation | 0.95 | 45 | 0 | esc | 0.00097009 | 4.5213e-07 | 0.00097009 | 4.5213e-07
[120 empty] | 7.3.3.17.5 (Remote Grid) Updates to grid topology to minimize risk of ignition in HFTDs Remote GridWLDFRContact from objectAggregated | WLDFR | HFTD - Distribution - Tier 2 - 4QU CoRE ¦ 4QU LoRE | Non-Red Flag Warning - Small Fires | Contact from object | Aggregated | 2047 | 0.00046607 | 696.1473 | 0.32445 | 2047 | Mitigation | 0.95 | 45 | 0 | esc | 0.00097009 | 4.5213e-07 | 0.00097009 | 4.5213e-07
[120 empty] | 7.3.3.17.5 (Remote Grid) Updates to grid topology to minimize risk of ignition in HFTDs Remote GridWLDFRContact from objectAggregated | WLDFR | HFTD - Distribution - Tier 2 - 4QU CoRE ¦ 4QU LoRE | Non-Red Flag Warning - Small Fires | Contact from object | Aggregated | 2048 | 0.00046607 | 696.1473 | 0.32445 | 2048 | Mitigation | 0.95 | 45 | 0 | esc | 0.00097009 | 4.5213e-07 | 0.00097009 | 4.5213e-07
[120 empty] | 7.3.3.17.5 (Remote Grid) Updates to grid topology to minimize risk of ignition in HFTDs Remote GridWLDFRContact from objectAggregated | WLDFR | HFTD - Distribution - Tier 2 - 4QU CoRE ¦ 4QU LoRE | Non-Red Flag Warning - Small Fires | Contact from object | Aggregated | 2049 | 0.00046607 | 696.1473 | 0.32445 | 2049 | Mitigation | 0.95 | 45 | 0 | esc | 0.00097009 | 4.5213e-07 | 0.00097009 | 4.5213e-07
[120 empty] | 7.3.3.17.5 (Remote Grid) Updates to grid topology to minimize risk of ignition in HFTDs Remote GridWLDFRContact from objectAggregated | WLDFR | HFTD - Distribution - Tier 2 - 4QU CoRE ¦ 4QU LoRE | Non-Red Flag Warning - Small Fires | Contact from object | Aggregated | 2050 | 0.00046607 | 696.1473 | 0.32445 | 2050 | Mitigation | 0.95 | 45 | 0 | esc | 0.00097009 | 4.5213e-07 | 0.00097009 | 4.5213e-07
[120 empty] | 7.3.3.17.5 (Remote Grid) Updates to grid topology to minimize risk of ignition in HFTDs Remote GridWLDFRContact from objectAggregated | WLDFR | HFTD - Distribution - Tier 2 - 4QU CoRE ¦ 4QU LoRE | Non-Red Flag Warning - Small Fires | Contact from object | Aggregated | 2051 | 0.00046607 | 696.1473 | 0.32445 | 2051 | Mitigation | 0.95 | 45 | 0 | esc | 0.00097009 | 4.5213e-07 | 0.00097009 | 4.5213e-07
[120 empty] | 7.3.3.17.5 (Remote Grid) Updates to grid topology to minimize risk of ignition in HFTDs Remote GridWLDFRContact from objectAggregated | WLDFR | HFTD - Distribution - Tier 2 - 4QU CoRE ¦ 4QU LoRE | Non-Red Flag Warning - Small Fires | Contact from object | Aggregated | 2052 | 0.00046607 | 696.1473 | 0.32445 | 2052 | Mitigation | 0.95 | 45 | 0 | esc | 0.00097009 | 4.5213e-07 | 0.00097009 | 4.5213e-07
[120 empty] | 7.3.3.17.5 (Remote Grid) Updates to grid topology to minimize risk of ignition in HFTDs Remote GridWLDFRContact from objectAggregated | WLDFR | HFTD - Distribution - Tier 2 - 4QU CoRE ¦ 4QU LoRE | Non-Red Flag Warning - Small Fires | Contact from object | Aggregated | 2053 | 0.00046607 | 696.1473 | 0.32445 | 2053 | Mitigation | 0.95 | 45 | 0 | esc | 0.00097009 | 4.5213e-07 | 0.00097009 | 4.5213e-07
[120 empty] | 7.3.3.17.5 (Remote Grid) Updates to grid topology to minimize risk of ignition in HFTDs Remote GridWLDFRContact from objectAggregated | WLDFR | HFTD - Distribution - Tier 2 - 4QU CoRE ¦ 4QU LoRE | Non-Red Flag Warning - Small Fires | Contact from object | Aggregated | 2054 | 0.00046607 | 696.1473 | 0.32445 | 2054 | Mitigation | 0.95 | 45 | 0 | esc | 0.00097009 | 4.5213e-07 | 0.00097009 | 4.5213e-07
[120 empty] | 7.3.3.17.5 (Remote Grid) Updates to grid topology to minimize risk of ignition in HFTDs Remote GridWLDFRContact from objectAggregated | WLDFR | HFTD - Distribution - Tier 2 - 4QU CoRE ¦ 4QU LoRE | Non-Red Flag Warning - Small Fires | Contact from object | Aggregated | 2055 | 0.00046607 | 696.1473 | 0.32445 | 2055 | Mitigation | 0.95 | 45 | 0 | esc | 0.00097009 | 4.5213e-07 | 0.00097009 | 4.5213e-07
[120 empty] | 7.3.3.17.5 (Remote Grid) Updates to grid topology to minimize risk of ignition in HFTDs Remote GridWLDFRContact from objectAggregated | WLDFR | HFTD - Distribution - Tier 2 - 4QU CoRE ¦ 4QU LoRE | Non-Red Flag Warning - Small Fires | Contact from object | Aggregated | 2056 | 0.00046607 | 696.1473 | 0.32445 | 2056 | Mitigation | 0.95 | 45 | 0 | esc | 0.00097009 | 4.5213e-07 | 0.00097009 | 4.5213e-07
[120 empty] | 7.3.3.17.5 (Remote Grid) Updates to grid topology to minimize risk of ignition in HFTDs Remote GridWLDFRContact from objectAggregated | WLDFR | HFTD - Distribution - Tier 2 - 4QU CoRE ¦ 4QU LoRE | Non-Red Flag Warning - Small Fires | Contact from object | Aggregated | 2057 | 0.00046607 | 696.1473 | 0.32445 | 2057 | Mitigation | 0.95 | 45 | 0 | esc | 0.00097009 | 4.5213e-07 | 0.00097009 | 4.5213e-07
[120 empty] | 7.3.3.17.5 (Remote Grid) Updates to grid topology to minimize risk of ignition in HFTDs Remote GridWLDFRContact from objectAggregated | WLDFR | HFTD - Distribution - Tier 2 - 4QU CoRE ¦ 4QU LoRE | Non-Red Flag Warning - Small Fires | Contact from object | Aggregated | 2058 | 0.00046607 | 696.1473 | 0.32445 | 2058 | Mitigation | 0.95 | 45 | 0 | esc | 0.00097009 | 4.5213e-07 | 0.00097009 | 4.5213e-07
[120 empty] | 7.3.3.17.5 (Remote Grid) Updates to grid topology to minimize risk of ignition in HFTDs Remote GridWLDFRContact from objectAggregated | WLDFR | HFTD - Distribution - Tier 2 - 4QU CoRE ¦ 4QU LoRE | Non-Red Flag Warning - Small Fires | Contact from object | Aggregated | 2059 | 0.00046607 | 696.1473 | 0.32445 | 2059 | Mitigation | 0.95 | 45 | 0 | esc | 0.00097009 | 4.5213e-07 | 0.00097009 | 4.5213e-07
[120 empty] | 7.3.3.17.5 (Remote Grid) Updates to grid topology to minimize risk of ignition in HFTDs Remote GridWLDFRContact from objectAggregated | WLDFR | HFTD - Distribution - Tier 2 - 4QU CoRE ¦ 4QU LoRE | Non-Red Flag Warning - Small Fires | Contact from object | Aggregated | 2060 | 0.00046607 | 696.1473 | 0.32445 | 2060 | Mitigation | 0.95 | 45 | 0 | esc | 0.00097009 | 4.5213e-07 | 0.00097009 | 4.5213e-07
[120 empty] | 7.3.3.17.5 (Remote Grid) Updates to grid topology to minimize risk of ignition in HFTDs Remote GridWLDFRContact from objectAggregated | WLDFR | HFTD - Distribution - Tier 2 - 4QU CoRE ¦ 4QU LoRE | Non-Red Flag Warning - Small Fires | Contact from object | Aggregated | 2061 | 0.00046607 | 696.1473 | 0.32445 | 2061 | Mitigation | 0.95 | 45 | 0 | esc | 0.00097009 | 4.5213e-07 | 0.00097009 | 4.5213e-07
[120 empty] | 7.3.3.17.5 (Remote Grid) Updates to grid topology to minimize risk of ignition in HFTDs Remote GridWLDFRContact from objectAggregated | WLDFR | HFTD - Distribution - Tier 2 - 4QU CoRE ¦ 4QU LoRE | Non-Red Flag Warning - Small Fires | Contact from object | Aggregated | 2062 | 0.00046607 | 696.1473 | 0.32445 | 2062 | Mitigation | 0.95 | 45 | 0 | esc | 0.00097009 | 4.5213e-07 | 0.00097009 | 4.5213e-07
[120 empty] | 7.3.3.17.5 (Remote Grid) Updates to grid topology to minimize risk of ignition in HFTDs Remote GridWLDFRContact from objectAggregated | WLDFR | HFTD - Distribution - Tier 2 - 4QU CoRE ¦ 4QU LoRE | Non-Red Flag Warning - Small Fires | Contact from object | Aggregated | 2063 | 0.00046607 | 696.1473 | 0.32445 | 2063 | Mitigation | 0.95 | 45 | 0 | esc | 0.00097009 | 4.5213e-07 | 0.00097009 | 4.5213e-07
[120 empty] | 7.3.3.17.5 (Remote Grid) Updates to grid topology to minimize risk of ignition in HFTDs Remote GridWLDFRContact from objectAggregated | WLDFR | HFTD - Distribution - Tier 2 - 4QU CoRE ¦ 4QU LoRE | Non-Red Flag Warning - Small Fires | Contact from object | Aggregated | 2064 | 0.00046607 | 696.1473 | 0.32445 | 2064 | Mitigation | 0.95 | 45 | 0 | esc | 0.00097009 | 4.5213e-07 | 0.00097009 | 4.5213e-07
[120 empty] | 7.3.3.17.5 (Remote Grid) Updates to grid topology to minimize risk of ignition in HFTDs Remote GridWLDFRContact from objectAggregated | WLDFR | HFTD - Distribution - Tier 2 - 4QU CoRE ¦ 4QU LoRE | Non-Red Flag Warning - Small Fires | Contact from object | Aggregated | 2065 | 0.00046607 | 696.1473 | 0.32445 | 2065 | Mitigation | 0.95 | 45 | 0 | esc | 0.00097009 | 4.5213e-07 | 0.00097009 | 4.5213e-07
[120 empty] | 7.3.3.17.5 (Remote Grid) Updates to grid topology to minimize risk of ignition in HFTDs Remote GridWLDFRContact from objectAggregated | WLDFR | HFTD - Distribution - Tier 2 - 4QU CoRE ¦ 4QU LoRE | Non-Red Flag Warning - Small Fires | Contact from object | Aggregated | 2066 | 0.00046607 | 696.1473 | 0.32445 | 2066 | Mitigation | 0.95 | 45 | 0 | esc | 0.00097009 | 4.5213e-07 | 0.00097009 | 4.5213e-07
[120 empty] | 7.3.3.17.5 (Remote Grid) Updates to grid topology to minimize risk of ignition in HFTDs Remote GridWLDFRContact from objectAggregated | WLDFR | HFTD - Distribution - Tier 2 - 4QU CoRE ¦ 4QU LoRE | Non-Red Flag Warning - Small Fires | Contact from object | Aggregated | 2067 | 0.00046607 | 696.1473 | 0.32445 | 2067 | Mitigation | 0.95 | 45 | 0 | esc | 0 | 0 | 0.00097009 | 4.5213e-07
[120 empty] | 7.3.3.17.5 (Remote Grid) Updates to grid topology to minimize risk of ignition in HFTDs Remote GridWLDFRContaminationAggregated | WLDFR | HFTD - Distribution - Tier 2 - 4QU CoRE ¦ 4QU LoRE | Non-Red Flag Warning - Small Fires | Contamination | Aggregated | 2022 | 1.6933e-05 | 696.1473 | 0.011788 | 2022 | Mitigation | 0.95 | 45 | 0 | esc | 0.00097009 | 1.6427e-08 | 0 | 0
[120 empty] | 7.3.3.17.5 (Remote Grid) Updates to grid topology to minimize risk of ignition in HFTDs Remote GridWLDFRContaminationAggregated | WLDFR | HFTD - Distribution - Tier 2 - 4QU CoRE ¦ 4QU LoRE | Non-Red Flag Warning - Small Fires | Contamination | Aggregated | 2023 | 1.6933e-05 | 696.1473 | 0.011788 | 2023 | Mitigation | 0.95 | 45 | 0 | esc | 0.00097009 | 1.6427e-08 | 0.00097009 | 1.6427e-08
[120 empty] | 7.3.3.17.5 (Remote Grid) Updates to grid topology to minimize risk of ignition in HFTDs Remote GridWLDFRContaminationAggregated | WLDFR | HFTD - Distribution - Tier 2 - 4QU CoRE ¦ 4QU LoRE | Non-Red Flag Warning - Small Fires | Contamination | Aggregated | 2024 | 1.6933e-05 | 696.1473 | 0.011788 | 2024 | Mitigation | 0.95 | 45 | 0 | esc | 0.00097009 | 1.6427e-08 | 0.00097009 | 1.6427e-08
[120 empty] | 7.3.3.17.5 (Remote Grid) Updates to grid topology to minimize risk of ignition in HFTDs Remote GridWLDFRContaminationAggregated | WLDFR | HFTD - Distribution - Tier 2 - 4QU CoRE ¦ 4QU LoRE | Non-Red Flag Warning - Small Fires | Contamination | Aggregated | 2025 | 1.6933e-05 | 696.1473 | 0.011788 | 2025 | Mitigation | 0.95 | 45 | 0 | esc | 0.00097009 | 1.6427e-08 | 0.00097009 | 1.6427e-08
[120 empty] | 7.3.3.17.5 (Remote Grid) Updates to grid topology to minimize risk of ignition in HFTDs Remote GridWLDFRContaminationAggregated | WLDFR | HFTD - Distribution - Tier 2 - 4QU CoRE ¦ 4QU LoRE | Non-Red Flag Warning - Small Fires | Contamination | Aggregated | 2026 | 1.6933e-05 | 696.1473 | 0.011788 | 2026 | Mitigation | 0.95 | 45 | 0 | esc | 0.00097009 | 1.6427e-08 | 0.00097009 | 1.6427e-08
[120 empty] | 7.3.3.17.5 (Remote Grid) Updates to grid topology to minimize risk of ignition in HFTDs Remote GridWLDFRContaminationAggregated | WLDFR | HFTD - Distribution - Tier 2 - 4QU CoRE ¦ 4QU LoRE | Non-Red Flag Warning - Small Fires | Contamination | Aggregated | 2027 | 1.6933e-05 | 696.1473 | 0.011788 | 2027 | Mitigation | 0.95 | 45 | 0 | esc | 0.00097009 | 1.6427e-08 | 0.00097009 | 1.6427e-08
[120 empty] | 7.3.3.17.5 (Remote Grid) Updates to grid topology to minimize risk of ignition in HFTDs Remote GridWLDFRContaminationAggregated | WLDFR | HFTD - Distribution - Tier 2 - 4QU CoRE ¦ 4QU LoRE | Non-Red Flag Warning - Small Fires | Contamination | Aggregated | 2028 | 1.6933e-05 | 696.1473 | 0.011788 | 2028 | Mitigation | 0.95 | 45 | 0 | esc | 0.00097009 | 1.6427e-08 | 0.00097009 | 1.6427e-08
[120 empty] | 7.3.3.17.5 (Remote Grid) Updates to grid topology to minimize risk of ignition in HFTDs Remote GridWLDFRContaminationAggregated | WLDFR | HFTD - Distribution - Tier 2 - 4QU CoRE ¦ 4QU LoRE | Non-Red Flag Warning - Small Fires | Contamination | Aggregated | 2029 | 1.6933e-05 | 696.1473 | 0.011788 | 2029 | Mitigation | 0.95 | 45 | 0 | esc | 0.00097009 | 1.6427e-08 | 0.00097009 | 1.6427e-08
[120 empty] | 7.3.3.17.5 (Remote Grid) Updates to grid topology to minimize risk of ignition in HFTDs Remote GridWLDFRContaminationAggregated | WLDFR | HFTD - Distribution - Tier 2 - 4QU CoRE ¦ 4QU LoRE | Non-Red Flag Warning - Small Fires | Contamination | Aggregated | 2030 | 1.6933e-05 | 696.1473 | 0.011788 | 2030 | Mitigation | 0.95 | 45 | 0 | esc | 0.00097009 | 1.6427e-08 | 0.00097009 | 1.6427e-08
[120 empty] | 7.3.3.17.5 (Remote Grid) Updates to grid topology to minimize risk of ignition in HFTDs Remote GridWLDFRContaminationAggregated | WLDFR | HFTD - Distribution - Tier 2 - 4QU CoRE ¦ 4QU LoRE | Non-Red Flag Warning - Small Fires | Contamination | Aggregated | 2031 | 1.6933e-05 | 696.1473 | 0.011788 | 2031 | Mitigation | 0.95 | 45 | 0 | esc | 0.00097009 | 1.6427e-08 | 0.00097009 | 1.6427e-08
[120 empty] | 7.3.3.17.5 (Remote Grid) Updates to grid topology to minimize risk of ignition in HFTDs Remote GridWLDFRContaminationAggregated | WLDFR | HFTD - Distribution - Tier 2 - 4QU CoRE ¦ 4QU LoRE | Non-Red Flag Warning - Small Fires | Contamination | Aggregated | 2032 | 1.6933e-05 | 696.1473 | 0.011788 | 2032 | Mitigation | 0.95 | 45 | 0 | esc | 0.00097009 | 1.6427e-08 | 0.00097009 | 1.6427e-08
[120 empty] | 7.3.3.17.5 (Remote Grid) Updates to grid topology to minimize risk of ignition in HFTDs Remote GridWLDFRContaminationAggregated | WLDFR | HFTD - Distribution - Tier 2 - 4QU CoRE ¦ 4QU LoRE | Non-Red Flag Warning - Small Fires | Contamination | Aggregated | 2033 | 1.6933e-05 | 696.1473 | 0.011788 | 2033 | Mitigation | 0.95 | 45 | 0 | esc | 0.00097009 | 1.6427e-08 | 0.00097009 | 1.6427e-08
[120 empty] | 7.3.3.17.5 (Remote Grid) Updates to grid topology to minimize risk of ignition in HFTDs Remote GridWLDFRContaminationAggregated | WLDFR | HFTD - Distribution - Tier 2 - 4QU CoRE ¦ 4QU LoRE | Non-Red Flag Warning - Small Fires | Contamination | Aggregated | 2034 | 1.6933e-05 | 696.1473 | 0.011788 | 2034 | Mitigation | 0.95 | 45 | 0 | esc | 0.00097009 | 1.6427e-08 | 0.00097009 | 1.6427e-08
[120 empty] | 7.3.3.17.5 (Remote Grid) Updates to grid topology to minimize risk of ignition in HFTDs Remote GridWLDFRContaminationAggregated | WLDFR | HFTD - Distribution - Tier 2 - 4QU CoRE ¦ 4QU LoRE | Non-Red Flag Warning - Small Fires | Contamination | Aggregated | 2035 | 1.6933e-05 | 696.1473 | 0.011788 | 2035 | Mitigation | 0.95 | 45 | 0 | esc | 0.00097009 | 1.6427e-08 | 0.00097009 | 1.6427e-08
[120 empty] | 7.3.3.17.5 (Remote Grid) Updates to grid topology to minimize risk of ignition in HFTDs Remote GridWLDFRContaminationAggregated | WLDFR | HFTD - Distribution - Tier 2 - 4QU CoRE ¦ 4QU LoRE | Non-Red Flag Warning - Small Fires | Contamination | Aggregated | 2036 | 1.6933e-05 | 696.1473 | 0.011788 | 2036 | Mitigation | 0.95 | 45 | 0 | esc | 0.00097009 | 1.6427e-08 | 0.00097009 | 1.6427e-08
[120 empty] | 7.3.3.17.5 (Remote Grid) Updates to grid topology to minimize risk of ignition in HFTDs Remote GridWLDFRContaminationAggregated | WLDFR | HFTD - Distribution - Tier 2 - 4QU CoRE ¦ 4QU LoRE | Non-Red Flag Warning - Small Fires | Contamination | Aggregated | 2037 | 1.6933e-05 | 696.1473 | 0.011788 | 2037 | Mitigation | 0.95 | 45 | 0 | esc | 0.00097009 | 1.6427e-08 | 0.00097009 | 1.6427e-08
[120 empty] | 7.3.3.17.5 (Remote Grid) Updates to grid topology to minimize risk of ignition in HFTDs Remote GridWLDFRContaminationAggregated | WLDFR | HFTD - Distribution - Tier 2 - 4QU CoRE ¦ 4QU LoRE | Non-Red Flag Warning - Small Fires | Contamination | Aggregated | 2038 | 1.6933e-05 | 696.1473 | 0.011788 | 2038 | Mitigation | 0.95 | 45 | 0 | esc | 0.00097009 | 1.6427e-08 | 0.00097009 | 1.6427e-08
[120 empty] | 7.3.3.17.5 (Remote Grid) Updates to grid topology to minimize risk of ignition in HFTDs Remote GridWLDFRContaminationAggregated | WLDFR | HFTD - Distribution - Tier 2 - 4QU CoRE ¦ 4QU LoRE | Non-Red Flag Warning - Small Fires | Contamination | Aggregated | 2039 | 1.6933e-05 | 696.1473 | 0.011788 | 2039 | Mitigation | 0.95 | 45 | 0 | esc | 0.00097009 | 1.6427e-08 | 0.00097009 | 1.6427e-08
[120 empty] | 7.3.3.17.5 (Remote Grid) Updates to grid topology to minimize risk of ignition in HFTDs Remote GridWLDFRContaminationAggregated | WLDFR | HFTD - Distribution - Tier 2 - 4QU CoRE ¦ 4QU LoRE | Non-Red Flag Warning - Small Fires | Contamination | Aggregated | 2040 | 1.6933e-05 | 696.1473 | 0.011788 | 2040 | Mitigation | 0.95 | 45 | 0 | esc | 0.00097009 | 1.6427e-08 | 0.00097009 | 1.6427e-08
[120 empty] | 7.3.3.17.5 (Remote Grid) Updates to grid topology to minimize risk of ignition in HFTDs Remote GridWLDFRContaminationAggregated | WLDFR | HFTD - Distribution - Tier 2 - 4QU CoRE ¦ 4QU LoRE | Non-Red Flag Warning - Small Fires | Contamination | Aggregated | 2041 | 1.6933e-05 | 696.1473 | 0.011788 | 2041 | Mitigation | 0.95 | 45 | 0 | esc | 0.00097009 | 1.6427e-08 | 0.00097009 | 1.6427e-08
[120 empty] | 7.3.3.17.5 (Remote Grid) Updates to grid topology to minimize risk of ignition in HFTDs Remote GridWLDFRContaminationAggregated | WLDFR | HFTD - Distribution - Tier 2 - 4QU CoRE ¦ 4QU LoRE | Non-Red Flag Warning - Small Fires | Contamination | Aggregated | 2042 | 1.6933e-05 | 696.1473 | 0.011788 | 2042 | Mitigation | 0.95 | 45 | 0 | esc | 0.00097009 | 1.6427e-08 | 0.00097009 | 1.6427e-08
[120 empty] | 7.3.3.17.5 (Remote Grid) Updates to grid topology to minimize risk of ignition in HFTDs Remote GridWLDFRContaminationAggregated | WLDFR | HFTD - Distribution - Tier 2 - 4QU CoRE ¦ 4QU LoRE | Non-Red Flag Warning - Small Fires | Contamination | Aggregated | 2043 | 1.6933e-05 | 696.1473 | 0.011788 | 2043 | Mitigation | 0.95 | 45 | 0 | esc | 0.00097009 | 1.6427e-08 | 0.00097009 | 1.6427e-08
[120 empty] | 7.3.3.17.5 (Remote Grid) Updates to grid topology to minimize risk of ignition in HFTDs Remote GridWLDFRContaminationAggregated | WLDFR | HFTD - Distribution - Tier 2 - 4QU CoRE ¦ 4QU LoRE | Non-Red Flag Warning - Small Fires | Contamination | Aggregated | 2044 | 1.6933e-05 | 696.1473 | 0.011788 | 2044 | Mitigation | 0.95 | 45 | 0 | esc | 0.00097009 | 1.6427e-08 | 0.00097009 | 1.6427e-08
[120 empty] | 7.3.3.17.5 (Remote Grid) Updates to grid topology to minimize risk of ignition in HFTDs Remote GridWLDFRContaminationAggregated | WLDFR | HFTD - Distribution - Tier 2 - 4QU CoRE ¦ 4QU LoRE | Non-Red Flag Warning - Small Fires | Contamination | Aggregated | 2045 | 1.6933e-05 | 696.1473 | 0.011788 | 2045 | Mitigation | 0.95 | 45 | 0 | esc | 0.00097009 | 1.6427e-08 | 0.00097009 | 1.6427e-08
[120 empty] | 7.3.3.17.5 (Remote Grid) Updates to grid topology to minimize risk of ignition in HFTDs Remote GridWLDFRContaminationAggregated | WLDFR | HFTD - Distribution - Tier 2 - 4QU CoRE ¦ 4QU LoRE | Non-Red Flag Warning - Small Fires | Contamination | Aggregated | 2046 | 1.6933e-05 | 696.1473 | 0.011788 | 2046 | Mitigation | 0.95 | 45 | 0 | esc | 0.00097009 | 1.6427e-08 | 0.00097009 | 1.6427e-08
[120 empty] | 7.3.3.17.5 (Remote Grid) Updates to grid topology to minimize risk of ignition in HFTDs Remote GridWLDFRContaminationAggregated | WLDFR | HFTD - Distribution - Tier 2 - 4QU CoRE ¦ 4QU LoRE | Non-Red Flag Warning - Small Fires | Contamination | Aggregated | 2047 | 1.6933e-05 | 696.1473 | 0.011788 | 2047 | Mitigation | 0.95 | 45 | 0 | esc | 0.00097009 | 1.6427e-08 | 0.00097009 | 1.6427e-08
[120 empty] | 7.3.3.17.5 (Remote Grid) Updates to grid topology to minimize risk of ignition in HFTDs Remote GridWLDFRContaminationAggregated | WLDFR | HFTD - Distribution - Tier 2 - 4QU CoRE ¦ 4QU LoRE | Non-Red Flag Warning - Small Fires | Contamination | Aggregated | 2048 | 1.6933e-05 | 696.1473 | 0.011788 | 2048 | Mitigation | 0.95 | 45 | 0 | esc | 0.00097009 | 1.6427e-08 | 0.00097009 | 1.6427e-08
[120 empty] | 7.3.3.17.5 (Remote Grid) Updates to grid topology to minimize risk of ignition in HFTDs Remote GridWLDFRContaminationAggregated | WLDFR | HFTD - Distribution - Tier 2 - 4QU CoRE ¦ 4QU LoRE | Non-Red Flag Warning - Small Fires | Contamination | Aggregated | 2049 | 1.6933e-05 | 696.1473 | 0.011788 | 2049 | Mitigation | 0.95 | 45 | 0 | esc | 0.00097009 | 1.6427e-08 | 0.00097009 | 1.6427e-08
[120 empty] | 7.3.3.17.5 (Remote Grid) Updates to grid topology to minimize risk of ignition in HFTDs Remote GridWLDFRContaminationAggregated | WLDFR | HFTD - Distribution - Tier 2 - 4QU CoRE ¦ 4QU LoRE | Non-Red Flag Warning - Small Fires | Contamination | Aggregated | 2050 | 1.6933e-05 | 696.1473 | 0.011788 | 2050 | Mitigation | 0.95 | 45 | 0 | esc | 0.00097009 | 1.6427e-08 | 0.00097009 | 1.6427e-08
[120 empty] | 7.3.3.17.5 (Remote Grid) Updates to grid topology to minimize risk of ignition in HFTDs Remote GridWLDFRContaminationAggregated | WLDFR | HFTD - Distribution - Tier 2 - 4QU CoRE ¦ 4QU LoRE | Non-Red Flag Warning - Small Fires | Contamination | Aggregated | 2051 | 1.6933e-05 | 696.1473 | 0.011788 | 2051 | Mitigation | 0.95 | 45 | 0 | esc | 0.00097009 | 1.6427e-08 | 0.00097009 | 1.6427e-08
[120 empty] | 7.3.3.17.5 (Remote Grid) Updates to grid topology to minimize risk of ignition in HFTDs Remote GridWLDFRContaminationAggregated | WLDFR | HFTD - Distribution - Tier 2 - 4QU CoRE ¦ 4QU LoRE | Non-Red Flag Warning - Small Fires | Contamination | Aggregated | 2052 | 1.6933e-05 | 696.1473 | 0.011788 | 2052 | Mitigation | 0.95 | 45 | 0 | esc | 0.00097009 | 1.6427e-08 | 0.00097009 | 1.6427e-08
[120 empty] | 7.3.3.17.5 (Remote Grid) Updates to grid topology to minimize risk of ignition in HFTDs Remote GridWLDFRContaminationAggregated | WLDFR | HFTD - Distribution - Tier 2 - 4QU CoRE ¦ 4QU LoRE | Non-Red Flag Warning - Small Fires | Contamination | Aggregated | 2053 | 1.6933e-05 | 696.1473 | 0.011788 | 2053 | Mitigation | 0.95 | 45 | 0 | esc | 0.00097009 | 1.6427e-08 | 0.00097009 | 1.6427e-08
[120 empty] | 7.3.3.17.5 (Remote Grid) Updates to grid topology to minimize risk of ignition in HFTDs Remote GridWLDFRContaminationAggregated | WLDFR | HFTD - Distribution - Tier 2 - 4QU CoRE ¦ 4QU LoRE | Non-Red Flag Warning - Small Fires | Contamination | Aggregated | 2054 | 1.6933e-05 | 696.1473 | 0.011788 | 2054 | Mitigation | 0.95 | 45 | 0 | esc | 0.00097009 | 1.6427e-08 | 0.00097009 | 1.6427e-08
[120 empty] | 7.3.3.17.5 (Remote Grid) Updates to grid topology to minimize risk of ignition in HFTDs Remote GridWLDFRContaminationAggregated | WLDFR | HFTD - Distribution - Tier 2 - 4QU CoRE ¦ 4QU LoRE | Non-Red Flag Warning - Small Fires | Contamination | Aggregated | 2055 | 1.6933e-05 | 696.1473 | 0.011788 | 2055 | Mitigation | 0.95 | 45 | 0 | esc | 0.00097009 | 1.6427e-08 | 0.00097009 | 1.6427e-08
[120 empty] | 7.3.3.17.5 (Remote Grid) Updates to grid topology to minimize risk of ignition in HFTDs Remote GridWLDFRContaminationAggregated | WLDFR | HFTD - Distribution - Tier 2 - 4QU CoRE ¦ 4QU LoRE | Non-Red Flag Warning - Small Fires | Contamination | Aggregated | 2056 | 1.6933e-05 | 696.1473 | 0.011788 | 2056 | Mitigation | 0.95 | 45 | 0 | esc | 0.00097009 | 1.6427e-08 | 0.00097009 | 1.6427e-08
[120 empty] | 7.3.3.17.5 (Remote Grid) Updates to grid topology to minimize risk of ignition in HFTDs Remote GridWLDFRContaminationAggregated | WLDFR | HFTD - Distribution - Tier 2 - 4QU CoRE ¦ 4QU LoRE | Non-Red Flag Warning - Small Fires | Contamination | Aggregated | 2057 | 1.6933e-05 | 696.1473 | 0.011788 | 2057 | Mitigation | 0.95 | 45 | 0 | esc | 0.00097009 | 1.6427e-08 | 0.00097009 | 1.6427e-08
[120 empty] | 7.3.3.17.5 (Remote Grid) Updates to grid topology to minimize risk of ignition in HFTDs Remote GridWLDFRContaminationAggregated | WLDFR | HFTD - Distribution - Tier 2 - 4QU CoRE ¦ 4QU LoRE | Non-Red Flag Warning - Small Fires | Contamination | Aggregated | 2058 | 1.6933e-05 | 696.1473 | 0.011788 | 2058 | Mitigation | 0.95 | 45 | 0 | esc | 0.00097009 | 1.6427e-08 | 0.00097009 | 1.6427e-08
[120 empty] | 7.3.3.17.5 (Remote Grid) Updates to grid topology to minimize risk of ignition in HFTDs Remote GridWLDFRContaminationAggregated | WLDFR | HFTD - Distribution - Tier 2 - 4QU CoRE ¦ 4QU LoRE | Non-Red Flag Warning - Small Fires | Contamination | Aggregated | 2059 | 1.6933e-05 | 696.1473 | 0.011788 | 2059 | Mitigation | 0.95 | 45 | 0 | esc | 0.00097009 | 1.6427e-08 | 0.00097009 | 1.6427e-08
[120 empty] | 7.3.3.17.5 (Remote Grid) Updates to grid topology to minimize risk of ignition in HFTDs Remote GridWLDFRContaminationAggregated | WLDFR | HFTD - Distribution - Tier 2 - 4QU CoRE ¦ 4QU LoRE | Non-Red Flag Warning - Small Fires | Contamination | Aggregated | 2060 | 1.6933e-05 | 696.1473 | 0.011788 | 2060 | Mitigation | 0.95 | 45 | 0 | esc | 0.00097009 | 1.6427e-08 | 0.00097009 | 1.6427e-08
[120 empty] | 7.3.3.17.5 (Remote Grid) Updates to grid topology to minimize risk of ignition in HFTDs Remote GridWLDFRContaminationAggregated | WLDFR | HFTD - Distribution - Tier 2 - 4QU CoRE ¦ 4QU LoRE | Non-Red Flag Warning - Small Fires | Contamination | Aggregated | 2061 | 1.6933e-05 | 696.1473 | 0.011788 | 2061 | Mitigation | 0.95 | 45 | 0 | esc | 0.00097009 | 1.6427e-08 | 0.00097009 | 1.6427e-08
[120 empty] | 7.3.3.17.5 (Remote Grid) Updates to grid topology to minimize risk of ignition in HFTDs Remote GridWLDFRContaminationAggregated | WLDFR | HFTD - Distribution - Tier 2 - 4QU CoRE ¦ 4QU LoRE | Non-Red Flag Warning - Small Fires | Contamination | Aggregated | 2062 | 1.6933e-05 | 696.1473 | 0.011788 | 2062 | Mitigation | 0.95 | 45 | 0 | esc | 0.00097009 | 1.6427e-08 | 0.00097009 | 1.6427e-08
[120 empty] | 7.3.3.17.5 (Remote Grid) Updates to grid topology to minimize risk of ignition in HFTDs Remote GridWLDFRContaminationAggregated | WLDFR | HFTD - Distribution - Tier 2 - 4QU CoRE ¦ 4QU LoRE | Non-Red Flag Warning - Small Fires | Contamination | Aggregated | 2063 | 1.6933e-05 | 696.1473 | 0.011788 | 2063 | Mitigation | 0.95 | 45 | 0 | esc | 0.00097009 | 1.6427e-08 | 0.00097009 | 1.6427e-08
[120 empty] | 7.3.3.17.5 (Remote Grid) Updates to grid topology to minimize risk of ignition in HFTDs Remote GridWLDFRContaminationAggregated | WLDFR | HFTD - Distribution - Tier 2 - 4QU CoRE ¦ 4QU LoRE | Non-Red Flag Warning - Small Fires | Contamination | Aggregated | 2064 | 1.6933e-05 | 696.1473 | 0.011788 | 2064 | Mitigation | 0.95 | 45 | 0 | esc | 0.00097009 | 1.6427e-08 | 0.00097009 | 1.6427e-08
[120 empty] | 7.3.3.17.5 (Remote Grid) Updates to grid topology to minimize risk of ignition in HFTDs Remote GridWLDFRContaminationAggregated | WLDFR | HFTD - Distribution - Tier 2 - 4QU CoRE ¦ 4QU LoRE | Non-Red Flag Warning - Small Fires | Contamination | Aggregated | 2065 | 1.6933e-05 | 696.1473 | 0.011788 | 2065 | Mitigation | 0.95 | 45 | 0 | esc | 0.00097009 | 1.6427e-08 | 0.00097009 | 1.6427e-08
[120 empty] | 7.3.3.17.5 (Remote Grid) Updates to grid topology to minimize risk of ignition in HFTDs Remote GridWLDFRContaminationAggregated | WLDFR | HFTD - Distribution - Tier 2 - 4QU CoRE ¦ 4QU LoRE | Non-Red Flag Warning - Small Fires | Contamination | Aggregated | 2066 | 1.6933e-05 | 696.1473 | 0.011788 | 2066 | Mitigation | 0.95 | 45 | 0 | esc | 0.00097009 | 1.6427e-08 | 0.00097009 | 1.6427e-08
[120 empty] | 7.3.3.17.5 (Remote Grid) Updates to grid topology to minimize risk of ignition in HFTDs Remote GridWLDFRContaminationAggregated | WLDFR | HFTD - Distribution - Tier 2 - 4QU CoRE ¦ 4QU LoRE | Non-Red Flag Warning - Small Fires | Contamination | Aggregated | 2067 | 1.6933e-05 | 696.1473 | 0.011788 | 2067 | Mitigation | 0.95 | 45 | 0 | esc | 0 | 0 | 0.00097009 | 1.6427e-08
[120 empty] | 7.3.3.17.5 (Remote Grid) Updates to grid topology to minimize risk of ignition in HFTDs Remote GridWLDFREquipment / facility failureAggregated | WLDFR | HFTD - Distribution - Tier 2 - 4QU CoRE ¦ 4QU LoRE | Non-Red Flag Warning - Small Fires | Equipment / facility failure | Aggregated | 2022 | 0.00090629 | 696.1473 | 0.63091 | 2022 | Mitigation | 0.95 | 45 | 0 | esc | 0.00097009 | 8.7918e-07 | 0 | 0
[120 empty] | 7.3.3.17.5 (Remote Grid) Updates to grid topology to minimize risk of ignition in HFTDs Remote GridWLDFREquipment / facility failureAggregated | WLDFR | HFTD - Distribution - Tier 2 - 4QU CoRE ¦ 4QU LoRE | Non-Red Flag Warning - Small Fires | Equipment / facility failure | Aggregated | 2023 | 0.00090629 | 696.1473 | 0.63091 | 2023 | Mitigation | 0.95 | 45 | 0 | esc | 0.00097009 | 8.7918e-07 | 0.00097009 | 8.7918e-07
[120 empty] | 7.3.3.17.5 (Remote Grid) Updates to grid topology to minimize risk of ignition in HFTDs Remote GridWLDFREquipment / facility failureAggregated | WLDFR | HFTD - Distribution - Tier 2 - 4QU CoRE ¦ 4QU LoRE | Non-Red Flag Warning - Small Fires | Equipment / facility failure | Aggregated | 2024 | 0.00090629 | 696.1473 | 0.63091 | 2024 | Mitigation | 0.95 | 45 | 0 | esc | 0.00097009 | 8.7918e-07 | 0.00097009 | 8.7918e-07
[120 empty] | 7.3.3.17.5 (Remote Grid) Updates to grid topology to minimize risk of ignition in HFTDs Remote GridWLDFREquipment / facility failureAggregated | WLDFR | HFTD - Distribution - Tier 2 - 4QU CoRE ¦ 4QU LoRE | Non-Red Flag Warning - Small Fires | Equipment / facility failure | Aggregated | 2025 | 0.00090629 | 696.1473 | 0.63091 | 2025 | Mitigation | 0.95 | 45 | 0 | esc | 0.00097009 | 8.7918e-07 | 0.00097009 | 8.7918e-07
[120 empty] | 7.3.3.17.5 (Remote Grid) Updates to grid topology to minimize risk of ignition in HFTDs Remote GridWLDFREquipment / facility failureAggregated | WLDFR | HFTD - Distribution - Tier 2 - 4QU CoRE ¦ 4QU LoRE | Non-Red Flag Warning - Small Fires | Equipment / facility failure | Aggregated | 2026 | 0.00090629 | 696.1473 | 0.63091 | 2026 | Mitigation | 0.95 | 45 | 0 | esc | 0.00097009 | 8.7918e-07 | 0.00097009 | 8.7918e-07
[120 empty] | 7.3.3.17.5 (Remote Grid) Updates to grid topology to minimize risk of ignition in HFTDs Remote GridWLDFREquipment / facility failureAggregated | WLDFR | HFTD - Distribution - Tier 2 - 4QU CoRE ¦ 4QU LoRE | Non-Red Flag Warning - Small Fires | Equipment / facility failure | Aggregated | 2027 | 0.00090629 | 696.1473 | 0.63091 | 2027 | Mitigation | 0.95 | 45 | 0 | esc | 0.00097009 | 8.7918e-07 | 0.00097009 | 8.7918e-07
[120 empty] | 7.3.3.17.5 (Remote Grid) Updates to grid topology to minimize risk of ignition in HFTDs Remote GridWLDFREquipment / facility failureAggregated | WLDFR | HFTD - Distribution - Tier 2 - 4QU CoRE ¦ 4QU LoRE | Non-Red Flag Warning - Small Fires | Equipment / facility failure | Aggregated | 2028 | 0.00090629 | 696.1473 | 0.63091 | 2028 | Mitigation | 0.95 | 45 | 0 | esc | 0.00097009 | 8.7918e-07 | 0.00097009 | 8.7918e-07
[120 empty] | 7.3.3.17.5 (Remote Grid) Updates to grid topology to minimize risk of ignition in HFTDs Remote GridWLDFREquipment / facility failureAggregated | WLDFR | HFTD - Distribution - Tier 2 - 4QU CoRE ¦ 4QU LoRE | Non-Red Flag Warning - Small Fires | Equipment / facility failure | Aggregated | 2029 | 0.00090629 | 696.1473 | 0.63091 | 2029 | Mitigation | 0.95 | 45 | 0 | esc | 0.00097009 | 8.7918e-07 | 0.00097009 | 8.7918e-07
[120 empty] | 7.3.3.17.5 (Remote Grid) Updates to grid topology to minimize risk of ignition in HFTDs Remote GridWLDFREquipment / facility failureAggregated | WLDFR | HFTD - Distribution - Tier 2 - 4QU CoRE ¦ 4QU LoRE | Non-Red Flag Warning - Small Fires | Equipment / facility failure | Aggregated | 2030 | 0.00090629 | 696.1473 | 0.63091 | 2030 | Mitigation | 0.95 | 45 | 0 | esc | 0.00097009 | 8.7918e-07 | 0.00097009 | 8.7918e-07
[120 empty] | 7.3.3.17.5 (Remote Grid) Updates to grid topology to minimize risk of ignition in HFTDs Remote GridWLDFREquipment / facility failureAggregated | WLDFR | HFTD - Distribution - Tier 2 - 4QU CoRE ¦ 4QU LoRE | Non-Red Flag Warning - Small Fires | Equipment / facility failure | Aggregated | 2031 | 0.00090629 | 696.1473 | 0.63091 | 2031 | Mitigation | 0.95 | 45 | 0 | esc | 0.00097009 | 8.7918e-07 | 0.00097009 | 8.7918e-07
[120 empty] | 7.3.3.17.5 (Remote Grid) Updates to grid topology to minimize risk of ignition in HFTDs Remote GridWLDFREquipment / facility failureAggregated | WLDFR | HFTD - Distribution - Tier 2 - 4QU CoRE ¦ 4QU LoRE | Non-Red Flag Warning - Small Fires | Equipment / facility failure | Aggregated | 2032 | 0.00090629 | 696.1473 | 0.63091 | 2032 | Mitigation | 0.95 | 45 | 0 | esc | 0.00097009 | 8.7918e-07 | 0.00097009 | 8.7918e-07
[120 empty] | 7.3.3.17.5 (Remote Grid) Updates to grid topology to minimize risk of ignition in HFTDs Remote GridWLDFREquipment / facility failureAggregated | WLDFR | HFTD - Distribution - Tier 2 - 4QU CoRE ¦ 4QU LoRE | Non-Red Flag Warning - Small Fires | Equipment / facility failure | Aggregated | 2033 | 0.00090629 | 696.1473 | 0.63091 | 2033 | Mitigation | 0.95 | 45 | 0 | esc | 0.00097009 | 8.7918e-07 | 0.00097009 | 8.7918e-07
[120 empty] | 7.3.3.17.5 (Remote Grid) Updates to grid topology to minimize risk of ignition in HFTDs Remote GridWLDFREquipment / facility failureAggregated | WLDFR | HFTD - Distribution - Tier 2 - 4QU CoRE ¦ 4QU LoRE | Non-Red Flag Warning - Small Fires | Equipment / facility failure | Aggregated | 2034 | 0.00090629 | 696.1473 | 0.63091 | 2034 | Mitigation | 0.95 | 45 | 0 | esc | 0.00097009 | 8.7918e-07 | 0.00097009 | 8.7918e-07
[120 empty] | 7.3.3.17.5 (Remote Grid) Updates to grid topology to minimize risk of ignition in HFTDs Remote GridWLDFREquipment / facility failureAggregated | WLDFR | HFTD - Distribution - Tier 2 - 4QU CoRE ¦ 4QU LoRE | Non-Red Flag Warning - Small Fires | Equipment / facility failure | Aggregated | 2035 | 0.00090629 | 696.1473 | 0.63091 | 2035 | Mitigation | 0.95 | 45 | 0 | esc | 0.00097009 | 8.7918e-07 | 0.00097009 | 8.7918e-07
[120 empty] | 7.3.3.17.5 (Remote Grid) Updates to grid topology to minimize risk of ignition in HFTDs Remote GridWLDFREquipment / facility failureAggregated | WLDFR | HFTD - Distribution - Tier 2 - 4QU CoRE ¦ 4QU LoRE | Non-Red Flag Warning - Small Fires | Equipment / facility failure | Aggregated | 2036 | 0.00090629 | 696.1473 | 0.63091 | 2036 | Mitigation | 0.95 | 45 | 0 | esc | 0.00097009 | 8.7918e-07 | 0.00097009 | 8.7918e-07
[120 empty] | 7.3.3.17.5 (Remote Grid) Updates to grid topology to minimize risk of ignition in HFTDs Remote GridWLDFREquipment / facility failureAggregated | WLDFR | HFTD - Distribution - Tier 2 - 4QU CoRE ¦ 4QU LoRE | Non-Red Flag Warning - Small Fires | Equipment / facility failure | Aggregated | 2037 | 0.00090629 | 696.1473 | 0.63091 | 2037 | Mitigation | 0.95 | 45 | 0 | esc | 0.00097009 | 8.7918e-07 | 0.00097009 | 8.7918e-07
[120 empty] | 7.3.3.17.5 (Remote Grid) Updates to grid topology to minimize risk of ignition in HFTDs Remote GridWLDFREquipment / facility failureAggregated | WLDFR | HFTD - Distribution - Tier 2 - 4QU CoRE ¦ 4QU LoRE | Non-Red Flag Warning - Small Fires | Equipment / facility failure | Aggregated | 2038 | 0.00090629 | 696.1473 | 0.63091 | 2038 | Mitigation | 0.95 | 45 | 0 | esc | 0.00097009 | 8.7918e-07 | 0.00097009 | 8.7918e-07
[120 empty] | 7.3.3.17.5 (Remote Grid) Updates to grid topology to minimize risk of ignition in HFTDs Remote GridWLDFREquipment / facility failureAggregated | WLDFR | HFTD - Distribution - Tier 2 - 4QU CoRE ¦ 4QU LoRE | Non-Red Flag Warning - Small Fires | Equipment / facility failure | Aggregated | 2039 | 0.00090629 | 696.1473 | 0.63091 | 2039 | Mitigation | 0.95 | 45 | 0 | esc | 0.00097009 | 8.7918e-07 | 0.00097009 | 8.7918e-07
[120 empty] | 7.3.3.17.5 (Remote Grid) Updates to grid topology to minimize risk of ignition in HFTDs Remote GridWLDFREquipment / facility failureAggregated | WLDFR | HFTD - Distribution - Tier 2 - 4QU CoRE ¦ 4QU LoRE | Non-Red Flag Warning - Small Fires | Equipment / facility failure | Aggregated | 2040 | 0.00090629 | 696.1473 | 0.63091 | 2040 | Mitigation | 0.95 | 45 | 0 | esc | 0.00097009 | 8.7918e-07 | 0.00097009 | 8.7918e-07
[120 empty] | 7.3.3.17.5 (Remote Grid) Updates to grid topology to minimize risk of ignition in HFTDs Remote GridWLDFREquipment / facility failureAggregated | WLDFR | HFTD - Distribution - Tier 2 - 4QU CoRE ¦ 4QU LoRE | Non-Red Flag Warning - Small Fires | Equipment / facility failure | Aggregated | 2041 | 0.00090629 | 696.1473 | 0.63091 | 2041 | Mitigation | 0.95 | 45 | 0 | esc | 0.00097009 | 8.7918e-07 | 0.00097009 | 8.7918e-07
[120 empty] | 7.3.3.17.5 (Remote Grid) Updates to grid topology to minimize risk of ignition in HFTDs Remote GridWLDFREquipment / facility failureAggregated | WLDFR | HFTD - Distribution - Tier 2 - 4QU CoRE ¦ 4QU LoRE | Non-Red Flag Warning - Small Fires | Equipment / facility failure | Aggregated | 2042 | 0.00090629 | 696.1473 | 0.63091 | 2042 | Mitigation | 0.95 | 45 | 0 | esc | 0.00097009 | 8.7918e-07 | 0.00097009 | 8.7918e-07
[120 empty] | 7.3.3.17.5 (Remote Grid) Updates to grid topology to minimize risk of ignition in HFTDs Remote GridWLDFREquipment / facility failureAggregated | WLDFR | HFTD - Distribution - Tier 2 - 4QU CoRE ¦ 4QU LoRE | Non-Red Flag Warning - Small Fires | Equipment / facility failure | Aggregated | 2043 | 0.00090629 | 696.1473 | 0.63091 | 2043 | Mitigation | 0.95 | 45 | 0 | esc | 0.00097009 | 8.7918e-07 | 0.00097009 | 8.7918e-07
[120 empty] | 7.3.3.17.5 (Remote Grid) Updates to grid topology to minimize risk of ignition in HFTDs Remote GridWLDFREquipment / facility failureAggregated | WLDFR | HFTD - Distribution - Tier 2 - 4QU CoRE ¦ 4QU LoRE | Non-Red Flag Warning - Small Fires | Equipment / facility failure | Aggregated | 2044 | 0.00090629 | 696.1473 | 0.63091 | 2044 | Mitigation | 0.95 | 45 | 0 | esc | 0.00097009 | 8.7918e-07 | 0.00097009 | 8.7918e-07
[120 empty] | 7.3.3.17.5 (Remote Grid) Updates to grid topology to minimize risk of ignition in HFTDs Remote GridWLDFREquipment / facility failureAggregated | WLDFR | HFTD - Distribution - Tier 2 - 4QU CoRE ¦ 4QU LoRE | Non-Red Flag Warning - Small Fires | Equipment / facility failure | Aggregated | 2045 | 0.00090629 | 696.1473 | 0.63091 | 2045 | Mitigation | 0.95 | 45 | 0 | esc | 0.00097009 | 8.7918e-07 | 0.00097009 | 8.7918e-07
[120 empty] | 7.3.3.17.5 (Remote Grid) Updates to grid topology to minimize risk of ignition in HFTDs Remote GridWLDFREquipment / facility failureAggregated | WLDFR | HFTD - Distribution - Tier 2 - 4QU CoRE ¦ 4QU LoRE | Non-Red Flag Warning - Small Fires | Equipment / facility failure | Aggregated | 2046 | 0.00090629 | 696.1473 | 0.63091 | 2046 | Mitigation | 0.95 | 45 | 0 | esc | 0.00097009 | 8.7918e-07 | 0.00097009 | 8.7918e-07
[120 empty] | 7.3.3.17.5 (Remote Grid) Updates to grid topology to minimize risk of ignition in HFTDs Remote GridWLDFREquipment / facility failureAggregated | WLDFR | HFTD - Distribution - Tier 2 - 4QU CoRE ¦ 4QU LoRE | Non-Red Flag Warning - Small Fires | Equipment / facility failure | Aggregated | 2047 | 0.00090629 | 696.1473 | 0.63091 | 2047 | Mitigation | 0.95 | 45 | 0 | esc | 0.00097009 | 8.7918e-07 | 0.00097009 | 8.7918e-07
[120 empty] | 7.3.3.17.5 (Remote Grid) Updates to grid topology to minimize risk of ignition in HFTDs Remote GridWLDFREquipment / facility failureAggregated | WLDFR | HFTD - Distribution - Tier 2 - 4QU CoRE ¦ 4QU LoRE | Non-Red Flag Warning - Small Fires | Equipment / facility failure | Aggregated | 2048 | 0.00090629 | 696.1473 | 0.63091 | 2048 | Mitigation | 0.95 | 45 | 0 | esc | 0.00097009 | 8.7918e-07 | 0.00097009 | 8.7918e-07
[120 empty] | 7.3.3.17.5 (Remote Grid) Updates to grid topology to minimize risk of ignition in HFTDs Remote GridWLDFREquipment / facility failureAggregated | WLDFR | HFTD - Distribution - Tier 2 - 4QU CoRE ¦ 4QU LoRE | Non-Red Flag Warning - Small Fires | Equipment / facility failure | Aggregated | 2049 | 0.00090629 | 696.1473 | 0.63091 | 2049 | Mitigation | 0.95 | 45 | 0 | esc | 0.00097009 | 8.7918e-07 | 0.00097009 | 8.7918e-07
[120 empty] | 7.3.3.17.5 (Remote Grid) Updates to grid topology to minimize risk of ignition in HFTDs Remote GridWLDFREquipment / facility failureAggregated | WLDFR | HFTD - Distribution - Tier 2 - 4QU CoRE ¦ 4QU LoRE | Non-Red Flag Warning - Small Fires | Equipment / facility failure | Aggregated | 2050 | 0.00090629 | 696.1473 | 0.63091 | 2050 | Mitigation | 0.95 | 45 | 0 | esc | 0.00097009 | 8.7918e-07 | 0.00097009 | 8.7918e-07
[120 empty] | 7.3.3.17.5 (Remote Grid) Updates to grid topology to minimize risk of ignition in HFTDs Remote GridWLDFREquipment / facility failureAggregated | WLDFR | HFTD - Distribution - Tier 2 - 4QU CoRE ¦ 4QU LoRE | Non-Red Flag Warning - Small Fires | Equipment / facility failure | Aggregated | 2051 | 0.00090629 | 696.1473 | 0.63091 | 2051 | Mitigation | 0.95 | 45 | 0 | esc | 0.00097009 | 8.7918e-07 | 0.00097009 | 8.7918e-07
[120 empty] | 7.3.3.17.5 (Remote Grid) Updates to grid topology to minimize risk of ignition in HFTDs Remote GridWLDFREquipment / facility failureAggregated | WLDFR | HFTD - Distribution - Tier 2 - 4QU CoRE ¦ 4QU LoRE | Non-Red Flag Warning - Small Fires | Equipment / facility failure | Aggregated | 2052 | 0.00090629 | 696.1473 | 0.63091 | 2052 | Mitigation | 0.95 | 45 | 0 | esc | 0.00097009 | 8.7918e-07 | 0.00097009 | 8.7918e-07
[120 empty] | 7.3.3.17.5 (Remote Grid) Updates to grid topology to minimize risk of ignition in HFTDs Remote GridWLDFREquipment / facility failureAggregated | WLDFR | HFTD - Distribution - Tier 2 - 4QU CoRE ¦ 4QU LoRE | Non-Red Flag Warning - Small Fires | Equipment / facility failure | Aggregated | 2053 | 0.00090629 | 696.1473 | 0.63091 | 2053 | Mitigation | 0.95 | 45 | 0 | esc | 0.00097009 | 8.7918e-07 | 0.00097009 | 8.7918e-07
[120 empty] | 7.3.3.17.5 (Remote Grid) Updates to grid topology to minimize risk of ignition in HFTDs Remote GridWLDFREquipment / facility failureAggregated | WLDFR | HFTD - Distribution - Tier 2 - 4QU CoRE ¦ 4QU LoRE | Non-Red Flag Warning - Small Fires | Equipment / facility failure | Aggregated | 2054 | 0.00090629 | 696.1473 | 0.63091 | 2054 | Mitigation | 0.95 | 45 | 0 | esc | 0.00097009 | 8.7918e-07 | 0.00097009 | 8.7918e-07
[120 empty] | 7.3.3.17.5 (Remote Grid) Updates to grid topology to minimize risk of ignition in HFTDs Remote GridWLDFREquipment / facility failureAggregated | WLDFR | HFTD - Distribution - Tier 2 - 4QU CoRE ¦ 4QU LoRE | Non-Red Flag Warning - Small Fires | Equipment / facility failure | Aggregated | 2055 | 0.00090629 | 696.1473 | 0.63091 | 2055 | Mitigation | 0.95 | 45 | 0 | esc | 0.00097009 | 8.7918e-07 | 0.00097009 | 8.7918e-07
[120 empty] | 7.3.3.17.5 (Remote Grid) Updates to grid topology to minimize risk of ignition in HFTDs Remote GridWLDFREquipment / facility failureAggregated | WLDFR | HFTD - Distribution - Tier 2 - 4QU CoRE ¦ 4QU LoRE | Non-Red Flag Warning - Small Fires | Equipment / facility failure | Aggregated | 2056 | 0.00090629 | 696.1473 | 0.63091 | 2056 | Mitigation | 0.95 | 45 | 0 | esc | 0.00097009 | 8.7918e-07 | 0.00097009 | 8.7918e-07
[120 empty] | 7.3.3.17.5 (Remote Grid) Updates to grid topology to minimize risk of ignition in HFTDs Remote GridWLDFREquipment / facility failureAggregated | WLDFR | HFTD - Distribution - Tier 2 - 4QU CoRE ¦ 4QU LoRE | Non-Red Flag Warning - Small Fires | Equipment / facility failure | Aggregated | 2057 | 0.00090629 | 696.1473 | 0.63091 | 2057 | Mitigation | 0.95 | 45 | 0 | esc | 0.00097009 | 8.7918e-07 | 0.00097009 | 8.7918e-07
[120 empty] | 7.3.3.17.5 (Remote Grid) Updates to grid topology to minimize risk of ignition in HFTDs Remote GridWLDFREquipment / facility failureAggregated | WLDFR | HFTD - Distribution - Tier 2 - 4QU CoRE ¦ 4QU LoRE | Non-Red Flag Warning - Small Fires | Equipment / facility failure | Aggregated | 2058 | 0.00090629 | 696.1473 | 0.63091 | 2058 | Mitigation | 0.95 | 45 | 0 | esc | 0.00097009 | 8.7918e-07 | 0.00097009 | 8.7918e-07
[120 empty] | 7.3.3.17.5 (Remote Grid) Updates to grid topology to minimize risk of ignition in HFTDs Remote GridWLDFREquipment / facility failureAggregated | WLDFR | HFTD - Distribution - Tier 2 - 4QU CoRE ¦ 4QU LoRE | Non-Red Flag Warning - Small Fires | Equipment / facility failure | Aggregated | 2059 | 0.00090629 | 696.1473 | 0.63091 | 2059 | Mitigation | 0.95 | 45 | 0 | esc | 0.00097009 | 8.7918e-07 | 0.00097009 | 8.7918e-07
[120 empty] | 7.3.3.17.5 (Remote Grid) Updates to grid topology to minimize risk of ignition in HFTDs Remote GridWLDFREquipment / facility failureAggregated | WLDFR | HFTD - Distribution - Tier 2 - 4QU CoRE ¦ 4QU LoRE | Non-Red Flag Warning - Small Fires | Equipment / facility failure | Aggregated | 2060 | 0.00090629 | 696.1473 | 0.63091 | 2060 | Mitigation | 0.95 | 45 | 0 | esc | 0.00097009 | 8.7918e-07 | 0.00097009 | 8.7918e-07
[120 empty] | 7.3.3.17.5 (Remote Grid) Updates to grid topology to minimize risk of ignition in HFTDs Remote GridWLDFREquipment / facility failureAggregated | WLDFR | HFTD - Distribution - Tier 2 - 4QU CoRE ¦ 4QU LoRE | Non-Red Flag Warning - Small Fires | Equipment / facility failure | Aggregated | 2061 | 0.00090629 | 696.1473 | 0.63091 | 2061 | Mitigation | 0.95 | 45 | 0 | esc | 0.00097009 | 8.7918e-07 | 0.00097009 | 8.7918e-07
[120 empty] | 7.3.3.17.5 (Remote Grid) Updates to grid topology to minimize risk of ignition in HFTDs Remote GridWLDFREquipment / facility failureAggregated | WLDFR | HFTD - Distribution - Tier 2 - 4QU CoRE ¦ 4QU LoRE | Non-Red Flag Warning - Small Fires | Equipment / facility failure | Aggregated | 2062 | 0.00090629 | 696.1473 | 0.63091 | 2062 | Mitigation | 0.95 | 45 | 0 | esc | 0.00097009 | 8.7918e-07 | 0.00097009 | 8.7918e-07
[120 empty] | 7.3.3.17.5 (Remote Grid) Updates to grid topology to minimize risk of ignition in HFTDs Remote GridWLDFREquipment / facility failureAggregated | WLDFR | HFTD - Distribution - Tier 2 - 4QU CoRE ¦ 4QU LoRE | Non-Red Flag Warning - Small Fires | Equipment / facility failure | Aggregated | 2063 | 0.00090629 | 696.1473 | 0.63091 | 2063 | Mitigation | 0.95 | 45 | 0 | esc | 0.00097009 | 8.7918e-07 | 0.00097009 | 8.7918e-07
[120 empty] | 7.3.3.17.5 (Remote Grid) Updates to grid topology to minimize risk of ignition in HFTDs Remote GridWLDFREquipment / facility failureAggregated | WLDFR | HFTD - Distribution - Tier 2 - 4QU CoRE ¦ 4QU LoRE | Non-Red Flag Warning - Small Fires | Equipment / facility failure | Aggregated | 2064 | 0.00090629 | 696.1473 | 0.63091 | 2064 | Mitigation | 0.95 | 45 | 0 | esc | 0.00097009 | 8.7918e-07 | 0.00097009 | 8.7918e-07
[120 empty] | 7.3.3.17.5 (Remote Grid) Updates to grid topology to minimize risk of ignition in HFTDs Remote GridWLDFREquipment / facility failureAggregated | WLDFR | HFTD - Distribution - Tier 2 - 4QU CoRE ¦ 4QU LoRE | Non-Red Flag Warning - Small Fires | Equipment / facility failure | Aggregated | 2065 | 0.00090629 | 696.1473 | 0.63091 | 2065 | Mitigation | 0.95 | 45 | 0 | esc | 0.00097009 | 8.7918e-07 | 0.00097009 | 8.7918e-07
[120 empty] | 7.3.3.17.5 (Remote Grid) Updates to grid topology to minimize risk of ignition in HFTDs Remote GridWLDFREquipment / facility failureAggregated | WLDFR | HFTD - Distribution - Tier 2 - 4QU CoRE ¦ 4QU LoRE | Non-Red Flag Warning - Small Fires | Equipment / facility failure | Aggregated | 2066 | 0.00090629 | 696.1473 | 0.63091 | 2066 | Mitigation | 0.95 | 45 | 0 | esc | 0.00097009 | 8.7918e-07 | 0.00097009 | 8.7918e-07
[120 empty] | 7.3.3.17.5 (Remote Grid) Updates to grid topology to minimize risk of ignition in HFTDs Remote GridWLDFREquipment / facility failureAggregated | WLDFR | HFTD - Distribution - Tier 2 - 4QU CoRE ¦ 4QU LoRE | Non-Red Flag Warning - Small Fires | Equipment / facility failure | Aggregated | 2067 | 0.00090629 | 696.1473 | 0.63091 | 2067 | Mitigation | 0.95 | 45 | 0 | esc | 0 | 0 | 0.00097009 | 8.7918e-07
[120 empty] | 7.3.3.17.5 (Remote Grid) Updates to grid topology to minimize risk of ignition in HFTDs Remote GridWLDFRVegetation ContactAggregated | WLDFR | HFTD - Distribution - Tier 2 - 4QU CoRE ¦ 4QU LoRE | Non-Red Flag Warning - Small Fires | Vegetation Contact | Aggregated | 2022 | 0.0013863 | 696.1473 | 0.96506 | 2022 | Mitigation | 0.95 | 45 | 0 | esc | 0.00097009 | 1.3448e-06 | 0 | 0
[120 empty] | 7.3.3.17.5 (Remote Grid) Updates to grid topology to minimize risk of ignition in HFTDs Remote GridWLDFRVegetation ContactAggregated | WLDFR | HFTD - Distribution - Tier 2 - 4QU CoRE ¦ 4QU LoRE | Non-Red Flag Warning - Small Fires | Vegetation Contact | Aggregated | 2023 | 0.0013863 | 696.1473 | 0.96506 | 2023 | Mitigation | 0.95 | 45 | 0 | esc | 0.00097009 | 1.3448e-06 | 0.00097009 | 1.3448e-06
[120 empty] | 7.3.3.17.5 (Remote Grid) Updates to grid topology to minimize risk of ignition in HFTDs Remote GridWLDFRVegetation ContactAggregated | WLDFR | HFTD - Distribution - Tier 2 - 4QU CoRE ¦ 4QU LoRE | Non-Red Flag Warning - Small Fires | Vegetation Contact | Aggregated | 2024 | 0.0013863 | 696.1473 | 0.96506 | 2024 | Mitigation | 0.95 | 45 | 0 | esc | 0.00097009 | 1.3448e-06 | 0.00097009 | 1.3448e-06
[120 empty] | 7.3.3.17.5 (Remote Grid) Updates to grid topology to minimize risk of ignition in HFTDs Remote GridWLDFRVegetation ContactAggregated | WLDFR | HFTD - Distribution - Tier 2 - 4QU CoRE ¦ 4QU LoRE | Non-Red Flag Warning - Small Fires | Vegetation Contact | Aggregated | 2025 | 0.0013863 | 696.1473 | 0.96506 | 2025 | Mitigation | 0.95 | 45 | 0 | esc | 0.00097009 | 1.3448e-06 | 0.00097009 | 1.3448e-06
[120 empty] | 7.3.3.17.5 (Remote Grid) Updates to grid topology to minimize risk of ignition in HFTDs Remote GridWLDFRVegetation ContactAggregated | WLDFR | HFTD - Distribution - Tier 2 - 4QU CoRE ¦ 4QU LoRE | Non-Red Flag Warning - Small Fires | Vegetation Contact | Aggregated | 2026 | 0.0013863 | 696.1473 | 0.96506 | 2026 | Mitigation | 0.95 | 45 | 0 | esc | 0.00097009 | 1.3448e-06 | 0.00097009 | 1.3448e-06
[120 empty] | 7.3.3.17.5 (Remote Grid) Updates to grid topology to minimize risk of ignition in HFTDs Remote GridWLDFRVegetation ContactAggregated | WLDFR | HFTD - Distribution - Tier 2 - 4QU CoRE ¦ 4QU LoRE | Non-Red Flag Warning - Small Fires | Vegetation Contact | Aggregated | 2027 | 0.0013863 | 696.1473 | 0.96506 | 2027 | Mitigation | 0.95 | 45 | 0 | esc | 0.00097009 | 1.3448e-06 | 0.00097009 | 1.3448e-06
[120 empty] | 7.3.3.17.5 (Remote Grid) Updates to grid topology to minimize risk of ignition in HFTDs Remote GridWLDFRVegetation ContactAggregated | WLDFR | HFTD - Distribution - Tier 2 - 4QU CoRE ¦ 4QU LoRE | Non-Red Flag Warning - Small Fires | Vegetation Contact | Aggregated | 2028 | 0.0013863 | 696.1473 | 0.96506 | 2028 | Mitigation | 0.95 | 45 | 0 | esc | 0.00097009 | 1.3448e-06 | 0.00097009 | 1.3448e-06
[120 empty] | 7.3.3.17.5 (Remote Grid) Updates to grid topology to minimize risk of ignition in HFTDs Remote GridWLDFRVegetation ContactAggregated | WLDFR | HFTD - Distribution - Tier 2 - 4QU CoRE ¦ 4QU LoRE | Non-Red Flag Warning - Small Fires | Vegetation Contact | Aggregated | 2029 | 0.0013863 | 696.1473 | 0.96506 | 2029 | Mitigation | 0.95 | 45 | 0 | esc | 0.00097009 | 1.3448e-06 | 0.00097009 | 1.3448e-06
[120 empty] | 7.3.3.17.5 (Remote Grid) Updates to grid topology to minimize risk of ignition in HFTDs Remote GridWLDFRVegetation ContactAggregated | WLDFR | HFTD - Distribution - Tier 2 - 4QU CoRE ¦ 4QU LoRE | Non-Red Flag Warning - Small Fires | Vegetation Contact | Aggregated | 2030 | 0.0013863 | 696.1473 | 0.96506 | 2030 | Mitigation | 0.95 | 45 | 0 | esc | 0.00097009 | 1.3448e-06 | 0.00097009 | 1.3448e-06
[120 empty] | 7.3.3.17.5 (Remote Grid) Updates to grid topology to minimize risk of ignition in HFTDs Remote GridWLDFRVegetation ContactAggregated | WLDFR | HFTD - Distribution - Tier 2 - 4QU CoRE ¦ 4QU LoRE | Non-Red Flag Warning - Small Fires | Vegetation Contact | Aggregated | 2031 | 0.0013863 | 696.1473 | 0.96506 | 2031 | Mitigation | 0.95 | 45 | 0 | esc | 0.00097009 | 1.3448e-06 | 0.00097009 | 1.3448e-06
[120 empty] | 7.3.3.17.5 (Remote Grid) Updates to grid topology to minimize risk of ignition in HFTDs Remote GridWLDFRVegetation ContactAggregated | WLDFR | HFTD - Distribution - Tier 2 - 4QU CoRE ¦ 4QU LoRE | Non-Red Flag Warning - Small Fires | Vegetation Contact | Aggregated | 2032 | 0.0013863 | 696.1473 | 0.96506 | 2032 | Mitigation | 0.95 | 45 | 0 | esc | 0.00097009 | 1.3448e-06 | 0.00097009 | 1.3448e-06
[120 empty] | 7.3.3.17.5 (Remote Grid) Updates to grid topology to minimize risk of ignition in HFTDs Remote GridWLDFRVegetation ContactAggregated | WLDFR | HFTD - Distribution - Tier 2 - 4QU CoRE ¦ 4QU LoRE | Non-Red Flag Warning - Small Fires | Vegetation Contact | Aggregated | 2033 | 0.0013863 | 696.1473 | 0.96506 | 2033 | Mitigation | 0.95 | 45 | 0 | esc | 0.00097009 | 1.3448e-06 | 0.00097009 | 1.3448e-06
[120 empty] | 7.3.3.17.5 (Remote Grid) Updates to grid topology to minimize risk of ignition in HFTDs Remote GridWLDFRVegetation ContactAggregated | WLDFR | HFTD - Distribution - Tier 2 - 4QU CoRE ¦ 4QU LoRE | Non-Red Flag Warning - Small Fires | Vegetation Contact | Aggregated | 2034 | 0.0013863 | 696.1473 | 0.96506 | 2034 | Mitigation | 0.95 | 45 | 0 | esc | 0.00097009 | 1.3448e-06 | 0.00097009 | 1.3448e-06
[120 empty] | 7.3.3.17.5 (Remote Grid) Updates to grid topology to minimize risk of ignition in HFTDs Remote GridWLDFRVegetation ContactAggregated | WLDFR | HFTD - Distribution - Tier 2 - 4QU CoRE ¦ 4QU LoRE | Non-Red Flag Warning - Small Fires | Vegetation Contact | Aggregated | 2035 | 0.0013863 | 696.1473 | 0.96506 | 2035 | Mitigation | 0.95 | 45 | 0 | esc | 0.00097009 | 1.3448e-06 | 0.00097009 | 1.3448e-06
[120 empty] | 7.3.3.17.5 (Remote Grid) Updates to grid topology to minimize risk of ignition in HFTDs Remote GridWLDFRVegetation ContactAggregated | WLDFR | HFTD - Distribution - Tier 2 - 4QU CoRE ¦ 4QU LoRE | Non-Red Flag Warning - Small Fires | Vegetation Contact | Aggregated | 2036 | 0.0013863 | 696.1473 | 0.96506 | 2036 | Mitigation | 0.95 | 45 | 0 | esc | 0.00097009 | 1.3448e-06 | 0.00097009 | 1.3448e-06
[120 empty] | 7.3.3.17.5 (Remote Grid) Updates to grid topology to minimize risk of ignition in HFTDs Remote GridWLDFRVegetation ContactAggregated | WLDFR | HFTD - Distribution - Tier 2 - 4QU CoRE ¦ 4QU LoRE | Non-Red Flag Warning - Small Fires | Vegetation Contact | Aggregated | 2037 | 0.0013863 | 696.1473 | 0.96506 | 2037 | Mitigation | 0.95 | 45 | 0 | esc | 0.00097009 | 1.3448e-06 | 0.00097009 | 1.3448e-06
[120 empty] | 7.3.3.17.5 (Remote Grid) Updates to grid topology to minimize risk of ignition in HFTDs Remote GridWLDFRVegetation ContactAggregated | WLDFR | HFTD - Distribution - Tier 2 - 4QU CoRE ¦ 4QU LoRE | Non-Red Flag Warning - Small Fires | Vegetation Contact | Aggregated | 2038 | 0.0013863 | 696.1473 | 0.96506 | 2038 | Mitigation | 0.95 | 45 | 0 | esc | 0.00097009 | 1.3448e-06 | 0.00097009 | 1.3448e-06
[120 empty] | 7.3.3.17.5 (Remote Grid) Updates to grid topology to minimize risk of ignition in HFTDs Remote GridWLDFRVegetation ContactAggregated | WLDFR | HFTD - Distribution - Tier 2 - 4QU CoRE ¦ 4QU LoRE | Non-Red Flag Warning - Small Fires | Vegetation Contact | Aggregated | 2039 | 0.0013863 | 696.1473 | 0.96506 | 2039 | Mitigation | 0.95 | 45 | 0 | esc | 0.00097009 | 1.3448e-06 | 0.00097009 | 1.3448e-06
[120 empty] | 7.3.3.17.5 (Remote Grid) Updates to grid topology to minimize risk of ignition in HFTDs Remote GridWLDFRVegetation ContactAggregated | WLDFR | HFTD - Distribution - Tier 2 - 4QU CoRE ¦ 4QU LoRE | Non-Red Flag Warning - Small Fires | Vegetation Contact | Aggregated | 2040 | 0.0013863 | 696.1473 | 0.96506 | 2040 | Mitigation | 0.95 | 45 | 0 | esc | 0.00097009 | 1.3448e-06 | 0.00097009 | 1.3448e-06
[120 empty] | 7.3.3.17.5 (Remote Grid) Updates to grid topology to minimize risk of ignition in HFTDs Remote GridWLDFRVegetation ContactAggregated | WLDFR | HFTD - Distribution - Tier 2 - 4QU CoRE ¦ 4QU LoRE | Non-Red Flag Warning - Small Fires | Vegetation Contact | Aggregated | 2041 | 0.0013863 | 696.1473 | 0.96506 | 2041 | Mitigation | 0.95 | 45 | 0 | esc | 0.00097009 | 1.3448e-06 | 0.00097009 | 1.3448e-06
[120 empty] | 7.3.3.17.5 (Remote Grid) Updates to grid topology to minimize risk of ignition in HFTDs Remote GridWLDFRVegetation ContactAggregated | WLDFR | HFTD - Distribution - Tier 2 - 4QU CoRE ¦ 4QU LoRE | Non-Red Flag Warning - Small Fires | Vegetation Contact | Aggregated | 2042 | 0.0013863 | 696.1473 | 0.96506 | 2042 | Mitigation | 0.95 | 45 | 0 | esc | 0.00097009 | 1.3448e-06 | 0.00097009 | 1.3448e-06
[120 empty] | 7.3.3.17.5 (Remote Grid) Updates to grid topology to minimize risk of ignition in HFTDs Remote GridWLDFRVegetation ContactAggregated | WLDFR | HFTD - Distribution - Tier 2 - 4QU CoRE ¦ 4QU LoRE | Non-Red Flag Warning - Small Fires | Vegetation Contact | Aggregated | 2043 | 0.0013863 | 696.1473 | 0.96506 | 2043 | Mitigation | 0.95 | 45 | 0 | esc | 0.00097009 | 1.3448e-06 | 0.00097009 | 1.3448e-06
[120 empty] | 7.3.3.17.5 (Remote Grid) Updates to grid topology to minimize risk of ignition in HFTDs Remote GridWLDFRVegetation ContactAggregated | WLDFR | HFTD - Distribution - Tier 2 - 4QU CoRE ¦ 4QU LoRE | Non-Red Flag Warning - Small Fires | Vegetation Contact | Aggregated | 2044 | 0.0013863 | 696.1473 | 0.96506 | 2044 | Mitigation | 0.95 | 45 | 0 | esc | 0.00097009 | 1.3448e-06 | 0.00097009 | 1.3448e-06
[120 empty] | 7.3.3.17.5 (Remote Grid) Updates to grid topology to minimize risk of ignition in HFTDs Remote GridWLDFRVegetation ContactAggregated | WLDFR | HFTD - Distribution - Tier 2 - 4QU CoRE ¦ 4QU LoRE | Non-Red Flag Warning - Small Fires | Vegetation Contact | Aggregated | 2045 | 0.0013863 | 696.1473 | 0.96506 | 2045 | Mitigation | 0.95 | 45 | 0 | esc | 0.00097009 | 1.3448e-06 | 0.00097009 | 1.3448e-06
[120 empty] | 7.3.3.17.5 (Remote Grid) Updates to grid topology to minimize risk of ignition in HFTDs Remote GridWLDFRVegetation ContactAggregated | WLDFR | HFTD - Distribution - Tier 2 - 4QU CoRE ¦ 4QU LoRE | Non-Red Flag Warning - Small Fires | Vegetation Contact | Aggregated | 2046 | 0.0013863 | 696.1473 | 0.96506 | 2046 | Mitigation | 0.95 | 45 | 0 | esc | 0.00097009 | 1.3448e-06 | 0.00097009 | 1.3448e-06
[120 empty] | 7.3.3.17.5 (Remote Grid) Updates to grid topology to minimize risk of ignition in HFTDs Remote GridWLDFRVegetation ContactAggregated | WLDFR | HFTD - Distribution - Tier 2 - 4QU CoRE ¦ 4QU LoRE | Non-Red Flag Warning - Small Fires | Vegetation Contact | Aggregated | 2047 | 0.0013863 | 696.1473 | 0.96506 | 2047 | Mitigation | 0.95 | 45 | 0 | esc | 0.00097009 | 1.3448e-06 | 0.00097009 | 1.3448e-06
[120 empty] | 7.3.3.17.5 (Remote Grid) Updates to grid topology to minimize risk of ignition in HFTDs Remote GridWLDFRVegetation ContactAggregated | WLDFR | HFTD - Distribution - Tier 2 - 4QU CoRE ¦ 4QU LoRE | Non-Red Flag Warning - Small Fires | Vegetation Contact | Aggregated | 2048 | 0.0013863 | 696.1473 | 0.96506 | 2048 | Mitigation | 0.95 | 45 | 0 | esc | 0.00097009 | 1.3448e-06 | 0.00097009 | 1.3448e-06
[120 empty] | 7.3.3.17.5 (Remote Grid) Updates to grid topology to minimize risk of ignition in HFTDs Remote GridWLDFRVegetation ContactAggregated | WLDFR | HFTD - Distribution - Tier 2 - 4QU CoRE ¦ 4QU LoRE | Non-Red Flag Warning - Small Fires | Vegetation Contact | Aggregated | 2049 | 0.0013863 | 696.1473 | 0.96506 | 2049 | Mitigation | 0.95 | 45 | 0 | esc | 0.00097009 | 1.3448e-06 | 0.00097009 | 1.3448e-06
[120 empty] | 7.3.3.17.5 (Remote Grid) Updates to grid topology to minimize risk of ignition in HFTDs Remote GridWLDFRVegetation ContactAggregated | WLDFR | HFTD - Distribution - Tier 2 - 4QU CoRE ¦ 4QU LoRE | Non-Red Flag Warning - Small Fires | Vegetation Contact | Aggregated | 2050 | 0.0013863 | 696.1473 | 0.96506 | 2050 | Mitigation | 0.95 | 45 | 0 | esc | 0.00097009 | 1.3448e-06 | 0.00097009 | 1.3448e-06
[120 empty] | 7.3.3.17.5 (Remote Grid) Updates to grid topology to minimize risk of ignition in HFTDs Remote GridWLDFRVegetation ContactAggregated | WLDFR | HFTD - Distribution - Tier 2 - 4QU CoRE ¦ 4QU LoRE | Non-Red Flag Warning - Small Fires | Vegetation Contact | Aggregated | 2051 | 0.0013863 | 696.1473 | 0.96506 | 2051 | Mitigation | 0.95 | 45 | 0 | esc | 0.00097009 | 1.3448e-06 | 0.00097009 | 1.3448e-06
[120 empty] | 7.3.3.17.5 (Remote Grid) Updates to grid topology to minimize risk of ignition in HFTDs Remote GridWLDFRVegetation ContactAggregated | WLDFR | HFTD - Distribution - Tier 2 - 4QU CoRE ¦ 4QU LoRE | Non-Red Flag Warning - Small Fires | Vegetation Contact | Aggregated | 2052 | 0.0013863 | 696.1473 | 0.96506 | 2052 | Mitigation | 0.95 | 45 | 0 | esc | 0.00097009 | 1.3448e-06 | 0.00097009 | 1.3448e-06
[120 empty] | 7.3.3.17.5 (Remote Grid) Updates to grid topology to minimize risk of ignition in HFTDs Remote GridWLDFRVegetation ContactAggregated | WLDFR | HFTD - Distribution - Tier 2 - 4QU CoRE ¦ 4QU LoRE | Non-Red Flag Warning - Small Fires | Vegetation Contact | Aggregated | 2053 | 0.0013863 | 696.1473 | 0.96506 | 2053 | Mitigation | 0.95 | 45 | 0 | esc | 0.00097009 | 1.3448e-06 | 0.00097009 | 1.3448e-06
[120 empty] | 7.3.3.17.5 (Remote Grid) Updates to grid topology to minimize risk of ignition in HFTDs Remote GridWLDFRVegetation ContactAggregated | WLDFR | HFTD - Distribution - Tier 2 - 4QU CoRE ¦ 4QU LoRE | Non-Red Flag Warning - Small Fires | Vegetation Contact | Aggregated | 2054 | 0.0013863 | 696.1473 | 0.96506 | 2054 | Mitigation | 0.95 | 45 | 0 | esc | 0.00097009 | 1.3448e-06 | 0.00097009 | 1.3448e-06
[120 empty] | 7.3.3.17.5 (Remote Grid) Updates to grid topology to minimize risk of ignition in HFTDs Remote GridWLDFRVegetation ContactAggregated | WLDFR | HFTD - Distribution - Tier 2 - 4QU CoRE ¦ 4QU LoRE | Non-Red Flag Warning - Small Fires | Vegetation Contact | Aggregated | 2055 | 0.0013863 | 696.1473 | 0.96506 | 2055 | Mitigation | 0.95 | 45 | 0 | esc | 0.00097009 | 1.3448e-06 | 0.00097009 | 1.3448e-06
[120 empty] | 7.3.3.17.5 (Remote Grid) Updates to grid topology to minimize risk of ignition in HFTDs Remote GridWLDFRVegetation ContactAggregated | WLDFR | HFTD - Distribution - Tier 2 - 4QU CoRE ¦ 4QU LoRE | Non-Red Flag Warning - Small Fires | Vegetation Contact | Aggregated | 2056 | 0.0013863 | 696.1473 | 0.96506 | 2056 | Mitigation | 0.95 | 45 | 0 | esc | 0.00097009 | 1.3448e-06 | 0.00097009 | 1.3448e-06
[120 empty] | 7.3.3.17.5 (Remote Grid) Updates to grid topology to minimize risk of ignition in HFTDs Remote GridWLDFRVegetation ContactAggregated | WLDFR | HFTD - Distribution - Tier 2 - 4QU CoRE ¦ 4QU LoRE | Non-Red Flag Warning - Small Fires | Vegetation Contact | Aggregated | 2057 | 0.0013863 | 696.1473 | 0.96506 | 2057 | Mitigation | 0.95 | 45 | 0 | esc | 0.00097009 | 1.3448e-06 | 0.00097009 | 1.3448e-06
[120 empty] | 7.3.3.17.5 (Remote Grid) Updates to grid topology to minimize risk of ignition in HFTDs Remote GridWLDFRVegetation ContactAggregated | WLDFR | HFTD - Distribution - Tier 2 - 4QU CoRE ¦ 4QU LoRE | Non-Red Flag Warning - Small Fires | Vegetation Contact | Aggregated | 2058 | 0.0013863 | 696.1473 | 0.96506 | 2058 | Mitigation | 0.95 | 45 | 0 | esc | 0.00097009 | 1.3448e-06 | 0.00097009 | 1.3448e-06
[120 empty] | 7.3.3.17.5 (Remote Grid) Updates to grid topology to minimize risk of ignition in HFTDs Remote GridWLDFRVegetation ContactAggregated | WLDFR | HFTD - Distribution - Tier 2 - 4QU CoRE ¦ 4QU LoRE | Non-Red Flag Warning - Small Fires | Vegetation Contact | Aggregated | 2059 | 0.0013863 | 696.1473 | 0.96506 | 2059 | Mitigation | 0.95 | 45 | 0 | esc | 0.00097009 | 1.3448e-06 | 0.00097009 | 1.3448e-06
[120 empty] | 7.3.3.17.5 (Remote Grid) Updates to grid topology to minimize risk of ignition in HFTDs Remote GridWLDFRVegetation ContactAggregated | WLDFR | HFTD - Distribution - Tier 2 - 4QU CoRE ¦ 4QU LoRE | Non-Red Flag Warning - Small Fires | Vegetation Contact | Aggregated | 2060 | 0.0013863 | 696.1473 | 0.96506 | 2060 | Mitigation | 0.95 | 45 | 0 | esc | 0.00097009 | 1.3448e-06 | 0.00097009 | 1.3448e-06
[120 empty] | 7.3.3.17.5 (Remote Grid) Updates to grid topology to minimize risk of ignition in HFTDs Remote GridWLDFRVegetation ContactAggregated | WLDFR | HFTD - Distribution - Tier 2 - 4QU CoRE ¦ 4QU LoRE | Non-Red Flag Warning - Small Fires | Vegetation Contact | Aggregated | 2061 | 0.0013863 | 696.1473 | 0.96506 | 2061 | Mitigation | 0.95 | 45 | 0 | esc | 0.00097009 | 1.3448e-06 | 0.00097009 | 1.3448e-06
[120 empty] | 7.3.3.17.5 (Remote Grid) Updates to grid topology to minimize risk of ignition in HFTDs Remote GridWLDFRVegetation ContactAggregated | WLDFR | HFTD - Distribution - Tier 2 - 4QU CoRE ¦ 4QU LoRE | Non-Red Flag Warning - Small Fires | Vegetation Contact | Aggregated | 2062 | 0.0013863 | 696.1473 | 0.96506 | 2062 | Mitigation | 0.95 | 45 | 0 | esc | 0.00097009 | 1.3448e-06 | 0.00097009 | 1.3448e-06
[120 empty] | 7.3.3.17.5 (Remote Grid) Updates to grid topology to minimize risk of ignition in HFTDs Remote GridWLDFRVegetation ContactAggregated | WLDFR | HFTD - Distribution - Tier 2 - 4QU CoRE ¦ 4QU LoRE | Non-Red Flag Warning - Small Fires | Vegetation Contact | Aggregated | 2063 | 0.0013863 | 696.1473 | 0.96506 | 2063 | Mitigation | 0.95 | 45 | 0 | esc | 0.00097009 | 1.3448e-06 | 0.00097009 | 1.3448e-06
[120 empty] | 7.3.3.17.5 (Remote Grid) Updates to grid topology to minimize risk of ignition in HFTDs Remote GridWLDFRVegetation ContactAggregated | WLDFR | HFTD - Distribution - Tier 2 - 4QU CoRE ¦ 4QU LoRE | Non-Red Flag Warning - Small Fires | Vegetation Contact | Aggregated | 2064 | 0.0013863 | 696.1473 | 0.96506 | 2064 | Mitigation | 0.95 | 45 | 0 | esc | 0.00097009 | 1.3448e-06 | 0.00097009 | 1.3448e-06
[120 empty] | 7.3.3.17.5 (Remote Grid) Updates to grid topology to minimize risk of ignition in HFTDs Remote GridWLDFRVegetation ContactAggregated | WLDFR | HFTD - Distribution - Tier 2 - 4QU CoRE ¦ 4QU LoRE | Non-Red Flag Warning - Small Fires | Vegetation Contact | Aggregated | 2065 | 0.0013863 | 696.1473 | 0.96506 | 2065 | Mitigation | 0.95 | 45 | 0 | esc | 0.00097009 | 1.3448e-06 | 0.00097009 | 1.3448e-06
[120 empty] | 7.3.3.17.5 (Remote Grid) Updates to grid topology to minimize risk of ignition in HFTDs Remote GridWLDFRVegetation ContactAggregated | WLDFR | HFTD - Distribution - Tier 2 - 4QU CoRE ¦ 4QU LoRE | Non-Red Flag Warning - Small Fires | Vegetation Contact | Aggregated | 2066 | 0.0013863 | 696.1473 | 0.96506 | 2066 | Mitigation | 0.95 | 45 | 0 | esc | 0.00097009 | 1.3448e-06 | 0.00097009 | 1.3448e-06
[120 empty] | 7.3.3.17.5 (Remote Grid) Updates to grid topology to minimize risk of ignition in HFTDs Remote GridWLDFRVegetation ContactAggregated | WLDFR | HFTD - Distribution - Tier 2 - 4QU CoRE ¦ 4QU LoRE | Non-Red Flag Warning - Small Fires | Vegetation Contact | Aggregated | 2067 | 0.0013863 | 696.1473 | 0.96506 | 2067 | Mitigation | 0.95 | 45 | 0 | esc | 0 | 0 | 0.00097009 | 1.3448e-06
[120 empty] | 7.3.3.17.5 (Remote Grid) Updates to grid topology to minimize risk of ignition in HFTDs Remote GridWLDFRWire-to-wire contactAggregated | WLDFR | HFTD - Distribution - Tier 2 - 4QU CoRE ¦ 4QU LoRE | Non-Red Flag Warning - Small Fires | Wire-to-wire contact | Aggregated | 2022 | 0.00028485 | 696.1473 | 0.1983 | 2022 | Mitigation | 0.95 | 45 | 0 | esc | 0.00097009 | 2.7633e-07 | 0 | 0
[120 empty] | 7.3.3.17.5 (Remote Grid) Updates to grid topology to minimize risk of ignition in HFTDs Remote GridWLDFRWire-to-wire contactAggregated | WLDFR | HFTD - Distribution - Tier 2 - 4QU CoRE ¦ 4QU LoRE | Non-Red Flag Warning - Small Fires | Wire-to-wire contact | Aggregated | 2023 | 0.00028485 | 696.1473 | 0.1983 | 2023 | Mitigation | 0.95 | 45 | 0 | esc | 0.00097009 | 2.7633e-07 | 0.00097009 | 2.7633e-07
[120 empty] | 7.3.3.17.5 (Remote Grid) Updates to grid topology to minimize risk of ignition in HFTDs Remote GridWLDFRWire-to-wire contactAggregated | WLDFR | HFTD - Distribution - Tier 2 - 4QU CoRE ¦ 4QU LoRE | Non-Red Flag Warning - Small Fires | Wire-to-wire contact | Aggregated | 2024 | 0.00028485 | 696.1473 | 0.1983 | 2024 | Mitigation | 0.95 | 45 | 0 | esc | 0.00097009 | 2.7633e-07 | 0.00097009 | 2.7633e-07
[120 empty] | 7.3.3.17.5 (Remote Grid) Updates to grid topology to minimize risk of ignition in HFTDs Remote GridWLDFRWire-to-wire contactAggregated | WLDFR | HFTD - Distribution - Tier 2 - 4QU CoRE ¦ 4QU LoRE | Non-Red Flag Warning - Small Fires | Wire-to-wire contact | Aggregated | 2025 | 0.00028485 | 696.1473 | 0.1983 | 2025 | Mitigation | 0.95 | 45 | 0 | esc | 0.00097009 | 2.7633e-07 | 0.00097009 | 2.7633e-07
[120 empty] | 7.3.3.17.5 (Remote Grid) Updates to grid topology to minimize risk of ignition in HFTDs Remote GridWLDFRWire-to-wire contactAggregated | WLDFR | HFTD - Distribution - Tier 2 - 4QU CoRE ¦ 4QU LoRE | Non-Red Flag Warning - Small Fires | Wire-to-wire contact | Aggregated | 2026 | 0.00028485 | 696.1473 | 0.1983 | 2026 | Mitigation | 0.95 | 45 | 0 | esc | 0.00097009 | 2.7633e-07 | 0.00097009 | 2.7633e-07
[120 empty] | 7.3.3.17.5 (Remote Grid) Updates to grid topology to minimize risk of ignition in HFTDs Remote GridWLDFRWire-to-wire contactAggregated | WLDFR | HFTD - Distribution - Tier 2 - 4QU CoRE ¦ 4QU LoRE | Non-Red Flag Warning - Small Fires | Wire-to-wire contact | Aggregated | 2027 | 0.00028485 | 696.1473 | 0.1983 | 2027 | Mitigation | 0.95 | 45 | 0 | esc | 0.00097009 | 2.7633e-07 | 0.00097009 | 2.7633e-07
[120 empty] | 7.3.3.17.5 (Remote Grid) Updates to grid topology to minimize risk of ignition in HFTDs Remote GridWLDFRWire-to-wire contactAggregated | WLDFR | HFTD - Distribution - Tier 2 - 4QU CoRE ¦ 4QU LoRE | Non-Red Flag Warning - Small Fires | Wire-to-wire contact | Aggregated | 2028 | 0.00028485 | 696.1473 | 0.1983 | 2028 | Mitigation | 0.95 | 45 | 0 | esc | 0.00097009 | 2.7633e-07 | 0.00097009 | 2.7633e-07
[120 empty] | 7.3.3.17.5 (Remote Grid) Updates to grid topology to minimize risk of ignition in HFTDs Remote GridWLDFRWire-to-wire contactAggregated | WLDFR | HFTD - Distribution - Tier 2 - 4QU CoRE ¦ 4QU LoRE | Non-Red Flag Warning - Small Fires | Wire-to-wire contact | Aggregated | 2029 | 0.00028485 | 696.1473 | 0.1983 | 2029 | Mitigation | 0.95 | 45 | 0 | esc | 0.00097009 | 2.7633e-07 | 0.00097009 | 2.7633e-07
[120 empty] | 7.3.3.17.5 (Remote Grid) Updates to grid topology to minimize risk of ignition in HFTDs Remote GridWLDFRWire-to-wire contactAggregated | WLDFR | HFTD - Distribution - Tier 2 - 4QU CoRE ¦ 4QU LoRE | Non-Red Flag Warning - Small Fires | Wire-to-wire contact | Aggregated | 2030 | 0.00028485 | 696.1473 | 0.1983 | 2030 | Mitigation | 0.95 | 45 | 0 | esc | 0.00097009 | 2.7633e-07 | 0.00097009 | 2.7633e-07
[120 empty] | 7.3.3.17.5 (Remote Grid) Updates to grid topology to minimize risk of ignition in HFTDs Remote GridWLDFRWire-to-wire contactAggregated | WLDFR | HFTD - Distribution - Tier 2 - 4QU CoRE ¦ 4QU LoRE | Non-Red Flag Warning - Small Fires | Wire-to-wire contact | Aggregated | 2031 | 0.00028485 | 696.1473 | 0.1983 | 2031 | Mitigation | 0.95 | 45 | 0 | esc | 0.00097009 | 2.7633e-07 | 0.00097009 | 2.7633e-07
[120 empty] | 7.3.3.17.5 (Remote Grid) Updates to grid topology to minimize risk of ignition in HFTDs Remote GridWLDFRWire-to-wire contactAggregated | WLDFR | HFTD - Distribution - Tier 2 - 4QU CoRE ¦ 4QU LoRE | Non-Red Flag Warning - Small Fires | Wire-to-wire contact | Aggregated | 2032 | 0.00028485 | 696.1473 | 0.1983 | 2032 | Mitigation | 0.95 | 45 | 0 | esc | 0.00097009 | 2.7633e-07 | 0.00097009 | 2.7633e-07
[120 empty] | 7.3.3.17.5 (Remote Grid) Updates to grid topology to minimize risk of ignition in HFTDs Remote GridWLDFRWire-to-wire contactAggregated | WLDFR | HFTD - Distribution - Tier 2 - 4QU CoRE ¦ 4QU LoRE | Non-Red Flag Warning - Small Fires | Wire-to-wire contact | Aggregated | 2033 | 0.00028485 | 696.1473 | 0.1983 | 2033 | Mitigation | 0.95 | 45 | 0 | esc | 0.00097009 | 2.7633e-07 | 0.00097009 | 2.7633e-07
[120 empty] | 7.3.3.17.5 (Remote Grid) Updates to grid topology to minimize risk of ignition in HFTDs Remote GridWLDFRWire-to-wire contactAggregated | WLDFR | HFTD - Distribution - Tier 2 - 4QU CoRE ¦ 4QU LoRE | Non-Red Flag Warning - Small Fires | Wire-to-wire contact | Aggregated | 2034 | 0.00028485 | 696.1473 | 0.1983 | 2034 | Mitigation | 0.95 | 45 | 0 | esc | 0.00097009 | 2.7633e-07 | 0.00097009 | 2.7633e-07
[120 empty] | 7.3.3.17.5 (Remote Grid) Updates to grid topology to minimize risk of ignition in HFTDs Remote GridWLDFRWire-to-wire contactAggregated | WLDFR | HFTD - Distribution - Tier 2 - 4QU CoRE ¦ 4QU LoRE | Non-Red Flag Warning - Small Fires | Wire-to-wire contact | Aggregated | 2035 | 0.00028485 | 696.1473 | 0.1983 | 2035 | Mitigation | 0.95 | 45 | 0 | esc | 0.00097009 | 2.7633e-07 | 0.00097009 | 2.7633e-07
[120 empty] | 7.3.3.17.5 (Remote Grid) Updates to grid topology to minimize risk of ignition in HFTDs Remote GridWLDFRWire-to-wire contactAggregated | WLDFR | HFTD - Distribution - Tier 2 - 4QU CoRE ¦ 4QU LoRE | Non-Red Flag Warning - Small Fires | Wire-to-wire contact | Aggregated | 2036 | 0.00028485 | 696.1473 | 0.1983 | 2036 | Mitigation | 0.95 | 45 | 0 | esc | 0.00097009 | 2.7633e-07 | 0.00097009 | 2.7633e-07
[120 empty] | 7.3.3.17.5 (Remote Grid) Updates to grid topology to minimize risk of ignition in HFTDs Remote GridWLDFRWire-to-wire contactAggregated | WLDFR | HFTD - Distribution - Tier 2 - 4QU CoRE ¦ 4QU LoRE | Non-Red Flag Warning - Small Fires | Wire-to-wire contact | Aggregated | 2037 | 0.00028485 | 696.1473 | 0.1983 | 2037 | Mitigation | 0.95 | 45 | 0 | esc | 0.00097009 | 2.7633e-07 | 0.00097009 | 2.7633e-07
[120 empty] | 7.3.3.17.5 (Remote Grid) Updates to grid topology to minimize risk of ignition in HFTDs Remote GridWLDFRWire-to-wire contactAggregated | WLDFR | HFTD - Distribution - Tier 2 - 4QU CoRE ¦ 4QU LoRE | Non-Red Flag Warning - Small Fires | Wire-to-wire contact | Aggregated | 2038 | 0.00028485 | 696.1473 | 0.1983 | 2038 | Mitigation | 0.95 | 45 | 0 | esc | 0.00097009 | 2.7633e-07 | 0.00097009 | 2.7633e-07
[120 empty] | 7.3.3.17.5 (Remote Grid) Updates to grid topology to minimize risk of ignition in HFTDs Remote GridWLDFRWire-to-wire contactAggregated | WLDFR | HFTD - Distribution - Tier 2 - 4QU CoRE ¦ 4QU LoRE | Non-Red Flag Warning - Small Fires | Wire-to-wire contact | Aggregated | 2039 | 0.00028485 | 696.1473 | 0.1983 | 2039 | Mitigation | 0.95 | 45 | 0 | esc | 0.00097009 | 2.7633e-07 | 0.00097009 | 2.7633e-07
[120 empty] | 7.3.3.17.5 (Remote Grid) Updates to grid topology to minimize risk of ignition in HFTDs Remote GridWLDFRWire-to-wire contactAggregated | WLDFR | HFTD - Distribution - Tier 2 - 4QU CoRE ¦ 4QU LoRE | Non-Red Flag Warning - Small Fires | Wire-to-wire contact | Aggregated | 2040 | 0.00028485 | 696.1473 | 0.1983 | 2040 | Mitigation | 0.95 | 45 | 0 | esc | 0.00097009 | 2.7633e-07 | 0.00097009 | 2.7633e-07
[120 empty] | 7.3.3.17.5 (Remote Grid) Updates to grid topology to minimize risk of ignition in HFTDs Remote GridWLDFRWire-to-wire contactAggregated | WLDFR | HFTD - Distribution - Tier 2 - 4QU CoRE ¦ 4QU LoRE | Non-Red Flag Warning - Small Fires | Wire-to-wire contact | Aggregated | 2041 | 0.00028485 | 696.1473 | 0.1983 | 2041 | Mitigation | 0.95 | 45 | 0 | esc | 0.00097009 | 2.7633e-07 | 0.00097009 | 2.7633e-07
[120 empty] | 7.3.3.17.5 (Remote Grid) Updates to grid topology to minimize risk of ignition in HFTDs Remote GridWLDFRWire-to-wire contactAggregated | WLDFR | HFTD - Distribution - Tier 2 - 4QU CoRE ¦ 4QU LoRE | Non-Red Flag Warning - Small Fires | Wire-to-wire contact | Aggregated | 2042 | 0.00028485 | 696.1473 | 0.1983 | 2042 | Mitigation | 0.95 | 45 | 0 | esc | 0.00097009 | 2.7633e-07 | 0.00097009 | 2.7633e-07
[120 empty] | 7.3.3.17.5 (Remote Grid) Updates to grid topology to minimize risk of ignition in HFTDs Remote GridWLDFRWire-to-wire contactAggregated | WLDFR | HFTD - Distribution - Tier 2 - 4QU CoRE ¦ 4QU LoRE | Non-Red Flag Warning - Small Fires | Wire-to-wire contact | Aggregated | 2043 | 0.00028485 | 696.1473 | 0.1983 | 2043 | Mitigation | 0.95 | 45 | 0 | esc | 0.00097009 | 2.7633e-07 | 0.00097009 | 2.7633e-07
[120 empty] | 7.3.3.17.5 (Remote Grid) Updates to grid topology to minimize risk of ignition in HFTDs Remote GridWLDFRWire-to-wire contactAggregated | WLDFR | HFTD - Distribution - Tier 2 - 4QU CoRE ¦ 4QU LoRE | Non-Red Flag Warning - Small Fires | Wire-to-wire contact | Aggregated | 2044 | 0.00028485 | 696.1473 | 0.1983 | 2044 | Mitigation | 0.95 | 45 | 0 | esc | 0.00097009 | 2.7633e-07 | 0.00097009 | 2.7633e-07
[120 empty] | 7.3.3.17.5 (Remote Grid) Updates to grid topology to minimize risk of ignition in HFTDs Remote GridWLDFRWire-to-wire contactAggregated | WLDFR | HFTD - Distribution - Tier 2 - 4QU CoRE ¦ 4QU LoRE | Non-Red Flag Warning - Small Fires | Wire-to-wire contact | Aggregated | 2045 | 0.00028485 | 696.1473 | 0.1983 | 2045 | Mitigation | 0.95 | 45 | 0 | esc | 0.00097009 | 2.7633e-07 | 0.00097009 | 2.7633e-07
[120 empty] | 7.3.3.17.5 (Remote Grid) Updates to grid topology to minimize risk of ignition in HFTDs Remote GridWLDFRWire-to-wire contactAggregated | WLDFR | HFTD - Distribution - Tier 2 - 4QU CoRE ¦ 4QU LoRE | Non-Red Flag Warning - Small Fires | Wire-to-wire contact | Aggregated | 2046 | 0.00028485 | 696.1473 | 0.1983 | 2046 | Mitigation | 0.95 | 45 | 0 | esc | 0.00097009 | 2.7633e-07 | 0.00097009 | 2.7633e-07
[120 empty] | 7.3.3.17.5 (Remote Grid) Updates to grid topology to minimize risk of ignition in HFTDs Remote GridWLDFRWire-to-wire contactAggregated | WLDFR | HFTD - Distribution - Tier 2 - 4QU CoRE ¦ 4QU LoRE | Non-Red Flag Warning - Small Fires | Wire-to-wire contact | Aggregated | 2047 | 0.00028485 | 696.1473 | 0.1983 | 2047 | Mitigation | 0.95 | 45 | 0 | esc | 0.00097009 | 2.7633e-07 | 0.00097009 | 2.7633e-07
[120 empty] | 7.3.3.17.5 (Remote Grid) Updates to grid topology to minimize risk of ignition in HFTDs Remote GridWLDFRWire-to-wire contactAggregated | WLDFR | HFTD - Distribution - Tier 2 - 4QU CoRE ¦ 4QU LoRE | Non-Red Flag Warning - Small Fires | Wire-to-wire contact | Aggregated | 2048 | 0.00028485 | 696.1473 | 0.1983 | 2048 | Mitigation | 0.95 | 45 | 0 | esc | 0.00097009 | 2.7633e-07 | 0.00097009 | 2.7633e-07
[120 empty] | 7.3.3.17.5 (Remote Grid) Updates to grid topology to minimize risk of ignition in HFTDs Remote GridWLDFRWire-to-wire contactAggregated | WLDFR | HFTD - Distribution - Tier 2 - 4QU CoRE ¦ 4QU LoRE | Non-Red Flag Warning - Small Fires | Wire-to-wire contact | Aggregated | 2049 | 0.00028485 | 696.1473 | 0.1983 | 2049 | Mitigation | 0.95 | 45 | 0 | esc | 0.00097009 | 2.7633e-07 | 0.00097009 | 2.7633e-07
[120 empty] | 7.3.3.17.5 (Remote Grid) Updates to grid topology to minimize risk of ignition in HFTDs Remote GridWLDFRWire-to-wire contactAggregated | WLDFR | HFTD - Distribution - Tier 2 - 4QU CoRE ¦ 4QU LoRE | Non-Red Flag Warning - Small Fires | Wire-to-wire contact | Aggregated | 2050 | 0.00028485 | 696.1473 | 0.1983 | 2050 | Mitigation | 0.95 | 45 | 0 | esc | 0.00097009 | 2.7633e-07 | 0.00097009 | 2.7633e-07
[120 empty] | 7.3.3.17.5 (Remote Grid) Updates to grid topology to minimize risk of ignition in HFTDs Remote GridWLDFRWire-to-wire contactAggregated | WLDFR | HFTD - Distribution - Tier 2 - 4QU CoRE ¦ 4QU LoRE | Non-Red Flag Warning - Small Fires | Wire-to-wire contact | Aggregated | 2051 | 0.00028485 | 696.1473 | 0.1983 | 2051 | Mitigation | 0.95 | 45 | 0 | esc | 0.00097009 | 2.7633e-07 | 0.00097009 | 2.7633e-07
[120 empty] | 7.3.3.17.5 (Remote Grid) Updates to grid topology to minimize risk of ignition in HFTDs Remote GridWLDFRWire-to-wire contactAggregated | WLDFR | HFTD - Distribution - Tier 2 - 4QU CoRE ¦ 4QU LoRE | Non-Red Flag Warning - Small Fires | Wire-to-wire contact | Aggregated | 2052 | 0.00028485 | 696.1473 | 0.1983 | 2052 | Mitigation | 0.95 | 45 | 0 | esc | 0.00097009 | 2.7633e-07 | 0.00097009 | 2.7633e-07
[120 empty] | 7.3.3.17.5 (Remote Grid) Updates to grid topology to minimize risk of ignition in HFTDs Remote GridWLDFRWire-to-wire contactAggregated | WLDFR | HFTD - Distribution - Tier 2 - 4QU CoRE ¦ 4QU LoRE | Non-Red Flag Warning - Small Fires | Wire-to-wire contact | Aggregated | 2053 | 0.00028485 | 696.1473 | 0.1983 | 2053 | Mitigation | 0.95 | 45 | 0 | esc | 0.00097009 | 2.7633e-07 | 0.00097009 | 2.7633e-07
[120 empty] | 7.3.3.17.5 (Remote Grid) Updates to grid topology to minimize risk of ignition in HFTDs Remote GridWLDFRWire-to-wire contactAggregated | WLDFR | HFTD - Distribution - Tier 2 - 4QU CoRE ¦ 4QU LoRE | Non-Red Flag Warning - Small Fires | Wire-to-wire contact | Aggregated | 2054 | 0.00028485 | 696.1473 | 0.1983 | 2054 | Mitigation | 0.95 | 45 | 0 | esc | 0.00097009 | 2.7633e-07 | 0.00097009 | 2.7633e-07
[120 empty] | 7.3.3.17.5 (Remote Grid) Updates to grid topology to minimize risk of ignition in HFTDs Remote GridWLDFRWire-to-wire contactAggregated | WLDFR | HFTD - Distribution - Tier 2 - 4QU CoRE ¦ 4QU LoRE | Non-Red Flag Warning - Small Fires | Wire-to-wire contact | Aggregated | 2055 | 0.00028485 | 696.1473 | 0.1983 | 2055 | Mitigation | 0.95 | 45 | 0 | esc | 0.00097009 | 2.7633e-07 | 0.00097009 | 2.7633e-07
[120 empty] | 7.3.3.17.5 (Remote Grid) Updates to grid topology to minimize risk of ignition in HFTDs Remote GridWLDFRWire-to-wire contactAggregated | WLDFR | HFTD - Distribution - Tier 2 - 4QU CoRE ¦ 4QU LoRE | Non-Red Flag Warning - Small Fires | Wire-to-wire contact | Aggregated | 2056 | 0.00028485 | 696.1473 | 0.1983 | 2056 | Mitigation | 0.95 | 45 | 0 | esc | 0.00097009 | 2.7633e-07 | 0.00097009 | 2.7633e-07
[120 empty] | 7.3.3.17.5 (Remote Grid) Updates to grid topology to minimize risk of ignition in HFTDs Remote GridWLDFRWire-to-wire contactAggregated | WLDFR | HFTD - Distribution - Tier 2 - 4QU CoRE ¦ 4QU LoRE | Non-Red Flag Warning - Small Fires | Wire-to-wire contact | Aggregated | 2057 | 0.00028485 | 696.1473 | 0.1983 | 2057 | Mitigation | 0.95 | 45 | 0 | esc | 0.00097009 | 2.7633e-07 | 0.00097009 | 2.7633e-07
[120 empty] | 7.3.3.17.5 (Remote Grid) Updates to grid topology to minimize risk of ignition in HFTDs Remote GridWLDFRWire-to-wire contactAggregated | WLDFR | HFTD - Distribution - Tier 2 - 4QU CoRE ¦ 4QU LoRE | Non-Red Flag Warning - Small Fires | Wire-to-wire contact | Aggregated | 2058 | 0.00028485 | 696.1473 | 0.1983 | 2058 | Mitigation | 0.95 | 45 | 0 | esc | 0.00097009 | 2.7633e-07 | 0.00097009 | 2.7633e-07
[120 empty] | 7.3.3.17.5 (Remote Grid) Updates to grid topology to minimize risk of ignition in HFTDs Remote GridWLDFRWire-to-wire contactAggregated | WLDFR | HFTD - Distribution - Tier 2 - 4QU CoRE ¦ 4QU LoRE | Non-Red Flag Warning - Small Fires | Wire-to-wire contact | Aggregated | 2059 | 0.00028485 | 696.1473 | 0.1983 | 2059 | Mitigation | 0.95 | 45 | 0 | esc | 0.00097009 | 2.7633e-07 | 0.00097009 | 2.7633e-07
[120 empty] | 7.3.3.17.5 (Remote Grid) Updates to grid topology to minimize risk of ignition in HFTDs Remote GridWLDFRWire-to-wire contactAggregated | WLDFR | HFTD - Distribution - Tier 2 - 4QU CoRE ¦ 4QU LoRE | Non-Red Flag Warning - Small Fires | Wire-to-wire contact | Aggregated | 2060 | 0.00028485 | 696.1473 | 0.1983 | 2060 | Mitigation | 0.95 | 45 | 0 | esc | 0.00097009 | 2.7633e-07 | 0.00097009 | 2.7633e-07
[120 empty] | 7.3.3.17.5 (Remote Grid) Updates to grid topology to minimize risk of ignition in HFTDs Remote GridWLDFRWire-to-wire contactAggregated | WLDFR | HFTD - Distribution - Tier 2 - 4QU CoRE ¦ 4QU LoRE | Non-Red Flag Warning - Small Fires | Wire-to-wire contact | Aggregated | 2061 | 0.00028485 | 696.1473 | 0.1983 | 2061 | Mitigation | 0.95 | 45 | 0 | esc | 0.00097009 | 2.7633e-07 | 0.00097009 | 2.7633e-07
[120 empty] | 7.3.3.17.5 (Remote Grid) Updates to grid topology to minimize risk of ignition in HFTDs Remote GridWLDFRWire-to-wire contactAggregated | WLDFR | HFTD - Distribution - Tier 2 - 4QU CoRE ¦ 4QU LoRE | Non-Red Flag Warning - Small Fires | Wire-to-wire contact | Aggregated | 2062 | 0.00028485 | 696.1473 | 0.1983 | 2062 | Mitigation | 0.95 | 45 | 0 | esc | 0.00097009 | 2.7633e-07 | 0.00097009 | 2.7633e-07
[120 empty] | 7.3.3.17.5 (Remote Grid) Updates to grid topology to minimize risk of ignition in HFTDs Remote GridWLDFRWire-to-wire contactAggregated | WLDFR | HFTD - Distribution - Tier 2 - 4QU CoRE ¦ 4QU LoRE | Non-Red Flag Warning - Small Fires | Wire-to-wire contact | Aggregated | 2063 | 0.00028485 | 696.1473 | 0.1983 | 2063 | Mitigation | 0.95 | 45 | 0 | esc | 0.00097009 | 2.7633e-07 | 0.00097009 | 2.7633e-07
[120 empty] | 7.3.3.17.5 (Remote Grid) Updates to grid topology to minimize risk of ignition in HFTDs Remote GridWLDFRWire-to-wire contactAggregated | WLDFR | HFTD - Distribution - Tier 2 - 4QU CoRE ¦ 4QU LoRE | Non-Red Flag Warning - Small Fires | Wire-to-wire contact | Aggregated | 2064 | 0.00028485 | 696.1473 | 0.1983 | 2064 | Mitigation | 0.95 | 45 | 0 | esc | 0.00097009 | 2.7633e-07 | 0.00097009 | 2.7633e-07
[120 empty] | 7.3.3.17.5 (Remote Grid) Updates to grid topology to minimize risk of ignition in HFTDs Remote GridWLDFRWire-to-wire contactAggregated | WLDFR | HFTD - Distribution - Tier 2 - 4QU CoRE ¦ 4QU LoRE | Non-Red Flag Warning - Small Fires | Wire-to-wire contact | Aggregated | 2065 | 0.00028485 | 696.1473 | 0.1983 | 2065 | Mitigation | 0.95 | 45 | 0 | esc | 0.00097009 | 2.7633e-07 | 0.00097009 | 2.7633e-07
[120 empty] | 7.3.3.17.5 (Remote Grid) Updates to grid topology to minimize risk of ignition in HFTDs Remote GridWLDFRWire-to-wire contactAggregated | WLDFR | HFTD - Distribution - Tier 2 - 4QU CoRE ¦ 4QU LoRE | Non-Red Flag Warning - Small Fires | Wire-to-wire contact | Aggregated | 2066 | 0.00028485 | 696.1473 | 0.1983 | 2066 | Mitigation | 0.95 | 45 | 0 | esc | 0.00097009 | 2.7633e-07 | 0.00097009 | 2.7633e-07
[120 empty] | 7.3.3.17.5 (Remote Grid) Updates to grid topology to minimize risk of ignition in HFTDs Remote GridWLDFRWire-to-wire contactAggregated | WLDFR | HFTD - Distribution - Tier 2 - 4QU CoRE ¦ 4QU LoRE | Non-Red Flag Warning - Small Fires | Wire-to-wire contact | Aggregated | 2067 | 0.00028485 | 696.1473 | 0.1983 | 2067 | Mitigation | 0.95 | 45 | 0 | esc | 0 | 0 | 0.00097009 | 2.7633e-07
[120 empty] | 7.3.3.17.5 (Remote Grid) Updates to grid topology to minimize risk of ignition in HFTDs Remote GridWLDFREquipment / facility failureAggregated | WLDFR | HFTD - Distribution - Tier 2 - 4QU CoRE ¦ 4QU LoRE | Red Flag Warning - Catastrophic Fires | Equipment / facility failure | Aggregated | 2022 | 3.3757e-06 | 696.1473 | 0.00235 | 2022 | Mitigation | 0.95 | 45 | 0 | esc | 0.00097009 | 3.2747e-09 | 0 | 0
[120 empty] | 7.3.3.17.5 (Remote Grid) Updates to grid topology to minimize risk of ignition in HFTDs Remote GridWLDFREquipment / facility failureAggregated | WLDFR | HFTD - Distribution - Tier 2 - 4QU CoRE ¦ 4QU LoRE | Red Flag Warning - Catastrophic Fires | Equipment / facility failure | Aggregated | 2023 | 3.3757e-06 | 696.1473 | 0.00235 | 2023 | Mitigation | 0.95 | 45 | 0 | esc | 0.00097009 | 3.2747e-09 | 0.00097009 | 3.2747e-09
[120 empty] | 7.3.3.17.5 (Remote Grid) Updates to grid topology to minimize risk of ignition in HFTDs Remote GridWLDFREquipment / facility failureAggregated | WLDFR | HFTD - Distribution - Tier 2 - 4QU CoRE ¦ 4QU LoRE | Red Flag Warning - Catastrophic Fires | Equipment / facility failure | Aggregated | 2024 | 3.3757e-06 | 696.1473 | 0.00235 | 2024 | Mitigation | 0.95 | 45 | 0 | esc | 0.00097009 | 3.2747e-09 | 0.00097009 | 3.2747e-09
[120 empty] | 7.3.3.17.5 (Remote Grid) Updates to grid topology to minimize risk of ignition in HFTDs Remote GridWLDFREquipment / facility failureAggregated | WLDFR | HFTD - Distribution - Tier 2 - 4QU CoRE ¦ 4QU LoRE | Red Flag Warning - Catastrophic Fires | Equipment / facility failure | Aggregated | 2025 | 3.3757e-06 | 696.1473 | 0.00235 | 2025 | Mitigation | 0.95 | 45 | 0 | esc | 0.00097009 | 3.2747e-09 | 0.00097009 | 3.2747e-09
[120 empty] | 7.3.3.17.5 (Remote Grid) Updates to grid topology to minimize risk of ignition in HFTDs Remote GridWLDFREquipment / facility failureAggregated | WLDFR | HFTD - Distribution - Tier 2 - 4QU CoRE ¦ 4QU LoRE | Red Flag Warning - Catastrophic Fires | Equipment / facility failure | Aggregated | 2026 | 3.3757e-06 | 696.1473 | 0.00235 | 2026 | Mitigation | 0.95 | 45 | 0 | esc | 0.00097009 | 3.2747e-09 | 0.00097009 | 3.2747e-09
[120 empty] | 7.3.3.17.5 (Remote Grid) Updates to grid topology to minimize risk of ignition in HFTDs Remote GridWLDFREquipment / facility failureAggregated | WLDFR | HFTD - Distribution - Tier 2 - 4QU CoRE ¦ 4QU LoRE | Red Flag Warning - Catastrophic Fires | Equipment / facility failure | Aggregated | 2027 | 3.3757e-06 | 696.1473 | 0.00235 | 2027 | Mitigation | 0.95 | 45 | 0 | esc | 0.00097009 | 3.2747e-09 | 0.00097009 | 3.2747e-09
[120 empty] | 7.3.3.17.5 (Remote Grid) Updates to grid topology to minimize risk of ignition in HFTDs Remote GridWLDFREquipment / facility failureAggregated | WLDFR | HFTD - Distribution - Tier 2 - 4QU CoRE ¦ 4QU LoRE | Red Flag Warning - Catastrophic Fires | Equipment / facility failure | Aggregated | 2028 | 3.3757e-06 | 696.1473 | 0.00235 | 2028 | Mitigation | 0.95 | 45 | 0 | esc | 0.00097009 | 3.2747e-09 | 0.00097009 | 3.2747e-09
[120 empty] | 7.3.3.17.5 (Remote Grid) Updates to grid topology to minimize risk of ignition in HFTDs Remote GridWLDFREquipment / facility failureAggregated | WLDFR | HFTD - Distribution - Tier 2 - 4QU CoRE ¦ 4QU LoRE | Red Flag Warning - Catastrophic Fires | Equipment / facility failure | Aggregated | 2029 | 3.3757e-06 | 696.1473 | 0.00235 | 2029 | Mitigation | 0.95 | 45 | 0 | esc | 0.00097009 | 3.2747e-09 | 0.00097009 | 3.2747e-09
[120 empty] | 7.3.3.17.5 (Remote Grid) Updates to grid topology to minimize risk of ignition in HFTDs Remote GridWLDFREquipment / facility failureAggregated | WLDFR | HFTD - Distribution - Tier 2 - 4QU CoRE ¦ 4QU LoRE | Red Flag Warning - Catastrophic Fires | Equipment / facility failure | Aggregated | 2030 | 3.3757e-06 | 696.1473 | 0.00235 | 2030 | Mitigation | 0.95 | 45 | 0 | esc | 0.00097009 | 3.2747e-09 | 0.00097009 | 3.2747e-09
[120 empty] | 7.3.3.17.5 (Remote Grid) Updates to grid topology to minimize risk of ignition in HFTDs Remote GridWLDFREquipment / facility failureAggregated | WLDFR | HFTD - Distribution - Tier 2 - 4QU CoRE ¦ 4QU LoRE | Red Flag Warning - Catastrophic Fires | Equipment / facility failure | Aggregated | 2031 | 3.3757e-06 | 696.1473 | 0.00235 | 2031 | Mitigation | 0.95 | 45 | 0 | esc | 0.00097009 | 3.2747e-09 | 0.00097009 | 3.2747e-09
[120 empty] | 7.3.3.17.5 (Remote Grid) Updates to grid topology to minimize risk of ignition in HFTDs Remote GridWLDFREquipment / facility failureAggregated | WLDFR | HFTD - Distribution - Tier 2 - 4QU CoRE ¦ 4QU LoRE | Red Flag Warning - Catastrophic Fires | Equipment / facility failure | Aggregated | 2032 | 3.3757e-06 | 696.1473 | 0.00235 | 2032 | Mitigation | 0.95 | 45 | 0 | esc | 0.00097009 | 3.2747e-09 | 0.00097009 | 3.2747e-09
[120 empty] | 7.3.3.17.5 (Remote Grid) Updates to grid topology to minimize risk of ignition in HFTDs Remote GridWLDFREquipment / facility failureAggregated | WLDFR | HFTD - Distribution - Tier 2 - 4QU CoRE ¦ 4QU LoRE | Red Flag Warning - Catastrophic Fires | Equipment / facility failure | Aggregated | 2033 | 3.3757e-06 | 696.1473 | 0.00235 | 2033 | Mitigation | 0.95 | 45 | 0 | esc | 0.00097009 | 3.2747e-09 | 0.00097009 | 3.2747e-09
[120 empty] | 7.3.3.17.5 (Remote Grid) Updates to grid topology to minimize risk of ignition in HFTDs Remote GridWLDFREquipment / facility failureAggregated | WLDFR | HFTD - Distribution - Tier 2 - 4QU CoRE ¦ 4QU LoRE | Red Flag Warning - Catastrophic Fires | Equipment / facility failure | Aggregated | 2034 | 3.3757e-06 | 696.1473 | 0.00235 | 2034 | Mitigation | 0.95 | 45 | 0 | esc | 0.00097009 | 3.2747e-09 | 0.00097009 | 3.2747e-09
[120 empty] | 7.3.3.17.5 (Remote Grid) Updates to grid topology to minimize risk of ignition in HFTDs Remote GridWLDFREquipment / facility failureAggregated | WLDFR | HFTD - Distribution - Tier 2 - 4QU CoRE ¦ 4QU LoRE | Red Flag Warning - Catastrophic Fires | Equipment / facility failure | Aggregated | 2035 | 3.3757e-06 | 696.1473 | 0.00235 | 2035 | Mitigation | 0.95 | 45 | 0 | esc | 0.00097009 | 3.2747e-09 | 0.00097009 | 3.2747e-09
[120 empty] | 7.3.3.17.5 (Remote Grid) Updates to grid topology to minimize risk of ignition in HFTDs Remote GridWLDFREquipment / facility failureAggregated | WLDFR | HFTD - Distribution - Tier 2 - 4QU CoRE ¦ 4QU LoRE | Red Flag Warning - Catastrophic Fires | Equipment / facility failure | Aggregated | 2036 | 3.3757e-06 | 696.1473 | 0.00235 | 2036 | Mitigation | 0.95 | 45 | 0 | esc | 0.00097009 | 3.2747e-09 | 0.00097009 | 3.2747e-09
[120 empty] | 7.3.3.17.5 (Remote Grid) Updates to grid topology to minimize risk of ignition in HFTDs Remote GridWLDFREquipment / facility failureAggregated | WLDFR | HFTD - Distribution - Tier 2 - 4QU CoRE ¦ 4QU LoRE | Red Flag Warning - Catastrophic Fires | Equipment / facility failure | Aggregated | 2037 | 3.3757e-06 | 696.1473 | 0.00235 | 2037 | Mitigation | 0.95 | 45 | 0 | esc | 0.00097009 | 3.2747e-09 | 0.00097009 | 3.2747e-09
[120 empty] | 7.3.3.17.5 (Remote Grid) Updates to grid topology to minimize risk of ignition in HFTDs Remote GridWLDFREquipment / facility failureAggregated | WLDFR | HFTD - Distribution - Tier 2 - 4QU CoRE ¦ 4QU LoRE | Red Flag Warning - Catastrophic Fires | Equipment / facility failure | Aggregated | 2038 | 3.3757e-06 | 696.1473 | 0.00235 | 2038 | Mitigation | 0.95 | 45 | 0 | esc | 0.00097009 | 3.2747e-09 | 0.00097009 | 3.2747e-09
[120 empty] | 7.3.3.17.5 (Remote Grid) Updates to grid topology to minimize risk of ignition in HFTDs Remote GridWLDFREquipment / facility failureAggregated | WLDFR | HFTD - Distribution - Tier 2 - 4QU CoRE ¦ 4QU LoRE | Red Flag Warning - Catastrophic Fires | Equipment / facility failure | Aggregated | 2039 | 3.3757e-06 | 696.1473 | 0.00235 | 2039 | Mitigation | 0.95 | 45 | 0 | esc | 0.00097009 | 3.2747e-09 | 0.00097009 | 3.2747e-09
[120 empty] | 7.3.3.17.5 (Remote Grid) Updates to grid topology to minimize risk of ignition in HFTDs Remote GridWLDFREquipment / facility failureAggregated | WLDFR | HFTD - Distribution - Tier 2 - 4QU CoRE ¦ 4QU LoRE | Red Flag Warning - Catastrophic Fires | Equipment / facility failure | Aggregated | 2040 | 3.3757e-06 | 696.1473 | 0.00235 | 2040 | Mitigation | 0.95 | 45 | 0 | esc | 0.00097009 | 3.2747e-09 | 0.00097009 | 3.2747e-09
[120 empty] | 7.3.3.17.5 (Remote Grid) Updates to grid topology to minimize risk of ignition in HFTDs Remote GridWLDFREquipment / facility failureAggregated | WLDFR | HFTD - Distribution - Tier 2 - 4QU CoRE ¦ 4QU LoRE | Red Flag Warning - Catastrophic Fires | Equipment / facility failure | Aggregated | 2041 | 3.3757e-06 | 696.1473 | 0.00235 | 2041 | Mitigation | 0.95 | 45 | 0 | esc | 0.00097009 | 3.2747e-09 | 0.00097009 | 3.2747e-09
[120 empty] | 7.3.3.17.5 (Remote Grid) Updates to grid topology to minimize risk of ignition in HFTDs Remote GridWLDFREquipment / facility failureAggregated | WLDFR | HFTD - Distribution - Tier 2 - 4QU CoRE ¦ 4QU LoRE | Red Flag Warning - Catastrophic Fires | Equipment / facility failure | Aggregated | 2042 | 3.3757e-06 | 696.1473 | 0.00235 | 2042 | Mitigation | 0.95 | 45 | 0 | esc | 0.00097009 | 3.2747e-09 | 0.00097009 | 3.2747e-09
[120 empty] | 7.3.3.17.5 (Remote Grid) Updates to grid topology to minimize risk of ignition in HFTDs Remote GridWLDFREquipment / facility failureAggregated | WLDFR | HFTD - Distribution - Tier 2 - 4QU CoRE ¦ 4QU LoRE | Red Flag Warning - Catastrophic Fires | Equipment / facility failure | Aggregated | 2043 | 3.3757e-06 | 696.1473 | 0.00235 | 2043 | Mitigation | 0.95 | 45 | 0 | esc | 0.00097009 | 3.2747e-09 | 0.00097009 | 3.2747e-09
[120 empty] | 7.3.3.17.5 (Remote Grid) Updates to grid topology to minimize risk of ignition in HFTDs Remote GridWLDFREquipment / facility failureAggregated | WLDFR | HFTD - Distribution - Tier 2 - 4QU CoRE ¦ 4QU LoRE | Red Flag Warning - Catastrophic Fires | Equipment / facility failure | Aggregated | 2044 | 3.3757e-06 | 696.1473 | 0.00235 | 2044 | Mitigation | 0.95 | 45 | 0 | esc | 0.00097009 | 3.2747e-09 | 0.00097009 | 3.2747e-09
[120 empty] | 7.3.3.17.5 (Remote Grid) Updates to grid topology to minimize risk of ignition in HFTDs Remote GridWLDFREquipment / facility failureAggregated | WLDFR | HFTD - Distribution - Tier 2 - 4QU CoRE ¦ 4QU LoRE | Red Flag Warning - Catastrophic Fires | Equipment / facility failure | Aggregated | 2045 | 3.3757e-06 | 696.1473 | 0.00235 | 2045 | Mitigation | 0.95 | 45 | 0 | esc | 0.00097009 | 3.2747e-09 | 0.00097009 | 3.2747e-09
[120 empty] | 7.3.3.17.5 (Remote Grid) Updates to grid topology to minimize risk of ignition in HFTDs Remote GridWLDFREquipment / facility failureAggregated | WLDFR | HFTD - Distribution - Tier 2 - 4QU CoRE ¦ 4QU LoRE | Red Flag Warning - Catastrophic Fires | Equipment / facility failure | Aggregated | 2046 | 3.3757e-06 | 696.1473 | 0.00235 | 2046 | Mitigation | 0.95 | 45 | 0 | esc | 0.00097009 | 3.2747e-09 | 0.00097009 | 3.2747e-09
[120 empty] | 7.3.3.17.5 (Remote Grid) Updates to grid topology to minimize risk of ignition in HFTDs Remote GridWLDFREquipment / facility failureAggregated | WLDFR | HFTD - Distribution - Tier 2 - 4QU CoRE ¦ 4QU LoRE | Red Flag Warning - Catastrophic Fires | Equipment / facility failure | Aggregated | 2047 | 3.3757e-06 | 696.1473 | 0.00235 | 2047 | Mitigation | 0.95 | 45 | 0 | esc | 0.00097009 | 3.2747e-09 | 0.00097009 | 3.2747e-09
[120 empty] | 7.3.3.17.5 (Remote Grid) Updates to grid topology to minimize risk of ignition in HFTDs Remote GridWLDFREquipment / facility failureAggregated | WLDFR | HFTD - Distribution - Tier 2 - 4QU CoRE ¦ 4QU LoRE | Red Flag Warning - Catastrophic Fires | Equipment / facility failure | Aggregated | 2048 | 3.3757e-06 | 696.1473 | 0.00235 | 2048 | Mitigation | 0.95 | 45 | 0 | esc | 0.00097009 | 3.2747e-09 | 0.00097009 | 3.2747e-09
[120 empty] | 7.3.3.17.5 (Remote Grid) Updates to grid topology to minimize risk of ignition in HFTDs Remote GridWLDFREquipment / facility failureAggregated | WLDFR | HFTD - Distribution - Tier 2 - 4QU CoRE ¦ 4QU LoRE | Red Flag Warning - Catastrophic Fires | Equipment / facility failure | Aggregated | 2049 | 3.3757e-06 | 696.1473 | 0.00235 | 2049 | Mitigation | 0.95 | 45 | 0 | esc | 0.00097009 | 3.2747e-09 | 0.00097009 | 3.2747e-09
[120 empty] | 7.3.3.17.5 (Remote Grid) Updates to grid topology to minimize risk of ignition in HFTDs Remote GridWLDFREquipment / facility failureAggregated | WLDFR | HFTD - Distribution - Tier 2 - 4QU CoRE ¦ 4QU LoRE | Red Flag Warning - Catastrophic Fires | Equipment / facility failure | Aggregated | 2050 | 3.3757e-06 | 696.1473 | 0.00235 | 2050 | Mitigation | 0.95 | 45 | 0 | esc | 0.00097009 | 3.2747e-09 | 0.00097009 | 3.2747e-09
[120 empty] | 7.3.3.17.5 (Remote Grid) Updates to grid topology to minimize risk of ignition in HFTDs Remote GridWLDFREquipment / facility failureAggregated | WLDFR | HFTD - Distribution - Tier 2 - 4QU CoRE ¦ 4QU LoRE | Red Flag Warning - Catastrophic Fires | Equipment / facility failure | Aggregated | 2051 | 3.3757e-06 | 696.1473 | 0.00235 | 2051 | Mitigation | 0.95 | 45 | 0 | esc | 0.00097009 | 3.2747e-09 | 0.00097009 | 3.2747e-09
[120 empty] | 7.3.3.17.5 (Remote Grid) Updates to grid topology to minimize risk of ignition in HFTDs Remote GridWLDFREquipment / facility failureAggregated | WLDFR | HFTD - Distribution - Tier 2 - 4QU CoRE ¦ 4QU LoRE | Red Flag Warning - Catastrophic Fires | Equipment / facility failure | Aggregated | 2052 | 3.3757e-06 | 696.1473 | 0.00235 | 2052 | Mitigation | 0.95 | 45 | 0 | esc | 0.00097009 | 3.2747e-09 | 0.00097009 | 3.2747e-09
[120 empty] | 7.3.3.17.5 (Remote Grid) Updates to grid topology to minimize risk of ignition in HFTDs Remote GridWLDFREquipment / facility failureAggregated | WLDFR | HFTD - Distribution - Tier 2 - 4QU CoRE ¦ 4QU LoRE | Red Flag Warning - Catastrophic Fires | Equipment / facility failure | Aggregated | 2053 | 3.3757e-06 | 696.1473 | 0.00235 | 2053 | Mitigation | 0.95 | 45 | 0 | esc | 0.00097009 | 3.2747e-09 | 0.00097009 | 3.2747e-09
[120 empty] | 7.3.3.17.5 (Remote Grid) Updates to grid topology to minimize risk of ignition in HFTDs Remote GridWLDFREquipment / facility failureAggregated | WLDFR | HFTD - Distribution - Tier 2 - 4QU CoRE ¦ 4QU LoRE | Red Flag Warning - Catastrophic Fires | Equipment / facility failure | Aggregated | 2054 | 3.3757e-06 | 696.1473 | 0.00235 | 2054 | Mitigation | 0.95 | 45 | 0 | esc | 0.00097009 | 3.2747e-09 | 0.00097009 | 3.2747e-09
[120 empty] | 7.3.3.17.5 (Remote Grid) Updates to grid topology to minimize risk of ignition in HFTDs Remote GridWLDFREquipment / facility failureAggregated | WLDFR | HFTD - Distribution - Tier 2 - 4QU CoRE ¦ 4QU LoRE | Red Flag Warning - Catastrophic Fires | Equipment / facility failure | Aggregated | 2055 | 3.3757e-06 | 696.1473 | 0.00235 | 2055 | Mitigation | 0.95 | 45 | 0 | esc | 0.00097009 | 3.2747e-09 | 0.00097009 | 3.2747e-09
[120 empty] | 7.3.3.17.5 (Remote Grid) Updates to grid topology to minimize risk of ignition in HFTDs Remote GridWLDFREquipment / facility failureAggregated | WLDFR | HFTD - Distribution - Tier 2 - 4QU CoRE ¦ 4QU LoRE | Red Flag Warning - Catastrophic Fires | Equipment / facility failure | Aggregated | 2056 | 3.3757e-06 | 696.1473 | 0.00235 | 2056 | Mitigation | 0.95 | 45 | 0 | esc | 0.00097009 | 3.2747e-09 | 0.00097009 | 3.2747e-09
[120 empty] | 7.3.3.17.5 (Remote Grid) Updates to grid topology to minimize risk of ignition in HFTDs Remote GridWLDFREquipment / facility failureAggregated | WLDFR | HFTD - Distribution - Tier 2 - 4QU CoRE ¦ 4QU LoRE | Red Flag Warning - Catastrophic Fires | Equipment / facility failure | Aggregated | 2057 | 3.3757e-06 | 696.1473 | 0.00235 | 2057 | Mitigation | 0.95 | 45 | 0 | esc | 0.00097009 | 3.2747e-09 | 0.00097009 | 3.2747e-09
[120 empty] | 7.3.3.17.5 (Remote Grid) Updates to grid topology to minimize risk of ignition in HFTDs Remote GridWLDFREquipment / facility failureAggregated | WLDFR | HFTD - Distribution - Tier 2 - 4QU CoRE ¦ 4QU LoRE | Red Flag Warning - Catastrophic Fires | Equipment / facility failure | Aggregated | 2058 | 3.3757e-06 | 696.1473 | 0.00235 | 2058 | Mitigation | 0.95 | 45 | 0 | esc | 0.00097009 | 3.2747e-09 | 0.00097009 | 3.2747e-09
[120 empty] | 7.3.3.17.5 (Remote Grid) Updates to grid topology to minimize risk of ignition in HFTDs Remote GridWLDFREquipment / facility failureAggregated | WLDFR | HFTD - Distribution - Tier 2 - 4QU CoRE ¦ 4QU LoRE | Red Flag Warning - Catastrophic Fires | Equipment / facility failure | Aggregated | 2059 | 3.3757e-06 | 696.1473 | 0.00235 | 2059 | Mitigation | 0.95 | 45 | 0 | esc | 0.00097009 | 3.2747e-09 | 0.00097009 | 3.2747e-09
[120 empty] | 7.3.3.17.5 (Remote Grid) Updates to grid topology to minimize risk of ignition in HFTDs Remote GridWLDFREquipment / facility failureAggregated | WLDFR | HFTD - Distribution - Tier 2 - 4QU CoRE ¦ 4QU LoRE | Red Flag Warning - Catastrophic Fires | Equipment / facility failure | Aggregated | 2060 | 3.3757e-06 | 696.1473 | 0.00235 | 2060 | Mitigation | 0.95 | 45 | 0 | esc | 0.00097009 | 3.2747e-09 | 0.00097009 | 3.2747e-09
[120 empty] | 7.3.3.17.5 (Remote Grid) Updates to grid topology to minimize risk of ignition in HFTDs Remote GridWLDFREquipment / facility failureAggregated | WLDFR | HFTD - Distribution - Tier 2 - 4QU CoRE ¦ 4QU LoRE | Red Flag Warning - Catastrophic Fires | Equipment / facility failure | Aggregated | 2061 | 3.3757e-06 | 696.1473 | 0.00235 | 2061 | Mitigation | 0.95 | 45 | 0 | esc | 0.00097009 | 3.2747e-09 | 0.00097009 | 3.2747e-09
[120 empty] | 7.3.3.17.5 (Remote Grid) Updates to grid topology to minimize risk of ignition in HFTDs Remote GridWLDFREquipment / facility failureAggregated | WLDFR | HFTD - Distribution - Tier 2 - 4QU CoRE ¦ 4QU LoRE | Red Flag Warning - Catastrophic Fires | Equipment / facility failure | Aggregated | 2062 | 3.3757e-06 | 696.1473 | 0.00235 | 2062 | Mitigation | 0.95 | 45 | 0 | esc | 0.00097009 | 3.2747e-09 | 0.00097009 | 3.2747e-09
[120 empty] | 7.3.3.17.5 (Remote Grid) Updates to grid topology to minimize risk of ignition in HFTDs Remote GridWLDFREquipment / facility failureAggregated | WLDFR | HFTD - Distribution - Tier 2 - 4QU CoRE ¦ 4QU LoRE | Red Flag Warning - Catastrophic Fires | Equipment / facility failure | Aggregated | 2063 | 3.3757e-06 | 696.1473 | 0.00235 | 2063 | Mitigation | 0.95 | 45 | 0 | esc | 0.00097009 | 3.2747e-09 | 0.00097009 | 3.2747e-09
[120 empty] | 7.3.3.17.5 (Remote Grid) Updates to grid topology to minimize risk of ignition in HFTDs Remote GridWLDFREquipment / facility failureAggregated | WLDFR | HFTD - Distribution - Tier 2 - 4QU CoRE ¦ 4QU LoRE | Red Flag Warning - Catastrophic Fires | Equipment / facility failure | Aggregated | 2064 | 3.3757e-06 | 696.1473 | 0.00235 | 2064 | Mitigation | 0.95 | 45 | 0 | esc | 0.00097009 | 3.2747e-09 | 0.00097009 | 3.2747e-09
[120 empty] | 7.3.3.17.5 (Remote Grid) Updates to grid topology to minimize risk of ignition in HFTDs Remote GridWLDFREquipment / facility failureAggregated | WLDFR | HFTD - Distribution - Tier 2 - 4QU CoRE ¦ 4QU LoRE | Red Flag Warning - Catastrophic Fires | Equipment / facility failure | Aggregated | 2065 | 3.3757e-06 | 696.1473 | 0.00235 | 2065 | Mitigation | 0.95 | 45 | 0 | esc | 0.00097009 | 3.2747e-09 | 0.00097009 | 3.2747e-09
[120 empty] | 7.3.3.17.5 (Remote Grid) Updates to grid topology to minimize risk of ignition in HFTDs Remote GridWLDFREquipment / facility failureAggregated | WLDFR | HFTD - Distribution - Tier 2 - 4QU CoRE ¦ 4QU LoRE | Red Flag Warning - Catastrophic Fires | Equipment / facility failure | Aggregated | 2066 | 3.3757e-06 | 696.1473 | 0.00235 | 2066 | Mitigation | 0.95 | 45 | 0 | esc | 0.00097009 | 3.2747e-09 | 0.00097009 | 3.2747e-09
[120 empty] | 7.3.3.17.5 (Remote Grid) Updates to grid topology to minimize risk of ignition in HFTDs Remote GridWLDFREquipment / facility failureAggregated | WLDFR | HFTD - Distribution - Tier 2 - 4QU CoRE ¦ 4QU LoRE | Red Flag Warning - Catastrophic Fires | Equipment / facility failure | Aggregated | 2067 | 3.3757e-06 | 696.1473 | 0.00235 | 2067 | Mitigation | 0.95 | 45 | 0 | esc | 0 | 0 | 0.00097009 | 3.2747e-09
[120 empty] | 7.3.3.17.5 (Remote Grid) Updates to grid topology to minimize risk of ignition in HFTDs Remote GridWLDFRVegetation ContactAggregated | WLDFR | HFTD - Distribution - Tier 2 - 4QU CoRE ¦ 4QU LoRE | Red Flag Warning - Catastrophic Fires | Vegetation Contact | Aggregated | 2022 | 3.9641e-06 | 696.1473 | 0.0027596 | 2022 | Mitigation | 0.95 | 45 | 0 | esc | 0.00097009 | 3.8455e-09 | 0 | 0
[120 empty] | 7.3.3.17.5 (Remote Grid) Updates to grid topology to minimize risk of ignition in HFTDs Remote GridWLDFRVegetation ContactAggregated | WLDFR | HFTD - Distribution - Tier 2 - 4QU CoRE ¦ 4QU LoRE | Red Flag Warning - Catastrophic Fires | Vegetation Contact | Aggregated | 2023 | 3.9641e-06 | 696.1473 | 0.0027596 | 2023 | Mitigation | 0.95 | 45 | 0 | esc | 0.00097009 | 3.8455e-09 | 0.00097009 | 3.8455e-09
[120 empty] | 7.3.3.17.5 (Remote Grid) Updates to grid topology to minimize risk of ignition in HFTDs Remote GridWLDFRVegetation ContactAggregated | WLDFR | HFTD - Distribution - Tier 2 - 4QU CoRE ¦ 4QU LoRE | Red Flag Warning - Catastrophic Fires | Vegetation Contact | Aggregated | 2024 | 3.9641e-06 | 696.1473 | 0.0027596 | 2024 | Mitigation | 0.95 | 45 | 0 | esc | 0.00097009 | 3.8455e-09 | 0.00097009 | 3.8455e-09
[120 empty] | 7.3.3.17.5 (Remote Grid) Updates to grid topology to minimize risk of ignition in HFTDs Remote GridWLDFRVegetation ContactAggregated | WLDFR | HFTD - Distribution - Tier 2 - 4QU CoRE ¦ 4QU LoRE | Red Flag Warning - Catastrophic Fires | Vegetation Contact | Aggregated | 2025 | 3.9641e-06 | 696.1473 | 0.0027596 | 2025 | Mitigation | 0.95 | 45 | 0 | esc | 0.00097009 | 3.8455e-09 | 0.00097009 | 3.8455e-09
[120 empty] | 7.3.3.17.5 (Remote Grid) Updates to grid topology to minimize risk of ignition in HFTDs Remote GridWLDFRVegetation ContactAggregated | WLDFR | HFTD - Distribution - Tier 2 - 4QU CoRE ¦ 4QU LoRE | Red Flag Warning - Catastrophic Fires | Vegetation Contact | Aggregated | 2026 | 3.9641e-06 | 696.1473 | 0.0027596 | 2026 | Mitigation | 0.95 | 45 | 0 | esc | 0.00097009 | 3.8455e-09 | 0.00097009 | 3.8455e-09
[120 empty] | 7.3.3.17.5 (Remote Grid) Updates to grid topology to minimize risk of ignition in HFTDs Remote GridWLDFRVegetation ContactAggregated | WLDFR | HFTD - Distribution - Tier 2 - 4QU CoRE ¦ 4QU LoRE | Red Flag Warning - Catastrophic Fires | Vegetation Contact | Aggregated | 2027 | 3.9641e-06 | 696.1473 | 0.0027596 | 2027 | Mitigation | 0.95 | 45 | 0 | esc | 0.00097009 | 3.8455e-09 | 0.00097009 | 3.8455e-09
[120 empty] | 7.3.3.17.5 (Remote Grid) Updates to grid topology to minimize risk of ignition in HFTDs Remote GridWLDFRVegetation ContactAggregated | WLDFR | HFTD - Distribution - Tier 2 - 4QU CoRE ¦ 4QU LoRE | Red Flag Warning - Catastrophic Fires | Vegetation Contact | Aggregated | 2028 | 3.9641e-06 | 696.1473 | 0.0027596 | 2028 | Mitigation | 0.95 | 45 | 0 | esc | 0.00097009 | 3.8455e-09 | 0.00097009 | 3.8455e-09
[120 empty] | 7.3.3.17.5 (Remote Grid) Updates to grid topology to minimize risk of ignition in HFTDs Remote GridWLDFRVegetation ContactAggregated | WLDFR | HFTD - Distribution - Tier 2 - 4QU CoRE ¦ 4QU LoRE | Red Flag Warning - Catastrophic Fires | Vegetation Contact | Aggregated | 2029 | 3.9641e-06 | 696.1473 | 0.0027596 | 2029 | Mitigation | 0.95 | 45 | 0 | esc | 0.00097009 | 3.8455e-09 | 0.00097009 | 3.8455e-09
[120 empty] | 7.3.3.17.5 (Remote Grid) Updates to grid topology to minimize risk of ignition in HFTDs Remote GridWLDFRVegetation ContactAggregated | WLDFR | HFTD - Distribution - Tier 2 - 4QU CoRE ¦ 4QU LoRE | Red Flag Warning - Catastrophic Fires | Vegetation Contact | Aggregated | 2030 | 3.9641e-06 | 696.1473 | 0.0027596 | 2030 | Mitigation | 0.95 | 45 | 0 | esc | 0.00097009 | 3.8455e-09 | 0.00097009 | 3.8455e-09
[120 empty] | 7.3.3.17.5 (Remote Grid) Updates to grid topology to minimize risk of ignition in HFTDs Remote GridWLDFRVegetation ContactAggregated | WLDFR | HFTD - Distribution - Tier 2 - 4QU CoRE ¦ 4QU LoRE | Red Flag Warning - Catastrophic Fires | Vegetation Contact | Aggregated | 2031 | 3.9641e-06 | 696.1473 | 0.0027596 | 2031 | Mitigation | 0.95 | 45 | 0 | esc | 0.00097009 | 3.8455e-09 | 0.00097009 | 3.8455e-09
[120 empty] | 7.3.3.17.5 (Remote Grid) Updates to grid topology to minimize risk of ignition in HFTDs Remote GridWLDFRVegetation ContactAggregated | WLDFR | HFTD - Distribution - Tier 2 - 4QU CoRE ¦ 4QU LoRE | Red Flag Warning - Catastrophic Fires | Vegetation Contact | Aggregated | 2032 | 3.9641e-06 | 696.1473 | 0.0027596 | 2032 | Mitigation | 0.95 | 45 | 0 | esc | 0.00097009 | 3.8455e-09 | 0.00097009 | 3.8455e-09
[120 empty] | 7.3.3.17.5 (Remote Grid) Updates to grid topology to minimize risk of ignition in HFTDs Remote GridWLDFRVegetation ContactAggregated | WLDFR | HFTD - Distribution - Tier 2 - 4QU CoRE ¦ 4QU LoRE | Red Flag Warning - Catastrophic Fires | Vegetation Contact | Aggregated | 2033 | 3.9641e-06 | 696.1473 | 0.0027596 | 2033 | Mitigation | 0.95 | 45 | 0 | esc | 0.00097009 | 3.8455e-09 | 0.00097009 | 3.8455e-09
[120 empty] | 7.3.3.17.5 (Remote Grid) Updates to grid topology to minimize risk of ignition in HFTDs Remote GridWLDFRVegetation ContactAggregated | WLDFR | HFTD - Distribution - Tier 2 - 4QU CoRE ¦ 4QU LoRE | Red Flag Warning - Catastrophic Fires | Vegetation Contact | Aggregated | 2034 | 3.9641e-06 | 696.1473 | 0.0027596 | 2034 | Mitigation | 0.95 | 45 | 0 | esc | 0.00097009 | 3.8455e-09 | 0.00097009 | 3.8455e-09
[120 empty] | 7.3.3.17.5 (Remote Grid) Updates to grid topology to minimize risk of ignition in HFTDs Remote GridWLDFRVegetation ContactAggregated | WLDFR | HFTD - Distribution - Tier 2 - 4QU CoRE ¦ 4QU LoRE | Red Flag Warning - Catastrophic Fires | Vegetation Contact | Aggregated | 2035 | 3.9641e-06 | 696.1473 | 0.0027596 | 2035 | Mitigation | 0.95 | 45 | 0 | esc | 0.00097009 | 3.8455e-09 | 0.00097009 | 3.8455e-09
[120 empty] | 7.3.3.17.5 (Remote Grid) Updates to grid topology to minimize risk of ignition in HFTDs Remote GridWLDFRVegetation ContactAggregated | WLDFR | HFTD - Distribution - Tier 2 - 4QU CoRE ¦ 4QU LoRE | Red Flag Warning - Catastrophic Fires | Vegetation Contact | Aggregated | 2036 | 3.9641e-06 | 696.1473 | 0.0027596 | 2036 | Mitigation | 0.95 | 45 | 0 | esc | 0.00097009 | 3.8455e-09 | 0.00097009 | 3.8455e-09
[120 empty] | 7.3.3.17.5 (Remote Grid) Updates to grid topology to minimize risk of ignition in HFTDs Remote GridWLDFRVegetation ContactAggregated | WLDFR | HFTD - Distribution - Tier 2 - 4QU CoRE ¦ 4QU LoRE | Red Flag Warning - Catastrophic Fires | Vegetation Contact | Aggregated | 2037 | 3.9641e-06 | 696.1473 | 0.0027596 | 2037 | Mitigation | 0.95 | 45 | 0 | esc | 0.00097009 | 3.8455e-09 | 0.00097009 | 3.8455e-09
[120 empty] | 7.3.3.17.5 (Remote Grid) Updates to grid topology to minimize risk of ignition in HFTDs Remote GridWLDFRVegetation ContactAggregated | WLDFR | HFTD - Distribution - Tier 2 - 4QU CoRE ¦ 4QU LoRE | Red Flag Warning - Catastrophic Fires | Vegetation Contact | Aggregated | 2038 | 3.9641e-06 | 696.1473 | 0.0027596 | 2038 | Mitigation | 0.95 | 45 | 0 | esc | 0.00097009 | 3.8455e-09 | 0.00097009 | 3.8455e-09
[120 empty] | 7.3.3.17.5 (Remote Grid) Updates to grid topology to minimize risk of ignition in HFTDs Remote GridWLDFRVegetation ContactAggregated | WLDFR | HFTD - Distribution - Tier 2 - 4QU CoRE ¦ 4QU LoRE | Red Flag Warning - Catastrophic Fires | Vegetation Contact | Aggregated | 2039 | 3.9641e-06 | 696.1473 | 0.0027596 | 2039 | Mitigation | 0.95 | 45 | 0 | esc | 0.00097009 | 3.8455e-09 | 0.00097009 | 3.8455e-09
[120 empty] | 7.3.3.17.5 (Remote Grid) Updates to grid topology to minimize risk of ignition in HFTDs Remote GridWLDFRVegetation ContactAggregated | WLDFR | HFTD - Distribution - Tier 2 - 4QU CoRE ¦ 4QU LoRE | Red Flag Warning - Catastrophic Fires | Vegetation Contact | Aggregated | 2040 | 3.9641e-06 | 696.1473 | 0.0027596 | 2040 | Mitigation | 0.95 | 45 | 0 | esc | 0.00097009 | 3.8455e-09 | 0.00097009 | 3.8455e-09
[120 empty] | 7.3.3.17.5 (Remote Grid) Updates to grid topology to minimize risk of ignition in HFTDs Remote GridWLDFRVegetation ContactAggregated | WLDFR | HFTD - Distribution - Tier 2 - 4QU CoRE ¦ 4QU LoRE | Red Flag Warning - Catastrophic Fires | Vegetation Contact | Aggregated | 2041 | 3.9641e-06 | 696.1473 | 0.0027596 | 2041 | Mitigation | 0.95 | 45 | 0 | esc | 0.00097009 | 3.8455e-09 | 0.00097009 | 3.8455e-09
[120 empty] | 7.3.3.17.5 (Remote Grid) Updates to grid topology to minimize risk of ignition in HFTDs Remote GridWLDFRVegetation ContactAggregated | WLDFR | HFTD - Distribution - Tier 2 - 4QU CoRE ¦ 4QU LoRE | Red Flag Warning - Catastrophic Fires | Vegetation Contact | Aggregated | 2042 | 3.9641e-06 | 696.1473 | 0.0027596 | 2042 | Mitigation | 0.95 | 45 | 0 | esc | 0.00097009 | 3.8455e-09 | 0.00097009 | 3.8455e-09
[120 empty] | 7.3.3.17.5 (Remote Grid) Updates to grid topology to minimize risk of ignition in HFTDs Remote GridWLDFRVegetation ContactAggregated | WLDFR | HFTD - Distribution - Tier 2 - 4QU CoRE ¦ 4QU LoRE | Red Flag Warning - Catastrophic Fires | Vegetation Contact | Aggregated | 2043 | 3.9641e-06 | 696.1473 | 0.0027596 | 2043 | Mitigation | 0.95 | 45 | 0 | esc | 0.00097009 | 3.8455e-09 | 0.00097009 | 3.8455e-09
[120 empty] | 7.3.3.17.5 (Remote Grid) Updates to grid topology to minimize risk of ignition in HFTDs Remote GridWLDFRVegetation ContactAggregated | WLDFR | HFTD - Distribution - Tier 2 - 4QU CoRE ¦ 4QU LoRE | Red Flag Warning - Catastrophic Fires | Vegetation Contact | Aggregated | 2044 | 3.9641e-06 | 696.1473 | 0.0027596 | 2044 | Mitigation | 0.95 | 45 | 0 | esc | 0.00097009 | 3.8455e-09 | 0.00097009 | 3.8455e-09
[120 empty] | 7.3.3.17.5 (Remote Grid) Updates to grid topology to minimize risk of ignition in HFTDs Remote GridWLDFRVegetation ContactAggregated | WLDFR | HFTD - Distribution - Tier 2 - 4QU CoRE ¦ 4QU LoRE | Red Flag Warning - Catastrophic Fires | Vegetation Contact | Aggregated | 2045 | 3.9641e-06 | 696.1473 | 0.0027596 | 2045 | Mitigation | 0.95 | 45 | 0 | esc | 0.00097009 | 3.8455e-09 | 0.00097009 | 3.8455e-09
[120 empty] | 7.3.3.17.5 (Remote Grid) Updates to grid topology to minimize risk of ignition in HFTDs Remote GridWLDFRVegetation ContactAggregated | WLDFR | HFTD - Distribution - Tier 2 - 4QU CoRE ¦ 4QU LoRE | Red Flag Warning - Catastrophic Fires | Vegetation Contact | Aggregated | 2046 | 3.9641e-06 | 696.1473 | 0.0027596 | 2046 | Mitigation | 0.95 | 45 | 0 | esc | 0.00097009 | 3.8455e-09 | 0.00097009 | 3.8455e-09
[120 empty] | 7.3.3.17.5 (Remote Grid) Updates to grid topology to minimize risk of ignition in HFTDs Remote GridWLDFRVegetation ContactAggregated | WLDFR | HFTD - Distribution - Tier 2 - 4QU CoRE ¦ 4QU LoRE | Red Flag Warning - Catastrophic Fires | Vegetation Contact | Aggregated | 2047 | 3.9641e-06 | 696.1473 | 0.0027596 | 2047 | Mitigation | 0.95 | 45 | 0 | esc | 0.00097009 | 3.8455e-09 | 0.00097009 | 3.8455e-09
[120 empty] | 7.3.3.17.5 (Remote Grid) Updates to grid topology to minimize risk of ignition in HFTDs Remote GridWLDFRVegetation ContactAggregated | WLDFR | HFTD - Distribution - Tier 2 - 4QU CoRE ¦ 4QU LoRE | Red Flag Warning - Catastrophic Fires | Vegetation Contact | Aggregated | 2048 | 3.9641e-06 | 696.1473 | 0.0027596 | 2048 | Mitigation | 0.95 | 45 | 0 | esc | 0.00097009 | 3.8455e-09 | 0.00097009 | 3.8455e-09
[120 empty] | 7.3.3.17.5 (Remote Grid) Updates to grid topology to minimize risk of ignition in HFTDs Remote GridWLDFRVegetation ContactAggregated | WLDFR | HFTD - Distribution - Tier 2 - 4QU CoRE ¦ 4QU LoRE | Red Flag Warning - Catastrophic Fires | Vegetation Contact | Aggregated | 2049 | 3.9641e-06 | 696.1473 | 0.0027596 | 2049 | Mitigation | 0.95 | 45 | 0 | esc | 0.00097009 | 3.8455e-09 | 0.00097009 | 3.8455e-09
[120 empty] | 7.3.3.17.5 (Remote Grid) Updates to grid topology to minimize risk of ignition in HFTDs Remote GridWLDFRVegetation ContactAggregated | WLDFR | HFTD - Distribution - Tier 2 - 4QU CoRE ¦ 4QU LoRE | Red Flag Warning - Catastrophic Fires | Vegetation Contact | Aggregated | 2050 | 3.9641e-06 | 696.1473 | 0.0027596 | 2050 | Mitigation | 0.95 | 45 | 0 | esc | 0.00097009 | 3.8455e-09 | 0.00097009 | 3.8455e-09
[120 empty] | 7.3.3.17.5 (Remote Grid) Updates to grid topology to minimize risk of ignition in HFTDs Remote GridWLDFRVegetation ContactAggregated | WLDFR | HFTD - Distribution - Tier 2 - 4QU CoRE ¦ 4QU LoRE | Red Flag Warning - Catastrophic Fires | Vegetation Contact | Aggregated | 2051 | 3.9641e-06 | 696.1473 | 0.0027596 | 2051 | Mitigation | 0.95 | 45 | 0 | esc | 0.00097009 | 3.8455e-09 | 0.00097009 | 3.8455e-09
[120 empty] | 7.3.3.17.5 (Remote Grid) Updates to grid topology to minimize risk of ignition in HFTDs Remote GridWLDFRVegetation ContactAggregated | WLDFR | HFTD - Distribution - Tier 2 - 4QU CoRE ¦ 4QU LoRE | Red Flag Warning - Catastrophic Fires | Vegetation Contact | Aggregated | 2052 | 3.9641e-06 | 696.1473 | 0.0027596 | 2052 | Mitigation | 0.95 | 45 | 0 | esc | 0.00097009 | 3.8455e-09 | 0.00097009 | 3.8455e-09
[120 empty] | 7.3.3.17.5 (Remote Grid) Updates to grid topology to minimize risk of ignition in HFTDs Remote GridWLDFRVegetation ContactAggregated | WLDFR | HFTD - Distribution - Tier 2 - 4QU CoRE ¦ 4QU LoRE | Red Flag Warning - Catastrophic Fires | Vegetation Contact | Aggregated | 2053 | 3.9641e-06 | 696.1473 | 0.0027596 | 2053 | Mitigation | 0.95 | 45 | 0 | esc | 0.00097009 | 3.8455e-09 | 0.00097009 | 3.8455e-09
[120 empty] | 7.3.3.17.5 (Remote Grid) Updates to grid topology to minimize risk of ignition in HFTDs Remote GridWLDFRVegetation ContactAggregated | WLDFR | HFTD - Distribution - Tier 2 - 4QU CoRE ¦ 4QU LoRE | Red Flag Warning - Catastrophic Fires | Vegetation Contact | Aggregated | 2054 | 3.9641e-06 | 696.1473 | 0.0027596 | 2054 | Mitigation | 0.95 | 45 | 0 | esc | 0.00097009 | 3.8455e-09 | 0.00097009 | 3.8455e-09
[120 empty] | 7.3.3.17.5 (Remote Grid) Updates to grid topology to minimize risk of ignition in HFTDs Remote GridWLDFRVegetation ContactAggregated | WLDFR | HFTD - Distribution - Tier 2 - 4QU CoRE ¦ 4QU LoRE | Red Flag Warning - Catastrophic Fires | Vegetation Contact | Aggregated | 2055 | 3.9641e-06 | 696.1473 | 0.0027596 | 2055 | Mitigation | 0.95 | 45 | 0 | esc | 0.00097009 | 3.8455e-09 | 0.00097009 | 3.8455e-09
[120 empty] | 7.3.3.17.5 (Remote Grid) Updates to grid topology to minimize risk of ignition in HFTDs Remote GridWLDFRVegetation ContactAggregated | WLDFR | HFTD - Distribution - Tier 2 - 4QU CoRE ¦ 4QU LoRE | Red Flag Warning - Catastrophic Fires | Vegetation Contact | Aggregated | 2056 | 3.9641e-06 | 696.1473 | 0.0027596 | 2056 | Mitigation | 0.95 | 45 | 0 | esc | 0.00097009 | 3.8455e-09 | 0.00097009 | 3.8455e-09
[120 empty] | 7.3.3.17.5 (Remote Grid) Updates to grid topology to minimize risk of ignition in HFTDs Remote GridWLDFRVegetation ContactAggregated | WLDFR | HFTD - Distribution - Tier 2 - 4QU CoRE ¦ 4QU LoRE | Red Flag Warning - Catastrophic Fires | Vegetation Contact | Aggregated | 2057 | 3.9641e-06 | 696.1473 | 0.0027596 | 2057 | Mitigation | 0.95 | 45 | 0 | esc | 0.00097009 | 3.8455e-09 | 0.00097009 | 3.8455e-09
[120 empty] | 7.3.3.17.5 (Remote Grid) Updates to grid topology to minimize risk of ignition in HFTDs Remote GridWLDFRVegetation ContactAggregated | WLDFR | HFTD - Distribution - Tier 2 - 4QU CoRE ¦ 4QU LoRE | Red Flag Warning - Catastrophic Fires | Vegetation Contact | Aggregated | 2058 | 3.9641e-06 | 696.1473 | 0.0027596 | 2058 | Mitigation | 0.95 | 45 | 0 | esc | 0.00097009 | 3.8455e-09 | 0.00097009 | 3.8455e-09
[120 empty] | 7.3.3.17.5 (Remote Grid) Updates to grid topology to minimize risk of ignition in HFTDs Remote GridWLDFRVegetation ContactAggregated | WLDFR | HFTD - Distribution - Tier 2 - 4QU CoRE ¦ 4QU LoRE | Red Flag Warning - Catastrophic Fires | Vegetation Contact | Aggregated | 2059 | 3.9641e-06 | 696.1473 | 0.0027596 | 2059 | Mitigation | 0.95 | 45 | 0 | esc | 0.00097009 | 3.8455e-09 | 0.00097009 | 3.8455e-09
[120 empty] | 7.3.3.17.5 (Remote Grid) Updates to grid topology to minimize risk of ignition in HFTDs Remote GridWLDFRVegetation ContactAggregated | WLDFR | HFTD - Distribution - Tier 2 - 4QU CoRE ¦ 4QU LoRE | Red Flag Warning - Catastrophic Fires | Vegetation Contact | Aggregated | 2060 | 3.9641e-06 | 696.1473 | 0.0027596 | 2060 | Mitigation | 0.95 | 45 | 0 | esc | 0.00097009 | 3.8455e-09 | 0.00097009 | 3.8455e-09
[120 empty] | 7.3.3.17.5 (Remote Grid) Updates to grid topology to minimize risk of ignition in HFTDs Remote GridWLDFRVegetation ContactAggregated | WLDFR | HFTD - Distribution - Tier 2 - 4QU CoRE ¦ 4QU LoRE | Red Flag Warning - Catastrophic Fires | Vegetation Contact | Aggregated | 2061 | 3.9641e-06 | 696.1473 | 0.0027596 | 2061 | Mitigation | 0.95 | 45 | 0 | esc | 0.00097009 | 3.8455e-09 | 0.00097009 | 3.8455e-09
[120 empty] | 7.3.3.17.5 (Remote Grid) Updates to grid topology to minimize risk of ignition in HFTDs Remote GridWLDFRVegetation ContactAggregated | WLDFR | HFTD - Distribution - Tier 2 - 4QU CoRE ¦ 4QU LoRE | Red Flag Warning - Catastrophic Fires | Vegetation Contact | Aggregated | 2062 | 3.9641e-06 | 696.1473 | 0.0027596 | 2062 | Mitigation | 0.95 | 45 | 0 | esc | 0.00097009 | 3.8455e-09 | 0.00097009 | 3.8455e-09
[120 empty] | 7.3.3.17.5 (Remote Grid) Updates to grid topology to minimize risk of ignition in HFTDs Remote GridWLDFRVegetation ContactAggregated | WLDFR | HFTD - Distribution - Tier 2 - 4QU CoRE ¦ 4QU LoRE | Red Flag Warning - Catastrophic Fires | Vegetation Contact | Aggregated | 2063 | 3.9641e-06 | 696.1473 | 0.0027596 | 2063 | Mitigation | 0.95 | 45 | 0 | esc | 0.00097009 | 3.8455e-09 | 0.00097009 | 3.8455e-09
[120 empty] | 7.3.3.17.5 (Remote Grid) Updates to grid topology to minimize risk of ignition in HFTDs Remote GridWLDFRVegetation ContactAggregated | WLDFR | HFTD - Distribution - Tier 2 - 4QU CoRE ¦ 4QU LoRE | Red Flag Warning - Catastrophic Fires | Vegetation Contact | Aggregated | 2064 | 3.9641e-06 | 696.1473 | 0.0027596 | 2064 | Mitigation | 0.95 | 45 | 0 | esc | 0.00097009 | 3.8455e-09 | 0.00097009 | 3.8455e-09
[120 empty] | 7.3.3.17.5 (Remote Grid) Updates to grid topology to minimize risk of ignition in HFTDs Remote GridWLDFRVegetation ContactAggregated | WLDFR | HFTD - Distribution - Tier 2 - 4QU CoRE ¦ 4QU LoRE | Red Flag Warning - Catastrophic Fires | Vegetation Contact | Aggregated | 2065 | 3.9641e-06 | 696.1473 | 0.0027596 | 2065 | Mitigation | 0.95 | 45 | 0 | esc | 0.00097009 | 3.8455e-09 | 0.00097009 | 3.8455e-09
[120 empty] | 7.3.3.17.5 (Remote Grid) Updates to grid topology to minimize risk of ignition in HFTDs Remote GridWLDFRVegetation ContactAggregated | WLDFR | HFTD - Distribution - Tier 2 - 4QU CoRE ¦ 4QU LoRE | Red Flag Warning - Catastrophic Fires | Vegetation Contact | Aggregated | 2066 | 3.9641e-06 | 696.1473 | 0.0027596 | 2066 | Mitigation | 0.95 | 45 | 0 | esc | 0.00097009 | 3.8455e-09 | 0.00097009 | 3.8455e-09
[120 empty] | 7.3.3.17.5 (Remote Grid) Updates to grid topology to minimize risk of ignition in HFTDs Remote GridWLDFRVegetation ContactAggregated | WLDFR | HFTD - Distribution - Tier 2 - 4QU CoRE ¦ 4QU LoRE | Red Flag Warning - Catastrophic Fires | Vegetation Contact | Aggregated | 2067 | 3.9641e-06 | 696.1473 | 0.0027596 | 2067 | Mitigation | 0.95 | 45 | 0 | esc | 0 | 0 | 0.00097009 | 3.8455e-09
[120 empty] | 7.3.3.17.5 (Remote Grid) Updates to grid topology to minimize risk of ignition in HFTDs Remote GridWLDFREquipment / facility failureAggregated | WLDFR | HFTD - Distribution - Tier 2 - 4QU CoRE ¦ 4QU LoRE | Red Flag Warning - Destructive Fires | Equipment / facility failure | Aggregated | 2022 | 6.9771e-07 | 696.1473 | 0.00048571 | 2022 | Mitigation | 0.95 | 45 | 0 | esc | 0.00097009 | 6.7684e-10 | 0 | 0
[120 empty] | 7.3.3.17.5 (Remote Grid) Updates to grid topology to minimize risk of ignition in HFTDs Remote GridWLDFREquipment / facility failureAggregated | WLDFR | HFTD - Distribution - Tier 2 - 4QU CoRE ¦ 4QU LoRE | Red Flag Warning - Destructive Fires | Equipment / facility failure | Aggregated | 2023 | 6.9771e-07 | 696.1473 | 0.00048571 | 2023 | Mitigation | 0.95 | 45 | 0 | esc | 0.00097009 | 6.7684e-10 | 0.00097009 | 6.7684e-10
[120 empty] | 7.3.3.17.5 (Remote Grid) Updates to grid topology to minimize risk of ignition in HFTDs Remote GridWLDFREquipment / facility failureAggregated | WLDFR | HFTD - Distribution - Tier 2 - 4QU CoRE ¦ 4QU LoRE | Red Flag Warning - Destructive Fires | Equipment / facility failure | Aggregated | 2024 | 6.9771e-07 | 696.1473 | 0.00048571 | 2024 | Mitigation | 0.95 | 45 | 0 | esc | 0.00097009 | 6.7684e-10 | 0.00097009 | 6.7684e-10
[120 empty] | 7.3.3.17.5 (Remote Grid) Updates to grid topology to minimize risk of ignition in HFTDs Remote GridWLDFREquipment / facility failureAggregated | WLDFR | HFTD - Distribution - Tier 2 - 4QU CoRE ¦ 4QU LoRE | Red Flag Warning - Destructive Fires | Equipment / facility failure | Aggregated | 2025 | 6.9771e-07 | 696.1473 | 0.00048571 | 2025 | Mitigation | 0.95 | 45 | 0 | esc | 0.00097009 | 6.7684e-10 | 0.00097009 | 6.7684e-10
[120 empty] | 7.3.3.17.5 (Remote Grid) Updates to grid topology to minimize risk of ignition in HFTDs Remote GridWLDFREquipment / facility failureAggregated | WLDFR | HFTD - Distribution - Tier 2 - 4QU CoRE ¦ 4QU LoRE | Red Flag Warning - Destructive Fires | Equipment / facility failure | Aggregated | 2026 | 6.9771e-07 | 696.1473 | 0.00048571 | 2026 | Mitigation | 0.95 | 45 | 0 | esc | 0.00097009 | 6.7684e-10 | 0.00097009 | 6.7684e-10
[120 empty] | 7.3.3.17.5 (Remote Grid) Updates to grid topology to minimize risk of ignition in HFTDs Remote GridWLDFREquipment / facility failureAggregated | WLDFR | HFTD - Distribution - Tier 2 - 4QU CoRE ¦ 4QU LoRE | Red Flag Warning - Destructive Fires | Equipment / facility failure | Aggregated | 2027 | 6.9771e-07 | 696.1473 | 0.00048571 | 2027 | Mitigation | 0.95 | 45 | 0 | esc | 0.00097009 | 6.7684e-10 | 0.00097009 | 6.7684e-10
[120 empty] | 7.3.3.17.5 (Remote Grid) Updates to grid topology to minimize risk of ignition in HFTDs Remote GridWLDFREquipment / facility failureAggregated | WLDFR | HFTD - Distribution - Tier 2 - 4QU CoRE ¦ 4QU LoRE | Red Flag Warning - Destructive Fires | Equipment / facility failure | Aggregated | 2028 | 6.9771e-07 | 696.1473 | 0.00048571 | 2028 | Mitigation | 0.95 | 45 | 0 | esc | 0.00097009 | 6.7684e-10 | 0.00097009 | 6.7684e-10
[120 empty] | 7.3.3.17.5 (Remote Grid) Updates to grid topology to minimize risk of ignition in HFTDs Remote GridWLDFREquipment / facility failureAggregated | WLDFR | HFTD - Distribution - Tier 2 - 4QU CoRE ¦ 4QU LoRE | Red Flag Warning - Destructive Fires | Equipment / facility failure | Aggregated | 2029 | 6.9771e-07 | 696.1473 | 0.00048571 | 2029 | Mitigation | 0.95 | 45 | 0 | esc | 0.00097009 | 6.7684e-10 | 0.00097009 | 6.7684e-10
[120 empty] | 7.3.3.17.5 (Remote Grid) Updates to grid topology to minimize risk of ignition in HFTDs Remote GridWLDFREquipment / facility failureAggregated | WLDFR | HFTD - Distribution - Tier 2 - 4QU CoRE ¦ 4QU LoRE | Red Flag Warning - Destructive Fires | Equipment / facility failure | Aggregated | 2030 | 6.9771e-07 | 696.1473 | 0.00048571 | 2030 | Mitigation | 0.95 | 45 | 0 | esc | 0.00097009 | 6.7684e-10 | 0.00097009 | 6.7684e-10
[120 empty] | 7.3.3.17.5 (Remote Grid) Updates to grid topology to minimize risk of ignition in HFTDs Remote GridWLDFREquipment / facility failureAggregated | WLDFR | HFTD - Distribution - Tier 2 - 4QU CoRE ¦ 4QU LoRE | Red Flag Warning - Destructive Fires | Equipment / facility failure | Aggregated | 2031 | 6.9771e-07 | 696.1473 | 0.00048571 | 2031 | Mitigation | 0.95 | 45 | 0 | esc | 0.00097009 | 6.7684e-10 | 0.00097009 | 6.7684e-10
[120 empty] | 7.3.3.17.5 (Remote Grid) Updates to grid topology to minimize risk of ignition in HFTDs Remote GridWLDFREquipment / facility failureAggregated | WLDFR | HFTD - Distribution - Tier 2 - 4QU CoRE ¦ 4QU LoRE | Red Flag Warning - Destructive Fires | Equipment / facility failure | Aggregated | 2032 | 6.9771e-07 | 696.1473 | 0.00048571 | 2032 | Mitigation | 0.95 | 45 | 0 | esc | 0.00097009 | 6.7684e-10 | 0.00097009 | 6.7684e-10
[120 empty] | 7.3.3.17.5 (Remote Grid) Updates to grid topology to minimize risk of ignition in HFTDs Remote GridWLDFREquipment / facility failureAggregated | WLDFR | HFTD - Distribution - Tier 2 - 4QU CoRE ¦ 4QU LoRE | Red Flag Warning - Destructive Fires | Equipment / facility failure | Aggregated | 2033 | 6.9771e-07 | 696.1473 | 0.00048571 | 2033 | Mitigation | 0.95 | 45 | 0 | esc | 0.00097009 | 6.7684e-10 | 0.00097009 | 6.7684e-10
[120 empty] | 7.3.3.17.5 (Remote Grid) Updates to grid topology to minimize risk of ignition in HFTDs Remote GridWLDFREquipment / facility failureAggregated | WLDFR | HFTD - Distribution - Tier 2 - 4QU CoRE ¦ 4QU LoRE | Red Flag Warning - Destructive Fires | Equipment / facility failure | Aggregated | 2034 | 6.9771e-07 | 696.1473 | 0.00048571 | 2034 | Mitigation | 0.95 | 45 | 0 | esc | 0.00097009 | 6.7684e-10 | 0.00097009 | 6.7684e-10
[120 empty] | 7.3.3.17.5 (Remote Grid) Updates to grid topology to minimize risk of ignition in HFTDs Remote GridWLDFREquipment / facility failureAggregated | WLDFR | HFTD - Distribution - Tier 2 - 4QU CoRE ¦ 4QU LoRE | Red Flag Warning - Destructive Fires | Equipment / facility failure | Aggregated | 2035 | 6.9771e-07 | 696.1473 | 0.00048571 | 2035 | Mitigation | 0.95 | 45 | 0 | esc | 0.00097009 | 6.7684e-10 | 0.00097009 | 6.7684e-10
[120 empty] | 7.3.3.17.5 (Remote Grid) Updates to grid topology to minimize risk of ignition in HFTDs Remote GridWLDFREquipment / facility failureAggregated | WLDFR | HFTD - Distribution - Tier 2 - 4QU CoRE ¦ 4QU LoRE | Red Flag Warning - Destructive Fires | Equipment / facility failure | Aggregated | 2036 | 6.9771e-07 | 696.1473 | 0.00048571 | 2036 | Mitigation | 0.95 | 45 | 0 | esc | 0.00097009 | 6.7684e-10 | 0.00097009 | 6.7684e-10
[120 empty] | 7.3.3.17.5 (Remote Grid) Updates to grid topology to minimize risk of ignition in HFTDs Remote GridWLDFREquipment / facility failureAggregated | WLDFR | HFTD - Distribution - Tier 2 - 4QU CoRE ¦ 4QU LoRE | Red Flag Warning - Destructive Fires | Equipment / facility failure | Aggregated | 2037 | 6.9771e-07 | 696.1473 | 0.00048571 | 2037 | Mitigation | 0.95 | 45 | 0 | esc | 0.00097009 | 6.7684e-10 | 0.00097009 | 6.7684e-10
[120 empty] | 7.3.3.17.5 (Remote Grid) Updates to grid topology to minimize risk of ignition in HFTDs Remote GridWLDFREquipment / facility failureAggregated | WLDFR | HFTD - Distribution - Tier 2 - 4QU CoRE ¦ 4QU LoRE | Red Flag Warning - Destructive Fires | Equipment / facility failure | Aggregated | 2038 | 6.9771e-07 | 696.1473 | 0.00048571 | 2038 | Mitigation | 0.95 | 45 | 0 | esc | 0.00097009 | 6.7684e-10 | 0.00097009 | 6.7684e-10
[120 empty] | 7.3.3.17.5 (Remote Grid) Updates to grid topology to minimize risk of ignition in HFTDs Remote GridWLDFREquipment / facility failureAggregated | WLDFR | HFTD - Distribution - Tier 2 - 4QU CoRE ¦ 4QU LoRE | Red Flag Warning - Destructive Fires | Equipment / facility failure | Aggregated | 2039 | 6.9771e-07 | 696.1473 | 0.00048571 | 2039 | Mitigation | 0.95 | 45 | 0 | esc | 0.00097009 | 6.7684e-10 | 0.00097009 | 6.7684e-10
[120 empty] | 7.3.3.17.5 (Remote Grid) Updates to grid topology to minimize risk of ignition in HFTDs Remote GridWLDFREquipment / facility failureAggregated | WLDFR | HFTD - Distribution - Tier 2 - 4QU CoRE ¦ 4QU LoRE | Red Flag Warning - Destructive Fires | Equipment / facility failure | Aggregated | 2040 | 6.9771e-07 | 696.1473 | 0.00048571 | 2040 | Mitigation | 0.95 | 45 | 0 | esc | 0.00097009 | 6.7684e-10 | 0.00097009 | 6.7684e-10
[120 empty] | 7.3.3.17.5 (Remote Grid) Updates to grid topology to minimize risk of ignition in HFTDs Remote GridWLDFREquipment / facility failureAggregated | WLDFR | HFTD - Distribution - Tier 2 - 4QU CoRE ¦ 4QU LoRE | Red Flag Warning - Destructive Fires | Equipment / facility failure | Aggregated | 2041 | 6.9771e-07 | 696.1473 | 0.00048571 | 2041 | Mitigation | 0.95 | 45 | 0 | esc | 0.00097009 | 6.7684e-10 | 0.00097009 | 6.7684e-10
[120 empty] | 7.3.3.17.5 (Remote Grid) Updates to grid topology to minimize risk of ignition in HFTDs Remote GridWLDFREquipment / facility failureAggregated | WLDFR | HFTD - Distribution - Tier 2 - 4QU CoRE ¦ 4QU LoRE | Red Flag Warning - Destructive Fires | Equipment / facility failure | Aggregated | 2042 | 6.9771e-07 | 696.1473 | 0.00048571 | 2042 | Mitigation | 0.95 | 45 | 0 | esc | 0.00097009 | 6.7684e-10 | 0.00097009 | 6.7684e-10
[120 empty] | 7.3.3.17.5 (Remote Grid) Updates to grid topology to minimize risk of ignition in HFTDs Remote GridWLDFREquipment / facility failureAggregated | WLDFR | HFTD - Distribution - Tier 2 - 4QU CoRE ¦ 4QU LoRE | Red Flag Warning - Destructive Fires | Equipment / facility failure | Aggregated | 2043 | 6.9771e-07 | 696.1473 | 0.00048571 | 2043 | Mitigation | 0.95 | 45 | 0 | esc | 0.00097009 | 6.7684e-10 | 0.00097009 | 6.7684e-10
[120 empty] | 7.3.3.17.5 (Remote Grid) Updates to grid topology to minimize risk of ignition in HFTDs Remote GridWLDFREquipment / facility failureAggregated | WLDFR | HFTD - Distribution - Tier 2 - 4QU CoRE ¦ 4QU LoRE | Red Flag Warning - Destructive Fires | Equipment / facility failure | Aggregated | 2044 | 6.9771e-07 | 696.1473 | 0.00048571 | 2044 | Mitigation | 0.95 | 45 | 0 | esc | 0.00097009 | 6.7684e-10 | 0.00097009 | 6.7684e-10
[120 empty] | 7.3.3.17.5 (Remote Grid) Updates to grid topology to minimize risk of ignition in HFTDs Remote GridWLDFREquipment / facility failureAggregated | WLDFR | HFTD - Distribution - Tier 2 - 4QU CoRE ¦ 4QU LoRE | Red Flag Warning - Destructive Fires | Equipment / facility failure | Aggregated | 2045 | 6.9771e-07 | 696.1473 | 0.00048571 | 2045 | Mitigation | 0.95 | 45 | 0 | esc | 0.00097009 | 6.7684e-10 | 0.00097009 | 6.7684e-10
[120 empty] | 7.3.3.17.5 (Remote Grid) Updates to grid topology to minimize risk of ignition in HFTDs Remote GridWLDFREquipment / facility failureAggregated | WLDFR | HFTD - Distribution - Tier 2 - 4QU CoRE ¦ 4QU LoRE | Red Flag Warning - Destructive Fires | Equipment / facility failure | Aggregated | 2046 | 6.9771e-07 | 696.1473 | 0.00048571 | 2046 | Mitigation | 0.95 | 45 | 0 | esc | 0.00097009 | 6.7684e-10 | 0.00097009 | 6.7684e-10
[120 empty] | 7.3.3.17.5 (Remote Grid) Updates to grid topology to minimize risk of ignition in HFTDs Remote GridWLDFREquipment / facility failureAggregated | WLDFR | HFTD - Distribution - Tier 2 - 4QU CoRE ¦ 4QU LoRE | Red Flag Warning - Destructive Fires | Equipment / facility failure | Aggregated | 2047 | 6.9771e-07 | 696.1473 | 0.00048571 | 2047 | Mitigation | 0.95 | 45 | 0 | esc | 0.00097009 | 6.7684e-10 | 0.00097009 | 6.7684e-10
[120 empty] | 7.3.3.17.5 (Remote Grid) Updates to grid topology to minimize risk of ignition in HFTDs Remote GridWLDFREquipment / facility failureAggregated | WLDFR | HFTD - Distribution - Tier 2 - 4QU CoRE ¦ 4QU LoRE | Red Flag Warning - Destructive Fires | Equipment / facility failure | Aggregated | 2048 | 6.9771e-07 | 696.1473 | 0.00048571 | 2048 | Mitigation | 0.95 | 45 | 0 | esc | 0.00097009 | 6.7684e-10 | 0.00097009 | 6.7684e-10
[120 empty] | 7.3.3.17.5 (Remote Grid) Updates to grid topology to minimize risk of ignition in HFTDs Remote GridWLDFREquipment / facility failureAggregated | WLDFR | HFTD - Distribution - Tier 2 - 4QU CoRE ¦ 4QU LoRE | Red Flag Warning - Destructive Fires | Equipment / facility failure | Aggregated | 2049 | 6.9771e-07 | 696.1473 | 0.00048571 | 2049 | Mitigation | 0.95 | 45 | 0 | esc | 0.00097009 | 6.7684e-10 | 0.00097009 | 6.7684e-10
[120 empty] | 7.3.3.17.5 (Remote Grid) Updates to grid topology to minimize risk of ignition in HFTDs Remote GridWLDFREquipment / facility failureAggregated | WLDFR | HFTD - Distribution - Tier 2 - 4QU CoRE ¦ 4QU LoRE | Red Flag Warning - Destructive Fires | Equipment / facility failure | Aggregated | 2050 | 6.9771e-07 | 696.1473 | 0.00048571 | 2050 | Mitigation | 0.95 | 45 | 0 | esc | 0.00097009 | 6.7684e-10 | 0.00097009 | 6.7684e-10
[120 empty] | 7.3.3.17.5 (Remote Grid) Updates to grid topology to minimize risk of ignition in HFTDs Remote GridWLDFREquipment / facility failureAggregated | WLDFR | HFTD - Distribution - Tier 2 - 4QU CoRE ¦ 4QU LoRE | Red Flag Warning - Destructive Fires | Equipment / facility failure | Aggregated | 2051 | 6.9771e-07 | 696.1473 | 0.00048571 | 2051 | Mitigation | 0.95 | 45 | 0 | esc | 0.00097009 | 6.7684e-10 | 0.00097009 | 6.7684e-10
[120 empty] | 7.3.3.17.5 (Remote Grid) Updates to grid topology to minimize risk of ignition in HFTDs Remote GridWLDFREquipment / facility failureAggregated | WLDFR | HFTD - Distribution - Tier 2 - 4QU CoRE ¦ 4QU LoRE | Red Flag Warning - Destructive Fires | Equipment / facility failure | Aggregated | 2052 | 6.9771e-07 | 696.1473 | 0.00048571 | 2052 | Mitigation | 0.95 | 45 | 0 | esc | 0.00097009 | 6.7684e-10 | 0.00097009 | 6.7684e-10
[120 empty] | 7.3.3.17.5 (Remote Grid) Updates to grid topology to minimize risk of ignition in HFTDs Remote GridWLDFREquipment / facility failureAggregated | WLDFR | HFTD - Distribution - Tier 2 - 4QU CoRE ¦ 4QU LoRE | Red Flag Warning - Destructive Fires | Equipment / facility failure | Aggregated | 2053 | 6.9771e-07 | 696.1473 | 0.00048571 | 2053 | Mitigation | 0.95 | 45 | 0 | esc | 0.00097009 | 6.7684e-10 | 0.00097009 | 6.7684e-10
[120 empty] | 7.3.3.17.5 (Remote Grid) Updates to grid topology to minimize risk of ignition in HFTDs Remote GridWLDFREquipment / facility failureAggregated | WLDFR | HFTD - Distribution - Tier 2 - 4QU CoRE ¦ 4QU LoRE | Red Flag Warning - Destructive Fires | Equipment / facility failure | Aggregated | 2054 | 6.9771e-07 | 696.1473 | 0.00048571 | 2054 | Mitigation | 0.95 | 45 | 0 | esc | 0.00097009 | 6.7684e-10 | 0.00097009 | 6.7684e-10
[120 empty] | 7.3.3.17.5 (Remote Grid) Updates to grid topology to minimize risk of ignition in HFTDs Remote GridWLDFREquipment / facility failureAggregated | WLDFR | HFTD - Distribution - Tier 2 - 4QU CoRE ¦ 4QU LoRE | Red Flag Warning - Destructive Fires | Equipment / facility failure | Aggregated | 2055 | 6.9771e-07 | 696.1473 | 0.00048571 | 2055 | Mitigation | 0.95 | 45 | 0 | esc | 0.00097009 | 6.7684e-10 | 0.00097009 | 6.7684e-10
[120 empty] | 7.3.3.17.5 (Remote Grid) Updates to grid topology to minimize risk of ignition in HFTDs Remote GridWLDFREquipment / facility failureAggregated | WLDFR | HFTD - Distribution - Tier 2 - 4QU CoRE ¦ 4QU LoRE | Red Flag Warning - Destructive Fires | Equipment / facility failure | Aggregated | 2056 | 6.9771e-07 | 696.1473 | 0.00048571 | 2056 | Mitigation | 0.95 | 45 | 0 | esc | 0.00097009 | 6.7684e-10 | 0.00097009 | 6.7684e-10
[120 empty] | 7.3.3.17.5 (Remote Grid) Updates to grid topology to minimize risk of ignition in HFTDs Remote GridWLDFREquipment / facility failureAggregated | WLDFR | HFTD - Distribution - Tier 2 - 4QU CoRE ¦ 4QU LoRE | Red Flag Warning - Destructive Fires | Equipment / facility failure | Aggregated | 2057 | 6.9771e-07 | 696.1473 | 0.00048571 | 2057 | Mitigation | 0.95 | 45 | 0 | esc | 0.00097009 | 6.7684e-10 | 0.00097009 | 6.7684e-10
[120 empty] | 7.3.3.17.5 (Remote Grid) Updates to grid topology to minimize risk of ignition in HFTDs Remote GridWLDFREquipment / facility failureAggregated | WLDFR | HFTD - Distribution - Tier 2 - 4QU CoRE ¦ 4QU LoRE | Red Flag Warning - Destructive Fires | Equipment / facility failure | Aggregated | 2058 | 6.9771e-07 | 696.1473 | 0.00048571 | 2058 | Mitigation | 0.95 | 45 | 0 | esc | 0.00097009 | 6.7684e-10 | 0.00097009 | 6.7684e-10
[120 empty] | 7.3.3.17.5 (Remote Grid) Updates to grid topology to minimize risk of ignition in HFTDs Remote GridWLDFREquipment / facility failureAggregated | WLDFR | HFTD - Distribution - Tier 2 - 4QU CoRE ¦ 4QU LoRE | Red Flag Warning - Destructive Fires | Equipment / facility failure | Aggregated | 2059 | 6.9771e-07 | 696.1473 | 0.00048571 | 2059 | Mitigation | 0.95 | 45 | 0 | esc | 0.00097009 | 6.7684e-10 | 0.00097009 | 6.7684e-10
[120 empty] | 7.3.3.17.5 (Remote Grid) Updates to grid topology to minimize risk of ignition in HFTDs Remote GridWLDFREquipment / facility failureAggregated | WLDFR | HFTD - Distribution - Tier 2 - 4QU CoRE ¦ 4QU LoRE | Red Flag Warning - Destructive Fires | Equipment / facility failure | Aggregated | 2060 | 6.9771e-07 | 696.1473 | 0.00048571 | 2060 | Mitigation | 0.95 | 45 | 0 | esc | 0.00097009 | 6.7684e-10 | 0.00097009 | 6.7684e-10
[120 empty] | 7.3.3.17.5 (Remote Grid) Updates to grid topology to minimize risk of ignition in HFTDs Remote GridWLDFREquipment / facility failureAggregated | WLDFR | HFTD - Distribution - Tier 2 - 4QU CoRE ¦ 4QU LoRE | Red Flag Warning - Destructive Fires | Equipment / facility failure | Aggregated | 2061 | 6.9771e-07 | 696.1473 | 0.00048571 | 2061 | Mitigation | 0.95 | 45 | 0 | esc | 0.00097009 | 6.7684e-10 | 0.00097009 | 6.7684e-10
[120 empty] | 7.3.3.17.5 (Remote Grid) Updates to grid topology to minimize risk of ignition in HFTDs Remote GridWLDFREquipment / facility failureAggregated | WLDFR | HFTD - Distribution - Tier 2 - 4QU CoRE ¦ 4QU LoRE | Red Flag Warning - Destructive Fires | Equipment / facility failure | Aggregated | 2062 | 6.9771e-07 | 696.1473 | 0.00048571 | 2062 | Mitigation | 0.95 | 45 | 0 | esc | 0.00097009 | 6.7684e-10 | 0.00097009 | 6.7684e-10
[120 empty] | 7.3.3.17.5 (Remote Grid) Updates to grid topology to minimize risk of ignition in HFTDs Remote GridWLDFREquipment / facility failureAggregated | WLDFR | HFTD - Distribution - Tier 2 - 4QU CoRE ¦ 4QU LoRE | Red Flag Warning - Destructive Fires | Equipment / facility failure | Aggregated | 2063 | 6.9771e-07 | 696.1473 | 0.00048571 | 2063 | Mitigation | 0.95 | 45 | 0 | esc | 0.00097009 | 6.7684e-10 | 0.00097009 | 6.7684e-10
[120 empty] | 7.3.3.17.5 (Remote Grid) Updates to grid topology to minimize risk of ignition in HFTDs Remote GridWLDFREquipment / facility failureAggregated | WLDFR | HFTD - Distribution - Tier 2 - 4QU CoRE ¦ 4QU LoRE | Red Flag Warning - Destructive Fires | Equipment / facility failure | Aggregated | 2064 | 6.9771e-07 | 696.1473 | 0.00048571 | 2064 | Mitigation | 0.95 | 45 | 0 | esc | 0.00097009 | 6.7684e-10 | 0.00097009 | 6.7684e-10
[120 empty] | 7.3.3.17.5 (Remote Grid) Updates to grid topology to minimize risk of ignition in HFTDs Remote GridWLDFREquipment / facility failureAggregated | WLDFR | HFTD - Distribution - Tier 2 - 4QU CoRE ¦ 4QU LoRE | Red Flag Warning - Destructive Fires | Equipment / facility failure | Aggregated | 2065 | 6.9771e-07 | 696.1473 | 0.00048571 | 2065 | Mitigation | 0.95 | 45 | 0 | esc | 0.00097009 | 6.7684e-10 | 0.00097009 | 6.7684e-10
[120 empty] | 7.3.3.17.5 (Remote Grid) Updates to grid topology to minimize risk of ignition in HFTDs Remote GridWLDFREquipment / facility failureAggregated | WLDFR | HFTD - Distribution - Tier 2 - 4QU CoRE ¦ 4QU LoRE | Red Flag Warning - Destructive Fires | Equipment / facility failure | Aggregated | 2066 | 6.9771e-07 | 696.1473 | 0.00048571 | 2066 | Mitigation | 0.95 | 45 | 0 | esc | 0.00097009 | 6.7684e-10 | 0.00097009 | 6.7684e-10
[120 empty] | 7.3.3.17.5 (Remote Grid) Updates to grid topology to minimize risk of ignition in HFTDs Remote GridWLDFREquipment / facility failureAggregated | WLDFR | HFTD - Distribution - Tier 2 - 4QU CoRE ¦ 4QU LoRE | Red Flag Warning - Destructive Fires | Equipment / facility failure | Aggregated | 2067 | 6.9771e-07 | 696.1473 | 0.00048571 | 2067 | Mitigation | 0.95 | 45 | 0 | esc | 0 | 0 | 0.00097009 | 6.7684e-10
[120 empty] | 7.3.3.17.5 (Remote Grid) Updates to grid topology to minimize risk of ignition in HFTDs Remote GridWLDFRVegetation ContactAggregated | WLDFR | HFTD - Distribution - Tier 2 - 4QU CoRE ¦ 4QU LoRE | Red Flag Warning - Destructive Fires | Vegetation Contact | Aggregated | 2022 | 5.5424e-07 | 696.1473 | 0.00038583 | 2022 | Mitigation | 0.95 | 45 | 0 | esc | 0.00097009 | 5.3766e-10 | 0 | 0
[120 empty] | 7.3.3.17.5 (Remote Grid) Updates to grid topology to minimize risk of ignition in HFTDs Remote GridWLDFRVegetation ContactAggregated | WLDFR | HFTD - Distribution - Tier 2 - 4QU CoRE ¦ 4QU LoRE | Red Flag Warning - Destructive Fires | Vegetation Contact | Aggregated | 2023 | 5.5424e-07 | 696.1473 | 0.00038583 | 2023 | Mitigation | 0.95 | 45 | 0 | esc | 0.00097009 | 5.3766e-10 | 0.00097009 | 5.3766e-10
[120 empty] | 7.3.3.17.5 (Remote Grid) Updates to grid topology to minimize risk of ignition in HFTDs Remote GridWLDFRVegetation ContactAggregated | WLDFR | HFTD - Distribution - Tier 2 - 4QU CoRE ¦ 4QU LoRE | Red Flag Warning - Destructive Fires | Vegetation Contact | Aggregated | 2024 | 5.5424e-07 | 696.1473 | 0.00038583 | 2024 | Mitigation | 0.95 | 45 | 0 | esc | 0.00097009 | 5.3766e-10 | 0.00097009 | 5.3766e-10
[120 empty] | 7.3.3.17.5 (Remote Grid) Updates to grid topology to minimize risk of ignition in HFTDs Remote GridWLDFRVegetation ContactAggregated | WLDFR | HFTD - Distribution - Tier 2 - 4QU CoRE ¦ 4QU LoRE | Red Flag Warning - Destructive Fires | Vegetation Contact | Aggregated | 2025 | 5.5424e-07 | 696.1473 | 0.00038583 | 2025 | Mitigation | 0.95 | 45 | 0 | esc | 0.00097009 | 5.3766e-10 | 0.00097009 | 5.3766e-10
[120 empty] | 7.3.3.17.5 (Remote Grid) Updates to grid topology to minimize risk of ignition in HFTDs Remote GridWLDFRVegetation ContactAggregated | WLDFR | HFTD - Distribution - Tier 2 - 4QU CoRE ¦ 4QU LoRE | Red Flag Warning - Destructive Fires | Vegetation Contact | Aggregated | 2026 | 5.5424e-07 | 696.1473 | 0.00038583 | 2026 | Mitigation | 0.95 | 45 | 0 | esc | 0.00097009 | 5.3766e-10 | 0.00097009 | 5.3766e-10
[120 empty] | 7.3.3.17.5 (Remote Grid) Updates to grid topology to minimize risk of ignition in HFTDs Remote GridWLDFRVegetation ContactAggregated | WLDFR | HFTD - Distribution - Tier 2 - 4QU CoRE ¦ 4QU LoRE | Red Flag Warning - Destructive Fires | Vegetation Contact | Aggregated | 2027 | 5.5424e-07 | 696.1473 | 0.00038583 | 2027 | Mitigation | 0.95 | 45 | 0 | esc | 0.00097009 | 5.3766e-10 | 0.00097009 | 5.3766e-10
[120 empty] | 7.3.3.17.5 (Remote Grid) Updates to grid topology to minimize risk of ignition in HFTDs Remote GridWLDFRVegetation ContactAggregated | WLDFR | HFTD - Distribution - Tier 2 - 4QU CoRE ¦ 4QU LoRE | Red Flag Warning - Destructive Fires | Vegetation Contact | Aggregated | 2028 | 5.5424e-07 | 696.1473 | 0.00038583 | 2028 | Mitigation | 0.95 | 45 | 0 | esc | 0.00097009 | 5.3766e-10 | 0.00097009 | 5.3766e-10
[120 empty] | 7.3.3.17.5 (Remote Grid) Updates to grid topology to minimize risk of ignition in HFTDs Remote GridWLDFRVegetation ContactAggregated | WLDFR | HFTD - Distribution - Tier 2 - 4QU CoRE ¦ 4QU LoRE | Red Flag Warning - Destructive Fires | Vegetation Contact | Aggregated | 2029 | 5.5424e-07 | 696.1473 | 0.00038583 | 2029 | Mitigation | 0.95 | 45 | 0 | esc | 0.00097009 | 5.3766e-10 | 0.00097009 | 5.3766e-10
[120 empty] | 7.3.3.17.5 (Remote Grid) Updates to grid topology to minimize risk of ignition in HFTDs Remote GridWLDFRVegetation ContactAggregated | WLDFR | HFTD - Distribution - Tier 2 - 4QU CoRE ¦ 4QU LoRE | Red Flag Warning - Destructive Fires | Vegetation Contact | Aggregated | 2030 | 5.5424e-07 | 696.1473 | 0.00038583 | 2030 | Mitigation | 0.95 | 45 | 0 | esc | 0.00097009 | 5.3766e-10 | 0.00097009 | 5.3766e-10
[120 empty] | 7.3.3.17.5 (Remote Grid) Updates to grid topology to minimize risk of ignition in HFTDs Remote GridWLDFRVegetation ContactAggregated | WLDFR | HFTD - Distribution - Tier 2 - 4QU CoRE ¦ 4QU LoRE | Red Flag Warning - Destructive Fires | Vegetation Contact | Aggregated | 2031 | 5.5424e-07 | 696.1473 | 0.00038583 | 2031 | Mitigation | 0.95 | 45 | 0 | esc | 0.00097009 | 5.3766e-10 | 0.00097009 | 5.3766e-10
[120 empty] | 7.3.3.17.5 (Remote Grid) Updates to grid topology to minimize risk of ignition in HFTDs Remote GridWLDFRVegetation ContactAggregated | WLDFR | HFTD - Distribution - Tier 2 - 4QU CoRE ¦ 4QU LoRE | Red Flag Warning - Destructive Fires | Vegetation Contact | Aggregated | 2032 | 5.5424e-07 | 696.1473 | 0.00038583 | 2032 | Mitigation | 0.95 | 45 | 0 | esc | 0.00097009 | 5.3766e-10 | 0.00097009 | 5.3766e-10
[120 empty] | 7.3.3.17.5 (Remote Grid) Updates to grid topology to minimize risk of ignition in HFTDs Remote GridWLDFRVegetation ContactAggregated | WLDFR | HFTD - Distribution - Tier 2 - 4QU CoRE ¦ 4QU LoRE | Red Flag Warning - Destructive Fires | Vegetation Contact | Aggregated | 2033 | 5.5424e-07 | 696.1473 | 0.00038583 | 2033 | Mitigation | 0.95 | 45 | 0 | esc | 0.00097009 | 5.3766e-10 | 0.00097009 | 5.3766e-10
[120 empty] | 7.3.3.17.5 (Remote Grid) Updates to grid topology to minimize risk of ignition in HFTDs Remote GridWLDFRVegetation ContactAggregated | WLDFR | HFTD - Distribution - Tier 2 - 4QU CoRE ¦ 4QU LoRE | Red Flag Warning - Destructive Fires | Vegetation Contact | Aggregated | 2034 | 5.5424e-07 | 696.1473 | 0.00038583 | 2034 | Mitigation | 0.95 | 45 | 0 | esc | 0.00097009 | 5.3766e-10 | 0.00097009 | 5.3766e-10
[120 empty] | 7.3.3.17.5 (Remote Grid) Updates to grid topology to minimize risk of ignition in HFTDs Remote GridWLDFRVegetation ContactAggregated | WLDFR | HFTD - Distribution - Tier 2 - 4QU CoRE ¦ 4QU LoRE | Red Flag Warning - Destructive Fires | Vegetation Contact | Aggregated | 2035 | 5.5424e-07 | 696.1473 | 0.00038583 | 2035 | Mitigation | 0.95 | 45 | 0 | esc | 0.00097009 | 5.3766e-10 | 0.00097009 | 5.3766e-10
[120 empty] | 7.3.3.17.5 (Remote Grid) Updates to grid topology to minimize risk of ignition in HFTDs Remote GridWLDFRVegetation ContactAggregated | WLDFR | HFTD - Distribution - Tier 2 - 4QU CoRE ¦ 4QU LoRE | Red Flag Warning - Destructive Fires | Vegetation Contact | Aggregated | 2036 | 5.5424e-07 | 696.1473 | 0.00038583 | 2036 | Mitigation | 0.95 | 45 | 0 | esc | 0.00097009 | 5.3766e-10 | 0.00097009 | 5.3766e-10
[120 empty] | 7.3.3.17.5 (Remote Grid) Updates to grid topology to minimize risk of ignition in HFTDs Remote GridWLDFRVegetation ContactAggregated | WLDFR | HFTD - Distribution - Tier 2 - 4QU CoRE ¦ 4QU LoRE | Red Flag Warning - Destructive Fires | Vegetation Contact | Aggregated | 2037 | 5.5424e-07 | 696.1473 | 0.00038583 | 2037 | Mitigation | 0.95 | 45 | 0 | esc | 0.00097009 | 5.3766e-10 | 0.00097009 | 5.3766e-10
[120 empty] | 7.3.3.17.5 (Remote Grid) Updates to grid topology to minimize risk of ignition in HFTDs Remote GridWLDFRVegetation ContactAggregated | WLDFR | HFTD - Distribution - Tier 2 - 4QU CoRE ¦ 4QU LoRE | Red Flag Warning - Destructive Fires | Vegetation Contact | Aggregated | 2038 | 5.5424e-07 | 696.1473 | 0.00038583 | 2038 | Mitigation | 0.95 | 45 | 0 | esc | 0.00097009 | 5.3766e-10 | 0.00097009 | 5.3766e-10
[120 empty] | 7.3.3.17.5 (Remote Grid) Updates to grid topology to minimize risk of ignition in HFTDs Remote GridWLDFRVegetation ContactAggregated | WLDFR | HFTD - Distribution - Tier 2 - 4QU CoRE ¦ 4QU LoRE | Red Flag Warning - Destructive Fires | Vegetation Contact | Aggregated | 2039 | 5.5424e-07 | 696.1473 | 0.00038583 | 2039 | Mitigation | 0.95 | 45 | 0 | esc | 0.00097009 | 5.3766e-10 | 0.00097009 | 5.3766e-10
[120 empty] | 7.3.3.17.5 (Remote Grid) Updates to grid topology to minimize risk of ignition in HFTDs Remote GridWLDFRVegetation ContactAggregated | WLDFR | HFTD - Distribution - Tier 2 - 4QU CoRE ¦ 4QU LoRE | Red Flag Warning - Destructive Fires | Vegetation Contact | Aggregated | 2040 | 5.5424e-07 | 696.1473 | 0.00038583 | 2040 | Mitigation | 0.95 | 45 | 0 | esc | 0.00097009 | 5.3766e-10 | 0.00097009 | 5.3766e-10
[120 empty] | 7.3.3.17.5 (Remote Grid) Updates to grid topology to minimize risk of ignition in HFTDs Remote GridWLDFRVegetation ContactAggregated | WLDFR | HFTD - Distribution - Tier 2 - 4QU CoRE ¦ 4QU LoRE | Red Flag Warning - Destructive Fires | Vegetation Contact | Aggregated | 2041 | 5.5424e-07 | 696.1473 | 0.00038583 | 2041 | Mitigation | 0.95 | 45 | 0 | esc | 0.00097009 | 5.3766e-10 | 0.00097009 | 5.3766e-10
[120 empty] | 7.3.3.17.5 (Remote Grid) Updates to grid topology to minimize risk of ignition in HFTDs Remote GridWLDFRVegetation ContactAggregated | WLDFR | HFTD - Distribution - Tier 2 - 4QU CoRE ¦ 4QU LoRE | Red Flag Warning - Destructive Fires | Vegetation Contact | Aggregated | 2042 | 5.5424e-07 | 696.1473 | 0.00038583 | 2042 | Mitigation | 0.95 | 45 | 0 | esc | 0.00097009 | 5.3766e-10 | 0.00097009 | 5.3766e-10
[120 empty] | 7.3.3.17.5 (Remote Grid) Updates to grid topology to minimize risk of ignition in HFTDs Remote GridWLDFRVegetation ContactAggregated | WLDFR | HFTD - Distribution - Tier 2 - 4QU CoRE ¦ 4QU LoRE | Red Flag Warning - Destructive Fires | Vegetation Contact | Aggregated | 2043 | 5.5424e-07 | 696.1473 | 0.00038583 | 2043 | Mitigation | 0.95 | 45 | 0 | esc | 0.00097009 | 5.3766e-10 | 0.00097009 | 5.3766e-10
[120 empty] | 7.3.3.17.5 (Remote Grid) Updates to grid topology to minimize risk of ignition in HFTDs Remote GridWLDFRVegetation ContactAggregated | WLDFR | HFTD - Distribution - Tier 2 - 4QU CoRE ¦ 4QU LoRE | Red Flag Warning - Destructive Fires | Vegetation Contact | Aggregated | 2044 | 5.5424e-07 | 696.1473 | 0.00038583 | 2044 | Mitigation | 0.95 | 45 | 0 | esc | 0.00097009 | 5.3766e-10 | 0.00097009 | 5.3766e-10
[120 empty] | 7.3.3.17.5 (Remote Grid) Updates to grid topology to minimize risk of ignition in HFTDs Remote GridWLDFRVegetation ContactAggregated | WLDFR | HFTD - Distribution - Tier 2 - 4QU CoRE ¦ 4QU LoRE | Red Flag Warning - Destructive Fires | Vegetation Contact | Aggregated | 2045 | 5.5424e-07 | 696.1473 | 0.00038583 | 2045 | Mitigation | 0.95 | 45 | 0 | esc | 0.00097009 | 5.3766e-10 | 0.00097009 | 5.3766e-10
[120 empty] | 7.3.3.17.5 (Remote Grid) Updates to grid topology to minimize risk of ignition in HFTDs Remote GridWLDFRVegetation ContactAggregated | WLDFR | HFTD - Distribution - Tier 2 - 4QU CoRE ¦ 4QU LoRE | Red Flag Warning - Destructive Fires | Vegetation Contact | Aggregated | 2046 | 5.5424e-07 | 696.1473 | 0.00038583 | 2046 | Mitigation | 0.95 | 45 | 0 | esc | 0.00097009 | 5.3766e-10 | 0.00097009 | 5.3766e-10
[120 empty] | 7.3.3.17.5 (Remote Grid) Updates to grid topology to minimize risk of ignition in HFTDs Remote GridWLDFRVegetation ContactAggregated | WLDFR | HFTD - Distribution - Tier 2 - 4QU CoRE ¦ 4QU LoRE | Red Flag Warning - Destructive Fires | Vegetation Contact | Aggregated | 2047 | 5.5424e-07 | 696.1473 | 0.00038583 | 2047 | Mitigation | 0.95 | 45 | 0 | esc | 0.00097009 | 5.3766e-10 | 0.00097009 | 5.3766e-10
[120 empty] | 7.3.3.17.5 (Remote Grid) Updates to grid topology to minimize risk of ignition in HFTDs Remote GridWLDFRVegetation ContactAggregated | WLDFR | HFTD - Distribution - Tier 2 - 4QU CoRE ¦ 4QU LoRE | Red Flag Warning - Destructive Fires | Vegetation Contact | Aggregated | 2048 | 5.5424e-07 | 696.1473 | 0.00038583 | 2048 | Mitigation | 0.95 | 45 | 0 | esc | 0.00097009 | 5.3766e-10 | 0.00097009 | 5.3766e-10
[120 empty] | 7.3.3.17.5 (Remote Grid) Updates to grid topology to minimize risk of ignition in HFTDs Remote GridWLDFRVegetation ContactAggregated | WLDFR | HFTD - Distribution - Tier 2 - 4QU CoRE ¦ 4QU LoRE | Red Flag Warning - Destructive Fires | Vegetation Contact | Aggregated | 2049 | 5.5424e-07 | 696.1473 | 0.00038583 | 2049 | Mitigation | 0.95 | 45 | 0 | esc | 0.00097009 | 5.3766e-10 | 0.00097009 | 5.3766e-10
[120 empty] | 7.3.3.17.5 (Remote Grid) Updates to grid topology to minimize risk of ignition in HFTDs Remote GridWLDFRVegetation ContactAggregated | WLDFR | HFTD - Distribution - Tier 2 - 4QU CoRE ¦ 4QU LoRE | Red Flag Warning - Destructive Fires | Vegetation Contact | Aggregated | 2050 | 5.5424e-07 | 696.1473 | 0.00038583 | 2050 | Mitigation | 0.95 | 45 | 0 | esc | 0.00097009 | 5.3766e-10 | 0.00097009 | 5.3766e-10
[120 empty] | 7.3.3.17.5 (Remote Grid) Updates to grid topology to minimize risk of ignition in HFTDs Remote GridWLDFRVegetation ContactAggregated | WLDFR | HFTD - Distribution - Tier 2 - 4QU CoRE ¦ 4QU LoRE | Red Flag Warning - Destructive Fires | Vegetation Contact | Aggregated | 2051 | 5.5424e-07 | 696.1473 | 0.00038583 | 2051 | Mitigation | 0.95 | 45 | 0 | esc | 0.00097009 | 5.3766e-10 | 0.00097009 | 5.3766e-10
[120 empty] | 7.3.3.17.5 (Remote Grid) Updates to grid topology to minimize risk of ignition in HFTDs Remote GridWLDFRVegetation ContactAggregated | WLDFR | HFTD - Distribution - Tier 2 - 4QU CoRE ¦ 4QU LoRE | Red Flag Warning - Destructive Fires | Vegetation Contact | Aggregated | 2052 | 5.5424e-07 | 696.1473 | 0.00038583 | 2052 | Mitigation | 0.95 | 45 | 0 | esc | 0.00097009 | 5.3766e-10 | 0.00097009 | 5.3766e-10
[120 empty] | 7.3.3.17.5 (Remote Grid) Updates to grid topology to minimize risk of ignition in HFTDs Remote GridWLDFRVegetation ContactAggregated | WLDFR | HFTD - Distribution - Tier 2 - 4QU CoRE ¦ 4QU LoRE | Red Flag Warning - Destructive Fires | Vegetation Contact | Aggregated | 2053 | 5.5424e-07 | 696.1473 | 0.00038583 | 2053 | Mitigation | 0.95 | 45 | 0 | esc | 0.00097009 | 5.3766e-10 | 0.00097009 | 5.3766e-10
[120 empty] | 7.3.3.17.5 (Remote Grid) Updates to grid topology to minimize risk of ignition in HFTDs Remote GridWLDFRVegetation ContactAggregated | WLDFR | HFTD - Distribution - Tier 2 - 4QU CoRE ¦ 4QU LoRE | Red Flag Warning - Destructive Fires | Vegetation Contact | Aggregated | 2054 | 5.5424e-07 | 696.1473 | 0.00038583 | 2054 | Mitigation | 0.95 | 45 | 0 | esc | 0.00097009 | 5.3766e-10 | 0.00097009 | 5.3766e-10
[120 empty] | 7.3.3.17.5 (Remote Grid) Updates to grid topology to minimize risk of ignition in HFTDs Remote GridWLDFRVegetation ContactAggregated | WLDFR | HFTD - Distribution - Tier 2 - 4QU CoRE ¦ 4QU LoRE | Red Flag Warning - Destructive Fires | Vegetation Contact | Aggregated | 2055 | 5.5424e-07 | 696.1473 | 0.00038583 | 2055 | Mitigation | 0.95 | 45 | 0 | esc | 0.00097009 | 5.3766e-10 | 0.00097009 | 5.3766e-10
[120 empty] | 7.3.3.17.5 (Remote Grid) Updates to grid topology to minimize risk of ignition in HFTDs Remote GridWLDFRVegetation ContactAggregated | WLDFR | HFTD - Distribution - Tier 2 - 4QU CoRE ¦ 4QU LoRE | Red Flag Warning - Destructive Fires | Vegetation Contact | Aggregated | 2056 | 5.5424e-07 | 696.1473 | 0.00038583 | 2056 | Mitigation | 0.95 | 45 | 0 | esc | 0.00097009 | 5.3766e-10 | 0.00097009 | 5.3766e-10
[120 empty] | 7.3.3.17.5 (Remote Grid) Updates to grid topology to minimize risk of ignition in HFTDs Remote GridWLDFRVegetation ContactAggregated | WLDFR | HFTD - Distribution - Tier 2 - 4QU CoRE ¦ 4QU LoRE | Red Flag Warning - Destructive Fires | Vegetation Contact | Aggregated | 2057 | 5.5424e-07 | 696.1473 | 0.00038583 | 2057 | Mitigation | 0.95 | 45 | 0 | esc | 0.00097009 | 5.3766e-10 | 0.00097009 | 5.3766e-10
[120 empty] | 7.3.3.17.5 (Remote Grid) Updates to grid topology to minimize risk of ignition in HFTDs Remote GridWLDFRVegetation ContactAggregated | WLDFR | HFTD - Distribution - Tier 2 - 4QU CoRE ¦ 4QU LoRE | Red Flag Warning - Destructive Fires | Vegetation Contact | Aggregated | 2058 | 5.5424e-07 | 696.1473 | 0.00038583 | 2058 | Mitigation | 0.95 | 45 | 0 | esc | 0.00097009 | 5.3766e-10 | 0.00097009 | 5.3766e-10
[120 empty] | 7.3.3.17.5 (Remote Grid) Updates to grid topology to minimize risk of ignition in HFTDs Remote GridWLDFRVegetation ContactAggregated | WLDFR | HFTD - Distribution - Tier 2 - 4QU CoRE ¦ 4QU LoRE | Red Flag Warning - Destructive Fires | Vegetation Contact | Aggregated | 2059 | 5.5424e-07 | 696.1473 | 0.00038583 | 2059 | Mitigation | 0.95 | 45 | 0 | esc | 0.00097009 | 5.3766e-10 | 0.00097009 | 5.3766e-10
[120 empty] | 7.3.3.17.5 (Remote Grid) Updates to grid topology to minimize risk of ignition in HFTDs Remote GridWLDFRVegetation ContactAggregated | WLDFR | HFTD - Distribution - Tier 2 - 4QU CoRE ¦ 4QU LoRE | Red Flag Warning - Destructive Fires | Vegetation Contact | Aggregated | 2060 | 5.5424e-07 | 696.1473 | 0.00038583 | 2060 | Mitigation | 0.95 | 45 | 0 | esc | 0.00097009 | 5.3766e-10 | 0.00097009 | 5.3766e-10
[120 empty] | 7.3.3.17.5 (Remote Grid) Updates to grid topology to minimize risk of ignition in HFTDs Remote GridWLDFRVegetation ContactAggregated | WLDFR | HFTD - Distribution - Tier 2 - 4QU CoRE ¦ 4QU LoRE | Red Flag Warning - Destructive Fires | Vegetation Contact | Aggregated | 2061 | 5.5424e-07 | 696.1473 | 0.00038583 | 2061 | Mitigation | 0.95 | 45 | 0 | esc | 0.00097009 | 5.3766e-10 | 0.00097009 | 5.3766e-10
[120 empty] | 7.3.3.17.5 (Remote Grid) Updates to grid topology to minimize risk of ignition in HFTDs Remote GridWLDFRVegetation ContactAggregated | WLDFR | HFTD - Distribution - Tier 2 - 4QU CoRE ¦ 4QU LoRE | Red Flag Warning - Destructive Fires | Vegetation Contact | Aggregated | 2062 | 5.5424e-07 | 696.1473 | 0.00038583 | 2062 | Mitigation | 0.95 | 45 | 0 | esc | 0.00097009 | 5.3766e-10 | 0.00097009 | 5.3766e-10
[120 empty] | 7.3.3.17.5 (Remote Grid) Updates to grid topology to minimize risk of ignition in HFTDs Remote GridWLDFRVegetation ContactAggregated | WLDFR | HFTD - Distribution - Tier 2 - 4QU CoRE ¦ 4QU LoRE | Red Flag Warning - Destructive Fires | Vegetation Contact | Aggregated | 2063 | 5.5424e-07 | 696.1473 | 0.00038583 | 2063 | Mitigation | 0.95 | 45 | 0 | esc | 0.00097009 | 5.3766e-10 | 0.00097009 | 5.3766e-10
[120 empty] | 7.3.3.17.5 (Remote Grid) Updates to grid topology to minimize risk of ignition in HFTDs Remote GridWLDFRVegetation ContactAggregated | WLDFR | HFTD - Distribution - Tier 2 - 4QU CoRE ¦ 4QU LoRE | Red Flag Warning - Destructive Fires | Vegetation Contact | Aggregated | 2064 | 5.5424e-07 | 696.1473 | 0.00038583 | 2064 | Mitigation | 0.95 | 45 | 0 | esc | 0.00097009 | 5.3766e-10 | 0.00097009 | 5.3766e-10
[120 empty] | 7.3.3.17.5 (Remote Grid) Updates to grid topology to minimize risk of ignition in HFTDs Remote GridWLDFRVegetation ContactAggregated | WLDFR | HFTD - Distribution - Tier 2 - 4QU CoRE ¦ 4QU LoRE | Red Flag Warning - Destructive Fires | Vegetation Contact | Aggregated | 2065 | 5.5424e-07 | 696.1473 | 0.00038583 | 2065 | Mitigation | 0.95 | 45 | 0 | esc | 0.00097009 | 5.3766e-10 | 0.00097009 | 5.3766e-10
[120 empty] | 7.3.3.17.5 (Remote Grid) Updates to grid topology to minimize risk of ignition in HFTDs Remote GridWLDFRVegetation ContactAggregated | WLDFR | HFTD - Distribution - Tier 2 - 4QU CoRE ¦ 4QU LoRE | Red Flag Warning - Destructive Fires | Vegetation Contact | Aggregated | 2066 | 5.5424e-07 | 696.1473 | 0.00038583 | 2066 | Mitigation | 0.95 | 45 | 0 | esc | 0.00097009 | 5.3766e-10 | 0.00097009 | 5.3766e-10
[120 empty] | 7.3.3.17.5 (Remote Grid) Updates to grid topology to minimize risk of ignition in HFTDs Remote GridWLDFRVegetation ContactAggregated | WLDFR | HFTD - Distribution - Tier 2 - 4QU CoRE ¦ 4QU LoRE | Red Flag Warning - Destructive Fires | Vegetation Contact | Aggregated | 2067 | 5.5424e-07 | 696.1473 | 0.00038583 | 2067 | Mitigation | 0.95 | 45 | 0 | esc | 0 | 0 | 0.00097009 | 5.3766e-10
[120 empty] | 7.3.3.17.5 (Remote Grid) Updates to grid topology to minimize risk of ignition in HFTDs Remote GridWLDFREquipment / facility failureAggregated | WLDFR | HFTD - Distribution - Tier 2 - 4QU CoRE ¦ 4QU LoRE | Red Flag Warning - Large Fires | Equipment / facility failure | Aggregated | 2022 | 1.4371e-05 | 696.1473 | 0.010004 | 2022 | Mitigation | 0.95 | 45 | 0 | esc | 0.00097009 | 1.3941e-08 | 0 | 0
[120 empty] | 7.3.3.17.5 (Remote Grid) Updates to grid topology to minimize risk of ignition in HFTDs Remote GridWLDFREquipment / facility failureAggregated | WLDFR | HFTD - Distribution - Tier 2 - 4QU CoRE ¦ 4QU LoRE | Red Flag Warning - Large Fires | Equipment / facility failure | Aggregated | 2023 | 1.4371e-05 | 696.1473 | 0.010004 | 2023 | Mitigation | 0.95 | 45 | 0 | esc | 0.00097009 | 1.3941e-08 | 0.00097009 | 1.3941e-08
[120 empty] | 7.3.3.17.5 (Remote Grid) Updates to grid topology to minimize risk of ignition in HFTDs Remote GridWLDFREquipment / facility failureAggregated | WLDFR | HFTD - Distribution - Tier 2 - 4QU CoRE ¦ 4QU LoRE | Red Flag Warning - Large Fires | Equipment / facility failure | Aggregated | 2024 | 1.4371e-05 | 696.1473 | 0.010004 | 2024 | Mitigation | 0.95 | 45 | 0 | esc | 0.00097009 | 1.3941e-08 | 0.00097009 | 1.3941e-08
[120 empty] | 7.3.3.17.5 (Remote Grid) Updates to grid topology to minimize risk of ignition in HFTDs Remote GridWLDFREquipment / facility failureAggregated | WLDFR | HFTD - Distribution - Tier 2 - 4QU CoRE ¦ 4QU LoRE | Red Flag Warning - Large Fires | Equipment / facility failure | Aggregated | 2025 | 1.4371e-05 | 696.1473 | 0.010004 | 2025 | Mitigation | 0.95 | 45 | 0 | esc | 0.00097009 | 1.3941e-08 | 0.00097009 | 1.3941e-08
[120 empty] | 7.3.3.17.5 (Remote Grid) Updates to grid topology to minimize risk of ignition in HFTDs Remote GridWLDFREquipment / facility failureAggregated | WLDFR | HFTD - Distribution - Tier 2 - 4QU CoRE ¦ 4QU LoRE | Red Flag Warning - Large Fires | Equipment / facility failure | Aggregated | 2026 | 1.4371e-05 | 696.1473 | 0.010004 | 2026 | Mitigation | 0.95 | 45 | 0 | esc | 0.00097009 | 1.3941e-08 | 0.00097009 | 1.3941e-08
[120 empty] | 7.3.3.17.5 (Remote Grid) Updates to grid topology to minimize risk of ignition in HFTDs Remote GridWLDFREquipment / facility failureAggregated | WLDFR | HFTD - Distribution - Tier 2 - 4QU CoRE ¦ 4QU LoRE | Red Flag Warning - Large Fires | Equipment / facility failure | Aggregated | 2027 | 1.4371e-05 | 696.1473 | 0.010004 | 2027 | Mitigation | 0.95 | 45 | 0 | esc | 0.00097009 | 1.3941e-08 | 0.00097009 | 1.3941e-08
[120 empty] | 7.3.3.17.5 (Remote Grid) Updates to grid topology to minimize risk of ignition in HFTDs Remote GridWLDFREquipment / facility failureAggregated | WLDFR | HFTD - Distribution - Tier 2 - 4QU CoRE ¦ 4QU LoRE | Red Flag Warning - Large Fires | Equipment / facility failure | Aggregated | 2028 | 1.4371e-05 | 696.1473 | 0.010004 | 2028 | Mitigation | 0.95 | 45 | 0 | esc | 0.00097009 | 1.3941e-08 | 0.00097009 | 1.3941e-08
[120 empty] | 7.3.3.17.5 (Remote Grid) Updates to grid topology to minimize risk of ignition in HFTDs Remote GridWLDFREquipment / facility failureAggregated | WLDFR | HFTD - Distribution - Tier 2 - 4QU CoRE ¦ 4QU LoRE | Red Flag Warning - Large Fires | Equipment / facility failure | Aggregated | 2029 | 1.4371e-05 | 696.1473 | 0.010004 | 2029 | Mitigation | 0.95 | 45 | 0 | esc | 0.00097009 | 1.3941e-08 | 0.00097009 | 1.3941e-08
[120 empty] | 7.3.3.17.5 (Remote Grid) Updates to grid topology to minimize risk of ignition in HFTDs Remote GridWLDFREquipment / facility failureAggregated | WLDFR | HFTD - Distribution - Tier 2 - 4QU CoRE ¦ 4QU LoRE | Red Flag Warning - Large Fires | Equipment / facility failure | Aggregated | 2030 | 1.4371e-05 | 696.1473 | 0.010004 | 2030 | Mitigation | 0.95 | 45 | 0 | esc | 0.00097009 | 1.3941e-08 | 0.00097009 | 1.3941e-08
[120 empty] | 7.3.3.17.5 (Remote Grid) Updates to grid topology to minimize risk of ignition in HFTDs Remote GridWLDFREquipment / facility failureAggregated | WLDFR | HFTD - Distribution - Tier 2 - 4QU CoRE ¦ 4QU LoRE | Red Flag Warning - Large Fires | Equipment / facility failure | Aggregated | 2031 | 1.4371e-05 | 696.1473 | 0.010004 | 2031 | Mitigation | 0.95 | 45 | 0 | esc | 0.00097009 | 1.3941e-08 | 0.00097009 | 1.3941e-08
[120 empty] | 7.3.3.17.5 (Remote Grid) Updates to grid topology to minimize risk of ignition in HFTDs Remote GridWLDFREquipment / facility failureAggregated | WLDFR | HFTD - Distribution - Tier 2 - 4QU CoRE ¦ 4QU LoRE | Red Flag Warning - Large Fires | Equipment / facility failure | Aggregated | 2032 | 1.4371e-05 | 696.1473 | 0.010004 | 2032 | Mitigation | 0.95 | 45 | 0 | esc | 0.00097009 | 1.3941e-08 | 0.00097009 | 1.3941e-08
[120 empty] | 7.3.3.17.5 (Remote Grid) Updates to grid topology to minimize risk of ignition in HFTDs Remote GridWLDFREquipment / facility failureAggregated | WLDFR | HFTD - Distribution - Tier 2 - 4QU CoRE ¦ 4QU LoRE | Red Flag Warning - Large Fires | Equipment / facility failure | Aggregated | 2033 | 1.4371e-05 | 696.1473 | 0.010004 | 2033 | Mitigation | 0.95 | 45 | 0 | esc | 0.00097009 | 1.3941e-08 | 0.00097009 | 1.3941e-08
[120 empty] | 7.3.3.17.5 (Remote Grid) Updates to grid topology to minimize risk of ignition in HFTDs Remote GridWLDFREquipment / facility failureAggregated | WLDFR | HFTD - Distribution - Tier 2 - 4QU CoRE ¦ 4QU LoRE | Red Flag Warning - Large Fires | Equipment / facility failure | Aggregated | 2034 | 1.4371e-05 | 696.1473 | 0.010004 | 2034 | Mitigation | 0.95 | 45 | 0 | esc | 0.00097009 | 1.3941e-08 | 0.00097009 | 1.3941e-08
[120 empty] | 7.3.3.17.5 (Remote Grid) Updates to grid topology to minimize risk of ignition in HFTDs Remote GridWLDFREquipment / facility failureAggregated | WLDFR | HFTD - Distribution - Tier 2 - 4QU CoRE ¦ 4QU LoRE | Red Flag Warning - Large Fires | Equipment / facility failure | Aggregated | 2035 | 1.4371e-05 | 696.1473 | 0.010004 | 2035 | Mitigation | 0.95 | 45 | 0 | esc | 0.00097009 | 1.3941e-08 | 0.00097009 | 1.3941e-08
[120 empty] | 7.3.3.17.5 (Remote Grid) Updates to grid topology to minimize risk of ignition in HFTDs Remote GridWLDFREquipment / facility failureAggregated | WLDFR | HFTD - Distribution - Tier 2 - 4QU CoRE ¦ 4QU LoRE | Red Flag Warning - Large Fires | Equipment / facility failure | Aggregated | 2036 | 1.4371e-05 | 696.1473 | 0.010004 | 2036 | Mitigation | 0.95 | 45 | 0 | esc | 0.00097009 | 1.3941e-08 | 0.00097009 | 1.3941e-08
[120 empty] | 7.3.3.17.5 (Remote Grid) Updates to grid topology to minimize risk of ignition in HFTDs Remote GridWLDFREquipment / facility failureAggregated | WLDFR | HFTD - Distribution - Tier 2 - 4QU CoRE ¦ 4QU LoRE | Red Flag Warning - Large Fires | Equipment / facility failure | Aggregated | 2037 | 1.4371e-05 | 696.1473 | 0.010004 | 2037 | Mitigation | 0.95 | 45 | 0 | esc | 0.00097009 | 1.3941e-08 | 0.00097009 | 1.3941e-08
[120 empty] | 7.3.3.17.5 (Remote Grid) Updates to grid topology to minimize risk of ignition in HFTDs Remote GridWLDFREquipment / facility failureAggregated | WLDFR | HFTD - Distribution - Tier 2 - 4QU CoRE ¦ 4QU LoRE | Red Flag Warning - Large Fires | Equipment / facility failure | Aggregated | 2038 | 1.4371e-05 | 696.1473 | 0.010004 | 2038 | Mitigation | 0.95 | 45 | 0 | esc | 0.00097009 | 1.3941e-08 | 0.00097009 | 1.3941e-08
[120 empty] | 7.3.3.17.5 (Remote Grid) Updates to grid topology to minimize risk of ignition in HFTDs Remote GridWLDFREquipment / facility failureAggregated | WLDFR | HFTD - Distribution - Tier 2 - 4QU CoRE ¦ 4QU LoRE | Red Flag Warning - Large Fires | Equipment / facility failure | Aggregated | 2039 | 1.4371e-05 | 696.1473 | 0.010004 | 2039 | Mitigation | 0.95 | 45 | 0 | esc | 0.00097009 | 1.3941e-08 | 0.00097009 | 1.3941e-08
[120 empty] | 7.3.3.17.5 (Remote Grid) Updates to grid topology to minimize risk of ignition in HFTDs Remote GridWLDFREquipment / facility failureAggregated | WLDFR | HFTD - Distribution - Tier 2 - 4QU CoRE ¦ 4QU LoRE | Red Flag Warning - Large Fires | Equipment / facility failure | Aggregated | 2040 | 1.4371e-05 | 696.1473 | 0.010004 | 2040 | Mitigation | 0.95 | 45 | 0 | esc | 0.00097009 | 1.3941e-08 | 0.00097009 | 1.3941e-08
[120 empty] | 7.3.3.17.5 (Remote Grid) Updates to grid topology to minimize risk of ignition in HFTDs Remote GridWLDFREquipment / facility failureAggregated | WLDFR | HFTD - Distribution - Tier 2 - 4QU CoRE ¦ 4QU LoRE | Red Flag Warning - Large Fires | Equipment / facility failure | Aggregated | 2041 | 1.4371e-05 | 696.1473 | 0.010004 | 2041 | Mitigation | 0.95 | 45 | 0 | esc | 0.00097009 | 1.3941e-08 | 0.00097009 | 1.3941e-08
[120 empty] | 7.3.3.17.5 (Remote Grid) Updates to grid topology to minimize risk of ignition in HFTDs Remote GridWLDFREquipment / facility failureAggregated | WLDFR | HFTD - Distribution - Tier 2 - 4QU CoRE ¦ 4QU LoRE | Red Flag Warning - Large Fires | Equipment / facility failure | Aggregated | 2042 | 1.4371e-05 | 696.1473 | 0.010004 | 2042 | Mitigation | 0.95 | 45 | 0 | esc | 0.00097009 | 1.3941e-08 | 0.00097009 | 1.3941e-08
[120 empty] | 7.3.3.17.5 (Remote Grid) Updates to grid topology to minimize risk of ignition in HFTDs Remote GridWLDFREquipment / facility failureAggregated | WLDFR | HFTD - Distribution - Tier 2 - 4QU CoRE ¦ 4QU LoRE | Red Flag Warning - Large Fires | Equipment / facility failure | Aggregated | 2043 | 1.4371e-05 | 696.1473 | 0.010004 | 2043 | Mitigation | 0.95 | 45 | 0 | esc | 0.00097009 | 1.3941e-08 | 0.00097009 | 1.3941e-08
[120 empty] | 7.3.3.17.5 (Remote Grid) Updates to grid topology to minimize risk of ignition in HFTDs Remote GridWLDFREquipment / facility failureAggregated | WLDFR | HFTD - Distribution - Tier 2 - 4QU CoRE ¦ 4QU LoRE | Red Flag Warning - Large Fires | Equipment / facility failure | Aggregated | 2044 | 1.4371e-05 | 696.1473 | 0.010004 | 2044 | Mitigation | 0.95 | 45 | 0 | esc | 0.00097009 | 1.3941e-08 | 0.00097009 | 1.3941e-08
[120 empty] | 7.3.3.17.5 (Remote Grid) Updates to grid topology to minimize risk of ignition in HFTDs Remote GridWLDFREquipment / facility failureAggregated | WLDFR | HFTD - Distribution - Tier 2 - 4QU CoRE ¦ 4QU LoRE | Red Flag Warning - Large Fires | Equipment / facility failure | Aggregated | 2045 | 1.4371e-05 | 696.1473 | 0.010004 | 2045 | Mitigation | 0.95 | 45 | 0 | esc | 0.00097009 | 1.3941e-08 | 0.00097009 | 1.3941e-08
[120 empty] | 7.3.3.17.5 (Remote Grid) Updates to grid topology to minimize risk of ignition in HFTDs Remote GridWLDFREquipment / facility failureAggregated | WLDFR | HFTD - Distribution - Tier 2 - 4QU CoRE ¦ 4QU LoRE | Red Flag Warning - Large Fires | Equipment / facility failure | Aggregated | 2046 | 1.4371e-05 | 696.1473 | 0.010004 | 2046 | Mitigation | 0.95 | 45 | 0 | esc | 0.00097009 | 1.3941e-08 | 0.00097009 | 1.3941e-08
[120 empty] | 7.3.3.17.5 (Remote Grid) Updates to grid topology to minimize risk of ignition in HFTDs Remote GridWLDFREquipment / facility failureAggregated | WLDFR | HFTD - Distribution - Tier 2 - 4QU CoRE ¦ 4QU LoRE | Red Flag Warning - Large Fires | Equipment / facility failure | Aggregated | 2047 | 1.4371e-05 | 696.1473 | 0.010004 | 2047 | Mitigation | 0.95 | 45 | 0 | esc | 0.00097009 | 1.3941e-08 | 0.00097009 | 1.3941e-08
[120 empty] | 7.3.3.17.5 (Remote Grid) Updates to grid topology to minimize risk of ignition in HFTDs Remote GridWLDFREquipment / facility failureAggregated | WLDFR | HFTD - Distribution - Tier 2 - 4QU CoRE ¦ 4QU LoRE | Red Flag Warning - Large Fires | Equipment / facility failure | Aggregated | 2048 | 1.4371e-05 | 696.1473 | 0.010004 | 2048 | Mitigation | 0.95 | 45 | 0 | esc | 0.00097009 | 1.3941e-08 | 0.00097009 | 1.3941e-08
[120 empty] | 7.3.3.17.5 (Remote Grid) Updates to grid topology to minimize risk of ignition in HFTDs Remote GridWLDFREquipment / facility failureAggregated | WLDFR | HFTD - Distribution - Tier 2 - 4QU CoRE ¦ 4QU LoRE | Red Flag Warning - Large Fires | Equipment / facility failure | Aggregated | 2049 | 1.4371e-05 | 696.1473 | 0.010004 | 2049 | Mitigation | 0.95 | 45 | 0 | esc | 0.00097009 | 1.3941e-08 | 0.00097009 | 1.3941e-08
[120 empty] | 7.3.3.17.5 (Remote Grid) Updates to grid topology to minimize risk of ignition in HFTDs Remote GridWLDFREquipment / facility failureAggregated | WLDFR | HFTD - Distribution - Tier 2 - 4QU CoRE ¦ 4QU LoRE | Red Flag Warning - Large Fires | Equipment / facility failure | Aggregated | 2050 | 1.4371e-05 | 696.1473 | 0.010004 | 2050 | Mitigation | 0.95 | 45 | 0 | esc | 0.00097009 | 1.3941e-08 | 0.00097009 | 1.3941e-08
[120 empty] | 7.3.3.17.5 (Remote Grid) Updates to grid topology to minimize risk of ignition in HFTDs Remote GridWLDFREquipment / facility failureAggregated | WLDFR | HFTD - Distribution - Tier 2 - 4QU CoRE ¦ 4QU LoRE | Red Flag Warning - Large Fires | Equipment / facility failure | Aggregated | 2051 | 1.4371e-05 | 696.1473 | 0.010004 | 2051 | Mitigation | 0.95 | 45 | 0 | esc | 0.00097009 | 1.3941e-08 | 0.00097009 | 1.3941e-08
[120 empty] | 7.3.3.17.5 (Remote Grid) Updates to grid topology to minimize risk of ignition in HFTDs Remote GridWLDFREquipment / facility failureAggregated | WLDFR | HFTD - Distribution - Tier 2 - 4QU CoRE ¦ 4QU LoRE | Red Flag Warning - Large Fires | Equipment / facility failure | Aggregated | 2052 | 1.4371e-05 | 696.1473 | 0.010004 | 2052 | Mitigation | 0.95 | 45 | 0 | esc | 0.00097009 | 1.3941e-08 | 0.00097009 | 1.3941e-08
[120 empty] | 7.3.3.17.5 (Remote Grid) Updates to grid topology to minimize risk of ignition in HFTDs Remote GridWLDFREquipment / facility failureAggregated | WLDFR | HFTD - Distribution - Tier 2 - 4QU CoRE ¦ 4QU LoRE | Red Flag Warning - Large Fires | Equipment / facility failure | Aggregated | 2053 | 1.4371e-05 | 696.1473 | 0.010004 | 2053 | Mitigation | 0.95 | 45 | 0 | esc | 0.00097009 | 1.3941e-08 | 0.00097009 | 1.3941e-08
[120 empty] | 7.3.3.17.5 (Remote Grid) Updates to grid topology to minimize risk of ignition in HFTDs Remote GridWLDFREquipment / facility failureAggregated | WLDFR | HFTD - Distribution - Tier 2 - 4QU CoRE ¦ 4QU LoRE | Red Flag Warning - Large Fires | Equipment / facility failure | Aggregated | 2054 | 1.4371e-05 | 696.1473 | 0.010004 | 2054 | Mitigation | 0.95 | 45 | 0 | esc | 0.00097009 | 1.3941e-08 | 0.00097009 | 1.3941e-08
[120 empty] | 7.3.3.17.5 (Remote Grid) Updates to grid topology to minimize risk of ignition in HFTDs Remote GridWLDFREquipment / facility failureAggregated | WLDFR | HFTD - Distribution - Tier 2 - 4QU CoRE ¦ 4QU LoRE | Red Flag Warning - Large Fires | Equipment / facility failure | Aggregated | 2055 | 1.4371e-05 | 696.1473 | 0.010004 | 2055 | Mitigation | 0.95 | 45 | 0 | esc | 0.00097009 | 1.3941e-08 | 0.00097009 | 1.3941e-08
[120 empty] | 7.3.3.17.5 (Remote Grid) Updates to grid topology to minimize risk of ignition in HFTDs Remote GridWLDFREquipment / facility failureAggregated | WLDFR | HFTD - Distribution - Tier 2 - 4QU CoRE ¦ 4QU LoRE | Red Flag Warning - Large Fires | Equipment / facility failure | Aggregated | 2056 | 1.4371e-05 | 696.1473 | 0.010004 | 2056 | Mitigation | 0.95 | 45 | 0 | esc | 0.00097009 | 1.3941e-08 | 0.00097009 | 1.3941e-08
[120 empty] | 7.3.3.17.5 (Remote Grid) Updates to grid topology to minimize risk of ignition in HFTDs Remote GridWLDFREquipment / facility failureAggregated | WLDFR | HFTD - Distribution - Tier 2 - 4QU CoRE ¦ 4QU LoRE | Red Flag Warning - Large Fires | Equipment / facility failure | Aggregated | 2057 | 1.4371e-05 | 696.1473 | 0.010004 | 2057 | Mitigation | 0.95 | 45 | 0 | esc | 0.00097009 | 1.3941e-08 | 0.00097009 | 1.3941e-08
[120 empty] | 7.3.3.17.5 (Remote Grid) Updates to grid topology to minimize risk of ignition in HFTDs Remote GridWLDFREquipment / facility failureAggregated | WLDFR | HFTD - Distribution - Tier 2 - 4QU CoRE ¦ 4QU LoRE | Red Flag Warning - Large Fires | Equipment / facility failure | Aggregated | 2058 | 1.4371e-05 | 696.1473 | 0.010004 | 2058 | Mitigation | 0.95 | 45 | 0 | esc | 0.00097009 | 1.3941e-08 | 0.00097009 | 1.3941e-08
[120 empty] | 7.3.3.17.5 (Remote Grid) Updates to grid topology to minimize risk of ignition in HFTDs Remote GridWLDFREquipment / facility failureAggregated | WLDFR | HFTD - Distribution - Tier 2 - 4QU CoRE ¦ 4QU LoRE | Red Flag Warning - Large Fires | Equipment / facility failure | Aggregated | 2059 | 1.4371e-05 | 696.1473 | 0.010004 | 2059 | Mitigation | 0.95 | 45 | 0 | esc | 0.00097009 | 1.3941e-08 | 0.00097009 | 1.3941e-08
[120 empty] | 7.3.3.17.5 (Remote Grid) Updates to grid topology to minimize risk of ignition in HFTDs Remote GridWLDFREquipment / facility failureAggregated | WLDFR | HFTD - Distribution - Tier 2 - 4QU CoRE ¦ 4QU LoRE | Red Flag Warning - Large Fires | Equipment / facility failure | Aggregated | 2060 | 1.4371e-05 | 696.1473 | 0.010004 | 2060 | Mitigation | 0.95 | 45 | 0 | esc | 0.00097009 | 1.3941e-08 | 0.00097009 | 1.3941e-08
[120 empty] | 7.3.3.17.5 (Remote Grid) Updates to grid topology to minimize risk of ignition in HFTDs Remote GridWLDFREquipment / facility failureAggregated | WLDFR | HFTD - Distribution - Tier 2 - 4QU CoRE ¦ 4QU LoRE | Red Flag Warning - Large Fires | Equipment / facility failure | Aggregated | 2061 | 1.4371e-05 | 696.1473 | 0.010004 | 2061 | Mitigation | 0.95 | 45 | 0 | esc | 0.00097009 | 1.3941e-08 | 0.00097009 | 1.3941e-08
[120 empty] | 7.3.3.17.5 (Remote Grid) Updates to grid topology to minimize risk of ignition in HFTDs Remote GridWLDFREquipment / facility failureAggregated | WLDFR | HFTD - Distribution - Tier 2 - 4QU CoRE ¦ 4QU LoRE | Red Flag Warning - Large Fires | Equipment / facility failure | Aggregated | 2062 | 1.4371e-05 | 696.1473 | 0.010004 | 2062 | Mitigation | 0.95 | 45 | 0 | esc | 0.00097009 | 1.3941e-08 | 0.00097009 | 1.3941e-08
[120 empty] | 7.3.3.17.5 (Remote Grid) Updates to grid topology to minimize risk of ignition in HFTDs Remote GridWLDFREquipment / facility failureAggregated | WLDFR | HFTD - Distribution - Tier 2 - 4QU CoRE ¦ 4QU LoRE | Red Flag Warning - Large Fires | Equipment / facility failure | Aggregated | 2063 | 1.4371e-05 | 696.1473 | 0.010004 | 2063 | Mitigation | 0.95 | 45 | 0 | esc | 0.00097009 | 1.3941e-08 | 0.00097009 | 1.3941e-08
[120 empty] | 7.3.3.17.5 (Remote Grid) Updates to grid topology to minimize risk of ignition in HFTDs Remote GridWLDFREquipment / facility failureAggregated | WLDFR | HFTD - Distribution - Tier 2 - 4QU CoRE ¦ 4QU LoRE | Red Flag Warning - Large Fires | Equipment / facility failure | Aggregated | 2064 | 1.4371e-05 | 696.1473 | 0.010004 | 2064 | Mitigation | 0.95 | 45 | 0 | esc | 0.00097009 | 1.3941e-08 | 0.00097009 | 1.3941e-08
[120 empty] | 7.3.3.17.5 (Remote Grid) Updates to grid topology to minimize risk of ignition in HFTDs Remote GridWLDFREquipment / facility failureAggregated | WLDFR | HFTD - Distribution - Tier 2 - 4QU CoRE ¦ 4QU LoRE | Red Flag Warning - Large Fires | Equipment / facility failure | Aggregated | 2065 | 1.4371e-05 | 696.1473 | 0.010004 | 2065 | Mitigation | 0.95 | 45 | 0 | esc | 0.00097009 | 1.3941e-08 | 0.00097009 | 1.3941e-08
[120 empty] | 7.3.3.17.5 (Remote Grid) Updates to grid topology to minimize risk of ignition in HFTDs Remote GridWLDFREquipment / facility failureAggregated | WLDFR | HFTD - Distribution - Tier 2 - 4QU CoRE ¦ 4QU LoRE | Red Flag Warning - Large Fires | Equipment / facility failure | Aggregated | 2066 | 1.4371e-05 | 696.1473 | 0.010004 | 2066 | Mitigation | 0.95 | 45 | 0 | esc | 0.00097009 | 1.3941e-08 | 0.00097009 | 1.3941e-08
[120 empty] | 7.3.3.17.5 (Remote Grid) Updates to grid topology to minimize risk of ignition in HFTDs Remote GridWLDFREquipment / facility failureAggregated | WLDFR | HFTD - Distribution - Tier 2 - 4QU CoRE ¦ 4QU LoRE | Red Flag Warning - Large Fires | Equipment / facility failure | Aggregated | 2067 | 1.4371e-05 | 696.1473 | 0.010004 | 2067 | Mitigation | 0.95 | 45 | 0 | esc | 0 | 0 | 0.00097009 | 1.3941e-08
[120 empty] | 7.3.3.17.5 (Remote Grid) Updates to grid topology to minimize risk of ignition in HFTDs Remote GridWLDFRVegetation ContactAggregated | WLDFR | HFTD - Distribution - Tier 2 - 4QU CoRE ¦ 4QU LoRE | Red Flag Warning - Large Fires | Vegetation Contact | Aggregated | 2022 | 1.1145e-05 | 696.1473 | 0.0077584 | 2022 | Mitigation | 0.95 | 45 | 0 | esc | 0.00097009 | 1.0811e-08 | 0 | 0
[120 empty] | 7.3.3.17.5 (Remote Grid) Updates to grid topology to minimize risk of ignition in HFTDs Remote GridWLDFRVegetation ContactAggregated | WLDFR | HFTD - Distribution - Tier 2 - 4QU CoRE ¦ 4QU LoRE | Red Flag Warning - Large Fires | Vegetation Contact | Aggregated | 2023 | 1.1145e-05 | 696.1473 | 0.0077584 | 2023 | Mitigation | 0.95 | 45 | 0 | esc | 0.00097009 | 1.0811e-08 | 0.00097009 | 1.0811e-08
[120 empty] | 7.3.3.17.5 (Remote Grid) Updates to grid topology to minimize risk of ignition in HFTDs Remote GridWLDFRVegetation ContactAggregated | WLDFR | HFTD - Distribution - Tier 2 - 4QU CoRE ¦ 4QU LoRE | Red Flag Warning - Large Fires | Vegetation Contact | Aggregated | 2024 | 1.1145e-05 | 696.1473 | 0.0077584 | 2024 | Mitigation | 0.95 | 45 | 0 | esc | 0.00097009 | 1.0811e-08 | 0.00097009 | 1.0811e-08
[120 empty] | 7.3.3.17.5 (Remote Grid) Updates to grid topology to minimize risk of ignition in HFTDs Remote GridWLDFRVegetation ContactAggregated | WLDFR | HFTD - Distribution - Tier 2 - 4QU CoRE ¦ 4QU LoRE | Red Flag Warning - Large Fires | Vegetation Contact | Aggregated | 2025 | 1.1145e-05 | 696.1473 | 0.0077584 | 2025 | Mitigation | 0.95 | 45 | 0 | esc | 0.00097009 | 1.0811e-08 | 0.00097009 | 1.0811e-08
[120 empty] | 7.3.3.17.5 (Remote Grid) Updates to grid topology to minimize risk of ignition in HFTDs Remote GridWLDFRVegetation ContactAggregated | WLDFR | HFTD - Distribution - Tier 2 - 4QU CoRE ¦ 4QU LoRE | Red Flag Warning - Large Fires | Vegetation Contact | Aggregated | 2026 | 1.1145e-05 | 696.1473 | 0.0077584 | 2026 | Mitigation | 0.95 | 45 | 0 | esc | 0.00097009 | 1.0811e-08 | 0.00097009 | 1.0811e-08
[120 empty] | 7.3.3.17.5 (Remote Grid) Updates to grid topology to minimize risk of ignition in HFTDs Remote GridWLDFRVegetation ContactAggregated | WLDFR | HFTD - Distribution - Tier 2 - 4QU CoRE ¦ 4QU LoRE | Red Flag Warning - Large Fires | Vegetation Contact | Aggregated | 2027 | 1.1145e-05 | 696.1473 | 0.0077584 | 2027 | Mitigation | 0.95 | 45 | 0 | esc | 0.00097009 | 1.0811e-08 | 0.00097009 | 1.0811e-08
[120 empty] | 7.3.3.17.5 (Remote Grid) Updates to grid topology to minimize risk of ignition in HFTDs Remote GridWLDFRVegetation ContactAggregated | WLDFR | HFTD - Distribution - Tier 2 - 4QU CoRE ¦ 4QU LoRE | Red Flag Warning - Large Fires | Vegetation Contact | Aggregated | 2028 | 1.1145e-05 | 696.1473 | 0.0077584 | 2028 | Mitigation | 0.95 | 45 | 0 | esc | 0.00097009 | 1.0811e-08 | 0.00097009 | 1.0811e-08
[120 empty] | 7.3.3.17.5 (Remote Grid) Updates to grid topology to minimize risk of ignition in HFTDs Remote GridWLDFRVegetation ContactAggregated | WLDFR | HFTD - Distribution - Tier 2 - 4QU CoRE ¦ 4QU LoRE | Red Flag Warning - Large Fires | Vegetation Contact | Aggregated | 2029 | 1.1145e-05 | 696.1473 | 0.0077584 | 2029 | Mitigation | 0.95 | 45 | 0 | esc | 0.00097009 | 1.0811e-08 | 0.00097009 | 1.0811e-08
[120 empty] | 7.3.3.17.5 (Remote Grid) Updates to grid topology to minimize risk of ignition in HFTDs Remote GridWLDFRVegetation ContactAggregated | WLDFR | HFTD - Distribution - Tier 2 - 4QU CoRE ¦ 4QU LoRE | Red Flag Warning - Large Fires | Vegetation Contact | Aggregated | 2030 | 1.1145e-05 | 696.1473 | 0.0077584 | 2030 | Mitigation | 0.95 | 45 | 0 | esc | 0.00097009 | 1.0811e-08 | 0.00097009 | 1.0811e-08
[120 empty] | 7.3.3.17.5 (Remote Grid) Updates to grid topology to minimize risk of ignition in HFTDs Remote GridWLDFRVegetation ContactAggregated | WLDFR | HFTD - Distribution - Tier 2 - 4QU CoRE ¦ 4QU LoRE | Red Flag Warning - Large Fires | Vegetation Contact | Aggregated | 2031 | 1.1145e-05 | 696.1473 | 0.0077584 | 2031 | Mitigation | 0.95 | 45 | 0 | esc | 0.00097009 | 1.0811e-08 | 0.00097009 | 1.0811e-08
[120 empty] | 7.3.3.17.5 (Remote Grid) Updates to grid topology to minimize risk of ignition in HFTDs Remote GridWLDFRVegetation ContactAggregated | WLDFR | HFTD - Distribution - Tier 2 - 4QU CoRE ¦ 4QU LoRE | Red Flag Warning - Large Fires | Vegetation Contact | Aggregated | 2032 | 1.1145e-05 | 696.1473 | 0.0077584 | 2032 | Mitigation | 0.95 | 45 | 0 | esc | 0.00097009 | 1.0811e-08 | 0.00097009 | 1.0811e-08
[120 empty] | 7.3.3.17.5 (Remote Grid) Updates to grid topology to minimize risk of ignition in HFTDs Remote GridWLDFRVegetation ContactAggregated | WLDFR | HFTD - Distribution - Tier 2 - 4QU CoRE ¦ 4QU LoRE | Red Flag Warning - Large Fires | Vegetation Contact | Aggregated | 2033 | 1.1145e-05 | 696.1473 | 0.0077584 | 2033 | Mitigation | 0.95 | 45 | 0 | esc | 0.00097009 | 1.0811e-08 | 0.00097009 | 1.0811e-08
[120 empty] | 7.3.3.17.5 (Remote Grid) Updates to grid topology to minimize risk of ignition in HFTDs Remote GridWLDFRVegetation ContactAggregated | WLDFR | HFTD - Distribution - Tier 2 - 4QU CoRE ¦ 4QU LoRE | Red Flag Warning - Large Fires | Vegetation Contact | Aggregated | 2034 | 1.1145e-05 | 696.1473 | 0.0077584 | 2034 | Mitigation | 0.95 | 45 | 0 | esc | 0.00097009 | 1.0811e-08 | 0.00097009 | 1.0811e-08
[120 empty] | 7.3.3.17.5 (Remote Grid) Updates to grid topology to minimize risk of ignition in HFTDs Remote GridWLDFRVegetation ContactAggregated | WLDFR | HFTD - Distribution - Tier 2 - 4QU CoRE ¦ 4QU LoRE | Red Flag Warning - Large Fires | Vegetation Contact | Aggregated | 2035 | 1.1145e-05 | 696.1473 | 0.0077584 | 2035 | Mitigation | 0.95 | 45 | 0 | esc | 0.00097009 | 1.0811e-08 | 0.00097009 | 1.0811e-08
[120 empty] | 7.3.3.17.5 (Remote Grid) Updates to grid topology to minimize risk of ignition in HFTDs Remote GridWLDFRVegetation ContactAggregated | WLDFR | HFTD - Distribution - Tier 2 - 4QU CoRE ¦ 4QU LoRE | Red Flag Warning - Large Fires | Vegetation Contact | Aggregated | 2036 | 1.1145e-05 | 696.1473 | 0.0077584 | 2036 | Mitigation | 0.95 | 45 | 0 | esc | 0.00097009 | 1.0811e-08 | 0.00097009 | 1.0811e-08
[120 empty] | 7.3.3.17.5 (Remote Grid) Updates to grid topology to minimize risk of ignition in HFTDs Remote GridWLDFRVegetation ContactAggregated | WLDFR | HFTD - Distribution - Tier 2 - 4QU CoRE ¦ 4QU LoRE | Red Flag Warning - Large Fires | Vegetation Contact | Aggregated | 2037 | 1.1145e-05 | 696.1473 | 0.0077584 | 2037 | Mitigation | 0.95 | 45 | 0 | esc | 0.00097009 | 1.0811e-08 | 0.00097009 | 1.0811e-08
[120 empty] | 7.3.3.17.5 (Remote Grid) Updates to grid topology to minimize risk of ignition in HFTDs Remote GridWLDFRVegetation ContactAggregated | WLDFR | HFTD - Distribution - Tier 2 - 4QU CoRE ¦ 4QU LoRE | Red Flag Warning - Large Fires | Vegetation Contact | Aggregated | 2038 | 1.1145e-05 | 696.1473 | 0.0077584 | 2038 | Mitigation | 0.95 | 45 | 0 | esc | 0.00097009 | 1.0811e-08 | 0.00097009 | 1.0811e-08
[120 empty] | 7.3.3.17.5 (Remote Grid) Updates to grid topology to minimize risk of ignition in HFTDs Remote GridWLDFRVegetation ContactAggregated | WLDFR | HFTD - Distribution - Tier 2 - 4QU CoRE ¦ 4QU LoRE | Red Flag Warning - Large Fires | Vegetation Contact | Aggregated | 2039 | 1.1145e-05 | 696.1473 | 0.0077584 | 2039 | Mitigation | 0.95 | 45 | 0 | esc | 0.00097009 | 1.0811e-08 | 0.00097009 | 1.0811e-08
[120 empty] | 7.3.3.17.5 (Remote Grid) Updates to grid topology to minimize risk of ignition in HFTDs Remote GridWLDFRVegetation ContactAggregated | WLDFR | HFTD - Distribution - Tier 2 - 4QU CoRE ¦ 4QU LoRE | Red Flag Warning - Large Fires | Vegetation Contact | Aggregated | 2040 | 1.1145e-05 | 696.1473 | 0.0077584 | 2040 | Mitigation | 0.95 | 45 | 0 | esc | 0.00097009 | 1.0811e-08 | 0.00097009 | 1.0811e-08
[120 empty] | 7.3.3.17.5 (Remote Grid) Updates to grid topology to minimize risk of ignition in HFTDs Remote GridWLDFRVegetation ContactAggregated | WLDFR | HFTD - Distribution - Tier 2 - 4QU CoRE ¦ 4QU LoRE | Red Flag Warning - Large Fires | Vegetation Contact | Aggregated | 2041 | 1.1145e-05 | 696.1473 | 0.0077584 | 2041 | Mitigation | 0.95 | 45 | 0 | esc | 0.00097009 | 1.0811e-08 | 0.00097009 | 1.0811e-08
[120 empty] | 7.3.3.17.5 (Remote Grid) Updates to grid topology to minimize risk of ignition in HFTDs Remote GridWLDFRVegetation ContactAggregated | WLDFR | HFTD - Distribution - Tier 2 - 4QU CoRE ¦ 4QU LoRE | Red Flag Warning - Large Fires | Vegetation Contact | Aggregated | 2042 | 1.1145e-05 | 696.1473 | 0.0077584 | 2042 | Mitigation | 0.95 | 45 | 0 | esc | 0.00097009 | 1.0811e-08 | 0.00097009 | 1.0811e-08
[120 empty] | 7.3.3.17.5 (Remote Grid) Updates to grid topology to minimize risk of ignition in HFTDs Remote GridWLDFRVegetation ContactAggregated | WLDFR | HFTD - Distribution - Tier 2 - 4QU CoRE ¦ 4QU LoRE | Red Flag Warning - Large Fires | Vegetation Contact | Aggregated | 2043 | 1.1145e-05 | 696.1473 | 0.0077584 | 2043 | Mitigation | 0.95 | 45 | 0 | esc | 0.00097009 | 1.0811e-08 | 0.00097009 | 1.0811e-08
[120 empty] | 7.3.3.17.5 (Remote Grid) Updates to grid topology to minimize risk of ignition in HFTDs Remote GridWLDFRVegetation ContactAggregated | WLDFR | HFTD - Distribution - Tier 2 - 4QU CoRE ¦ 4QU LoRE | Red Flag Warning - Large Fires | Vegetation Contact | Aggregated | 2044 | 1.1145e-05 | 696.1473 | 0.0077584 | 2044 | Mitigation | 0.95 | 45 | 0 | esc | 0.00097009 | 1.0811e-08 | 0.00097009 | 1.0811e-08
[120 empty] | 7.3.3.17.5 (Remote Grid) Updates to grid topology to minimize risk of ignition in HFTDs Remote GridWLDFRVegetation ContactAggregated | WLDFR | HFTD - Distribution - Tier 2 - 4QU CoRE ¦ 4QU LoRE | Red Flag Warning - Large Fires | Vegetation Contact | Aggregated | 2045 | 1.1145e-05 | 696.1473 | 0.0077584 | 2045 | Mitigation | 0.95 | 45 | 0 | esc | 0.00097009 | 1.0811e-08 | 0.00097009 | 1.0811e-08
[120 empty] | 7.3.3.17.5 (Remote Grid) Updates to grid topology to minimize risk of ignition in HFTDs Remote GridWLDFRVegetation ContactAggregated | WLDFR | HFTD - Distribution - Tier 2 - 4QU CoRE ¦ 4QU LoRE | Red Flag Warning - Large Fires | Vegetation Contact | Aggregated | 2046 | 1.1145e-05 | 696.1473 | 0.0077584 | 2046 | Mitigation | 0.95 | 45 | 0 | esc | 0.00097009 | 1.0811e-08 | 0.00097009 | 1.0811e-08
[120 empty] | 7.3.3.17.5 (Remote Grid) Updates to grid topology to minimize risk of ignition in HFTDs Remote GridWLDFRVegetation ContactAggregated | WLDFR | HFTD - Distribution - Tier 2 - 4QU CoRE ¦ 4QU LoRE | Red Flag Warning - Large Fires | Vegetation Contact | Aggregated | 2047 | 1.1145e-05 | 696.1473 | 0.0077584 | 2047 | Mitigation | 0.95 | 45 | 0 | esc | 0.00097009 | 1.0811e-08 | 0.00097009 | 1.0811e-08
[120 empty] | 7.3.3.17.5 (Remote Grid) Updates to grid topology to minimize risk of ignition in HFTDs Remote GridWLDFRVegetation ContactAggregated | WLDFR | HFTD - Distribution - Tier 2 - 4QU CoRE ¦ 4QU LoRE | Red Flag Warning - Large Fires | Vegetation Contact | Aggregated | 2048 | 1.1145e-05 | 696.1473 | 0.0077584 | 2048 | Mitigation | 0.95 | 45 | 0 | esc | 0.00097009 | 1.0811e-08 | 0.00097009 | 1.0811e-08
[120 empty] | 7.3.3.17.5 (Remote Grid) Updates to grid topology to minimize risk of ignition in HFTDs Remote GridWLDFRVegetation ContactAggregated | WLDFR | HFTD - Distribution - Tier 2 - 4QU CoRE ¦ 4QU LoRE | Red Flag Warning - Large Fires | Vegetation Contact | Aggregated | 2049 | 1.1145e-05 | 696.1473 | 0.0077584 | 2049 | Mitigation | 0.95 | 45 | 0 | esc | 0.00097009 | 1.0811e-08 | 0.00097009 | 1.0811e-08
[120 empty] | 7.3.3.17.5 (Remote Grid) Updates to grid topology to minimize risk of ignition in HFTDs Remote GridWLDFRVegetation ContactAggregated | WLDFR | HFTD - Distribution - Tier 2 - 4QU CoRE ¦ 4QU LoRE | Red Flag Warning - Large Fires | Vegetation Contact | Aggregated | 2050 | 1.1145e-05 | 696.1473 | 0.0077584 | 2050 | Mitigation | 0.95 | 45 | 0 | esc | 0.00097009 | 1.0811e-08 | 0.00097009 | 1.0811e-08
[120 empty] | 7.3.3.17.5 (Remote Grid) Updates to grid topology to minimize risk of ignition in HFTDs Remote GridWLDFRVegetation ContactAggregated | WLDFR | HFTD - Distribution - Tier 2 - 4QU CoRE ¦ 4QU LoRE | Red Flag Warning - Large Fires | Vegetation Contact | Aggregated | 2051 | 1.1145e-05 | 696.1473 | 0.0077584 | 2051 | Mitigation | 0.95 | 45 | 0 | esc | 0.00097009 | 1.0811e-08 | 0.00097009 | 1.0811e-08
[120 empty] | 7.3.3.17.5 (Remote Grid) Updates to grid topology to minimize risk of ignition in HFTDs Remote GridWLDFRVegetation ContactAggregated | WLDFR | HFTD - Distribution - Tier 2 - 4QU CoRE ¦ 4QU LoRE | Red Flag Warning - Large Fires | Vegetation Contact | Aggregated | 2052 | 1.1145e-05 | 696.1473 | 0.0077584 | 2052 | Mitigation | 0.95 | 45 | 0 | esc | 0.00097009 | 1.0811e-08 | 0.00097009 | 1.0811e-08
[120 empty] | 7.3.3.17.5 (Remote Grid) Updates to grid topology to minimize risk of ignition in HFTDs Remote GridWLDFRVegetation ContactAggregated | WLDFR | HFTD - Distribution - Tier 2 - 4QU CoRE ¦ 4QU LoRE | Red Flag Warning - Large Fires | Vegetation Contact | Aggregated | 2053 | 1.1145e-05 | 696.1473 | 0.0077584 | 2053 | Mitigation | 0.95 | 45 | 0 | esc | 0.00097009 | 1.0811e-08 | 0.00097009 | 1.0811e-08
[120 empty] | 7.3.3.17.5 (Remote Grid) Updates to grid topology to minimize risk of ignition in HFTDs Remote GridWLDFRVegetation ContactAggregated | WLDFR | HFTD - Distribution - Tier 2 - 4QU CoRE ¦ 4QU LoRE | Red Flag Warning - Large Fires | Vegetation Contact | Aggregated | 2054 | 1.1145e-05 | 696.1473 | 0.0077584 | 2054 | Mitigation | 0.95 | 45 | 0 | esc | 0.00097009 | 1.0811e-08 | 0.00097009 | 1.0811e-08
[120 empty] | 7.3.3.17.5 (Remote Grid) Updates to grid topology to minimize risk of ignition in HFTDs Remote GridWLDFRVegetation ContactAggregated | WLDFR | HFTD - Distribution - Tier 2 - 4QU CoRE ¦ 4QU LoRE | Red Flag Warning - Large Fires | Vegetation Contact | Aggregated | 2055 | 1.1145e-05 | 696.1473 | 0.0077584 | 2055 | Mitigation | 0.95 | 45 | 0 | esc | 0.00097009 | 1.0811e-08 | 0.00097009 | 1.0811e-08
[120 empty] | 7.3.3.17.5 (Remote Grid) Updates to grid topology to minimize risk of ignition in HFTDs Remote GridWLDFRVegetation ContactAggregated | WLDFR | HFTD - Distribution - Tier 2 - 4QU CoRE ¦ 4QU LoRE | Red Flag Warning - Large Fires | Vegetation Contact | Aggregated | 2056 | 1.1145e-05 | 696.1473 | 0.0077584 | 2056 | Mitigation | 0.95 | 45 | 0 | esc | 0.00097009 | 1.0811e-08 | 0.00097009 | 1.0811e-08
[120 empty] | 7.3.3.17.5 (Remote Grid) Updates to grid topology to minimize risk of ignition in HFTDs Remote GridWLDFRVegetation ContactAggregated | WLDFR | HFTD - Distribution - Tier 2 - 4QU CoRE ¦ 4QU LoRE | Red Flag Warning - Large Fires | Vegetation Contact | Aggregated | 2057 | 1.1145e-05 | 696.1473 | 0.0077584 | 2057 | Mitigation | 0.95 | 45 | 0 | esc | 0.00097009 | 1.0811e-08 | 0.00097009 | 1.0811e-08
[120 empty] | 7.3.3.17.5 (Remote Grid) Updates to grid topology to minimize risk of ignition in HFTDs Remote GridWLDFRVegetation ContactAggregated | WLDFR | HFTD - Distribution - Tier 2 - 4QU CoRE ¦ 4QU LoRE | Red Flag Warning - Large Fires | Vegetation Contact | Aggregated | 2058 | 1.1145e-05 | 696.1473 | 0.0077584 | 2058 | Mitigation | 0.95 | 45 | 0 | esc | 0.00097009 | 1.0811e-08 | 0.00097009 | 1.0811e-08
[120 empty] | 7.3.3.17.5 (Remote Grid) Updates to grid topology to minimize risk of ignition in HFTDs Remote GridWLDFRVegetation ContactAggregated | WLDFR | HFTD - Distribution - Tier 2 - 4QU CoRE ¦ 4QU LoRE | Red Flag Warning - Large Fires | Vegetation Contact | Aggregated | 2059 | 1.1145e-05 | 696.1473 | 0.0077584 | 2059 | Mitigation | 0.95 | 45 | 0 | esc | 0.00097009 | 1.0811e-08 | 0.00097009 | 1.0811e-08
[120 empty] | 7.3.3.17.5 (Remote Grid) Updates to grid topology to minimize risk of ignition in HFTDs Remote GridWLDFRVegetation ContactAggregated | WLDFR | HFTD - Distribution - Tier 2 - 4QU CoRE ¦ 4QU LoRE | Red Flag Warning - Large Fires | Vegetation Contact | Aggregated | 2060 | 1.1145e-05 | 696.1473 | 0.0077584 | 2060 | Mitigation | 0.95 | 45 | 0 | esc | 0.00097009 | 1.0811e-08 | 0.00097009 | 1.0811e-08
[120 empty] | 7.3.3.17.5 (Remote Grid) Updates to grid topology to minimize risk of ignition in HFTDs Remote GridWLDFRVegetation ContactAggregated | WLDFR | HFTD - Distribution - Tier 2 - 4QU CoRE ¦ 4QU LoRE | Red Flag Warning - Large Fires | Vegetation Contact | Aggregated | 2061 | 1.1145e-05 | 696.1473 | 0.0077584 | 2061 | Mitigation | 0.95 | 45 | 0 | esc | 0.00097009 | 1.0811e-08 | 0.00097009 | 1.0811e-08
[120 empty] | 7.3.3.17.5 (Remote Grid) Updates to grid topology to minimize risk of ignition in HFTDs Remote GridWLDFRVegetation ContactAggregated | WLDFR | HFTD - Distribution - Tier 2 - 4QU CoRE ¦ 4QU LoRE | Red Flag Warning - Large Fires | Vegetation Contact | Aggregated | 2062 | 1.1145e-05 | 696.1473 | 0.0077584 | 2062 | Mitigation | 0.95 | 45 | 0 | esc | 0.00097009 | 1.0811e-08 | 0.00097009 | 1.0811e-08
[120 empty] | 7.3.3.17.5 (Remote Grid) Updates to grid topology to minimize risk of ignition in HFTDs Remote GridWLDFRVegetation ContactAggregated | WLDFR | HFTD - Distribution - Tier 2 - 4QU CoRE ¦ 4QU LoRE | Red Flag Warning - Large Fires | Vegetation Contact | Aggregated | 2063 | 1.1145e-05 | 696.1473 | 0.0077584 | 2063 | Mitigation | 0.95 | 45 | 0 | esc | 0.00097009 | 1.0811e-08 | 0.00097009 | 1.0811e-08
[120 empty] | 7.3.3.17.5 (Remote Grid) Updates to grid topology to minimize risk of ignition in HFTDs Remote GridWLDFRVegetation ContactAggregated | WLDFR | HFTD - Distribution - Tier 2 - 4QU CoRE ¦ 4QU LoRE | Red Flag Warning - Large Fires | Vegetation Contact | Aggregated | 2064 | 1.1145e-05 | 696.1473 | 0.0077584 | 2064 | Mitigation | 0.95 | 45 | 0 | esc | 0.00097009 | 1.0811e-08 | 0.00097009 | 1.0811e-08
[120 empty] | 7.3.3.17.5 (Remote Grid) Updates to grid topology to minimize risk of ignition in HFTDs Remote GridWLDFRVegetation ContactAggregated | WLDFR | HFTD - Distribution - Tier 2 - 4QU CoRE ¦ 4QU LoRE | Red Flag Warning - Large Fires | Vegetation Contact | Aggregated | 2065 | 1.1145e-05 | 696.1473 | 0.0077584 | 2065 | Mitigation | 0.95 | 45 | 0 | esc | 0.00097009 | 1.0811e-08 | 0.00097009 | 1.0811e-08
[120 empty] | 7.3.3.17.5 (Remote Grid) Updates to grid topology to minimize risk of ignition in HFTDs Remote GridWLDFRVegetation ContactAggregated | WLDFR | HFTD - Distribution - Tier 2 - 4QU CoRE ¦ 4QU LoRE | Red Flag Warning - Large Fires | Vegetation Contact | Aggregated | 2066 | 1.1145e-05 | 696.1473 | 0.0077584 | 2066 | Mitigation | 0.95 | 45 | 0 | esc | 0.00097009 | 1.0811e-08 | 0.00097009 | 1.0811e-08
[120 empty] | 7.3.3.17.5 (Remote Grid) Updates to grid topology to minimize risk of ignition in HFTDs Remote GridWLDFRVegetation ContactAggregated | WLDFR | HFTD - Distribution - Tier 2 - 4QU CoRE ¦ 4QU LoRE | Red Flag Warning - Large Fires | Vegetation Contact | Aggregated | 2067 | 1.1145e-05 | 696.1473 | 0.0077584 | 2067 | Mitigation | 0.95 | 45 | 0 | esc | 0 | 0 | 0.00097009 | 1.0811e-08
[120 empty] | 7.3.3.17.5 (Remote Grid) Updates to grid topology to minimize risk of ignition in HFTDs Remote GridWLDFRContact from objectAggregated | WLDFR | HFTD - Distribution - Tier 2 - 4QU CoRE ¦ 4QU LoRE | Red Flag Warning - Small Fires | Contact from object | Aggregated | 2022 | 1.3894e-05 | 696.1473 | 0.0096724 | 2022 | Mitigation | 0.95 | 45 | 0 | esc | 0.00097009 | 1.3479e-08 | 0 | 0
[120 empty] | 7.3.3.17.5 (Remote Grid) Updates to grid topology to minimize risk of ignition in HFTDs Remote GridWLDFRContact from objectAggregated | WLDFR | HFTD - Distribution - Tier 2 - 4QU CoRE ¦ 4QU LoRE | Red Flag Warning - Small Fires | Contact from object | Aggregated | 2023 | 1.3894e-05 | 696.1473 | 0.0096724 | 2023 | Mitigation | 0.95 | 45 | 0 | esc | 0.00097009 | 1.3479e-08 | 0.00097009 | 1.3479e-08
[120 empty] | 7.3.3.17.5 (Remote Grid) Updates to grid topology to minimize risk of ignition in HFTDs Remote GridWLDFRContact from objectAggregated | WLDFR | HFTD - Distribution - Tier 2 - 4QU CoRE ¦ 4QU LoRE | Red Flag Warning - Small Fires | Contact from object | Aggregated | 2024 | 1.3894e-05 | 696.1473 | 0.0096724 | 2024 | Mitigation | 0.95 | 45 | 0 | esc | 0.00097009 | 1.3479e-08 | 0.00097009 | 1.3479e-08
[120 empty] | 7.3.3.17.5 (Remote Grid) Updates to grid topology to minimize risk of ignition in HFTDs Remote GridWLDFRContact from objectAggregated | WLDFR | HFTD - Distribution - Tier 2 - 4QU CoRE ¦ 4QU LoRE | Red Flag Warning - Small Fires | Contact from object | Aggregated | 2025 | 1.3894e-05 | 696.1473 | 0.0096724 | 2025 | Mitigation | 0.95 | 45 | 0 | esc | 0.00097009 | 1.3479e-08 | 0.00097009 | 1.3479e-08
[120 empty] | 7.3.3.17.5 (Remote Grid) Updates to grid topology to minimize risk of ignition in HFTDs Remote GridWLDFRContact from objectAggregated | WLDFR | HFTD - Distribution - Tier 2 - 4QU CoRE ¦ 4QU LoRE | Red Flag Warning - Small Fires | Contact from object | Aggregated | 2026 | 1.3894e-05 | 696.1473 | 0.0096724 | 2026 | Mitigation | 0.95 | 45 | 0 | esc | 0.00097009 | 1.3479e-08 | 0.00097009 | 1.3479e-08
[120 empty] | 7.3.3.17.5 (Remote Grid) Updates to grid topology to minimize risk of ignition in HFTDs Remote GridWLDFRContact from objectAggregated | WLDFR | HFTD - Distribution - Tier 2 - 4QU CoRE ¦ 4QU LoRE | Red Flag Warning - Small Fires | Contact from object | Aggregated | 2027 | 1.3894e-05 | 696.1473 | 0.0096724 | 2027 | Mitigation | 0.95 | 45 | 0 | esc | 0.00097009 | 1.3479e-08 | 0.00097009 | 1.3479e-08
[120 empty] | 7.3.3.17.5 (Remote Grid) Updates to grid topology to minimize risk of ignition in HFTDs Remote GridWLDFRContact from objectAggregated | WLDFR | HFTD - Distribution - Tier 2 - 4QU CoRE ¦ 4QU LoRE | Red Flag Warning - Small Fires | Contact from object | Aggregated | 2028 | 1.3894e-05 | 696.1473 | 0.0096724 | 2028 | Mitigation | 0.95 | 45 | 0 | esc | 0.00097009 | 1.3479e-08 | 0.00097009 | 1.3479e-08
[120 empty] | 7.3.3.17.5 (Remote Grid) Updates to grid topology to minimize risk of ignition in HFTDs Remote GridWLDFRContact from objectAggregated | WLDFR | HFTD - Distribution - Tier 2 - 4QU CoRE ¦ 4QU LoRE | Red Flag Warning - Small Fires | Contact from object | Aggregated | 2029 | 1.3894e-05 | 696.1473 | 0.0096724 | 2029 | Mitigation | 0.95 | 45 | 0 | esc | 0.00097009 | 1.3479e-08 | 0.00097009 | 1.3479e-08
[120 empty] | 7.3.3.17.5 (Remote Grid) Updates to grid topology to minimize risk of ignition in HFTDs Remote GridWLDFRContact from objectAggregated | WLDFR | HFTD - Distribution - Tier 2 - 4QU CoRE ¦ 4QU LoRE | Red Flag Warning - Small Fires | Contact from object | Aggregated | 2030 | 1.3894e-05 | 696.1473 | 0.0096724 | 2030 | Mitigation | 0.95 | 45 | 0 | esc | 0.00097009 | 1.3479e-08 | 0.00097009 | 1.3479e-08
[120 empty] | 7.3.3.17.5 (Remote Grid) Updates to grid topology to minimize risk of ignition in HFTDs Remote GridWLDFRContact from objectAggregated | WLDFR | HFTD - Distribution - Tier 2 - 4QU CoRE ¦ 4QU LoRE | Red Flag Warning - Small Fires | Contact from object | Aggregated | 2031 | 1.3894e-05 | 696.1473 | 0.0096724 | 2031 | Mitigation | 0.95 | 45 | 0 | esc | 0.00097009 | 1.3479e-08 | 0.00097009 | 1.3479e-08
[120 empty] | 7.3.3.17.5 (Remote Grid) Updates to grid topology to minimize risk of ignition in HFTDs Remote GridWLDFRContact from objectAggregated | WLDFR | HFTD - Distribution - Tier 2 - 4QU CoRE ¦ 4QU LoRE | Red Flag Warning - Small Fires | Contact from object | Aggregated | 2032 | 1.3894e-05 | 696.1473 | 0.0096724 | 2032 | Mitigation | 0.95 | 45 | 0 | esc | 0.00097009 | 1.3479e-08 | 0.00097009 | 1.3479e-08
[120 empty] | 7.3.3.17.5 (Remote Grid) Updates to grid topology to minimize risk of ignition in HFTDs Remote GridWLDFRContact from objectAggregated | WLDFR | HFTD - Distribution - Tier 2 - 4QU CoRE ¦ 4QU LoRE | Red Flag Warning - Small Fires | Contact from object | Aggregated | 2033 | 1.3894e-05 | 696.1473 | 0.0096724 | 2033 | Mitigation | 0.95 | 45 | 0 | esc | 0.00097009 | 1.3479e-08 | 0.00097009 | 1.3479e-08
[120 empty] | 7.3.3.17.5 (Remote Grid) Updates to grid topology to minimize risk of ignition in HFTDs Remote GridWLDFRContact from objectAggregated | WLDFR | HFTD - Distribution - Tier 2 - 4QU CoRE ¦ 4QU LoRE | Red Flag Warning - Small Fires | Contact from object | Aggregated | 2034 | 1.3894e-05 | 696.1473 | 0.0096724 | 2034 | Mitigation | 0.95 | 45 | 0 | esc | 0.00097009 | 1.3479e-08 | 0.00097009 | 1.3479e-08
[120 empty] | 7.3.3.17.5 (Remote Grid) Updates to grid topology to minimize risk of ignition in HFTDs Remote GridWLDFRContact from objectAggregated | WLDFR | HFTD - Distribution - Tier 2 - 4QU CoRE ¦ 4QU LoRE | Red Flag Warning - Small Fires | Contact from object | Aggregated | 2035 | 1.3894e-05 | 696.1473 | 0.0096724 | 2035 | Mitigation | 0.95 | 45 | 0 | esc | 0.00097009 | 1.3479e-08 | 0.00097009 | 1.3479e-08
[120 empty] | 7.3.3.17.5 (Remote Grid) Updates to grid topology to minimize risk of ignition in HFTDs Remote GridWLDFRContact from objectAggregated | WLDFR | HFTD - Distribution - Tier 2 - 4QU CoRE ¦ 4QU LoRE | Red Flag Warning - Small Fires | Contact from object | Aggregated | 2036 | 1.3894e-05 | 696.1473 | 0.0096724 | 2036 | Mitigation | 0.95 | 45 | 0 | esc | 0.00097009 | 1.3479e-08 | 0.00097009 | 1.3479e-08
[120 empty] | 7.3.3.17.5 (Remote Grid) Updates to grid topology to minimize risk of ignition in HFTDs Remote GridWLDFRContact from objectAggregated | WLDFR | HFTD - Distribution - Tier 2 - 4QU CoRE ¦ 4QU LoRE | Red Flag Warning - Small Fires | Contact from object | Aggregated | 2037 | 1.3894e-05 | 696.1473 | 0.0096724 | 2037 | Mitigation | 0.95 | 45 | 0 | esc | 0.00097009 | 1.3479e-08 | 0.00097009 | 1.3479e-08
[120 empty] | 7.3.3.17.5 (Remote Grid) Updates to grid topology to minimize risk of ignition in HFTDs Remote GridWLDFRContact from objectAggregated | WLDFR | HFTD - Distribution - Tier 2 - 4QU CoRE ¦ 4QU LoRE | Red Flag Warning - Small Fires | Contact from object | Aggregated | 2038 | 1.3894e-05 | 696.1473 | 0.0096724 | 2038 | Mitigation | 0.95 | 45 | 0 | esc | 0.00097009 | 1.3479e-08 | 0.00097009 | 1.3479e-08
[120 empty] | 7.3.3.17.5 (Remote Grid) Updates to grid topology to minimize risk of ignition in HFTDs Remote GridWLDFRContact from objectAggregated | WLDFR | HFTD - Distribution - Tier 2 - 4QU CoRE ¦ 4QU LoRE | Red Flag Warning - Small Fires | Contact from object | Aggregated | 2039 | 1.3894e-05 | 696.1473 | 0.0096724 | 2039 | Mitigation | 0.95 | 45 | 0 | esc | 0.00097009 | 1.3479e-08 | 0.00097009 | 1.3479e-08
[120 empty] | 7.3.3.17.5 (Remote Grid) Updates to grid topology to minimize risk of ignition in HFTDs Remote GridWLDFRContact from objectAggregated | WLDFR | HFTD - Distribution - Tier 2 - 4QU CoRE ¦ 4QU LoRE | Red Flag Warning - Small Fires | Contact from object | Aggregated | 2040 | 1.3894e-05 | 696.1473 | 0.0096724 | 2040 | Mitigation | 0.95 | 45 | 0 | esc | 0.00097009 | 1.3479e-08 | 0.00097009 | 1.3479e-08
[120 empty] | 7.3.3.17.5 (Remote Grid) Updates to grid topology to minimize risk of ignition in HFTDs Remote GridWLDFRContact from objectAggregated | WLDFR | HFTD - Distribution - Tier 2 - 4QU CoRE ¦ 4QU LoRE | Red Flag Warning - Small Fires | Contact from object | Aggregated | 2041 | 1.3894e-05 | 696.1473 | 0.0096724 | 2041 | Mitigation | 0.95 | 45 | 0 | esc | 0.00097009 | 1.3479e-08 | 0.00097009 | 1.3479e-08
[120 empty] | 7.3.3.17.5 (Remote Grid) Updates to grid topology to minimize risk of ignition in HFTDs Remote GridWLDFRContact from objectAggregated | WLDFR | HFTD - Distribution - Tier 2 - 4QU CoRE ¦ 4QU LoRE | Red Flag Warning - Small Fires | Contact from object | Aggregated | 2042 | 1.3894e-05 | 696.1473 | 0.0096724 | 2042 | Mitigation | 0.95 | 45 | 0 | esc | 0.00097009 | 1.3479e-08 | 0.00097009 | 1.3479e-08
[120 empty] | 7.3.3.17.5 (Remote Grid) Updates to grid topology to minimize risk of ignition in HFTDs Remote GridWLDFRContact from objectAggregated | WLDFR | HFTD - Distribution - Tier 2 - 4QU CoRE ¦ 4QU LoRE | Red Flag Warning - Small Fires | Contact from object | Aggregated | 2043 | 1.3894e-05 | 696.1473 | 0.0096724 | 2043 | Mitigation | 0.95 | 45 | 0 | esc | 0.00097009 | 1.3479e-08 | 0.00097009 | 1.3479e-08
[120 empty] | 7.3.3.17.5 (Remote Grid) Updates to grid topology to minimize risk of ignition in HFTDs Remote GridWLDFRContact from objectAggregated | WLDFR | HFTD - Distribution - Tier 2 - 4QU CoRE ¦ 4QU LoRE | Red Flag Warning - Small Fires | Contact from object | Aggregated | 2044 | 1.3894e-05 | 696.1473 | 0.0096724 | 2044 | Mitigation | 0.95 | 45 | 0 | esc | 0.00097009 | 1.3479e-08 | 0.00097009 | 1.3479e-08
[120 empty] | 7.3.3.17.5 (Remote Grid) Updates to grid topology to minimize risk of ignition in HFTDs Remote GridWLDFRContact from objectAggregated | WLDFR | HFTD - Distribution - Tier 2 - 4QU CoRE ¦ 4QU LoRE | Red Flag Warning - Small Fires | Contact from object | Aggregated | 2045 | 1.3894e-05 | 696.1473 | 0.0096724 | 2045 | Mitigation | 0.95 | 45 | 0 | esc | 0.00097009 | 1.3479e-08 | 0.00097009 | 1.3479e-08
[120 empty] | 7.3.3.17.5 (Remote Grid) Updates to grid topology to minimize risk of ignition in HFTDs Remote GridWLDFRContact from objectAggregated | WLDFR | HFTD - Distribution - Tier 2 - 4QU CoRE ¦ 4QU LoRE | Red Flag Warning - Small Fires | Contact from object | Aggregated | 2046 | 1.3894e-05 | 696.1473 | 0.0096724 | 2046 | Mitigation | 0.95 | 45 | 0 | esc | 0.00097009 | 1.3479e-08 | 0.00097009 | 1.3479e-08
[120 empty] | 7.3.3.17.5 (Remote Grid) Updates to grid topology to minimize risk of ignition in HFTDs Remote GridWLDFRContact from objectAggregated | WLDFR | HFTD - Distribution - Tier 2 - 4QU CoRE ¦ 4QU LoRE | Red Flag Warning - Small Fires | Contact from object | Aggregated | 2047 | 1.3894e-05 | 696.1473 | 0.0096724 | 2047 | Mitigation | 0.95 | 45 | 0 | esc | 0.00097009 | 1.3479e-08 | 0.00097009 | 1.3479e-08
[120 empty] | 7.3.3.17.5 (Remote Grid) Updates to grid topology to minimize risk of ignition in HFTDs Remote GridWLDFRContact from objectAggregated | WLDFR | HFTD - Distribution - Tier 2 - 4QU CoRE ¦ 4QU LoRE | Red Flag Warning - Small Fires | Contact from object | Aggregated | 2048 | 1.3894e-05 | 696.1473 | 0.0096724 | 2048 | Mitigation | 0.95 | 45 | 0 | esc | 0.00097009 | 1.3479e-08 | 0.00097009 | 1.3479e-08
[120 empty] | 7.3.3.17.5 (Remote Grid) Updates to grid topology to minimize risk of ignition in HFTDs Remote GridWLDFRContact from objectAggregated | WLDFR | HFTD - Distribution - Tier 2 - 4QU CoRE ¦ 4QU LoRE | Red Flag Warning - Small Fires | Contact from object | Aggregated | 2049 | 1.3894e-05 | 696.1473 | 0.0096724 | 2049 | Mitigation | 0.95 | 45 | 0 | esc | 0.00097009 | 1.3479e-08 | 0.00097009 | 1.3479e-08
[120 empty] | 7.3.3.17.5 (Remote Grid) Updates to grid topology to minimize risk of ignition in HFTDs Remote GridWLDFRContact from objectAggregated | WLDFR | HFTD - Distribution - Tier 2 - 4QU CoRE ¦ 4QU LoRE | Red Flag Warning - Small Fires | Contact from object | Aggregated | 2050 | 1.3894e-05 | 696.1473 | 0.0096724 | 2050 | Mitigation | 0.95 | 45 | 0 | esc | 0.00097009 | 1.3479e-08 | 0.00097009 | 1.3479e-08
[120 empty] | 7.3.3.17.5 (Remote Grid) Updates to grid topology to minimize risk of ignition in HFTDs Remote GridWLDFRContact from objectAggregated | WLDFR | HFTD - Distribution - Tier 2 - 4QU CoRE ¦ 4QU LoRE | Red Flag Warning - Small Fires | Contact from object | Aggregated | 2051 | 1.3894e-05 | 696.1473 | 0.0096724 | 2051 | Mitigation | 0.95 | 45 | 0 | esc | 0.00097009 | 1.3479e-08 | 0.00097009 | 1.3479e-08
[120 empty] | 7.3.3.17.5 (Remote Grid) Updates to grid topology to minimize risk of ignition in HFTDs Remote GridWLDFRContact from objectAggregated | WLDFR | HFTD - Distribution - Tier 2 - 4QU CoRE ¦ 4QU LoRE | Red Flag Warning - Small Fires | Contact from object | Aggregated | 2052 | 1.3894e-05 | 696.1473 | 0.0096724 | 2052 | Mitigation | 0.95 | 45 | 0 | esc | 0.00097009 | 1.3479e-08 | 0.00097009 | 1.3479e-08
[120 empty] | 7.3.3.17.5 (Remote Grid) Updates to grid topology to minimize risk of ignition in HFTDs Remote GridWLDFRContact from objectAggregated | WLDFR | HFTD - Distribution - Tier 2 - 4QU CoRE ¦ 4QU LoRE | Red Flag Warning - Small Fires | Contact from object | Aggregated | 2053 | 1.3894e-05 | 696.1473 | 0.0096724 | 2053 | Mitigation | 0.95 | 45 | 0 | esc | 0.00097009 | 1.3479e-08 | 0.00097009 | 1.3479e-08
[120 empty] | 7.3.3.17.5 (Remote Grid) Updates to grid topology to minimize risk of ignition in HFTDs Remote GridWLDFRContact from objectAggregated | WLDFR | HFTD - Distribution - Tier 2 - 4QU CoRE ¦ 4QU LoRE | Red Flag Warning - Small Fires | Contact from object | Aggregated | 2054 | 1.3894e-05 | 696.1473 | 0.0096724 | 2054 | Mitigation | 0.95 | 45 | 0 | esc | 0.00097009 | 1.3479e-08 | 0.00097009 | 1.3479e-08
[120 empty] | 7.3.3.17.5 (Remote Grid) Updates to grid topology to minimize risk of ignition in HFTDs Remote GridWLDFRContact from objectAggregated | WLDFR | HFTD - Distribution - Tier 2 - 4QU CoRE ¦ 4QU LoRE | Red Flag Warning - Small Fires | Contact from object | Aggregated | 2055 | 1.3894e-05 | 696.1473 | 0.0096724 | 2055 | Mitigation | 0.95 | 45 | 0 | esc | 0.00097009 | 1.3479e-08 | 0.00097009 | 1.3479e-08
[120 empty] | 7.3.3.17.5 (Remote Grid) Updates to grid topology to minimize risk of ignition in HFTDs Remote GridWLDFRContact from objectAggregated | WLDFR | HFTD - Distribution - Tier 2 - 4QU CoRE ¦ 4QU LoRE | Red Flag Warning - Small Fires | Contact from object | Aggregated | 2056 | 1.3894e-05 | 696.1473 | 0.0096724 | 2056 | Mitigation | 0.95 | 45 | 0 | esc | 0.00097009 | 1.3479e-08 | 0.00097009 | 1.3479e-08
[120 empty] | 7.3.3.17.5 (Remote Grid) Updates to grid topology to minimize risk of ignition in HFTDs Remote GridWLDFRContact from objectAggregated | WLDFR | HFTD - Distribution - Tier 2 - 4QU CoRE ¦ 4QU LoRE | Red Flag Warning - Small Fires | Contact from object | Aggregated | 2057 | 1.3894e-05 | 696.1473 | 0.0096724 | 2057 | Mitigation | 0.95 | 45 | 0 | esc | 0.00097009 | 1.3479e-08 | 0.00097009 | 1.3479e-08
[120 empty] | 7.3.3.17.5 (Remote Grid) Updates to grid topology to minimize risk of ignition in HFTDs Remote GridWLDFRContact from objectAggregated | WLDFR | HFTD - Distribution - Tier 2 - 4QU CoRE ¦ 4QU LoRE | Red Flag Warning - Small Fires | Contact from object | Aggregated | 2058 | 1.3894e-05 | 696.1473 | 0.0096724 | 2058 | Mitigation | 0.95 | 45 | 0 | esc | 0.00097009 | 1.3479e-08 | 0.00097009 | 1.3479e-08
[120 empty] | 7.3.3.17.5 (Remote Grid) Updates to grid topology to minimize risk of ignition in HFTDs Remote GridWLDFRContact from objectAggregated | WLDFR | HFTD - Distribution - Tier 2 - 4QU CoRE ¦ 4QU LoRE | Red Flag Warning - Small Fires | Contact from object | Aggregated | 2059 | 1.3894e-05 | 696.1473 | 0.0096724 | 2059 | Mitigation | 0.95 | 45 | 0 | esc | 0.00097009 | 1.3479e-08 | 0.00097009 | 1.3479e-08
[120 empty] | 7.3.3.17.5 (Remote Grid) Updates to grid topology to minimize risk of ignition in HFTDs Remote GridWLDFRContact from objectAggregated | WLDFR | HFTD - Distribution - Tier 2 - 4QU CoRE ¦ 4QU LoRE | Red Flag Warning - Small Fires | Contact from object | Aggregated | 2060 | 1.3894e-05 | 696.1473 | 0.0096724 | 2060 | Mitigation | 0.95 | 45 | 0 | esc | 0.00097009 | 1.3479e-08 | 0.00097009 | 1.3479e-08
[120 empty] | 7.3.3.17.5 (Remote Grid) Updates to grid topology to minimize risk of ignition in HFTDs Remote GridWLDFRContact from objectAggregated | WLDFR | HFTD - Distribution - Tier 2 - 4QU CoRE ¦ 4QU LoRE | Red Flag Warning - Small Fires | Contact from object | Aggregated | 2061 | 1.3894e-05 | 696.1473 | 0.0096724 | 2061 | Mitigation | 0.95 | 45 | 0 | esc | 0.00097009 | 1.3479e-08 | 0.00097009 | 1.3479e-08
[120 empty] | 7.3.3.17.5 (Remote Grid) Updates to grid topology to minimize risk of ignition in HFTDs Remote GridWLDFRContact from objectAggregated | WLDFR | HFTD - Distribution - Tier 2 - 4QU CoRE ¦ 4QU LoRE | Red Flag Warning - Small Fires | Contact from object | Aggregated | 2062 | 1.3894e-05 | 696.1473 | 0.0096724 | 2062 | Mitigation | 0.95 | 45 | 0 | esc | 0.00097009 | 1.3479e-08 | 0.00097009 | 1.3479e-08
[120 empty] | 7.3.3.17.5 (Remote Grid) Updates to grid topology to minimize risk of ignition in HFTDs Remote GridWLDFRContact from objectAggregated | WLDFR | HFTD - Distribution - Tier 2 - 4QU CoRE ¦ 4QU LoRE | Red Flag Warning - Small Fires | Contact from object | Aggregated | 2063 | 1.3894e-05 | 696.1473 | 0.0096724 | 2063 | Mitigation | 0.95 | 45 | 0 | esc | 0.00097009 | 1.3479e-08 | 0.00097009 | 1.3479e-08
[120 empty] | 7.3.3.17.5 (Remote Grid) Updates to grid topology to minimize risk of ignition in HFTDs Remote GridWLDFRContact from objectAggregated | WLDFR | HFTD - Distribution - Tier 2 - 4QU CoRE ¦ 4QU LoRE | Red Flag Warning - Small Fires | Contact from object | Aggregated | 2064 | 1.3894e-05 | 696.1473 | 0.0096724 | 2064 | Mitigation | 0.95 | 45 | 0 | esc | 0.00097009 | 1.3479e-08 | 0.00097009 | 1.3479e-08
[120 empty] | 7.3.3.17.5 (Remote Grid) Updates to grid topology to minimize risk of ignition in HFTDs Remote GridWLDFRContact from objectAggregated | WLDFR | HFTD - Distribution - Tier 2 - 4QU CoRE ¦ 4QU LoRE | Red Flag Warning - Small Fires | Contact from object | Aggregated | 2065 | 1.3894e-05 | 696.1473 | 0.0096724 | 2065 | Mitigation | 0.95 | 45 | 0 | esc | 0.00097009 | 1.3479e-08 | 0.00097009 | 1.3479e-08
[120 empty] | 7.3.3.17.5 (Remote Grid) Updates to grid topology to minimize risk of ignition in HFTDs Remote GridWLDFRContact from objectAggregated | WLDFR | HFTD - Distribution - Tier 2 - 4QU CoRE ¦ 4QU LoRE | Red Flag Warning - Small Fires | Contact from object | Aggregated | 2066 | 1.3894e-05 | 696.1473 | 0.0096724 | 2066 | Mitigation | 0.95 | 45 | 0 | esc | 0.00097009 | 1.3479e-08 | 0.00097009 | 1.3479e-08
[120 empty] | 7.3.3.17.5 (Remote Grid) Updates to grid topology to minimize risk of ignition in HFTDs Remote GridWLDFRContact from objectAggregated | WLDFR | HFTD - Distribution - Tier 2 - 4QU CoRE ¦ 4QU LoRE | Red Flag Warning - Small Fires | Contact from object | Aggregated | 2067 | 1.3894e-05 | 696.1473 | 0.0096724 | 2067 | Mitigation | 0.95 | 45 | 0 | esc | 0 | 0 | 0.00097009 | 1.3479e-08
[120 empty] | 7.3.3.17.5 (Remote Grid) Updates to grid topology to minimize risk of ignition in HFTDs Remote GridWLDFRContaminationAggregated | WLDFR | HFTD - Distribution - Tier 2 - 4QU CoRE ¦ 4QU LoRE | Red Flag Warning - Small Fires | Contamination | Aggregated | 2022 | 1.7802e-07 | 696.1473 | 0.00012393 | 2022 | Mitigation | 0.95 | 45 | 0 | esc | 0.00097009 | 1.7269e-10 | 0 | 0
[120 empty] | 7.3.3.17.5 (Remote Grid) Updates to grid topology to minimize risk of ignition in HFTDs Remote GridWLDFRContaminationAggregated | WLDFR | HFTD - Distribution - Tier 2 - 4QU CoRE ¦ 4QU LoRE | Red Flag Warning - Small Fires | Contamination | Aggregated | 2023 | 1.7802e-07 | 696.1473 | 0.00012393 | 2023 | Mitigation | 0.95 | 45 | 0 | esc | 0.00097009 | 1.7269e-10 | 0.00097009 | 1.7269e-10
[120 empty] | 7.3.3.17.5 (Remote Grid) Updates to grid topology to minimize risk of ignition in HFTDs Remote GridWLDFRContaminationAggregated | WLDFR | HFTD - Distribution - Tier 2 - 4QU CoRE ¦ 4QU LoRE | Red Flag Warning - Small Fires | Contamination | Aggregated | 2024 | 1.7802e-07 | 696.1473 | 0.00012393 | 2024 | Mitigation | 0.95 | 45 | 0 | esc | 0.00097009 | 1.7269e-10 | 0.00097009 | 1.7269e-10
[120 empty] | 7.3.3.17.5 (Remote Grid) Updates to grid topology to minimize risk of ignition in HFTDs Remote GridWLDFRContaminationAggregated | WLDFR | HFTD - Distribution - Tier 2 - 4QU CoRE ¦ 4QU LoRE | Red Flag Warning - Small Fires | Contamination | Aggregated | 2025 | 1.7802e-07 | 696.1473 | 0.00012393 | 2025 | Mitigation | 0.95 | 45 | 0 | esc | 0.00097009 | 1.7269e-10 | 0.00097009 | 1.7269e-10
[120 empty] | 7.3.3.17.5 (Remote Grid) Updates to grid topology to minimize risk of ignition in HFTDs Remote GridWLDFRContaminationAggregated | WLDFR | HFTD - Distribution - Tier 2 - 4QU CoRE ¦ 4QU LoRE | Red Flag Warning - Small Fires | Contamination | Aggregated | 2026 | 1.7802e-07 | 696.1473 | 0.00012393 | 2026 | Mitigation | 0.95 | 45 | 0 | esc | 0.00097009 | 1.7269e-10 | 0.00097009 | 1.7269e-10
[120 empty] | 7.3.3.17.5 (Remote Grid) Updates to grid topology to minimize risk of ignition in HFTDs Remote GridWLDFRContaminationAggregated | WLDFR | HFTD - Distribution - Tier 2 - 4QU CoRE ¦ 4QU LoRE | Red Flag Warning - Small Fires | Contamination | Aggregated | 2027 | 1.7802e-07 | 696.1473 | 0.00012393 | 2027 | Mitigation | 0.95 | 45 | 0 | esc | 0.00097009 | 1.7269e-10 | 0.00097009 | 1.7269e-10
[120 empty] | 7.3.3.17.5 (Remote Grid) Updates to grid topology to minimize risk of ignition in HFTDs Remote GridWLDFRContaminationAggregated | WLDFR | HFTD - Distribution - Tier 2 - 4QU CoRE ¦ 4QU LoRE | Red Flag Warning - Small Fires | Contamination | Aggregated | 2028 | 1.7802e-07 | 696.1473 | 0.00012393 | 2028 | Mitigation | 0.95 | 45 | 0 | esc | 0.00097009 | 1.7269e-10 | 0.00097009 | 1.7269e-10
[120 empty] | 7.3.3.17.5 (Remote Grid) Updates to grid topology to minimize risk of ignition in HFTDs Remote GridWLDFRContaminationAggregated | WLDFR | HFTD - Distribution - Tier 2 - 4QU CoRE ¦ 4QU LoRE | Red Flag Warning - Small Fires | Contamination | Aggregated | 2029 | 1.7802e-07 | 696.1473 | 0.00012393 | 2029 | Mitigation | 0.95 | 45 | 0 | esc | 0.00097009 | 1.7269e-10 | 0.00097009 | 1.7269e-10
[120 empty] | 7.3.3.17.5 (Remote Grid) Updates to grid topology to minimize risk of ignition in HFTDs Remote GridWLDFRContaminationAggregated | WLDFR | HFTD - Distribution - Tier 2 - 4QU CoRE ¦ 4QU LoRE | Red Flag Warning - Small Fires | Contamination | Aggregated | 2030 | 1.7802e-07 | 696.1473 | 0.00012393 | 2030 | Mitigation | 0.95 | 45 | 0 | esc | 0.00097009 | 1.7269e-10 | 0.00097009 | 1.7269e-10
[120 empty] | 7.3.3.17.5 (Remote Grid) Updates to grid topology to minimize risk of ignition in HFTDs Remote GridWLDFRContaminationAggregated | WLDFR | HFTD - Distribution - Tier 2 - 4QU CoRE ¦ 4QU LoRE | Red Flag Warning - Small Fires | Contamination | Aggregated | 2031 | 1.7802e-07 | 696.1473 | 0.00012393 | 2031 | Mitigation | 0.95 | 45 | 0 | esc | 0.00097009 | 1.7269e-10 | 0.00097009 | 1.7269e-10
[120 empty] | 7.3.3.17.5 (Remote Grid) Updates to grid topology to minimize risk of ignition in HFTDs Remote GridWLDFRContaminationAggregated | WLDFR | HFTD - Distribution - Tier 2 - 4QU CoRE ¦ 4QU LoRE | Red Flag Warning - Small Fires | Contamination | Aggregated | 2032 | 1.7802e-07 | 696.1473 | 0.00012393 | 2032 | Mitigation | 0.95 | 45 | 0 | esc | 0.00097009 | 1.7269e-10 | 0.00097009 | 1.7269e-10
[120 empty] | 7.3.3.17.5 (Remote Grid) Updates to grid topology to minimize risk of ignition in HFTDs Remote GridWLDFRContaminationAggregated | WLDFR | HFTD - Distribution - Tier 2 - 4QU CoRE ¦ 4QU LoRE | Red Flag Warning - Small Fires | Contamination | Aggregated | 2033 | 1.7802e-07 | 696.1473 | 0.00012393 | 2033 | Mitigation | 0.95 | 45 | 0 | esc | 0.00097009 | 1.7269e-10 | 0.00097009 | 1.7269e-10
[120 empty] | 7.3.3.17.5 (Remote Grid) Updates to grid topology to minimize risk of ignition in HFTDs Remote GridWLDFRContaminationAggregated | WLDFR | HFTD - Distribution - Tier 2 - 4QU CoRE ¦ 4QU LoRE | Red Flag Warning - Small Fires | Contamination | Aggregated | 2034 | 1.7802e-07 | 696.1473 | 0.00012393 | 2034 | Mitigation | 0.95 | 45 | 0 | esc | 0.00097009 | 1.7269e-10 | 0.00097009 | 1.7269e-10
[120 empty] | 7.3.3.17.5 (Remote Grid) Updates to grid topology to minimize risk of ignition in HFTDs Remote GridWLDFRContaminationAggregated | WLDFR | HFTD - Distribution - Tier 2 - 4QU CoRE ¦ 4QU LoRE | Red Flag Warning - Small Fires | Contamination | Aggregated | 2035 | 1.7802e-07 | 696.1473 | 0.00012393 | 2035 | Mitigation | 0.95 | 45 | 0 | esc | 0.00097009 | 1.7269e-10 | 0.00097009 | 1.7269e-10
[120 empty] | 7.3.3.17.5 (Remote Grid) Updates to grid topology to minimize risk of ignition in HFTDs Remote GridWLDFRContaminationAggregated | WLDFR | HFTD - Distribution - Tier 2 - 4QU CoRE ¦ 4QU LoRE | Red Flag Warning - Small Fires | Contamination | Aggregated | 2036 | 1.7802e-07 | 696.1473 | 0.00012393 | 2036 | Mitigation | 0.95 | 45 | 0 | esc | 0.00097009 | 1.7269e-10 | 0.00097009 | 1.7269e-10
[120 empty] | 7.3.3.17.5 (Remote Grid) Updates to grid topology to minimize risk of ignition in HFTDs Remote GridWLDFRContaminationAggregated | WLDFR | HFTD - Distribution - Tier 2 - 4QU CoRE ¦ 4QU LoRE | Red Flag Warning - Small Fires | Contamination | Aggregated | 2037 | 1.7802e-07 | 696.1473 | 0.00012393 | 2037 | Mitigation | 0.95 | 45 | 0 | esc | 0.00097009 | 1.7269e-10 | 0.00097009 | 1.7269e-10
[120 empty] | 7.3.3.17.5 (Remote Grid) Updates to grid topology to minimize risk of ignition in HFTDs Remote GridWLDFRContaminationAggregated | WLDFR | HFTD - Distribution - Tier 2 - 4QU CoRE ¦ 4QU LoRE | Red Flag Warning - Small Fires | Contamination | Aggregated | 2038 | 1.7802e-07 | 696.1473 | 0.00012393 | 2038 | Mitigation | 0.95 | 45 | 0 | esc | 0.00097009 | 1.7269e-10 | 0.00097009 | 1.7269e-10
[120 empty] | 7.3.3.17.5 (Remote Grid) Updates to grid topology to minimize risk of ignition in HFTDs Remote GridWLDFRContaminationAggregated | WLDFR | HFTD - Distribution - Tier 2 - 4QU CoRE ¦ 4QU LoRE | Red Flag Warning - Small Fires | Contamination | Aggregated | 2039 | 1.7802e-07 | 696.1473 | 0.00012393 | 2039 | Mitigation | 0.95 | 45 | 0 | esc | 0.00097009 | 1.7269e-10 | 0.00097009 | 1.7269e-10
[120 empty] | 7.3.3.17.5 (Remote Grid) Updates to grid topology to minimize risk of ignition in HFTDs Remote GridWLDFRContaminationAggregated | WLDFR | HFTD - Distribution - Tier 2 - 4QU CoRE ¦ 4QU LoRE | Red Flag Warning - Small Fires | Contamination | Aggregated | 2040 | 1.7802e-07 | 696.1473 | 0.00012393 | 2040 | Mitigation | 0.95 | 45 | 0 | esc | 0.00097009 | 1.7269e-10 | 0.00097009 | 1.7269e-10
[120 empty] | 7.3.3.17.5 (Remote Grid) Updates to grid topology to minimize risk of ignition in HFTDs Remote GridWLDFRContaminationAggregated | WLDFR | HFTD - Distribution - Tier 2 - 4QU CoRE ¦ 4QU LoRE | Red Flag Warning - Small Fires | Contamination | Aggregated | 2041 | 1.7802e-07 | 696.1473 | 0.00012393 | 2041 | Mitigation | 0.95 | 45 | 0 | esc | 0.00097009 | 1.7269e-10 | 0.00097009 | 1.7269e-10
[120 empty] | 7.3.3.17.5 (Remote Grid) Updates to grid topology to minimize risk of ignition in HFTDs Remote GridWLDFRContaminationAggregated | WLDFR | HFTD - Distribution - Tier 2 - 4QU CoRE ¦ 4QU LoRE | Red Flag Warning - Small Fires | Contamination | Aggregated | 2042 | 1.7802e-07 | 696.1473 | 0.00012393 | 2042 | Mitigation | 0.95 | 45 | 0 | esc | 0.00097009 | 1.7269e-10 | 0.00097009 | 1.7269e-10
[120 empty] | 7.3.3.17.5 (Remote Grid) Updates to grid topology to minimize risk of ignition in HFTDs Remote GridWLDFRContaminationAggregated | WLDFR | HFTD - Distribution - Tier 2 - 4QU CoRE ¦ 4QU LoRE | Red Flag Warning - Small Fires | Contamination | Aggregated | 2043 | 1.7802e-07 | 696.1473 | 0.00012393 | 2043 | Mitigation | 0.95 | 45 | 0 | esc | 0.00097009 | 1.7269e-10 | 0.00097009 | 1.7269e-10
[120 empty] | 7.3.3.17.5 (Remote Grid) Updates to grid topology to minimize risk of ignition in HFTDs Remote GridWLDFRContaminationAggregated | WLDFR | HFTD - Distribution - Tier 2 - 4QU CoRE ¦ 4QU LoRE | Red Flag Warning - Small Fires | Contamination | Aggregated | 2044 | 1.7802e-07 | 696.1473 | 0.00012393 | 2044 | Mitigation | 0.95 | 45 | 0 | esc | 0.00097009 | 1.7269e-10 | 0.00097009 | 1.7269e-10
[120 empty] | 7.3.3.17.5 (Remote Grid) Updates to grid topology to minimize risk of ignition in HFTDs Remote GridWLDFRContaminationAggregated | WLDFR | HFTD - Distribution - Tier 2 - 4QU CoRE ¦ 4QU LoRE | Red Flag Warning - Small Fires | Contamination | Aggregated | 2045 | 1.7802e-07 | 696.1473 | 0.00012393 | 2045 | Mitigation | 0.95 | 45 | 0 | esc | 0.00097009 | 1.7269e-10 | 0.00097009 | 1.7269e-10
[120 empty] | 7.3.3.17.5 (Remote Grid) Updates to grid topology to minimize risk of ignition in HFTDs Remote GridWLDFRContaminationAggregated | WLDFR | HFTD - Distribution - Tier 2 - 4QU CoRE ¦ 4QU LoRE | Red Flag Warning - Small Fires | Contamination | Aggregated | 2046 | 1.7802e-07 | 696.1473 | 0.00012393 | 2046 | Mitigation | 0.95 | 45 | 0 | esc | 0.00097009 | 1.7269e-10 | 0.00097009 | 1.7269e-10
[120 empty] | 7.3.3.17.5 (Remote Grid) Updates to grid topology to minimize risk of ignition in HFTDs Remote GridWLDFRContaminationAggregated | WLDFR | HFTD - Distribution - Tier 2 - 4QU CoRE ¦ 4QU LoRE | Red Flag Warning - Small Fires | Contamination | Aggregated | 2047 | 1.7802e-07 | 696.1473 | 0.00012393 | 2047 | Mitigation | 0.95 | 45 | 0 | esc | 0.00097009 | 1.7269e-10 | 0.00097009 | 1.7269e-10
[120 empty] | 7.3.3.17.5 (Remote Grid) Updates to grid topology to minimize risk of ignition in HFTDs Remote GridWLDFRContaminationAggregated | WLDFR | HFTD - Distribution - Tier 2 - 4QU CoRE ¦ 4QU LoRE | Red Flag Warning - Small Fires | Contamination | Aggregated | 2048 | 1.7802e-07 | 696.1473 | 0.00012393 | 2048 | Mitigation | 0.95 | 45 | 0 | esc | 0.00097009 | 1.7269e-10 | 0.00097009 | 1.7269e-10
[120 empty] | 7.3.3.17.5 (Remote Grid) Updates to grid topology to minimize risk of ignition in HFTDs Remote GridWLDFRContaminationAggregated | WLDFR | HFTD - Distribution - Tier 2 - 4QU CoRE ¦ 4QU LoRE | Red Flag Warning - Small Fires | Contamination | Aggregated | 2049 | 1.7802e-07 | 696.1473 | 0.00012393 | 2049 | Mitigation | 0.95 | 45 | 0 | esc | 0.00097009 | 1.7269e-10 | 0.00097009 | 1.7269e-10
[120 empty] | 7.3.3.17.5 (Remote Grid) Updates to grid topology to minimize risk of ignition in HFTDs Remote GridWLDFRContaminationAggregated | WLDFR | HFTD - Distribution - Tier 2 - 4QU CoRE ¦ 4QU LoRE | Red Flag Warning - Small Fires | Contamination | Aggregated | 2050 | 1.7802e-07 | 696.1473 | 0.00012393 | 2050 | Mitigation | 0.95 | 45 | 0 | esc | 0.00097009 | 1.7269e-10 | 0.00097009 | 1.7269e-10
[120 empty] | 7.3.3.17.5 (Remote Grid) Updates to grid topology to minimize risk of ignition in HFTDs Remote GridWLDFRContaminationAggregated | WLDFR | HFTD - Distribution - Tier 2 - 4QU CoRE ¦ 4QU LoRE | Red Flag Warning - Small Fires | Contamination | Aggregated | 2051 | 1.7802e-07 | 696.1473 | 0.00012393 | 2051 | Mitigation | 0.95 | 45 | 0 | esc | 0.00097009 | 1.7269e-10 | 0.00097009 | 1.7269e-10
[120 empty] | 7.3.3.17.5 (Remote Grid) Updates to grid topology to minimize risk of ignition in HFTDs Remote GridWLDFRContaminationAggregated | WLDFR | HFTD - Distribution - Tier 2 - 4QU CoRE ¦ 4QU LoRE | Red Flag Warning - Small Fires | Contamination | Aggregated | 2052 | 1.7802e-07 | 696.1473 | 0.00012393 | 2052 | Mitigation | 0.95 | 45 | 0 | esc | 0.00097009 | 1.7269e-10 | 0.00097009 | 1.7269e-10
[120 empty] | 7.3.3.17.5 (Remote Grid) Updates to grid topology to minimize risk of ignition in HFTDs Remote GridWLDFRContaminationAggregated | WLDFR | HFTD - Distribution - Tier 2 - 4QU CoRE ¦ 4QU LoRE | Red Flag Warning - Small Fires | Contamination | Aggregated | 2053 | 1.7802e-07 | 696.1473 | 0.00012393 | 2053 | Mitigation | 0.95 | 45 | 0 | esc | 0.00097009 | 1.7269e-10 | 0.00097009 | 1.7269e-10
[120 empty] | 7.3.3.17.5 (Remote Grid) Updates to grid topology to minimize risk of ignition in HFTDs Remote GridWLDFRContaminationAggregated | WLDFR | HFTD - Distribution - Tier 2 - 4QU CoRE ¦ 4QU LoRE | Red Flag Warning - Small Fires | Contamination | Aggregated | 2054 | 1.7802e-07 | 696.1473 | 0.00012393 | 2054 | Mitigation | 0.95 | 45 | 0 | esc | 0.00097009 | 1.7269e-10 | 0.00097009 | 1.7269e-10
[120 empty] | 7.3.3.17.5 (Remote Grid) Updates to grid topology to minimize risk of ignition in HFTDs Remote GridWLDFRContaminationAggregated | WLDFR | HFTD - Distribution - Tier 2 - 4QU CoRE ¦ 4QU LoRE | Red Flag Warning - Small Fires | Contamination | Aggregated | 2055 | 1.7802e-07 | 696.1473 | 0.00012393 | 2055 | Mitigation | 0.95 | 45 | 0 | esc | 0.00097009 | 1.7269e-10 | 0.00097009 | 1.7269e-10
[120 empty] | 7.3.3.17.5 (Remote Grid) Updates to grid topology to minimize risk of ignition in HFTDs Remote GridWLDFRContaminationAggregated | WLDFR | HFTD - Distribution - Tier 2 - 4QU CoRE ¦ 4QU LoRE | Red Flag Warning - Small Fires | Contamination | Aggregated | 2056 | 1.7802e-07 | 696.1473 | 0.00012393 | 2056 | Mitigation | 0.95 | 45 | 0 | esc | 0.00097009 | 1.7269e-10 | 0.00097009 | 1.7269e-10
[120 empty] | 7.3.3.17.5 (Remote Grid) Updates to grid topology to minimize risk of ignition in HFTDs Remote GridWLDFRContaminationAggregated | WLDFR | HFTD - Distribution - Tier 2 - 4QU CoRE ¦ 4QU LoRE | Red Flag Warning - Small Fires | Contamination | Aggregated | 2057 | 1.7802e-07 | 696.1473 | 0.00012393 | 2057 | Mitigation | 0.95 | 45 | 0 | esc | 0.00097009 | 1.7269e-10 | 0.00097009 | 1.7269e-10
[120 empty] | 7.3.3.17.5 (Remote Grid) Updates to grid topology to minimize risk of ignition in HFTDs Remote GridWLDFRContaminationAggregated | WLDFR | HFTD - Distribution - Tier 2 - 4QU CoRE ¦ 4QU LoRE | Red Flag Warning - Small Fires | Contamination | Aggregated | 2058 | 1.7802e-07 | 696.1473 | 0.00012393 | 2058 | Mitigation | 0.95 | 45 | 0 | esc | 0.00097009 | 1.7269e-10 | 0.00097009 | 1.7269e-10
[120 empty] | 7.3.3.17.5 (Remote Grid) Updates to grid topology to minimize risk of ignition in HFTDs Remote GridWLDFRContaminationAggregated | WLDFR | HFTD - Distribution - Tier 2 - 4QU CoRE ¦ 4QU LoRE | Red Flag Warning - Small Fires | Contamination | Aggregated | 2059 | 1.7802e-07 | 696.1473 | 0.00012393 | 2059 | Mitigation | 0.95 | 45 | 0 | esc | 0.00097009 | 1.7269e-10 | 0.00097009 | 1.7269e-10
[120 empty] | 7.3.3.17.5 (Remote Grid) Updates to grid topology to minimize risk of ignition in HFTDs Remote GridWLDFRContaminationAggregated | WLDFR | HFTD - Distribution - Tier 2 - 4QU CoRE ¦ 4QU LoRE | Red Flag Warning - Small Fires | Contamination | Aggregated | 2060 | 1.7802e-07 | 696.1473 | 0.00012393 | 2060 | Mitigation | 0.95 | 45 | 0 | esc | 0.00097009 | 1.7269e-10 | 0.00097009 | 1.7269e-10
[120 empty] | 7.3.3.17.5 (Remote Grid) Updates to grid topology to minimize risk of ignition in HFTDs Remote GridWLDFRContaminationAggregated | WLDFR | HFTD - Distribution - Tier 2 - 4QU CoRE ¦ 4QU LoRE | Red Flag Warning - Small Fires | Contamination | Aggregated | 2061 | 1.7802e-07 | 696.1473 | 0.00012393 | 2061 | Mitigation | 0.95 | 45 | 0 | esc | 0.00097009 | 1.7269e-10 | 0.00097009 | 1.7269e-10
[120 empty] | 7.3.3.17.5 (Remote Grid) Updates to grid topology to minimize risk of ignition in HFTDs Remote GridWLDFRContaminationAggregated | WLDFR | HFTD - Distribution - Tier 2 - 4QU CoRE ¦ 4QU LoRE | Red Flag Warning - Small Fires | Contamination | Aggregated | 2062 | 1.7802e-07 | 696.1473 | 0.00012393 | 2062 | Mitigation | 0.95 | 45 | 0 | esc | 0.00097009 | 1.7269e-10 | 0.00097009 | 1.7269e-10
[120 empty] | 7.3.3.17.5 (Remote Grid) Updates to grid topology to minimize risk of ignition in HFTDs Remote GridWLDFRContaminationAggregated | WLDFR | HFTD - Distribution - Tier 2 - 4QU CoRE ¦ 4QU LoRE | Red Flag Warning - Small Fires | Contamination | Aggregated | 2063 | 1.7802e-07 | 696.1473 | 0.00012393 | 2063 | Mitigation | 0.95 | 45 | 0 | esc | 0.00097009 | 1.7269e-10 | 0.00097009 | 1.7269e-10
[120 empty] | 7.3.3.17.5 (Remote Grid) Updates to grid topology to minimize risk of ignition in HFTDs Remote GridWLDFRContaminationAggregated | WLDFR | HFTD - Distribution - Tier 2 - 4QU CoRE ¦ 4QU LoRE | Red Flag Warning - Small Fires | Contamination | Aggregated | 2064 | 1.7802e-07 | 696.1473 | 0.00012393 | 2064 | Mitigation | 0.95 | 45 | 0 | esc | 0.00097009 | 1.7269e-10 | 0.00097009 | 1.7269e-10
[120 empty] | 7.3.3.17.5 (Remote Grid) Updates to grid topology to minimize risk of ignition in HFTDs Remote GridWLDFRContaminationAggregated | WLDFR | HFTD - Distribution - Tier 2 - 4QU CoRE ¦ 4QU LoRE | Red Flag Warning - Small Fires | Contamination | Aggregated | 2065 | 1.7802e-07 | 696.1473 | 0.00012393 | 2065 | Mitigation | 0.95 | 45 | 0 | esc | 0.00097009 | 1.7269e-10 | 0.00097009 | 1.7269e-10
[120 empty] | 7.3.3.17.5 (Remote Grid) Updates to grid topology to minimize risk of ignition in HFTDs Remote GridWLDFRContaminationAggregated | WLDFR | HFTD - Distribution - Tier 2 - 4QU CoRE ¦ 4QU LoRE | Red Flag Warning - Small Fires | Contamination | Aggregated | 2066 | 1.7802e-07 | 696.1473 | 0.00012393 | 2066 | Mitigation | 0.95 | 45 | 0 | esc | 0.00097009 | 1.7269e-10 | 0.00097009 | 1.7269e-10
[120 empty] | 7.3.3.17.5 (Remote Grid) Updates to grid topology to minimize risk of ignition in HFTDs Remote GridWLDFRContaminationAggregated | WLDFR | HFTD - Distribution - Tier 2 - 4QU CoRE ¦ 4QU LoRE | Red Flag Warning - Small Fires | Contamination | Aggregated | 2067 | 1.7802e-07 | 696.1473 | 0.00012393 | 2067 | Mitigation | 0.95 | 45 | 0 | esc | 0 | 0 | 0.00097009 | 1.7269e-10
[120 empty] | 7.3.3.17.5 (Remote Grid) Updates to grid topology to minimize risk of ignition in HFTDs Remote GridWLDFREquipment / facility failureAggregated | WLDFR | HFTD - Distribution - Tier 2 - 4QU CoRE ¦ 4QU LoRE | Red Flag Warning - Small Fires | Equipment / facility failure | Aggregated | 2022 | 0.00011835 | 696.1473 | 0.082387 | 2022 | Mitigation | 0.95 | 45 | 0 | esc | 0.00097009 | 1.1481e-07 | 0 | 0
[120 empty] | 7.3.3.17.5 (Remote Grid) Updates to grid topology to minimize risk of ignition in HFTDs Remote GridWLDFREquipment / facility failureAggregated | WLDFR | HFTD - Distribution - Tier 2 - 4QU CoRE ¦ 4QU LoRE | Red Flag Warning - Small Fires | Equipment / facility failure | Aggregated | 2023 | 0.00011835 | 696.1473 | 0.082387 | 2023 | Mitigation | 0.95 | 45 | 0 | esc | 0.00097009 | 1.1481e-07 | 0.00097009 | 1.1481e-07
[120 empty] | 7.3.3.17.5 (Remote Grid) Updates to grid topology to minimize risk of ignition in HFTDs Remote GridWLDFREquipment / facility failureAggregated | WLDFR | HFTD - Distribution - Tier 2 - 4QU CoRE ¦ 4QU LoRE | Red Flag Warning - Small Fires | Equipment / facility failure | Aggregated | 2024 | 0.00011835 | 696.1473 | 0.082387 | 2024 | Mitigation | 0.95 | 45 | 0 | esc | 0.00097009 | 1.1481e-07 | 0.00097009 | 1.1481e-07
[120 empty] | 7.3.3.17.5 (Remote Grid) Updates to grid topology to minimize risk of ignition in HFTDs Remote GridWLDFREquipment / facility failureAggregated | WLDFR | HFTD - Distribution - Tier 2 - 4QU CoRE ¦ 4QU LoRE | Red Flag Warning - Small Fires | Equipment / facility failure | Aggregated | 2025 | 0.00011835 | 696.1473 | 0.082387 | 2025 | Mitigation | 0.95 | 45 | 0 | esc | 0.00097009 | 1.1481e-07 | 0.00097009 | 1.1481e-07
[120 empty] | 7.3.3.17.5 (Remote Grid) Updates to grid topology to minimize risk of ignition in HFTDs Remote GridWLDFREquipment / facility failureAggregated | WLDFR | HFTD - Distribution - Tier 2 - 4QU CoRE ¦ 4QU LoRE | Red Flag Warning - Small Fires | Equipment / facility failure | Aggregated | 2026 | 0.00011835 | 696.1473 | 0.082387 | 2026 | Mitigation | 0.95 | 45 | 0 | esc | 0.00097009 | 1.1481e-07 | 0.00097009 | 1.1481e-07
[120 empty] | 7.3.3.17.5 (Remote Grid) Updates to grid topology to minimize risk of ignition in HFTDs Remote GridWLDFREquipment / facility failureAggregated | WLDFR | HFTD - Distribution - Tier 2 - 4QU CoRE ¦ 4QU LoRE | Red Flag Warning - Small Fires | Equipment / facility failure | Aggregated | 2027 | 0.00011835 | 696.1473 | 0.082387 | 2027 | Mitigation | 0.95 | 45 | 0 | esc | 0.00097009 | 1.1481e-07 | 0.00097009 | 1.1481e-07
[120 empty] | 7.3.3.17.5 (Remote Grid) Updates to grid topology to minimize risk of ignition in HFTDs Remote GridWLDFREquipment / facility failureAggregated | WLDFR | HFTD - Distribution - Tier 2 - 4QU CoRE ¦ 4QU LoRE | Red Flag Warning - Small Fires | Equipment / facility failure | Aggregated | 2028 | 0.00011835 | 696.1473 | 0.082387 | 2028 | Mitigation | 0.95 | 45 | 0 | esc | 0.00097009 | 1.1481e-07 | 0.00097009 | 1.1481e-07
[120 empty] | 7.3.3.17.5 (Remote Grid) Updates to grid topology to minimize risk of ignition in HFTDs Remote GridWLDFREquipment / facility failureAggregated | WLDFR | HFTD - Distribution - Tier 2 - 4QU CoRE ¦ 4QU LoRE | Red Flag Warning - Small Fires | Equipment / facility failure | Aggregated | 2029 | 0.00011835 | 696.1473 | 0.082387 | 2029 | Mitigation | 0.95 | 45 | 0 | esc | 0.00097009 | 1.1481e-07 | 0.00097009 | 1.1481e-07
[120 empty] | 7.3.3.17.5 (Remote Grid) Updates to grid topology to minimize risk of ignition in HFTDs Remote GridWLDFREquipment / facility failureAggregated | WLDFR | HFTD - Distribution - Tier 2 - 4QU CoRE ¦ 4QU LoRE | Red Flag Warning - Small Fires | Equipment / facility failure | Aggregated | 2030 | 0.00011835 | 696.1473 | 0.082387 | 2030 | Mitigation | 0.95 | 45 | 0 | esc | 0.00097009 | 1.1481e-07 | 0.00097009 | 1.1481e-07
[120 empty] | 7.3.3.17.5 (Remote Grid) Updates to grid topology to minimize risk of ignition in HFTDs Remote GridWLDFREquipment / facility failureAggregated | WLDFR | HFTD - Distribution - Tier 2 - 4QU CoRE ¦ 4QU LoRE | Red Flag Warning - Small Fires | Equipment / facility failure | Aggregated | 2031 | 0.00011835 | 696.1473 | 0.082387 | 2031 | Mitigation | 0.95 | 45 | 0 | esc | 0.00097009 | 1.1481e-07 | 0.00097009 | 1.1481e-07
[120 empty] | 7.3.3.17.5 (Remote Grid) Updates to grid topology to minimize risk of ignition in HFTDs Remote GridWLDFREquipment / facility failureAggregated | WLDFR | HFTD - Distribution - Tier 2 - 4QU CoRE ¦ 4QU LoRE | Red Flag Warning - Small Fires | Equipment / facility failure | Aggregated | 2032 | 0.00011835 | 696.1473 | 0.082387 | 2032 | Mitigation | 0.95 | 45 | 0 | esc | 0.00097009 | 1.1481e-07 | 0.00097009 | 1.1481e-07
[120 empty] | 7.3.3.17.5 (Remote Grid) Updates to grid topology to minimize risk of ignition in HFTDs Remote GridWLDFREquipment / facility failureAggregated | WLDFR | HFTD - Distribution - Tier 2 - 4QU CoRE ¦ 4QU LoRE | Red Flag Warning - Small Fires | Equipment / facility failure | Aggregated | 2033 | 0.00011835 | 696.1473 | 0.082387 | 2033 | Mitigation | 0.95 | 45 | 0 | esc | 0.00097009 | 1.1481e-07 | 0.00097009 | 1.1481e-07
[120 empty] | 7.3.3.17.5 (Remote Grid) Updates to grid topology to minimize risk of ignition in HFTDs Remote GridWLDFREquipment / facility failureAggregated | WLDFR | HFTD - Distribution - Tier 2 - 4QU CoRE ¦ 4QU LoRE | Red Flag Warning - Small Fires | Equipment / facility failure | Aggregated | 2034 | 0.00011835 | 696.1473 | 0.082387 | 2034 | Mitigation | 0.95 | 45 | 0 | esc | 0.00097009 | 1.1481e-07 | 0.00097009 | 1.1481e-07
[120 empty] | 7.3.3.17.5 (Remote Grid) Updates to grid topology to minimize risk of ignition in HFTDs Remote GridWLDFREquipment / facility failureAggregated | WLDFR | HFTD - Distribution - Tier 2 - 4QU CoRE ¦ 4QU LoRE | Red Flag Warning - Small Fires | Equipment / facility failure | Aggregated | 2035 | 0.00011835 | 696.1473 | 0.082387 | 2035 | Mitigation | 0.95 | 45 | 0 | esc | 0.00097009 | 1.1481e-07 | 0.00097009 | 1.1481e-07
[120 empty] | 7.3.3.17.5 (Remote Grid) Updates to grid topology to minimize risk of ignition in HFTDs Remote GridWLDFREquipment / facility failureAggregated | WLDFR | HFTD - Distribution - Tier 2 - 4QU CoRE ¦ 4QU LoRE | Red Flag Warning - Small Fires | Equipment / facility failure | Aggregated | 2036 | 0.00011835 | 696.1473 | 0.082387 | 2036 | Mitigation | 0.95 | 45 | 0 | esc | 0.00097009 | 1.1481e-07 | 0.00097009 | 1.1481e-07
[120 empty] | 7.3.3.17.5 (Remote Grid) Updates to grid topology to minimize risk of ignition in HFTDs Remote GridWLDFREquipment / facility failureAggregated | WLDFR | HFTD - Distribution - Tier 2 - 4QU CoRE ¦ 4QU LoRE | Red Flag Warning - Small Fires | Equipment / facility failure | Aggregated | 2037 | 0.00011835 | 696.1473 | 0.082387 | 2037 | Mitigation | 0.95 | 45 | 0 | esc | 0.00097009 | 1.1481e-07 | 0.00097009 | 1.1481e-07
[120 empty] | 7.3.3.17.5 (Remote Grid) Updates to grid topology to minimize risk of ignition in HFTDs Remote GridWLDFREquipment / facility failureAggregated | WLDFR | HFTD - Distribution - Tier 2 - 4QU CoRE ¦ 4QU LoRE | Red Flag Warning - Small Fires | Equipment / facility failure | Aggregated | 2038 | 0.00011835 | 696.1473 | 0.082387 | 2038 | Mitigation | 0.95 | 45 | 0 | esc | 0.00097009 | 1.1481e-07 | 0.00097009 | 1.1481e-07
[120 empty] | 7.3.3.17.5 (Remote Grid) Updates to grid topology to minimize risk of ignition in HFTDs Remote GridWLDFREquipment / facility failureAggregated | WLDFR | HFTD - Distribution - Tier 2 - 4QU CoRE ¦ 4QU LoRE | Red Flag Warning - Small Fires | Equipment / facility failure | Aggregated | 2039 | 0.00011835 | 696.1473 | 0.082387 | 2039 | Mitigation | 0.95 | 45 | 0 | esc | 0.00097009 | 1.1481e-07 | 0.00097009 | 1.1481e-07
[120 empty] | 7.3.3.17.5 (Remote Grid) Updates to grid topology to minimize risk of ignition in HFTDs Remote GridWLDFREquipment / facility failureAggregated | WLDFR | HFTD - Distribution - Tier 2 - 4QU CoRE ¦ 4QU LoRE | Red Flag Warning - Small Fires | Equipment / facility failure | Aggregated | 2040 | 0.00011835 | 696.1473 | 0.082387 | 2040 | Mitigation | 0.95 | 45 | 0 | esc | 0.00097009 | 1.1481e-07 | 0.00097009 | 1.1481e-07
[120 empty] | 7.3.3.17.5 (Remote Grid) Updates to grid topology to minimize risk of ignition in HFTDs Remote GridWLDFREquipment / facility failureAggregated | WLDFR | HFTD - Distribution - Tier 2 - 4QU CoRE ¦ 4QU LoRE | Red Flag Warning - Small Fires | Equipment / facility failure | Aggregated | 2041 | 0.00011835 | 696.1473 | 0.082387 | 2041 | Mitigation | 0.95 | 45 | 0 | esc | 0.00097009 | 1.1481e-07 | 0.00097009 | 1.1481e-07
[120 empty] | 7.3.3.17.5 (Remote Grid) Updates to grid topology to minimize risk of ignition in HFTDs Remote GridWLDFREquipment / facility failureAggregated | WLDFR | HFTD - Distribution - Tier 2 - 4QU CoRE ¦ 4QU LoRE | Red Flag Warning - Small Fires | Equipment / facility failure | Aggregated | 2042 | 0.00011835 | 696.1473 | 0.082387 | 2042 | Mitigation | 0.95 | 45 | 0 | esc | 0.00097009 | 1.1481e-07 | 0.00097009 | 1.1481e-07
[120 empty] | 7.3.3.17.5 (Remote Grid) Updates to grid topology to minimize risk of ignition in HFTDs Remote GridWLDFREquipment / facility failureAggregated | WLDFR | HFTD - Distribution - Tier 2 - 4QU CoRE ¦ 4QU LoRE | Red Flag Warning - Small Fires | Equipment / facility failure | Aggregated | 2043 | 0.00011835 | 696.1473 | 0.082387 | 2043 | Mitigation | 0.95 | 45 | 0 | esc | 0.00097009 | 1.1481e-07 | 0.00097009 | 1.1481e-07
[120 empty] | 7.3.3.17.5 (Remote Grid) Updates to grid topology to minimize risk of ignition in HFTDs Remote GridWLDFREquipment / facility failureAggregated | WLDFR | HFTD - Distribution - Tier 2 - 4QU CoRE ¦ 4QU LoRE | Red Flag Warning - Small Fires | Equipment / facility failure | Aggregated | 2044 | 0.00011835 | 696.1473 | 0.082387 | 2044 | Mitigation | 0.95 | 45 | 0 | esc | 0.00097009 | 1.1481e-07 | 0.00097009 | 1.1481e-07
[120 empty] | 7.3.3.17.5 (Remote Grid) Updates to grid topology to minimize risk of ignition in HFTDs Remote GridWLDFREquipment / facility failureAggregated | WLDFR | HFTD - Distribution - Tier 2 - 4QU CoRE ¦ 4QU LoRE | Red Flag Warning - Small Fires | Equipment / facility failure | Aggregated | 2045 | 0.00011835 | 696.1473 | 0.082387 | 2045 | Mitigation | 0.95 | 45 | 0 | esc | 0.00097009 | 1.1481e-07 | 0.00097009 | 1.1481e-07
[120 empty] | 7.3.3.17.5 (Remote Grid) Updates to grid topology to minimize risk of ignition in HFTDs Remote GridWLDFREquipment / facility failureAggregated | WLDFR | HFTD - Distribution - Tier 2 - 4QU CoRE ¦ 4QU LoRE | Red Flag Warning - Small Fires | Equipment / facility failure | Aggregated | 2046 | 0.00011835 | 696.1473 | 0.082387 | 2046 | Mitigation | 0.95 | 45 | 0 | esc | 0.00097009 | 1.1481e-07 | 0.00097009 | 1.1481e-07
[120 empty] | 7.3.3.17.5 (Remote Grid) Updates to grid topology to minimize risk of ignition in HFTDs Remote GridWLDFREquipment / facility failureAggregated | WLDFR | HFTD - Distribution - Tier 2 - 4QU CoRE ¦ 4QU LoRE | Red Flag Warning - Small Fires | Equipment / facility failure | Aggregated | 2047 | 0.00011835 | 696.1473 | 0.082387 | 2047 | Mitigation | 0.95 | 45 | 0 | esc | 0.00097009 | 1.1481e-07 | 0.00097009 | 1.1481e-07
[120 empty] | 7.3.3.17.5 (Remote Grid) Updates to grid topology to minimize risk of ignition in HFTDs Remote GridWLDFREquipment / facility failureAggregated | WLDFR | HFTD - Distribution - Tier 2 - 4QU CoRE ¦ 4QU LoRE | Red Flag Warning - Small Fires | Equipment / facility failure | Aggregated | 2048 | 0.00011835 | 696.1473 | 0.082387 | 2048 | Mitigation | 0.95 | 45 | 0 | esc | 0.00097009 | 1.1481e-07 | 0.00097009 | 1.1481e-07
[120 empty] | 7.3.3.17.5 (Remote Grid) Updates to grid topology to minimize risk of ignition in HFTDs Remote GridWLDFREquipment / facility failureAggregated | WLDFR | HFTD - Distribution - Tier 2 - 4QU CoRE ¦ 4QU LoRE | Red Flag Warning - Small Fires | Equipment / facility failure | Aggregated | 2049 | 0.00011835 | 696.1473 | 0.082387 | 2049 | Mitigation | 0.95 | 45 | 0 | esc | 0.00097009 | 1.1481e-07 | 0.00097009 | 1.1481e-07
[120 empty] | 7.3.3.17.5 (Remote Grid) Updates to grid topology to minimize risk of ignition in HFTDs Remote GridWLDFREquipment / facility failureAggregated | WLDFR | HFTD - Distribution - Tier 2 - 4QU CoRE ¦ 4QU LoRE | Red Flag Warning - Small Fires | Equipment / facility failure | Aggregated | 2050 | 0.00011835 | 696.1473 | 0.082387 | 2050 | Mitigation | 0.95 | 45 | 0 | esc | 0.00097009 | 1.1481e-07 | 0.00097009 | 1.1481e-07
[120 empty] | 7.3.3.17.5 (Remote Grid) Updates to grid topology to minimize risk of ignition in HFTDs Remote GridWLDFREquipment / facility failureAggregated | WLDFR | HFTD - Distribution - Tier 2 - 4QU CoRE ¦ 4QU LoRE | Red Flag Warning - Small Fires | Equipment / facility failure | Aggregated | 2051 | 0.00011835 | 696.1473 | 0.082387 | 2051 | Mitigation | 0.95 | 45 | 0 | esc | 0.00097009 | 1.1481e-07 | 0.00097009 | 1.1481e-07
[120 empty] | 7.3.3.17.5 (Remote Grid) Updates to grid topology to minimize risk of ignition in HFTDs Remote GridWLDFREquipment / facility failureAggregated | WLDFR | HFTD - Distribution - Tier 2 - 4QU CoRE ¦ 4QU LoRE | Red Flag Warning - Small Fires | Equipment / facility failure | Aggregated | 2052 | 0.00011835 | 696.1473 | 0.082387 | 2052 | Mitigation | 0.95 | 45 | 0 | esc | 0.00097009 | 1.1481e-07 | 0.00097009 | 1.1481e-07
[120 empty] | 7.3.3.17.5 (Remote Grid) Updates to grid topology to minimize risk of ignition in HFTDs Remote GridWLDFREquipment / facility failureAggregated | WLDFR | HFTD - Distribution - Tier 2 - 4QU CoRE ¦ 4QU LoRE | Red Flag Warning - Small Fires | Equipment / facility failure | Aggregated | 2053 | 0.00011835 | 696.1473 | 0.082387 | 2053 | Mitigation | 0.95 | 45 | 0 | esc | 0.00097009 | 1.1481e-07 | 0.00097009 | 1.1481e-07
[120 empty] | 7.3.3.17.5 (Remote Grid) Updates to grid topology to minimize risk of ignition in HFTDs Remote GridWLDFREquipment / facility failureAggregated | WLDFR | HFTD - Distribution - Tier 2 - 4QU CoRE ¦ 4QU LoRE | Red Flag Warning - Small Fires | Equipment / facility failure | Aggregated | 2054 | 0.00011835 | 696.1473 | 0.082387 | 2054 | Mitigation | 0.95 | 45 | 0 | esc | 0.00097009 | 1.1481e-07 | 0.00097009 | 1.1481e-07
[120 empty] | 7.3.3.17.5 (Remote Grid) Updates to grid topology to minimize risk of ignition in HFTDs Remote GridWLDFREquipment / facility failureAggregated | WLDFR | HFTD - Distribution - Tier 2 - 4QU CoRE ¦ 4QU LoRE | Red Flag Warning - Small Fires | Equipment / facility failure | Aggregated | 2055 | 0.00011835 | 696.1473 | 0.082387 | 2055 | Mitigation | 0.95 | 45 | 0 | esc | 0.00097009 | 1.1481e-07 | 0.00097009 | 1.1481e-07
[120 empty] | 7.3.3.17.5 (Remote Grid) Updates to grid topology to minimize risk of ignition in HFTDs Remote GridWLDFREquipment / facility failureAggregated | WLDFR | HFTD - Distribution - Tier 2 - 4QU CoRE ¦ 4QU LoRE | Red Flag Warning - Small Fires | Equipment / facility failure | Aggregated | 2056 | 0.00011835 | 696.1473 | 0.082387 | 2056 | Mitigation | 0.95 | 45 | 0 | esc | 0.00097009 | 1.1481e-07 | 0.00097009 | 1.1481e-07
[120 empty] | 7.3.3.17.5 (Remote Grid) Updates to grid topology to minimize risk of ignition in HFTDs Remote GridWLDFREquipment / facility failureAggregated | WLDFR | HFTD - Distribution - Tier 2 - 4QU CoRE ¦ 4QU LoRE | Red Flag Warning - Small Fires | Equipment / facility failure | Aggregated | 2057 | 0.00011835 | 696.1473 | 0.082387 | 2057 | Mitigation | 0.95 | 45 | 0 | esc | 0.00097009 | 1.1481e-07 | 0.00097009 | 1.1481e-07
[120 empty] | 7.3.3.17.5 (Remote Grid) Updates to grid topology to minimize risk of ignition in HFTDs Remote GridWLDFREquipment / facility failureAggregated | WLDFR | HFTD - Distribution - Tier 2 - 4QU CoRE ¦ 4QU LoRE | Red Flag Warning - Small Fires | Equipment / facility failure | Aggregated | 2058 | 0.00011835 | 696.1473 | 0.082387 | 2058 | Mitigation | 0.95 | 45 | 0 | esc | 0.00097009 | 1.1481e-07 | 0.00097009 | 1.1481e-07
[120 empty] | 7.3.3.17.5 (Remote Grid) Updates to grid topology to minimize risk of ignition in HFTDs Remote GridWLDFREquipment / facility failureAggregated | WLDFR | HFTD - Distribution - Tier 2 - 4QU CoRE ¦ 4QU LoRE | Red Flag Warning - Small Fires | Equipment / facility failure | Aggregated | 2059 | 0.00011835 | 696.1473 | 0.082387 | 2059 | Mitigation | 0.95 | 45 | 0 | esc | 0.00097009 | 1.1481e-07 | 0.00097009 | 1.1481e-07
[120 empty] | 7.3.3.17.5 (Remote Grid) Updates to grid topology to minimize risk of ignition in HFTDs Remote GridWLDFREquipment / facility failureAggregated | WLDFR | HFTD - Distribution - Tier 2 - 4QU CoRE ¦ 4QU LoRE | Red Flag Warning - Small Fires | Equipment / facility failure | Aggregated | 2060 | 0.00011835 | 696.1473 | 0.082387 | 2060 | Mitigation | 0.95 | 45 | 0 | esc | 0.00097009 | 1.1481e-07 | 0.00097009 | 1.1481e-07
[120 empty] | 7.3.3.17.5 (Remote Grid) Updates to grid topology to minimize risk of ignition in HFTDs Remote GridWLDFREquipment / facility failureAggregated | WLDFR | HFTD - Distribution - Tier 2 - 4QU CoRE ¦ 4QU LoRE | Red Flag Warning - Small Fires | Equipment / facility failure | Aggregated | 2061 | 0.00011835 | 696.1473 | 0.082387 | 2061 | Mitigation | 0.95 | 45 | 0 | esc | 0.00097009 | 1.1481e-07 | 0.00097009 | 1.1481e-07
[120 empty] | 7.3.3.17.5 (Remote Grid) Updates to grid topology to minimize risk of ignition in HFTDs Remote GridWLDFREquipment / facility failureAggregated | WLDFR | HFTD - Distribution - Tier 2 - 4QU CoRE ¦ 4QU LoRE | Red Flag Warning - Small Fires | Equipment / facility failure | Aggregated | 2062 | 0.00011835 | 696.1473 | 0.082387 | 2062 | Mitigation | 0.95 | 45 | 0 | esc | 0.00097009 | 1.1481e-07 | 0.00097009 | 1.1481e-07
[120 empty] | 7.3.3.17.5 (Remote Grid) Updates to grid topology to minimize risk of ignition in HFTDs Remote GridWLDFREquipment / facility failureAggregated | WLDFR | HFTD - Distribution - Tier 2 - 4QU CoRE ¦ 4QU LoRE | Red Flag Warning - Small Fires | Equipment / facility failure | Aggregated | 2063 | 0.00011835 | 696.1473 | 0.082387 | 2063 | Mitigation | 0.95 | 45 | 0 | esc | 0.00097009 | 1.1481e-07 | 0.00097009 | 1.1481e-07
[120 empty] | 7.3.3.17.5 (Remote Grid) Updates to grid topology to minimize risk of ignition in HFTDs Remote GridWLDFREquipment / facility failureAggregated | WLDFR | HFTD - Distribution - Tier 2 - 4QU CoRE ¦ 4QU LoRE | Red Flag Warning - Small Fires | Equipment / facility failure | Aggregated | 2064 | 0.00011835 | 696.1473 | 0.082387 | 2064 | Mitigation | 0.95 | 45 | 0 | esc | 0.00097009 | 1.1481e-07 | 0.00097009 | 1.1481e-07
[120 empty] | 7.3.3.17.5 (Remote Grid) Updates to grid topology to minimize risk of ignition in HFTDs Remote GridWLDFREquipment / facility failureAggregated | WLDFR | HFTD - Distribution - Tier 2 - 4QU CoRE ¦ 4QU LoRE | Red Flag Warning - Small Fires | Equipment / facility failure | Aggregated | 2065 | 0.00011835 | 696.1473 | 0.082387 | 2065 | Mitigation | 0.95 | 45 | 0 | esc | 0.00097009 | 1.1481e-07 | 0.00097009 | 1.1481e-07
[120 empty] | 7.3.3.17.5 (Remote Grid) Updates to grid topology to minimize risk of ignition in HFTDs Remote GridWLDFREquipment / facility failureAggregated | WLDFR | HFTD - Distribution - Tier 2 - 4QU CoRE ¦ 4QU LoRE | Red Flag Warning - Small Fires | Equipment / facility failure | Aggregated | 2066 | 0.00011835 | 696.1473 | 0.082387 | 2066 | Mitigation | 0.95 | 45 | 0 | esc | 0.00097009 | 1.1481e-07 | 0.00097009 | 1.1481e-07
[120 empty] | 7.3.3.17.5 (Remote Grid) Updates to grid topology to minimize risk of ignition in HFTDs Remote GridWLDFREquipment / facility failureAggregated | WLDFR | HFTD - Distribution - Tier 2 - 4QU CoRE ¦ 4QU LoRE | Red Flag Warning - Small Fires | Equipment / facility failure | Aggregated | 2067 | 0.00011835 | 696.1473 | 0.082387 | 2067 | Mitigation | 0.95 | 45 | 0 | esc | 0 | 0 | 0.00097009 | 1.1481e-07
[120 empty] | 7.3.3.17.5 (Remote Grid) Updates to grid topology to minimize risk of ignition in HFTDs Remote GridWLDFRVegetation ContactAggregated | WLDFR | HFTD - Distribution - Tier 2 - 4QU CoRE ¦ 4QU LoRE | Red Flag Warning - Small Fires | Vegetation Contact | Aggregated | 2022 | 0.00028132 | 696.1473 | 0.19584 | 2022 | Mitigation | 0.95 | 45 | 0 | esc | 0.00097009 | 2.7291e-07 | 0 | 0
[120 empty] | 7.3.3.17.5 (Remote Grid) Updates to grid topology to minimize risk of ignition in HFTDs Remote GridWLDFRVegetation ContactAggregated | WLDFR | HFTD - Distribution - Tier 2 - 4QU CoRE ¦ 4QU LoRE | Red Flag Warning - Small Fires | Vegetation Contact | Aggregated | 2023 | 0.00028132 | 696.1473 | 0.19584 | 2023 | Mitigation | 0.95 | 45 | 0 | esc | 0.00097009 | 2.7291e-07 | 0.00097009 | 2.7291e-07
[120 empty] | 7.3.3.17.5 (Remote Grid) Updates to grid topology to minimize risk of ignition in HFTDs Remote GridWLDFRVegetation ContactAggregated | WLDFR | HFTD - Distribution - Tier 2 - 4QU CoRE ¦ 4QU LoRE | Red Flag Warning - Small Fires | Vegetation Contact | Aggregated | 2024 | 0.00028132 | 696.1473 | 0.19584 | 2024 | Mitigation | 0.95 | 45 | 0 | esc | 0.00097009 | 2.7291e-07 | 0.00097009 | 2.7291e-07
[120 empty] | 7.3.3.17.5 (Remote Grid) Updates to grid topology to minimize risk of ignition in HFTDs Remote GridWLDFRVegetation ContactAggregated | WLDFR | HFTD - Distribution - Tier 2 - 4QU CoRE ¦ 4QU LoRE | Red Flag Warning - Small Fires | Vegetation Contact | Aggregated | 2025 | 0.00028132 | 696.1473 | 0.19584 | 2025 | Mitigation | 0.95 | 45 | 0 | esc | 0.00097009 | 2.7291e-07 | 0.00097009 | 2.7291e-07
[120 empty] | 7.3.3.17.5 (Remote Grid) Updates to grid topology to minimize risk of ignition in HFTDs Remote GridWLDFRVegetation ContactAggregated | WLDFR | HFTD - Distribution - Tier 2 - 4QU CoRE ¦ 4QU LoRE | Red Flag Warning - Small Fires | Vegetation Contact | Aggregated | 2026 | 0.00028132 | 696.1473 | 0.19584 | 2026 | Mitigation | 0.95 | 45 | 0 | esc | 0.00097009 | 2.7291e-07 | 0.00097009 | 2.7291e-07
[120 empty] | 7.3.3.17.5 (Remote Grid) Updates to grid topology to minimize risk of ignition in HFTDs Remote GridWLDFRVegetation ContactAggregated | WLDFR | HFTD - Distribution - Tier 2 - 4QU CoRE ¦ 4QU LoRE | Red Flag Warning - Small Fires | Vegetation Contact | Aggregated | 2027 | 0.00028132 | 696.1473 | 0.19584 | 2027 | Mitigation | 0.95 | 45 | 0 | esc | 0.00097009 | 2.7291e-07 | 0.00097009 | 2.7291e-07
[120 empty] | 7.3.3.17.5 (Remote Grid) Updates to grid topology to minimize risk of ignition in HFTDs Remote GridWLDFRVegetation ContactAggregated | WLDFR | HFTD - Distribution - Tier 2 - 4QU CoRE ¦ 4QU LoRE | Red Flag Warning - Small Fires | Vegetation Contact | Aggregated | 2028 | 0.00028132 | 696.1473 | 0.19584 | 2028 | Mitigation | 0.95 | 45 | 0 | esc | 0.00097009 | 2.7291e-07 | 0.00097009 | 2.7291e-07
[120 empty] | 7.3.3.17.5 (Remote Grid) Updates to grid topology to minimize risk of ignition in HFTDs Remote GridWLDFRVegetation ContactAggregated | WLDFR | HFTD - Distribution - Tier 2 - 4QU CoRE ¦ 4QU LoRE | Red Flag Warning - Small Fires | Vegetation Contact | Aggregated | 2029 | 0.00028132 | 696.1473 | 0.19584 | 2029 | Mitigation | 0.95 | 45 | 0 | esc | 0.00097009 | 2.7291e-07 | 0.00097009 | 2.7291e-07
[120 empty] | 7.3.3.17.5 (Remote Grid) Updates to grid topology to minimize risk of ignition in HFTDs Remote GridWLDFRVegetation ContactAggregated | WLDFR | HFTD - Distribution - Tier 2 - 4QU CoRE ¦ 4QU LoRE | Red Flag Warning - Small Fires | Vegetation Contact | Aggregated | 2030 | 0.00028132 | 696.1473 | 0.19584 | 2030 | Mitigation | 0.95 | 45 | 0 | esc | 0.00097009 | 2.7291e-07 | 0.00097009 | 2.7291e-07
[120 empty] | 7.3.3.17.5 (Remote Grid) Updates to grid topology to minimize risk of ignition in HFTDs Remote GridWLDFRVegetation ContactAggregated | WLDFR | HFTD - Distribution - Tier 2 - 4QU CoRE ¦ 4QU LoRE | Red Flag Warning - Small Fires | Vegetation Contact | Aggregated | 2031 | 0.00028132 | 696.1473 | 0.19584 | 2031 | Mitigation | 0.95 | 45 | 0 | esc | 0.00097009 | 2.7291e-07 | 0.00097009 | 2.7291e-07
[120 empty] | 7.3.3.17.5 (Remote Grid) Updates to grid topology to minimize risk of ignition in HFTDs Remote GridWLDFRVegetation ContactAggregated | WLDFR | HFTD - Distribution - Tier 2 - 4QU CoRE ¦ 4QU LoRE | Red Flag Warning - Small Fires | Vegetation Contact | Aggregated | 2032 | 0.00028132 | 696.1473 | 0.19584 | 2032 | Mitigation | 0.95 | 45 | 0 | esc | 0.00097009 | 2.7291e-07 | 0.00097009 | 2.7291e-07
[120 empty] | 7.3.3.17.5 (Remote Grid) Updates to grid topology to minimize risk of ignition in HFTDs Remote GridWLDFRVegetation ContactAggregated | WLDFR | HFTD - Distribution - Tier 2 - 4QU CoRE ¦ 4QU LoRE | Red Flag Warning - Small Fires | Vegetation Contact | Aggregated | 2033 | 0.00028132 | 696.1473 | 0.19584 | 2033 | Mitigation | 0.95 | 45 | 0 | esc | 0.00097009 | 2.7291e-07 | 0.00097009 | 2.7291e-07
[120 empty] | 7.3.3.17.5 (Remote Grid) Updates to grid topology to minimize risk of ignition in HFTDs Remote GridWLDFRVegetation ContactAggregated | WLDFR | HFTD - Distribution - Tier 2 - 4QU CoRE ¦ 4QU LoRE | Red Flag Warning - Small Fires | Vegetation Contact | Aggregated | 2034 | 0.00028132 | 696.1473 | 0.19584 | 2034 | Mitigation | 0.95 | 45 | 0 | esc | 0.00097009 | 2.7291e-07 | 0.00097009 | 2.7291e-07
[120 empty] | 7.3.3.17.5 (Remote Grid) Updates to grid topology to minimize risk of ignition in HFTDs Remote GridWLDFRVegetation ContactAggregated | WLDFR | HFTD - Distribution - Tier 2 - 4QU CoRE ¦ 4QU LoRE | Red Flag Warning - Small Fires | Vegetation Contact | Aggregated | 2035 | 0.00028132 | 696.1473 | 0.19584 | 2035 | Mitigation | 0.95 | 45 | 0 | esc | 0.00097009 | 2.7291e-07 | 0.00097009 | 2.7291e-07
[120 empty] | 7.3.3.17.5 (Remote Grid) Updates to grid topology to minimize risk of ignition in HFTDs Remote GridWLDFRVegetation ContactAggregated | WLDFR | HFTD - Distribution - Tier 2 - 4QU CoRE ¦ 4QU LoRE | Red Flag Warning - Small Fires | Vegetation Contact | Aggregated | 2036 | 0.00028132 | 696.1473 | 0.19584 | 2036 | Mitigation | 0.95 | 45 | 0 | esc | 0.00097009 | 2.7291e-07 | 0.00097009 | 2.7291e-07
[120 empty] | 7.3.3.17.5 (Remote Grid) Updates to grid topology to minimize risk of ignition in HFTDs Remote GridWLDFRVegetation ContactAggregated | WLDFR | HFTD - Distribution - Tier 2 - 4QU CoRE ¦ 4QU LoRE | Red Flag Warning - Small Fires | Vegetation Contact | Aggregated | 2037 | 0.00028132 | 696.1473 | 0.19584 | 2037 | Mitigation | 0.95 | 45 | 0 | esc | 0.00097009 | 2.7291e-07 | 0.00097009 | 2.7291e-07
[120 empty] | 7.3.3.17.5 (Remote Grid) Updates to grid topology to minimize risk of ignition in HFTDs Remote GridWLDFRVegetation ContactAggregated | WLDFR | HFTD - Distribution - Tier 2 - 4QU CoRE ¦ 4QU LoRE | Red Flag Warning - Small Fires | Vegetation Contact | Aggregated | 2038 | 0.00028132 | 696.1473 | 0.19584 | 2038 | Mitigation | 0.95 | 45 | 0 | esc | 0.00097009 | 2.7291e-07 | 0.00097009 | 2.7291e-07
[120 empty] | 7.3.3.17.5 (Remote Grid) Updates to grid topology to minimize risk of ignition in HFTDs Remote GridWLDFRVegetation ContactAggregated | WLDFR | HFTD - Distribution - Tier 2 - 4QU CoRE ¦ 4QU LoRE | Red Flag Warning - Small Fires | Vegetation Contact | Aggregated | 2039 | 0.00028132 | 696.1473 | 0.19584 | 2039 | Mitigation | 0.95 | 45 | 0 | esc | 0.00097009 | 2.7291e-07 | 0.00097009 | 2.7291e-07
[120 empty] | 7.3.3.17.5 (Remote Grid) Updates to grid topology to minimize risk of ignition in HFTDs Remote GridWLDFRVegetation ContactAggregated | WLDFR | HFTD - Distribution - Tier 2 - 4QU CoRE ¦ 4QU LoRE | Red Flag Warning - Small Fires | Vegetation Contact | Aggregated | 2040 | 0.00028132 | 696.1473 | 0.19584 | 2040 | Mitigation | 0.95 | 45 | 0 | esc | 0.00097009 | 2.7291e-07 | 0.00097009 | 2.7291e-07
[120 empty] | 7.3.3.17.5 (Remote Grid) Updates to grid topology to minimize risk of ignition in HFTDs Remote GridWLDFRVegetation ContactAggregated | WLDFR | HFTD - Distribution - Tier 2 - 4QU CoRE ¦ 4QU LoRE | Red Flag Warning - Small Fires | Vegetation Contact | Aggregated | 2041 | 0.00028132 | 696.1473 | 0.19584 | 2041 | Mitigation | 0.95 | 45 | 0 | esc | 0.00097009 | 2.7291e-07 | 0.00097009 | 2.7291e-07
[120 empty] | 7.3.3.17.5 (Remote Grid) Updates to grid topology to minimize risk of ignition in HFTDs Remote GridWLDFRVegetation ContactAggregated | WLDFR | HFTD - Distribution - Tier 2 - 4QU CoRE ¦ 4QU LoRE | Red Flag Warning - Small Fires | Vegetation Contact | Aggregated | 2042 | 0.00028132 | 696.1473 | 0.19584 | 2042 | Mitigation | 0.95 | 45 | 0 | esc | 0.00097009 | 2.7291e-07 | 0.00097009 | 2.7291e-07
[120 empty] | 7.3.3.17.5 (Remote Grid) Updates to grid topology to minimize risk of ignition in HFTDs Remote GridWLDFRVegetation ContactAggregated | WLDFR | HFTD - Distribution - Tier 2 - 4QU CoRE ¦ 4QU LoRE | Red Flag Warning - Small Fires | Vegetation Contact | Aggregated | 2043 | 0.00028132 | 696.1473 | 0.19584 | 2043 | Mitigation | 0.95 | 45 | 0 | esc | 0.00097009 | 2.7291e-07 | 0.00097009 | 2.7291e-07
[120 empty] | 7.3.3.17.5 (Remote Grid) Updates to grid topology to minimize risk of ignition in HFTDs Remote GridWLDFRVegetation ContactAggregated | WLDFR | HFTD - Distribution - Tier 2 - 4QU CoRE ¦ 4QU LoRE | Red Flag Warning - Small Fires | Vegetation Contact | Aggregated | 2044 | 0.00028132 | 696.1473 | 0.19584 | 2044 | Mitigation | 0.95 | 45 | 0 | esc | 0.00097009 | 2.7291e-07 | 0.00097009 | 2.7291e-07
[120 empty] | 7.3.3.17.5 (Remote Grid) Updates to grid topology to minimize risk of ignition in HFTDs Remote GridWLDFRVegetation ContactAggregated | WLDFR | HFTD - Distribution - Tier 2 - 4QU CoRE ¦ 4QU LoRE | Red Flag Warning - Small Fires | Vegetation Contact | Aggregated | 2045 | 0.00028132 | 696.1473 | 0.19584 | 2045 | Mitigation | 0.95 | 45 | 0 | esc | 0.00097009 | 2.7291e-07 | 0.00097009 | 2.7291e-07
[120 empty] | 7.3.3.17.5 (Remote Grid) Updates to grid topology to minimize risk of ignition in HFTDs Remote GridWLDFRVegetation ContactAggregated | WLDFR | HFTD - Distribution - Tier 2 - 4QU CoRE ¦ 4QU LoRE | Red Flag Warning - Small Fires | Vegetation Contact | Aggregated | 2046 | 0.00028132 | 696.1473 | 0.19584 | 2046 | Mitigation | 0.95 | 45 | 0 | esc | 0.00097009 | 2.7291e-07 | 0.00097009 | 2.7291e-07
[120 empty] | 7.3.3.17.5 (Remote Grid) Updates to grid topology to minimize risk of ignition in HFTDs Remote GridWLDFRVegetation ContactAggregated | WLDFR | HFTD - Distribution - Tier 2 - 4QU CoRE ¦ 4QU LoRE | Red Flag Warning - Small Fires | Vegetation Contact | Aggregated | 2047 | 0.00028132 | 696.1473 | 0.19584 | 2047 | Mitigation | 0.95 | 45 | 0 | esc | 0.00097009 | 2.7291e-07 | 0.00097009 | 2.7291e-07
[120 empty] | 7.3.3.17.5 (Remote Grid) Updates to grid topology to minimize risk of ignition in HFTDs Remote GridWLDFRVegetation ContactAggregated | WLDFR | HFTD - Distribution - Tier 2 - 4QU CoRE ¦ 4QU LoRE | Red Flag Warning - Small Fires | Vegetation Contact | Aggregated | 2048 | 0.00028132 | 696.1473 | 0.19584 | 2048 | Mitigation | 0.95 | 45 | 0 | esc | 0.00097009 | 2.7291e-07 | 0.00097009 | 2.7291e-07
[120 empty] | 7.3.3.17.5 (Remote Grid) Updates to grid topology to minimize risk of ignition in HFTDs Remote GridWLDFRVegetation ContactAggregated | WLDFR | HFTD - Distribution - Tier 2 - 4QU CoRE ¦ 4QU LoRE | Red Flag Warning - Small Fires | Vegetation Contact | Aggregated | 2049 | 0.00028132 | 696.1473 | 0.19584 | 2049 | Mitigation | 0.95 | 45 | 0 | esc | 0.00097009 | 2.7291e-07 | 0.00097009 | 2.7291e-07
[120 empty] | 7.3.3.17.5 (Remote Grid) Updates to grid topology to minimize risk of ignition in HFTDs Remote GridWLDFRVegetation ContactAggregated | WLDFR | HFTD - Distribution - Tier 2 - 4QU CoRE ¦ 4QU LoRE | Red Flag Warning - Small Fires | Vegetation Contact | Aggregated | 2050 | 0.00028132 | 696.1473 | 0.19584 | 2050 | Mitigation | 0.95 | 45 | 0 | esc | 0.00097009 | 2.7291e-07 | 0.00097009 | 2.7291e-07
[120 empty] | 7.3.3.17.5 (Remote Grid) Updates to grid topology to minimize risk of ignition in HFTDs Remote GridWLDFRVegetation ContactAggregated | WLDFR | HFTD - Distribution - Tier 2 - 4QU CoRE ¦ 4QU LoRE | Red Flag Warning - Small Fires | Vegetation Contact | Aggregated | 2051 | 0.00028132 | 696.1473 | 0.19584 | 2051 | Mitigation | 0.95 | 45 | 0 | esc | 0.00097009 | 2.7291e-07 | 0.00097009 | 2.7291e-07
[120 empty] | 7.3.3.17.5 (Remote Grid) Updates to grid topology to minimize risk of ignition in HFTDs Remote GridWLDFRVegetation ContactAggregated | WLDFR | HFTD - Distribution - Tier 2 - 4QU CoRE ¦ 4QU LoRE | Red Flag Warning - Small Fires | Vegetation Contact | Aggregated | 2052 | 0.00028132 | 696.1473 | 0.19584 | 2052 | Mitigation | 0.95 | 45 | 0 | esc | 0.00097009 | 2.7291e-07 | 0.00097009 | 2.7291e-07
[120 empty] | 7.3.3.17.5 (Remote Grid) Updates to grid topology to minimize risk of ignition in HFTDs Remote GridWLDFRVegetation ContactAggregated | WLDFR | HFTD - Distribution - Tier 2 - 4QU CoRE ¦ 4QU LoRE | Red Flag Warning - Small Fires | Vegetation Contact | Aggregated | 2053 | 0.00028132 | 696.1473 | 0.19584 | 2053 | Mitigation | 0.95 | 45 | 0 | esc | 0.00097009 | 2.7291e-07 | 0.00097009 | 2.7291e-07
[120 empty] | 7.3.3.17.5 (Remote Grid) Updates to grid topology to minimize risk of ignition in HFTDs Remote GridWLDFRVegetation ContactAggregated | WLDFR | HFTD - Distribution - Tier 2 - 4QU CoRE ¦ 4QU LoRE | Red Flag Warning - Small Fires | Vegetation Contact | Aggregated | 2054 | 0.00028132 | 696.1473 | 0.19584 | 2054 | Mitigation | 0.95 | 45 | 0 | esc | 0.00097009 | 2.7291e-07 | 0.00097009 | 2.7291e-07
[120 empty] | 7.3.3.17.5 (Remote Grid) Updates to grid topology to minimize risk of ignition in HFTDs Remote GridWLDFRVegetation ContactAggregated | WLDFR | HFTD - Distribution - Tier 2 - 4QU CoRE ¦ 4QU LoRE | Red Flag Warning - Small Fires | Vegetation Contact | Aggregated | 2055 | 0.00028132 | 696.1473 | 0.19584 | 2055 | Mitigation | 0.95 | 45 | 0 | esc | 0.00097009 | 2.7291e-07 | 0.00097009 | 2.7291e-07
[120 empty] | 7.3.3.17.5 (Remote Grid) Updates to grid topology to minimize risk of ignition in HFTDs Remote GridWLDFRVegetation ContactAggregated | WLDFR | HFTD - Distribution - Tier 2 - 4QU CoRE ¦ 4QU LoRE | Red Flag Warning - Small Fires | Vegetation Contact | Aggregated | 2056 | 0.00028132 | 696.1473 | 0.19584 | 2056 | Mitigation | 0.95 | 45 | 0 | esc | 0.00097009 | 2.7291e-07 | 0.00097009 | 2.7291e-07
[120 empty] | 7.3.3.17.5 (Remote Grid) Updates to grid topology to minimize risk of ignition in HFTDs Remote GridWLDFRVegetation ContactAggregated | WLDFR | HFTD - Distribution - Tier 2 - 4QU CoRE ¦ 4QU LoRE | Red Flag Warning - Small Fires | Vegetation Contact | Aggregated | 2057 | 0.00028132 | 696.1473 | 0.19584 | 2057 | Mitigation | 0.95 | 45 | 0 | esc | 0.00097009 | 2.7291e-07 | 0.00097009 | 2.7291e-07
[120 empty] | 7.3.3.17.5 (Remote Grid) Updates to grid topology to minimize risk of ignition in HFTDs Remote GridWLDFRVegetation ContactAggregated | WLDFR | HFTD - Distribution - Tier 2 - 4QU CoRE ¦ 4QU LoRE | Red Flag Warning - Small Fires | Vegetation Contact | Aggregated | 2058 | 0.00028132 | 696.1473 | 0.19584 | 2058 | Mitigation | 0.95 | 45 | 0 | esc | 0.00097009 | 2.7291e-07 | 0.00097009 | 2.7291e-07
[120 empty] | 7.3.3.17.5 (Remote Grid) Updates to grid topology to minimize risk of ignition in HFTDs Remote GridWLDFRVegetation ContactAggregated | WLDFR | HFTD - Distribution - Tier 2 - 4QU CoRE ¦ 4QU LoRE | Red Flag Warning - Small Fires | Vegetation Contact | Aggregated | 2059 | 0.00028132 | 696.1473 | 0.19584 | 2059 | Mitigation | 0.95 | 45 | 0 | esc | 0.00097009 | 2.7291e-07 | 0.00097009 | 2.7291e-07
[120 empty] | 7.3.3.17.5 (Remote Grid) Updates to grid topology to minimize risk of ignition in HFTDs Remote GridWLDFRVegetation ContactAggregated | WLDFR | HFTD - Distribution - Tier 2 - 4QU CoRE ¦ 4QU LoRE | Red Flag Warning - Small Fires | Vegetation Contact | Aggregated | 2060 | 0.00028132 | 696.1473 | 0.19584 | 2060 | Mitigation | 0.95 | 45 | 0 | esc | 0.00097009 | 2.7291e-07 | 0.00097009 | 2.7291e-07
[120 empty] | 7.3.3.17.5 (Remote Grid) Updates to grid topology to minimize risk of ignition in HFTDs Remote GridWLDFRVegetation ContactAggregated | WLDFR | HFTD - Distribution - Tier 2 - 4QU CoRE ¦ 4QU LoRE | Red Flag Warning - Small Fires | Vegetation Contact | Aggregated | 2061 | 0.00028132 | 696.1473 | 0.19584 | 2061 | Mitigation | 0.95 | 45 | 0 | esc | 0.00097009 | 2.7291e-07 | 0.00097009 | 2.7291e-07
[120 empty] | 7.3.3.17.5 (Remote Grid) Updates to grid topology to minimize risk of ignition in HFTDs Remote GridWLDFRVegetation ContactAggregated | WLDFR | HFTD - Distribution - Tier 2 - 4QU CoRE ¦ 4QU LoRE | Red Flag Warning - Small Fires | Vegetation Contact | Aggregated | 2062 | 0.00028132 | 696.1473 | 0.19584 | 2062 | Mitigation | 0.95 | 45 | 0 | esc | 0.00097009 | 2.7291e-07 | 0.00097009 | 2.7291e-07
[120 empty] | 7.3.3.17.5 (Remote Grid) Updates to grid topology to minimize risk of ignition in HFTDs Remote GridWLDFRVegetation ContactAggregated | WLDFR | HFTD - Distribution - Tier 2 - 4QU CoRE ¦ 4QU LoRE | Red Flag Warning - Small Fires | Vegetation Contact | Aggregated | 2063 | 0.00028132 | 696.1473 | 0.19584 | 2063 | Mitigation | 0.95 | 45 | 0 | esc | 0.00097009 | 2.7291e-07 | 0.00097009 | 2.7291e-07
[120 empty] | 7.3.3.17.5 (Remote Grid) Updates to grid topology to minimize risk of ignition in HFTDs Remote GridWLDFRVegetation ContactAggregated | WLDFR | HFTD - Distribution - Tier 2 - 4QU CoRE ¦ 4QU LoRE | Red Flag Warning - Small Fires | Vegetation Contact | Aggregated | 2064 | 0.00028132 | 696.1473 | 0.19584 | 2064 | Mitigation | 0.95 | 45 | 0 | esc | 0.00097009 | 2.7291e-07 | 0.00097009 | 2.7291e-07
[120 empty] | 7.3.3.17.5 (Remote Grid) Updates to grid topology to minimize risk of ignition in HFTDs Remote GridWLDFRVegetation ContactAggregated | WLDFR | HFTD - Distribution - Tier 2 - 4QU CoRE ¦ 4QU LoRE | Red Flag Warning - Small Fires | Vegetation Contact | Aggregated | 2065 | 0.00028132 | 696.1473 | 0.19584 | 2065 | Mitigation | 0.95 | 45 | 0 | esc | 0.00097009 | 2.7291e-07 | 0.00097009 | 2.7291e-07
[120 empty] | 7.3.3.17.5 (Remote Grid) Updates to grid topology to minimize risk of ignition in HFTDs Remote GridWLDFRVegetation ContactAggregated | WLDFR | HFTD - Distribution - Tier 2 - 4QU CoRE ¦ 4QU LoRE | Red Flag Warning - Small Fires | Vegetation Contact | Aggregated | 2066 | 0.00028132 | 696.1473 | 0.19584 | 2066 | Mitigation | 0.95 | 45 | 0 | esc | 0.00097009 | 2.7291e-07 | 0.00097009 | 2.7291e-07
[120 empty] | 7.3.3.17.5 (Remote Grid) Updates to grid topology to minimize risk of ignition in HFTDs Remote GridWLDFRVegetation ContactAggregated | WLDFR | HFTD - Distribution - Tier 2 - 4QU CoRE ¦ 4QU LoRE | Red Flag Warning - Small Fires | Vegetation Contact | Aggregated | 2067 | 0.00028132 | 696.1473 | 0.19584 | 2067 | Mitigation | 0.95 | 45 | 0 | esc | 0 | 0 | 0.00097009 | 2.7291e-07
[120 empty] | 7.3.3.17.5 (Remote Grid) Updates to grid topology to minimize risk of ignition in HFTDs Remote GridWLDFRWire-to-wire contactAggregated | WLDFR | HFTD - Distribution - Tier 2 - 4QU CoRE ¦ 4QU LoRE | Red Flag Warning - Small Fires | Wire-to-wire contact | Aggregated | 2022 | 9.5096e-06 | 696.1473 | 0.00662 | 2022 | Mitigation | 0.95 | 45 | 0 | esc | 0.00097009 | 9.2251e-09 | 0 | 0
[120 empty] | 7.3.3.17.5 (Remote Grid) Updates to grid topology to minimize risk of ignition in HFTDs Remote GridWLDFRWire-to-wire contactAggregated | WLDFR | HFTD - Distribution - Tier 2 - 4QU CoRE ¦ 4QU LoRE | Red Flag Warning - Small Fires | Wire-to-wire contact | Aggregated | 2023 | 9.5096e-06 | 696.1473 | 0.00662 | 2023 | Mitigation | 0.95 | 45 | 0 | esc | 0.00097009 | 9.2251e-09 | 0.00097009 | 9.2251e-09
[120 empty] | 7.3.3.17.5 (Remote Grid) Updates to grid topology to minimize risk of ignition in HFTDs Remote GridWLDFRWire-to-wire contactAggregated | WLDFR | HFTD - Distribution - Tier 2 - 4QU CoRE ¦ 4QU LoRE | Red Flag Warning - Small Fires | Wire-to-wire contact | Aggregated | 2024 | 9.5096e-06 | 696.1473 | 0.00662 | 2024 | Mitigation | 0.95 | 45 | 0 | esc | 0.00097009 | 9.2251e-09 | 0.00097009 | 9.2251e-09
[120 empty] | 7.3.3.17.5 (Remote Grid) Updates to grid topology to minimize risk of ignition in HFTDs Remote GridWLDFRWire-to-wire contactAggregated | WLDFR | HFTD - Distribution - Tier 2 - 4QU CoRE ¦ 4QU LoRE | Red Flag Warning - Small Fires | Wire-to-wire contact | Aggregated | 2025 | 9.5096e-06 | 696.1473 | 0.00662 | 2025 | Mitigation | 0.95 | 45 | 0 | esc | 0.00097009 | 9.2251e-09 | 0.00097009 | 9.2251e-09
[120 empty] | 7.3.3.17.5 (Remote Grid) Updates to grid topology to minimize risk of ignition in HFTDs Remote GridWLDFRWire-to-wire contactAggregated | WLDFR | HFTD - Distribution - Tier 2 - 4QU CoRE ¦ 4QU LoRE | Red Flag Warning - Small Fires | Wire-to-wire contact | Aggregated | 2026 | 9.5096e-06 | 696.1473 | 0.00662 | 2026 | Mitigation | 0.95 | 45 | 0 | esc | 0.00097009 | 9.2251e-09 | 0.00097009 | 9.2251e-09
[120 empty] | 7.3.3.17.5 (Remote Grid) Updates to grid topology to minimize risk of ignition in HFTDs Remote GridWLDFRWire-to-wire contactAggregated | WLDFR | HFTD - Distribution - Tier 2 - 4QU CoRE ¦ 4QU LoRE | Red Flag Warning - Small Fires | Wire-to-wire contact | Aggregated | 2027 | 9.5096e-06 | 696.1473 | 0.00662 | 2027 | Mitigation | 0.95 | 45 | 0 | esc | 0.00097009 | 9.2251e-09 | 0.00097009 | 9.2251e-09
[120 empty] | 7.3.3.17.5 (Remote Grid) Updates to grid topology to minimize risk of ignition in HFTDs Remote GridWLDFRWire-to-wire contactAggregated | WLDFR | HFTD - Distribution - Tier 2 - 4QU CoRE ¦ 4QU LoRE | Red Flag Warning - Small Fires | Wire-to-wire contact | Aggregated | 2028 | 9.5096e-06 | 696.1473 | 0.00662 | 2028 | Mitigation | 0.95 | 45 | 0 | esc | 0.00097009 | 9.2251e-09 | 0.00097009 | 9.2251e-09
[120 empty] | 7.3.3.17.5 (Remote Grid) Updates to grid topology to minimize risk of ignition in HFTDs Remote GridWLDFRWire-to-wire contactAggregated | WLDFR | HFTD - Distribution - Tier 2 - 4QU CoRE ¦ 4QU LoRE | Red Flag Warning - Small Fires | Wire-to-wire contact | Aggregated | 2029 | 9.5096e-06 | 696.1473 | 0.00662 | 2029 | Mitigation | 0.95 | 45 | 0 | esc | 0.00097009 | 9.2251e-09 | 0.00097009 | 9.2251e-09
[120 empty] | 7.3.3.17.5 (Remote Grid) Updates to grid topology to minimize risk of ignition in HFTDs Remote GridWLDFRWire-to-wire contactAggregated | WLDFR | HFTD - Distribution - Tier 2 - 4QU CoRE ¦ 4QU LoRE | Red Flag Warning - Small Fires | Wire-to-wire contact | Aggregated | 2030 | 9.5096e-06 | 696.1473 | 0.00662 | 2030 | Mitigation | 0.95 | 45 | 0 | esc | 0.00097009 | 9.2251e-09 | 0.00097009 | 9.2251e-09
[120 empty] | 7.3.3.17.5 (Remote Grid) Updates to grid topology to minimize risk of ignition in HFTDs Remote GridWLDFRWire-to-wire contactAggregated | WLDFR | HFTD - Distribution - Tier 2 - 4QU CoRE ¦ 4QU LoRE | Red Flag Warning - Small Fires | Wire-to-wire contact | Aggregated | 2031 | 9.5096e-06 | 696.1473 | 0.00662 | 2031 | Mitigation | 0.95 | 45 | 0 | esc | 0.00097009 | 9.2251e-09 | 0.00097009 | 9.2251e-09
[120 empty] | 7.3.3.17.5 (Remote Grid) Updates to grid topology to minimize risk of ignition in HFTDs Remote GridWLDFRWire-to-wire contactAggregated | WLDFR | HFTD - Distribution - Tier 2 - 4QU CoRE ¦ 4QU LoRE | Red Flag Warning - Small Fires | Wire-to-wire contact | Aggregated | 2032 | 9.5096e-06 | 696.1473 | 0.00662 | 2032 | Mitigation | 0.95 | 45 | 0 | esc | 0.00097009 | 9.2251e-09 | 0.00097009 | 9.2251e-09
[120 empty] | 7.3.3.17.5 (Remote Grid) Updates to grid topology to minimize risk of ignition in HFTDs Remote GridWLDFRWire-to-wire contactAggregated | WLDFR | HFTD - Distribution - Tier 2 - 4QU CoRE ¦ 4QU LoRE | Red Flag Warning - Small Fires | Wire-to-wire contact | Aggregated | 2033 | 9.5096e-06 | 696.1473 | 0.00662 | 2033 | Mitigation | 0.95 | 45 | 0 | esc | 0.00097009 | 9.2251e-09 | 0.00097009 | 9.2251e-09
[120 empty] | 7.3.3.17.5 (Remote Grid) Updates to grid topology to minimize risk of ignition in HFTDs Remote GridWLDFRWire-to-wire contactAggregated | WLDFR | HFTD - Distribution - Tier 2 - 4QU CoRE ¦ 4QU LoRE | Red Flag Warning - Small Fires | Wire-to-wire contact | Aggregated | 2034 | 9.5096e-06 | 696.1473 | 0.00662 | 2034 | Mitigation | 0.95 | 45 | 0 | esc | 0.00097009 | 9.2251e-09 | 0.00097009 | 9.2251e-09
[120 empty] | 7.3.3.17.5 (Remote Grid) Updates to grid topology to minimize risk of ignition in HFTDs Remote GridWLDFRWire-to-wire contactAggregated | WLDFR | HFTD - Distribution - Tier 2 - 4QU CoRE ¦ 4QU LoRE | Red Flag Warning - Small Fires | Wire-to-wire contact | Aggregated | 2035 | 9.5096e-06 | 696.1473 | 0.00662 | 2035 | Mitigation | 0.95 | 45 | 0 | esc | 0.00097009 | 9.2251e-09 | 0.00097009 | 9.2251e-09
[120 empty] | 7.3.3.17.5 (Remote Grid) Updates to grid topology to minimize risk of ignition in HFTDs Remote GridWLDFRWire-to-wire contactAggregated | WLDFR | HFTD - Distribution - Tier 2 - 4QU CoRE ¦ 4QU LoRE | Red Flag Warning - Small Fires | Wire-to-wire contact | Aggregated | 2036 | 9.5096e-06 | 696.1473 | 0.00662 | 2036 | Mitigation | 0.95 | 45 | 0 | esc | 0.00097009 | 9.2251e-09 | 0.00097009 | 9.2251e-09
[120 empty] | 7.3.3.17.5 (Remote Grid) Updates to grid topology to minimize risk of ignition in HFTDs Remote GridWLDFRWire-to-wire contactAggregated | WLDFR | HFTD - Distribution - Tier 2 - 4QU CoRE ¦ 4QU LoRE | Red Flag Warning - Small Fires | Wire-to-wire contact | Aggregated | 2037 | 9.5096e-06 | 696.1473 | 0.00662 | 2037 | Mitigation | 0.95 | 45 | 0 | esc | 0.00097009 | 9.2251e-09 | 0.00097009 | 9.2251e-09
[120 empty] | 7.3.3.17.5 (Remote Grid) Updates to grid topology to minimize risk of ignition in HFTDs Remote GridWLDFRWire-to-wire contactAggregated | WLDFR | HFTD - Distribution - Tier 2 - 4QU CoRE ¦ 4QU LoRE | Red Flag Warning - Small Fires | Wire-to-wire contact | Aggregated | 2038 | 9.5096e-06 | 696.1473 | 0.00662 | 2038 | Mitigation | 0.95 | 45 | 0 | esc | 0.00097009 | 9.2251e-09 | 0.00097009 | 9.2251e-09
[120 empty] | 7.3.3.17.5 (Remote Grid) Updates to grid topology to minimize risk of ignition in HFTDs Remote GridWLDFRWire-to-wire contactAggregated | WLDFR | HFTD - Distribution - Tier 2 - 4QU CoRE ¦ 4QU LoRE | Red Flag Warning - Small Fires | Wire-to-wire contact | Aggregated | 2039 | 9.5096e-06 | 696.1473 | 0.00662 | 2039 | Mitigation | 0.95 | 45 | 0 | esc | 0.00097009 | 9.2251e-09 | 0.00097009 | 9.2251e-09
[120 empty] | 7.3.3.17.5 (Remote Grid) Updates to grid topology to minimize risk of ignition in HFTDs Remote GridWLDFRWire-to-wire contactAggregated | WLDFR | HFTD - Distribution - Tier 2 - 4QU CoRE ¦ 4QU LoRE | Red Flag Warning - Small Fires | Wire-to-wire contact | Aggregated | 2040 | 9.5096e-06 | 696.1473 | 0.00662 | 2040 | Mitigation | 0.95 | 45 | 0 | esc | 0.00097009 | 9.2251e-09 | 0.00097009 | 9.2251e-09
[120 empty] | 7.3.3.17.5 (Remote Grid) Updates to grid topology to minimize risk of ignition in HFTDs Remote GridWLDFRWire-to-wire contactAggregated | WLDFR | HFTD - Distribution - Tier 2 - 4QU CoRE ¦ 4QU LoRE | Red Flag Warning - Small Fires | Wire-to-wire contact | Aggregated | 2041 | 9.5096e-06 | 696.1473 | 0.00662 | 2041 | Mitigation | 0.95 | 45 | 0 | esc | 0.00097009 | 9.2251e-09 | 0.00097009 | 9.2251e-09
[120 empty] | 7.3.3.17.5 (Remote Grid) Updates to grid topology to minimize risk of ignition in HFTDs Remote GridWLDFRWire-to-wire contactAggregated | WLDFR | HFTD - Distribution - Tier 2 - 4QU CoRE ¦ 4QU LoRE | Red Flag Warning - Small Fires | Wire-to-wire contact | Aggregated | 2042 | 9.5096e-06 | 696.1473 | 0.00662 | 2042 | Mitigation | 0.95 | 45 | 0 | esc | 0.00097009 | 9.2251e-09 | 0.00097009 | 9.2251e-09
[120 empty] | 7.3.3.17.5 (Remote Grid) Updates to grid topology to minimize risk of ignition in HFTDs Remote GridWLDFRWire-to-wire contactAggregated | WLDFR | HFTD - Distribution - Tier 2 - 4QU CoRE ¦ 4QU LoRE | Red Flag Warning - Small Fires | Wire-to-wire contact | Aggregated | 2043 | 9.5096e-06 | 696.1473 | 0.00662 | 2043 | Mitigation | 0.95 | 45 | 0 | esc | 0.00097009 | 9.2251e-09 | 0.00097009 | 9.2251e-09
[120 empty] | 7.3.3.17.5 (Remote Grid) Updates to grid topology to minimize risk of ignition in HFTDs Remote GridWLDFRWire-to-wire contactAggregated | WLDFR | HFTD - Distribution - Tier 2 - 4QU CoRE ¦ 4QU LoRE | Red Flag Warning - Small Fires | Wire-to-wire contact | Aggregated | 2044 | 9.5096e-06 | 696.1473 | 0.00662 | 2044 | Mitigation | 0.95 | 45 | 0 | esc | 0.00097009 | 9.2251e-09 | 0.00097009 | 9.2251e-09
[120 empty] | 7.3.3.17.5 (Remote Grid) Updates to grid topology to minimize risk of ignition in HFTDs Remote GridWLDFRWire-to-wire contactAggregated | WLDFR | HFTD - Distribution - Tier 2 - 4QU CoRE ¦ 4QU LoRE | Red Flag Warning - Small Fires | Wire-to-wire contact | Aggregated | 2045 | 9.5096e-06 | 696.1473 | 0.00662 | 2045 | Mitigation | 0.95 | 45 | 0 | esc | 0.00097009 | 9.2251e-09 | 0.00097009 | 9.2251e-09
[120 empty] | 7.3.3.17.5 (Remote Grid) Updates to grid topology to minimize risk of ignition in HFTDs Remote GridWLDFRWire-to-wire contactAggregated | WLDFR | HFTD - Distribution - Tier 2 - 4QU CoRE ¦ 4QU LoRE | Red Flag Warning - Small Fires | Wire-to-wire contact | Aggregated | 2046 | 9.5096e-06 | 696.1473 | 0.00662 | 2046 | Mitigation | 0.95 | 45 | 0 | esc | 0.00097009 | 9.2251e-09 | 0.00097009 | 9.2251e-09
[120 empty] | 7.3.3.17.5 (Remote Grid) Updates to grid topology to minimize risk of ignition in HFTDs Remote GridWLDFRWire-to-wire contactAggregated | WLDFR | HFTD - Distribution - Tier 2 - 4QU CoRE ¦ 4QU LoRE | Red Flag Warning - Small Fires | Wire-to-wire contact | Aggregated | 2047 | 9.5096e-06 | 696.1473 | 0.00662 | 2047 | Mitigation | 0.95 | 45 | 0 | esc | 0.00097009 | 9.2251e-09 | 0.00097009 | 9.2251e-09
[120 empty] | 7.3.3.17.5 (Remote Grid) Updates to grid topology to minimize risk of ignition in HFTDs Remote GridWLDFRWire-to-wire contactAggregated | WLDFR | HFTD - Distribution - Tier 2 - 4QU CoRE ¦ 4QU LoRE | Red Flag Warning - Small Fires | Wire-to-wire contact | Aggregated | 2048 | 9.5096e-06 | 696.1473 | 0.00662 | 2048 | Mitigation | 0.95 | 45 | 0 | esc | 0.00097009 | 9.2251e-09 | 0.00097009 | 9.2251e-09
[120 empty] | 7.3.3.17.5 (Remote Grid) Updates to grid topology to minimize risk of ignition in HFTDs Remote GridWLDFRWire-to-wire contactAggregated | WLDFR | HFTD - Distribution - Tier 2 - 4QU CoRE ¦ 4QU LoRE | Red Flag Warning - Small Fires | Wire-to-wire contact | Aggregated | 2049 | 9.5096e-06 | 696.1473 | 0.00662 | 2049 | Mitigation | 0.95 | 45 | 0 | esc | 0.00097009 | 9.2251e-09 | 0.00097009 | 9.2251e-09
[120 empty] | 7.3.3.17.5 (Remote Grid) Updates to grid topology to minimize risk of ignition in HFTDs Remote GridWLDFRWire-to-wire contactAggregated | WLDFR | HFTD - Distribution - Tier 2 - 4QU CoRE ¦ 4QU LoRE | Red Flag Warning - Small Fires | Wire-to-wire contact | Aggregated | 2050 | 9.5096e-06 | 696.1473 | 0.00662 | 2050 | Mitigation | 0.95 | 45 | 0 | esc | 0.00097009 | 9.2251e-09 | 0.00097009 | 9.2251e-09
[120 empty] | 7.3.3.17.5 (Remote Grid) Updates to grid topology to minimize risk of ignition in HFTDs Remote GridWLDFRWire-to-wire contactAggregated | WLDFR | HFTD - Distribution - Tier 2 - 4QU CoRE ¦ 4QU LoRE | Red Flag Warning - Small Fires | Wire-to-wire contact | Aggregated | 2051 | 9.5096e-06 | 696.1473 | 0.00662 | 2051 | Mitigation | 0.95 | 45 | 0 | esc | 0.00097009 | 9.2251e-09 | 0.00097009 | 9.2251e-09
[120 empty] | 7.3.3.17.5 (Remote Grid) Updates to grid topology to minimize risk of ignition in HFTDs Remote GridWLDFRWire-to-wire contactAggregated | WLDFR | HFTD - Distribution - Tier 2 - 4QU CoRE ¦ 4QU LoRE | Red Flag Warning - Small Fires | Wire-to-wire contact | Aggregated | 2052 | 9.5096e-06 | 696.1473 | 0.00662 | 2052 | Mitigation | 0.95 | 45 | 0 | esc | 0.00097009 | 9.2251e-09 | 0.00097009 | 9.2251e-09
[120 empty] | 7.3.3.17.5 (Remote Grid) Updates to grid topology to minimize risk of ignition in HFTDs Remote GridWLDFRWire-to-wire contactAggregated | WLDFR | HFTD - Distribution - Tier 2 - 4QU CoRE ¦ 4QU LoRE | Red Flag Warning - Small Fires | Wire-to-wire contact | Aggregated | 2053 | 9.5096e-06 | 696.1473 | 0.00662 | 2053 | Mitigation | 0.95 | 45 | 0 | esc | 0.00097009 | 9.2251e-09 | 0.00097009 | 9.2251e-09
[120 empty] | 7.3.3.17.5 (Remote Grid) Updates to grid topology to minimize risk of ignition in HFTDs Remote GridWLDFRWire-to-wire contactAggregated | WLDFR | HFTD - Distribution - Tier 2 - 4QU CoRE ¦ 4QU LoRE | Red Flag Warning - Small Fires | Wire-to-wire contact | Aggregated | 2054 | 9.5096e-06 | 696.1473 | 0.00662 | 2054 | Mitigation | 0.95 | 45 | 0 | esc | 0.00097009 | 9.2251e-09 | 0.00097009 | 9.2251e-09
[120 empty] | 7.3.3.17.5 (Remote Grid) Updates to grid topology to minimize risk of ignition in HFTDs Remote GridWLDFRWire-to-wire contactAggregated | WLDFR | HFTD - Distribution - Tier 2 - 4QU CoRE ¦ 4QU LoRE | Red Flag Warning - Small Fires | Wire-to-wire contact | Aggregated | 2055 | 9.5096e-06 | 696.1473 | 0.00662 | 2055 | Mitigation | 0.95 | 45 | 0 | esc | 0.00097009 | 9.2251e-09 | 0.00097009 | 9.2251e-09
[120 empty] | 7.3.3.17.5 (Remote Grid) Updates to grid topology to minimize risk of ignition in HFTDs Remote GridWLDFRWire-to-wire contactAggregated | WLDFR | HFTD - Distribution - Tier 2 - 4QU CoRE ¦ 4QU LoRE | Red Flag Warning - Small Fires | Wire-to-wire contact | Aggregated | 2056 | 9.5096e-06 | 696.1473 | 0.00662 | 2056 | Mitigation | 0.95 | 45 | 0 | esc | 0.00097009 | 9.2251e-09 | 0.00097009 | 9.2251e-09
[120 empty] | 7.3.3.17.5 (Remote Grid) Updates to grid topology to minimize risk of ignition in HFTDs Remote GridWLDFRWire-to-wire contactAggregated | WLDFR | HFTD - Distribution - Tier 2 - 4QU CoRE ¦ 4QU LoRE | Red Flag Warning - Small Fires | Wire-to-wire contact | Aggregated | 2057 | 9.5096e-06 | 696.1473 | 0.00662 | 2057 | Mitigation | 0.95 | 45 | 0 | esc | 0.00097009 | 9.2251e-09 | 0.00097009 | 9.2251e-09
[120 empty] | 7.3.3.17.5 (Remote Grid) Updates to grid topology to minimize risk of ignition in HFTDs Remote GridWLDFRWire-to-wire contactAggregated | WLDFR | HFTD - Distribution - Tier 2 - 4QU CoRE ¦ 4QU LoRE | Red Flag Warning - Small Fires | Wire-to-wire contact | Aggregated | 2058 | 9.5096e-06 | 696.1473 | 0.00662 | 2058 | Mitigation | 0.95 | 45 | 0 | esc | 0.00097009 | 9.2251e-09 | 0.00097009 | 9.2251e-09
[120 empty] | 7.3.3.17.5 (Remote Grid) Updates to grid topology to minimize risk of ignition in HFTDs Remote GridWLDFRWire-to-wire contactAggregated | WLDFR | HFTD - Distribution - Tier 2 - 4QU CoRE ¦ 4QU LoRE | Red Flag Warning - Small Fires | Wire-to-wire contact | Aggregated | 2059 | 9.5096e-06 | 696.1473 | 0.00662 | 2059 | Mitigation | 0.95 | 45 | 0 | esc | 0.00097009 | 9.2251e-09 | 0.00097009 | 9.2251e-09
[120 empty] | 7.3.3.17.5 (Remote Grid) Updates to grid topology to minimize risk of ignition in HFTDs Remote GridWLDFRWire-to-wire contactAggregated | WLDFR | HFTD - Distribution - Tier 2 - 4QU CoRE ¦ 4QU LoRE | Red Flag Warning - Small Fires | Wire-to-wire contact | Aggregated | 2060 | 9.5096e-06 | 696.1473 | 0.00662 | 2060 | Mitigation | 0.95 | 45 | 0 | esc | 0.00097009 | 9.2251e-09 | 0.00097009 | 9.2251e-09
[120 empty] | 7.3.3.17.5 (Remote Grid) Updates to grid topology to minimize risk of ignition in HFTDs Remote GridWLDFRWire-to-wire contactAggregated | WLDFR | HFTD - Distribution - Tier 2 - 4QU CoRE ¦ 4QU LoRE | Red Flag Warning - Small Fires | Wire-to-wire contact | Aggregated | 2061 | 9.5096e-06 | 696.1473 | 0.00662 | 2061 | Mitigation | 0.95 | 45 | 0 | esc | 0.00097009 | 9.2251e-09 | 0.00097009 | 9.2251e-09
[120 empty] | 7.3.3.17.5 (Remote Grid) Updates to grid topology to minimize risk of ignition in HFTDs Remote GridWLDFRWire-to-wire contactAggregated | WLDFR | HFTD - Distribution - Tier 2 - 4QU CoRE ¦ 4QU LoRE | Red Flag Warning - Small Fires | Wire-to-wire contact | Aggregated | 2062 | 9.5096e-06 | 696.1473 | 0.00662 | 2062 | Mitigation | 0.95 | 45 | 0 | esc | 0.00097009 | 9.2251e-09 | 0.00097009 | 9.2251e-09
[120 empty] | 7.3.3.17.5 (Remote Grid) Updates to grid topology to minimize risk of ignition in HFTDs Remote GridWLDFRWire-to-wire contactAggregated | WLDFR | HFTD - Distribution - Tier 2 - 4QU CoRE ¦ 4QU LoRE | Red Flag Warning - Small Fires | Wire-to-wire contact | Aggregated | 2063 | 9.5096e-06 | 696.1473 | 0.00662 | 2063 | Mitigation | 0.95 | 45 | 0 | esc | 0.00097009 | 9.2251e-09 | 0.00097009 | 9.2251e-09
[120 empty] | 7.3.3.17.5 (Remote Grid) Updates to grid topology to minimize risk of ignition in HFTDs Remote GridWLDFRWire-to-wire contactAggregated | WLDFR | HFTD - Distribution - Tier 2 - 4QU CoRE ¦ 4QU LoRE | Red Flag Warning - Small Fires | Wire-to-wire contact | Aggregated | 2064 | 9.5096e-06 | 696.1473 | 0.00662 | 2064 | Mitigation | 0.95 | 45 | 0 | esc | 0.00097009 | 9.2251e-09 | 0.00097009 | 9.2251e-09
[120 empty] | 7.3.3.17.5 (Remote Grid) Updates to grid topology to minimize risk of ignition in HFTDs Remote GridWLDFRWire-to-wire contactAggregated | WLDFR | HFTD - Distribution - Tier 2 - 4QU CoRE ¦ 4QU LoRE | Red Flag Warning - Small Fires | Wire-to-wire contact | Aggregated | 2065 | 9.5096e-06 | 696.1473 | 0.00662 | 2065 | Mitigation | 0.95 | 45 | 0 | esc | 0.00097009 | 9.2251e-09 | 0.00097009 | 9.2251e-09
[120 empty] | 7.3.3.17.5 (Remote Grid) Updates to grid topology to minimize risk of ignition in HFTDs Remote GridWLDFRWire-to-wire contactAggregated | WLDFR | HFTD - Distribution - Tier 2 - 4QU CoRE ¦ 4QU LoRE | Red Flag Warning - Small Fires | Wire-to-wire contact | Aggregated | 2066 | 9.5096e-06 | 696.1473 | 0.00662 | 2066 | Mitigation | 0.95 | 45 | 0 | esc | 0.00097009 | 9.2251e-09 | 0.00097009 | 9.2251e-09
[120 empty] | 7.3.3.17.5 (Remote Grid) Updates to grid topology to minimize risk of ignition in HFTDs Remote GridWLDFRWire-to-wire contactAggregated | WLDFR | HFTD - Distribution - Tier 2 - 4QU CoRE ¦ 4QU LoRE | Red Flag Warning - Small Fires | Wire-to-wire contact | Aggregated | 2067 | 9.5096e-06 | 696.1473 | 0.00662 | 2067 | Mitigation | 0.95 | 45 | 0 | esc | 0 | 0 | 0.00097009 | 9.2251e-09
[120 empty] | 7.3.3.17.5 (Remote Grid) Updates to grid topology to minimize risk of ignition in HFTDs Remote GridWLDFRContact from objectAggregated | WLDFR | HFTD - Distribution - Tier 2 - 4QU CoRE ¦ 5QU LoRE | Non-Red Flag Warning - Catastrophic Fires | Contact from object | Aggregated | 2022 | 1.2127e-07 | 470.836 | 5.71e-05 | 2022 | Mitigation | 0.95 | 45 | 0 | esc | 0.00097009 | 1.1765e-10 | 0 | 0
[120 empty] | 7.3.3.17.5 (Remote Grid) Updates to grid topology to minimize risk of ignition in HFTDs Remote GridWLDFRContact from objectAggregated | WLDFR | HFTD - Distribution - Tier 2 - 4QU CoRE ¦ 5QU LoRE | Non-Red Flag Warning - Catastrophic Fires | Contact from object | Aggregated | 2023 | 1.2127e-07 | 470.836 | 5.71e-05 | 2023 | Mitigation | 0.95 | 45 | 0 | esc | 0.00097009 | 1.1765e-10 | 0.00097009 | 1.1765e-10
[120 empty] | 7.3.3.17.5 (Remote Grid) Updates to grid topology to minimize risk of ignition in HFTDs Remote GridWLDFRContact from objectAggregated | WLDFR | HFTD - Distribution - Tier 2 - 4QU CoRE ¦ 5QU LoRE | Non-Red Flag Warning - Catastrophic Fires | Contact from object | Aggregated | 2024 | 1.2127e-07 | 470.836 | 5.71e-05 | 2024 | Mitigation | 0.95 | 45 | 0 | esc | 0.00097009 | 1.1765e-10 | 0.00097009 | 1.1765e-10
[120 empty] | 7.3.3.17.5 (Remote Grid) Updates to grid topology to minimize risk of ignition in HFTDs Remote GridWLDFRContact from objectAggregated | WLDFR | HFTD - Distribution - Tier 2 - 4QU CoRE ¦ 5QU LoRE | Non-Red Flag Warning - Catastrophic Fires | Contact from object | Aggregated | 2025 | 1.2127e-07 | 470.836 | 5.71e-05 | 2025 | Mitigation | 0.95 | 45 | 0 | esc | 0.00097009 | 1.1765e-10 | 0.00097009 | 1.1765e-10
[120 empty] | 7.3.3.17.5 (Remote Grid) Updates to grid topology to minimize risk of ignition in HFTDs Remote GridWLDFRContact from objectAggregated | WLDFR | HFTD - Distribution - Tier 2 - 4QU CoRE ¦ 5QU LoRE | Non-Red Flag Warning - Catastrophic Fires | Contact from object | Aggregated | 2026 | 1.2127e-07 | 470.836 | 5.71e-05 | 2026 | Mitigation | 0.95 | 45 | 0 | esc | 0.00097009 | 1.1765e-10 | 0.00097009 | 1.1765e-10
[120 empty] | 7.3.3.17.5 (Remote Grid) Updates to grid topology to minimize risk of ignition in HFTDs Remote GridWLDFRContact from objectAggregated | WLDFR | HFTD - Distribution - Tier 2 - 4QU CoRE ¦ 5QU LoRE | Non-Red Flag Warning - Catastrophic Fires | Contact from object | Aggregated | 2027 | 1.2127e-07 | 470.836 | 5.71e-05 | 2027 | Mitigation | 0.95 | 45 | 0 | esc | 0.00097009 | 1.1765e-10 | 0.00097009 | 1.1765e-10
[120 empty] | 7.3.3.17.5 (Remote Grid) Updates to grid topology to minimize risk of ignition in HFTDs Remote GridWLDFRContact from objectAggregated | WLDFR | HFTD - Distribution - Tier 2 - 4QU CoRE ¦ 5QU LoRE | Non-Red Flag Warning - Catastrophic Fires | Contact from object | Aggregated | 2028 | 1.2127e-07 | 470.836 | 5.71e-05 | 2028 | Mitigation | 0.95 | 45 | 0 | esc | 0.00097009 | 1.1765e-10 | 0.00097009 | 1.1765e-10
[120 empty] | 7.3.3.17.5 (Remote Grid) Updates to grid topology to minimize risk of ignition in HFTDs Remote GridWLDFRContact from objectAggregated | WLDFR | HFTD - Distribution - Tier 2 - 4QU CoRE ¦ 5QU LoRE | Non-Red Flag Warning - Catastrophic Fires | Contact from object | Aggregated | 2029 | 1.2127e-07 | 470.836 | 5.71e-05 | 2029 | Mitigation | 0.95 | 45 | 0 | esc | 0.00097009 | 1.1765e-10 | 0.00097009 | 1.1765e-10
[120 empty] | 7.3.3.17.5 (Remote Grid) Updates to grid topology to minimize risk of ignition in HFTDs Remote GridWLDFRContact from objectAggregated | WLDFR | HFTD - Distribution - Tier 2 - 4QU CoRE ¦ 5QU LoRE | Non-Red Flag Warning - Catastrophic Fires | Contact from object | Aggregated | 2030 | 1.2127e-07 | 470.836 | 5.71e-05 | 2030 | Mitigation | 0.95 | 45 | 0 | esc | 0.00097009 | 1.1765e-10 | 0.00097009 | 1.1765e-10
[120 empty] | 7.3.3.17.5 (Remote Grid) Updates to grid topology to minimize risk of ignition in HFTDs Remote GridWLDFRContact from objectAggregated | WLDFR | HFTD - Distribution - Tier 2 - 4QU CoRE ¦ 5QU LoRE | Non-Red Flag Warning - Catastrophic Fires | Contact from object | Aggregated | 2031 | 1.2127e-07 | 470.836 | 5.71e-05 | 2031 | Mitigation | 0.95 | 45 | 0 | esc | 0.00097009 | 1.1765e-10 | 0.00097009 | 1.1765e-10
[120 empty] | 7.3.3.17.5 (Remote Grid) Updates to grid topology to minimize risk of ignition in HFTDs Remote GridWLDFRContact from objectAggregated | WLDFR | HFTD - Distribution - Tier 2 - 4QU CoRE ¦ 5QU LoRE | Non-Red Flag Warning - Catastrophic Fires | Contact from object | Aggregated | 2032 | 1.2127e-07 | 470.836 | 5.71e-05 | 2032 | Mitigation | 0.95 | 45 | 0 | esc | 0.00097009 | 1.1765e-10 | 0.00097009 | 1.1765e-10
[120 empty] | 7.3.3.17.5 (Remote Grid) Updates to grid topology to minimize risk of ignition in HFTDs Remote GridWLDFRContact from objectAggregated | WLDFR | HFTD - Distribution - Tier 2 - 4QU CoRE ¦ 5QU LoRE | Non-Red Flag Warning - Catastrophic Fires | Contact from object | Aggregated | 2033 | 1.2127e-07 | 470.836 | 5.71e-05 | 2033 | Mitigation | 0.95 | 45 | 0 | esc | 0.00097009 | 1.1765e-10 | 0.00097009 | 1.1765e-10
[120 empty] | 7.3.3.17.5 (Remote Grid) Updates to grid topology to minimize risk of ignition in HFTDs Remote GridWLDFRContact from objectAggregated | WLDFR | HFTD - Distribution - Tier 2 - 4QU CoRE ¦ 5QU LoRE | Non-Red Flag Warning - Catastrophic Fires | Contact from object | Aggregated | 2034 | 1.2127e-07 | 470.836 | 5.71e-05 | 2034 | Mitigation | 0.95 | 45 | 0 | esc | 0.00097009 | 1.1765e-10 | 0.00097009 | 1.1765e-10
[120 empty] | 7.3.3.17.5 (Remote Grid) Updates to grid topology to minimize risk of ignition in HFTDs Remote GridWLDFRContact from objectAggregated | WLDFR | HFTD - Distribution - Tier 2 - 4QU CoRE ¦ 5QU LoRE | Non-Red Flag Warning - Catastrophic Fires | Contact from object | Aggregated | 2035 | 1.2127e-07 | 470.836 | 5.71e-05 | 2035 | Mitigation | 0.95 | 45 | 0 | esc | 0.00097009 | 1.1765e-10 | 0.00097009 | 1.1765e-10
[120 empty] | 7.3.3.17.5 (Remote Grid) Updates to grid topology to minimize risk of ignition in HFTDs Remote GridWLDFRContact from objectAggregated | WLDFR | HFTD - Distribution - Tier 2 - 4QU CoRE ¦ 5QU LoRE | Non-Red Flag Warning - Catastrophic Fires | Contact from object | Aggregated | 2036 | 1.2127e-07 | 470.836 | 5.71e-05 | 2036 | Mitigation | 0.95 | 45 | 0 | esc | 0.00097009 | 1.1765e-10 | 0.00097009 | 1.1765e-10
[120 empty] | 7.3.3.17.5 (Remote Grid) Updates to grid topology to minimize risk of ignition in HFTDs Remote GridWLDFRContact from objectAggregated | WLDFR | HFTD - Distribution - Tier 2 - 4QU CoRE ¦ 5QU LoRE | Non-Red Flag Warning - Catastrophic Fires | Contact from object | Aggregated | 2037 | 1.2127e-07 | 470.836 | 5.71e-05 | 2037 | Mitigation | 0.95 | 45 | 0 | esc | 0.00097009 | 1.1765e-10 | 0.00097009 | 1.1765e-10
[120 empty] | 7.3.3.17.5 (Remote Grid) Updates to grid topology to minimize risk of ignition in HFTDs Remote GridWLDFRContact from objectAggregated | WLDFR | HFTD - Distribution - Tier 2 - 4QU CoRE ¦ 5QU LoRE | Non-Red Flag Warning - Catastrophic Fires | Contact from object | Aggregated | 2038 | 1.2127e-07 | 470.836 | 5.71e-05 | 2038 | Mitigation | 0.95 | 45 | 0 | esc | 0.00097009 | 1.1765e-10 | 0.00097009 | 1.1765e-10
[120 empty] | 7.3.3.17.5 (Remote Grid) Updates to grid topology to minimize risk of ignition in HFTDs Remote GridWLDFRContact from objectAggregated | WLDFR | HFTD - Distribution - Tier 2 - 4QU CoRE ¦ 5QU LoRE | Non-Red Flag Warning - Catastrophic Fires | Contact from object | Aggregated | 2039 | 1.2127e-07 | 470.836 | 5.71e-05 | 2039 | Mitigation | 0.95 | 45 | 0 | esc | 0.00097009 | 1.1765e-10 | 0.00097009 | 1.1765e-10
[120 empty] | 7.3.3.17.5 (Remote Grid) Updates to grid topology to minimize risk of ignition in HFTDs Remote GridWLDFRContact from objectAggregated | WLDFR | HFTD - Distribution - Tier 2 - 4QU CoRE ¦ 5QU LoRE | Non-Red Flag Warning - Catastrophic Fires | Contact from object | Aggregated | 2040 | 1.2127e-07 | 470.836 | 5.71e-05 | 2040 | Mitigation | 0.95 | 45 | 0 | esc | 0.00097009 | 1.1765e-10 | 0.00097009 | 1.1765e-10
[120 empty] | 7.3.3.17.5 (Remote Grid) Updates to grid topology to minimize risk of ignition in HFTDs Remote GridWLDFRContact from objectAggregated | WLDFR | HFTD - Distribution - Tier 2 - 4QU CoRE ¦ 5QU LoRE | Non-Red Flag Warning - Catastrophic Fires | Contact from object | Aggregated | 2041 | 1.2127e-07 | 470.836 | 5.71e-05 | 2041 | Mitigation | 0.95 | 45 | 0 | esc | 0.00097009 | 1.1765e-10 | 0.00097009 | 1.1765e-10
[120 empty] | 7.3.3.17.5 (Remote Grid) Updates to grid topology to minimize risk of ignition in HFTDs Remote GridWLDFRContact from objectAggregated | WLDFR | HFTD - Distribution - Tier 2 - 4QU CoRE ¦ 5QU LoRE | Non-Red Flag Warning - Catastrophic Fires | Contact from object | Aggregated | 2042 | 1.2127e-07 | 470.836 | 5.71e-05 | 2042 | Mitigation | 0.95 | 45 | 0 | esc | 0.00097009 | 1.1765e-10 | 0.00097009 | 1.1765e-10
[120 empty] | 7.3.3.17.5 (Remote Grid) Updates to grid topology to minimize risk of ignition in HFTDs Remote GridWLDFRContact from objectAggregated | WLDFR | HFTD - Distribution - Tier 2 - 4QU CoRE ¦ 5QU LoRE | Non-Red Flag Warning - Catastrophic Fires | Contact from object | Aggregated | 2043 | 1.2127e-07 | 470.836 | 5.71e-05 | 2043 | Mitigation | 0.95 | 45 | 0 | esc | 0.00097009 | 1.1765e-10 | 0.00097009 | 1.1765e-10
[120 empty] | 7.3.3.17.5 (Remote Grid) Updates to grid topology to minimize risk of ignition in HFTDs Remote GridWLDFRContact from objectAggregated | WLDFR | HFTD - Distribution - Tier 2 - 4QU CoRE ¦ 5QU LoRE | Non-Red Flag Warning - Catastrophic Fires | Contact from object | Aggregated | 2044 | 1.2127e-07 | 470.836 | 5.71e-05 | 2044 | Mitigation | 0.95 | 45 | 0 | esc | 0.00097009 | 1.1765e-10 | 0.00097009 | 1.1765e-10
[120 empty] | 7.3.3.17.5 (Remote Grid) Updates to grid topology to minimize risk of ignition in HFTDs Remote GridWLDFRContact from objectAggregated | WLDFR | HFTD - Distribution - Tier 2 - 4QU CoRE ¦ 5QU LoRE | Non-Red Flag Warning - Catastrophic Fires | Contact from object | Aggregated | 2045 | 1.2127e-07 | 470.836 | 5.71e-05 | 2045 | Mitigation | 0.95 | 45 | 0 | esc | 0.00097009 | 1.1765e-10 | 0.00097009 | 1.1765e-10
[120 empty] | 7.3.3.17.5 (Remote Grid) Updates to grid topology to minimize risk of ignition in HFTDs Remote GridWLDFRContact from objectAggregated | WLDFR | HFTD - Distribution - Tier 2 - 4QU CoRE ¦ 5QU LoRE | Non-Red Flag Warning - Catastrophic Fires | Contact from object | Aggregated | 2046 | 1.2127e-07 | 470.836 | 5.71e-05 | 2046 | Mitigation | 0.95 | 45 | 0 | esc | 0.00097009 | 1.1765e-10 | 0.00097009 | 1.1765e-10
[120 empty] | 7.3.3.17.5 (Remote Grid) Updates to grid topology to minimize risk of ignition in HFTDs Remote GridWLDFRContact from objectAggregated | WLDFR | HFTD - Distribution - Tier 2 - 4QU CoRE ¦ 5QU LoRE | Non-Red Flag Warning - Catastrophic Fires | Contact from object | Aggregated | 2047 | 1.2127e-07 | 470.836 | 5.71e-05 | 2047 | Mitigation | 0.95 | 45 | 0 | esc | 0.00097009 | 1.1765e-10 | 0.00097009 | 1.1765e-10
[120 empty] | 7.3.3.17.5 (Remote Grid) Updates to grid topology to minimize risk of ignition in HFTDs Remote GridWLDFRContact from objectAggregated | WLDFR | HFTD - Distribution - Tier 2 - 4QU CoRE ¦ 5QU LoRE | Non-Red Flag Warning - Catastrophic Fires | Contact from object | Aggregated | 2048 | 1.2127e-07 | 470.836 | 5.71e-05 | 2048 | Mitigation | 0.95 | 45 | 0 | esc | 0.00097009 | 1.1765e-10 | 0.00097009 | 1.1765e-10
[120 empty] | 7.3.3.17.5 (Remote Grid) Updates to grid topology to minimize risk of ignition in HFTDs Remote GridWLDFRContact from objectAggregated | WLDFR | HFTD - Distribution - Tier 2 - 4QU CoRE ¦ 5QU LoRE | Non-Red Flag Warning - Catastrophic Fires | Contact from object | Aggregated | 2049 | 1.2127e-07 | 470.836 | 5.71e-05 | 2049 | Mitigation | 0.95 | 45 | 0 | esc | 0.00097009 | 1.1765e-10 | 0.00097009 | 1.1765e-10
[120 empty] | 7.3.3.17.5 (Remote Grid) Updates to grid topology to minimize risk of ignition in HFTDs Remote GridWLDFRContact from objectAggregated | WLDFR | HFTD - Distribution - Tier 2 - 4QU CoRE ¦ 5QU LoRE | Non-Red Flag Warning - Catastrophic Fires | Contact from object | Aggregated | 2050 | 1.2127e-07 | 470.836 | 5.71e-05 | 2050 | Mitigation | 0.95 | 45 | 0 | esc | 0.00097009 | 1.1765e-10 | 0.00097009 | 1.1765e-10
[120 empty] | 7.3.3.17.5 (Remote Grid) Updates to grid topology to minimize risk of ignition in HFTDs Remote GridWLDFRContact from objectAggregated | WLDFR | HFTD - Distribution - Tier 2 - 4QU CoRE ¦ 5QU LoRE | Non-Red Flag Warning - Catastrophic Fires | Contact from object | Aggregated | 2051 | 1.2127e-07 | 470.836 | 5.71e-05 | 2051 | Mitigation | 0.95 | 45 | 0 | esc | 0.00097009 | 1.1765e-10 | 0.00097009 | 1.1765e-10
[120 empty] | 7.3.3.17.5 (Remote Grid) Updates to grid topology to minimize risk of ignition in HFTDs Remote GridWLDFRContact from objectAggregated | WLDFR | HFTD - Distribution - Tier 2 - 4QU CoRE ¦ 5QU LoRE | Non-Red Flag Warning - Catastrophic Fires | Contact from object | Aggregated | 2052 | 1.2127e-07 | 470.836 | 5.71e-05 | 2052 | Mitigation | 0.95 | 45 | 0 | esc | 0.00097009 | 1.1765e-10 | 0.00097009 | 1.1765e-10
[120 empty] | 7.3.3.17.5 (Remote Grid) Updates to grid topology to minimize risk of ignition in HFTDs Remote GridWLDFRContact from objectAggregated | WLDFR | HFTD - Distribution - Tier 2 - 4QU CoRE ¦ 5QU LoRE | Non-Red Flag Warning - Catastrophic Fires | Contact from object | Aggregated | 2053 | 1.2127e-07 | 470.836 | 5.71e-05 | 2053 | Mitigation | 0.95 | 45 | 0 | esc | 0.00097009 | 1.1765e-10 | 0.00097009 | 1.1765e-10
[120 empty] | 7.3.3.17.5 (Remote Grid) Updates to grid topology to minimize risk of ignition in HFTDs Remote GridWLDFRContact from objectAggregated | WLDFR | HFTD - Distribution - Tier 2 - 4QU CoRE ¦ 5QU LoRE | Non-Red Flag Warning - Catastrophic Fires | Contact from object | Aggregated | 2054 | 1.2127e-07 | 470.836 | 5.71e-05 | 2054 | Mitigation | 0.95 | 45 | 0 | esc | 0.00097009 | 1.1765e-10 | 0.00097009 | 1.1765e-10
[120 empty] | 7.3.3.17.5 (Remote Grid) Updates to grid topology to minimize risk of ignition in HFTDs Remote GridWLDFRContact from objectAggregated | WLDFR | HFTD - Distribution - Tier 2 - 4QU CoRE ¦ 5QU LoRE | Non-Red Flag Warning - Catastrophic Fires | Contact from object | Aggregated | 2055 | 1.2127e-07 | 470.836 | 5.71e-05 | 2055 | Mitigation | 0.95 | 45 | 0 | esc | 0.00097009 | 1.1765e-10 | 0.00097009 | 1.1765e-10
[120 empty] | 7.3.3.17.5 (Remote Grid) Updates to grid topology to minimize risk of ignition in HFTDs Remote GridWLDFRContact from objectAggregated | WLDFR | HFTD - Distribution - Tier 2 - 4QU CoRE ¦ 5QU LoRE | Non-Red Flag Warning - Catastrophic Fires | Contact from object | Aggregated | 2056 | 1.2127e-07 | 470.836 | 5.71e-05 | 2056 | Mitigation | 0.95 | 45 | 0 | esc | 0.00097009 | 1.1765e-10 | 0.00097009 | 1.1765e-10
[120 empty] | 7.3.3.17.5 (Remote Grid) Updates to grid topology to minimize risk of ignition in HFTDs Remote GridWLDFRContact from objectAggregated | WLDFR | HFTD - Distribution - Tier 2 - 4QU CoRE ¦ 5QU LoRE | Non-Red Flag Warning - Catastrophic Fires | Contact from object | Aggregated | 2057 | 1.2127e-07 | 470.836 | 5.71e-05 | 2057 | Mitigation | 0.95 | 45 | 0 | esc | 0.00097009 | 1.1765e-10 | 0.00097009 | 1.1765e-10
[120 empty] | 7.3.3.17.5 (Remote Grid) Updates to grid topology to minimize risk of ignition in HFTDs Remote GridWLDFRContact from objectAggregated | WLDFR | HFTD - Distribution - Tier 2 - 4QU CoRE ¦ 5QU LoRE | Non-Red Flag Warning - Catastrophic Fires | Contact from object | Aggregated | 2058 | 1.2127e-07 | 470.836 | 5.71e-05 | 2058 | Mitigation | 0.95 | 45 | 0 | esc | 0.00097009 | 1.1765e-10 | 0.00097009 | 1.1765e-10
[120 empty] | 7.3.3.17.5 (Remote Grid) Updates to grid topology to minimize risk of ignition in HFTDs Remote GridWLDFRContact from objectAggregated | WLDFR | HFTD - Distribution - Tier 2 - 4QU CoRE ¦ 5QU LoRE | Non-Red Flag Warning - Catastrophic Fires | Contact from object | Aggregated | 2059 | 1.2127e-07 | 470.836 | 5.71e-05 | 2059 | Mitigation | 0.95 | 45 | 0 | esc | 0.00097009 | 1.1765e-10 | 0.00097009 | 1.1765e-10
[120 empty] | 7.3.3.17.5 (Remote Grid) Updates to grid topology to minimize risk of ignition in HFTDs Remote GridWLDFRContact from objectAggregated | WLDFR | HFTD - Distribution - Tier 2 - 4QU CoRE ¦ 5QU LoRE | Non-Red Flag Warning - Catastrophic Fires | Contact from object | Aggregated | 2060 | 1.2127e-07 | 470.836 | 5.71e-05 | 2060 | Mitigation | 0.95 | 45 | 0 | esc | 0.00097009 | 1.1765e-10 | 0.00097009 | 1.1765e-10
[120 empty] | 7.3.3.17.5 (Remote Grid) Updates to grid topology to minimize risk of ignition in HFTDs Remote GridWLDFRContact from objectAggregated | WLDFR | HFTD - Distribution - Tier 2 - 4QU CoRE ¦ 5QU LoRE | Non-Red Flag Warning - Catastrophic Fires | Contact from object | Aggregated | 2061 | 1.2127e-07 | 470.836 | 5.71e-05 | 2061 | Mitigation | 0.95 | 45 | 0 | esc | 0.00097009 | 1.1765e-10 | 0.00097009 | 1.1765e-10
[120 empty] | 7.3.3.17.5 (Remote Grid) Updates to grid topology to minimize risk of ignition in HFTDs Remote GridWLDFRContact from objectAggregated | WLDFR | HFTD - Distribution - Tier 2 - 4QU CoRE ¦ 5QU LoRE | Non-Red Flag Warning - Catastrophic Fires | Contact from object | Aggregated | 2062 | 1.2127e-07 | 470.836 | 5.71e-05 | 2062 | Mitigation | 0.95 | 45 | 0 | esc | 0.00097009 | 1.1765e-10 | 0.00097009 | 1.1765e-10
[120 empty] | 7.3.3.17.5 (Remote Grid) Updates to grid topology to minimize risk of ignition in HFTDs Remote GridWLDFRContact from objectAggregated | WLDFR | HFTD - Distribution - Tier 2 - 4QU CoRE ¦ 5QU LoRE | Non-Red Flag Warning - Catastrophic Fires | Contact from object | Aggregated | 2063 | 1.2127e-07 | 470.836 | 5.71e-05 | 2063 | Mitigation | 0.95 | 45 | 0 | esc | 0.00097009 | 1.1765e-10 | 0.00097009 | 1.1765e-10
[120 empty] | 7.3.3.17.5 (Remote Grid) Updates to grid topology to minimize risk of ignition in HFTDs Remote GridWLDFRContact from objectAggregated | WLDFR | HFTD - Distribution - Tier 2 - 4QU CoRE ¦ 5QU LoRE | Non-Red Flag Warning - Catastrophic Fires | Contact from object | Aggregated | 2064 | 1.2127e-07 | 470.836 | 5.71e-05 | 2064 | Mitigation | 0.95 | 45 | 0 | esc | 0.00097009 | 1.1765e-10 | 0.00097009 | 1.1765e-10
[120 empty] | 7.3.3.17.5 (Remote Grid) Updates to grid topology to minimize risk of ignition in HFTDs Remote GridWLDFRContact from objectAggregated | WLDFR | HFTD - Distribution - Tier 2 - 4QU CoRE ¦ 5QU LoRE | Non-Red Flag Warning - Catastrophic Fires | Contact from object | Aggregated | 2065 | 1.2127e-07 | 470.836 | 5.71e-05 | 2065 | Mitigation | 0.95 | 45 | 0 | esc | 0.00097009 | 1.1765e-10 | 0.00097009 | 1.1765e-10
[120 empty] | 7.3.3.17.5 (Remote Grid) Updates to grid topology to minimize risk of ignition in HFTDs Remote GridWLDFRContact from objectAggregated | WLDFR | HFTD - Distribution - Tier 2 - 4QU CoRE ¦ 5QU LoRE | Non-Red Flag Warning - Catastrophic Fires | Contact from object | Aggregated | 2066 | 1.2127e-07 | 470.836 | 5.71e-05 | 2066 | Mitigation | 0.95 | 45 | 0 | esc | 0.00097009 | 1.1765e-10 | 0.00097009 | 1.1765e-10
[120 empty] | 7.3.3.17.5 (Remote Grid) Updates to grid topology to minimize risk of ignition in HFTDs Remote GridWLDFRContact from objectAggregated | WLDFR | HFTD - Distribution - Tier 2 - 4QU CoRE ¦ 5QU LoRE | Non-Red Flag Warning - Catastrophic Fires | Contact from object | Aggregated | 2067 | 1.2127e-07 | 470.836 | 5.71e-05 | 2067 | Mitigation | 0.95 | 45 | 0 | esc | 0 | 0 | 0.00097009 | 1.1765e-10
[120 empty] | 7.3.3.17.5 (Remote Grid) Updates to grid topology to minimize risk of ignition in HFTDs Remote GridWLDFRContaminationAggregated | WLDFR | HFTD - Distribution - Tier 2 - 4QU CoRE ¦ 5QU LoRE | Non-Red Flag Warning - Catastrophic Fires | Contamination | Aggregated | 2022 | 3.3181e-09 | 470.836 | 1.5623e-06 | 2022 | Mitigation | 0.95 | 45 | 0 | esc | 0.00097009 | 3.2188e-12 | 0 | 0
[120 empty] | 7.3.3.17.5 (Remote Grid) Updates to grid topology to minimize risk of ignition in HFTDs Remote GridWLDFRContaminationAggregated | WLDFR | HFTD - Distribution - Tier 2 - 4QU CoRE ¦ 5QU LoRE | Non-Red Flag Warning - Catastrophic Fires | Contamination | Aggregated | 2023 | 3.3181e-09 | 470.836 | 1.5623e-06 | 2023 | Mitigation | 0.95 | 45 | 0 | esc | 0.00097009 | 3.2188e-12 | 0.00097009 | 3.2188e-12
[120 empty] | 7.3.3.17.5 (Remote Grid) Updates to grid topology to minimize risk of ignition in HFTDs Remote GridWLDFRContaminationAggregated | WLDFR | HFTD - Distribution - Tier 2 - 4QU CoRE ¦ 5QU LoRE | Non-Red Flag Warning - Catastrophic Fires | Contamination | Aggregated | 2024 | 3.3181e-09 | 470.836 | 1.5623e-06 | 2024 | Mitigation | 0.95 | 45 | 0 | esc | 0.00097009 | 3.2188e-12 | 0.00097009 | 3.2188e-12
[120 empty] | 7.3.3.17.5 (Remote Grid) Updates to grid topology to minimize risk of ignition in HFTDs Remote GridWLDFRContaminationAggregated | WLDFR | HFTD - Distribution - Tier 2 - 4QU CoRE ¦ 5QU LoRE | Non-Red Flag Warning - Catastrophic Fires | Contamination | Aggregated | 2025 | 3.3181e-09 | 470.836 | 1.5623e-06 | 2025 | Mitigation | 0.95 | 45 | 0 | esc | 0.00097009 | 3.2188e-12 | 0.00097009 | 3.2188e-12
[120 empty] | 7.3.3.17.5 (Remote Grid) Updates to grid topology to minimize risk of ignition in HFTDs Remote GridWLDFRContaminationAggregated | WLDFR | HFTD - Distribution - Tier 2 - 4QU CoRE ¦ 5QU LoRE | Non-Red Flag Warning - Catastrophic Fires | Contamination | Aggregated | 2026 | 3.3181e-09 | 470.836 | 1.5623e-06 | 2026 | Mitigation | 0.95 | 45 | 0 | esc | 0.00097009 | 3.2188e-12 | 0.00097009 | 3.2188e-12
[120 empty] | 7.3.3.17.5 (Remote Grid) Updates to grid topology to minimize risk of ignition in HFTDs Remote GridWLDFRContaminationAggregated | WLDFR | HFTD - Distribution - Tier 2 - 4QU CoRE ¦ 5QU LoRE | Non-Red Flag Warning - Catastrophic Fires | Contamination | Aggregated | 2027 | 3.3181e-09 | 470.836 | 1.5623e-06 | 2027 | Mitigation | 0.95 | 45 | 0 | esc | 0.00097009 | 3.2188e-12 | 0.00097009 | 3.2188e-12
[120 empty] | 7.3.3.17.5 (Remote Grid) Updates to grid topology to minimize risk of ignition in HFTDs Remote GridWLDFRContaminationAggregated | WLDFR | HFTD - Distribution - Tier 2 - 4QU CoRE ¦ 5QU LoRE | Non-Red Flag Warning - Catastrophic Fires | Contamination | Aggregated | 2028 | 3.3181e-09 | 470.836 | 1.5623e-06 | 2028 | Mitigation | 0.95 | 45 | 0 | esc | 0.00097009 | 3.2188e-12 | 0.00097009 | 3.2188e-12
[120 empty] | 7.3.3.17.5 (Remote Grid) Updates to grid topology to minimize risk of ignition in HFTDs Remote GridWLDFRContaminationAggregated | WLDFR | HFTD - Distribution - Tier 2 - 4QU CoRE ¦ 5QU LoRE | Non-Red Flag Warning - Catastrophic Fires | Contamination | Aggregated | 2029 | 3.3181e-09 | 470.836 | 1.5623e-06 | 2029 | Mitigation | 0.95 | 45 | 0 | esc | 0.00097009 | 3.2188e-12 | 0.00097009 | 3.2188e-12
[120 empty] | 7.3.3.17.5 (Remote Grid) Updates to grid topology to minimize risk of ignition in HFTDs Remote GridWLDFRContaminationAggregated | WLDFR | HFTD - Distribution - Tier 2 - 4QU CoRE ¦ 5QU LoRE | Non-Red Flag Warning - Catastrophic Fires | Contamination | Aggregated | 2030 | 3.3181e-09 | 470.836 | 1.5623e-06 | 2030 | Mitigation | 0.95 | 45 | 0 | esc | 0.00097009 | 3.2188e-12 | 0.00097009 | 3.2188e-12
[120 empty] | 7.3.3.17.5 (Remote Grid) Updates to grid topology to minimize risk of ignition in HFTDs Remote GridWLDFRContaminationAggregated | WLDFR | HFTD - Distribution - Tier 2 - 4QU CoRE ¦ 5QU LoRE | Non-Red Flag Warning - Catastrophic Fires | Contamination | Aggregated | 2031 | 3.3181e-09 | 470.836 | 1.5623e-06 | 2031 | Mitigation | 0.95 | 45 | 0 | esc | 0.00097009 | 3.2188e-12 | 0.00097009 | 3.2188e-12
[120 empty] | 7.3.3.17.5 (Remote Grid) Updates to grid topology to minimize risk of ignition in HFTDs Remote GridWLDFRContaminationAggregated | WLDFR | HFTD - Distribution - Tier 2 - 4QU CoRE ¦ 5QU LoRE | Non-Red Flag Warning - Catastrophic Fires | Contamination | Aggregated | 2032 | 3.3181e-09 | 470.836 | 1.5623e-06 | 2032 | Mitigation | 0.95 | 45 | 0 | esc | 0.00097009 | 3.2188e-12 | 0.00097009 | 3.2188e-12
[120 empty] | 7.3.3.17.5 (Remote Grid) Updates to grid topology to minimize risk of ignition in HFTDs Remote GridWLDFRContaminationAggregated | WLDFR | HFTD - Distribution - Tier 2 - 4QU CoRE ¦ 5QU LoRE | Non-Red Flag Warning - Catastrophic Fires | Contamination | Aggregated | 2033 | 3.3181e-09 | 470.836 | 1.5623e-06 | 2033 | Mitigation | 0.95 | 45 | 0 | esc | 0.00097009 | 3.2188e-12 | 0.00097009 | 3.2188e-12
[120 empty] | 7.3.3.17.5 (Remote Grid) Updates to grid topology to minimize risk of ignition in HFTDs Remote GridWLDFRContaminationAggregated | WLDFR | HFTD - Distribution - Tier 2 - 4QU CoRE ¦ 5QU LoRE | Non-Red Flag Warning - Catastrophic Fires | Contamination | Aggregated | 2034 | 3.3181e-09 | 470.836 | 1.5623e-06 | 2034 | Mitigation | 0.95 | 45 | 0 | esc | 0.00097009 | 3.2188e-12 | 0.00097009 | 3.2188e-12
[120 empty] | 7.3.3.17.5 (Remote Grid) Updates to grid topology to minimize risk of ignition in HFTDs Remote GridWLDFRContaminationAggregated | WLDFR | HFTD - Distribution - Tier 2 - 4QU CoRE ¦ 5QU LoRE | Non-Red Flag Warning - Catastrophic Fires | Contamination | Aggregated | 2035 | 3.3181e-09 | 470.836 | 1.5623e-06 | 2035 | Mitigation | 0.95 | 45 | 0 | esc | 0.00097009 | 3.2188e-12 | 0.00097009 | 3.2188e-12
[120 empty] | 7.3.3.17.5 (Remote Grid) Updates to grid topology to minimize risk of ignition in HFTDs Remote GridWLDFRContaminationAggregated | WLDFR | HFTD - Distribution - Tier 2 - 4QU CoRE ¦ 5QU LoRE | Non-Red Flag Warning - Catastrophic Fires | Contamination | Aggregated | 2036 | 3.3181e-09 | 470.836 | 1.5623e-06 | 2036 | Mitigation | 0.95 | 45 | 0 | esc | 0.00097009 | 3.2188e-12 | 0.00097009 | 3.2188e-12
[120 empty] | 7.3.3.17.5 (Remote Grid) Updates to grid topology to minimize risk of ignition in HFTDs Remote GridWLDFRContaminationAggregated | WLDFR | HFTD - Distribution - Tier 2 - 4QU CoRE ¦ 5QU LoRE | Non-Red Flag Warning - Catastrophic Fires | Contamination | Aggregated | 2037 | 3.3181e-09 | 470.836 | 1.5623e-06 | 2037 | Mitigation | 0.95 | 45 | 0 | esc | 0.00097009 | 3.2188e-12 | 0.00097009 | 3.2188e-12
[120 empty] | 7.3.3.17.5 (Remote Grid) Updates to grid topology to minimize risk of ignition in HFTDs Remote GridWLDFRContaminationAggregated | WLDFR | HFTD - Distribution - Tier 2 - 4QU CoRE ¦ 5QU LoRE | Non-Red Flag Warning - Catastrophic Fires | Contamination | Aggregated | 2038 | 3.3181e-09 | 470.836 | 1.5623e-06 | 2038 | Mitigation | 0.95 | 45 | 0 | esc | 0.00097009 | 3.2188e-12 | 0.00097009 | 3.2188e-12
[120 empty] | 7.3.3.17.5 (Remote Grid) Updates to grid topology to minimize risk of ignition in HFTDs Remote GridWLDFRContaminationAggregated | WLDFR | HFTD - Distribution - Tier 2 - 4QU CoRE ¦ 5QU LoRE | Non-Red Flag Warning - Catastrophic Fires | Contamination | Aggregated | 2039 | 3.3181e-09 | 470.836 | 1.5623e-06 | 2039 | Mitigation | 0.95 | 45 | 0 | esc | 0.00097009 | 3.2188e-12 | 0.00097009 | 3.2188e-12
[120 empty] | 7.3.3.17.5 (Remote Grid) Updates to grid topology to minimize risk of ignition in HFTDs Remote GridWLDFRContaminationAggregated | WLDFR | HFTD - Distribution - Tier 2 - 4QU CoRE ¦ 5QU LoRE | Non-Red Flag Warning - Catastrophic Fires | Contamination | Aggregated | 2040 | 3.3181e-09 | 470.836 | 1.5623e-06 | 2040 | Mitigation | 0.95 | 45 | 0 | esc | 0.00097009 | 3.2188e-12 | 0.00097009 | 3.2188e-12
[120 empty] | 7.3.3.17.5 (Remote Grid) Updates to grid topology to minimize risk of ignition in HFTDs Remote GridWLDFRContaminationAggregated | WLDFR | HFTD - Distribution - Tier 2 - 4QU CoRE ¦ 5QU LoRE | Non-Red Flag Warning - Catastrophic Fires | Contamination | Aggregated | 2041 | 3.3181e-09 | 470.836 | 1.5623e-06 | 2041 | Mitigation | 0.95 | 45 | 0 | esc | 0.00097009 | 3.2188e-12 | 0.00097009 | 3.2188e-12
[120 empty] | 7.3.3.17.5 (Remote Grid) Updates to grid topology to minimize risk of ignition in HFTDs Remote GridWLDFRContaminationAggregated | WLDFR | HFTD - Distribution - Tier 2 - 4QU CoRE ¦ 5QU LoRE | Non-Red Flag Warning - Catastrophic Fires | Contamination | Aggregated | 2042 | 3.3181e-09 | 470.836 | 1.5623e-06 | 2042 | Mitigation | 0.95 | 45 | 0 | esc | 0.00097009 | 3.2188e-12 | 0.00097009 | 3.2188e-12
[120 empty] | 7.3.3.17.5 (Remote Grid) Updates to grid topology to minimize risk of ignition in HFTDs Remote GridWLDFRContaminationAggregated | WLDFR | HFTD - Distribution - Tier 2 - 4QU CoRE ¦ 5QU LoRE | Non-Red Flag Warning - Catastrophic Fires | Contamination | Aggregated | 2043 | 3.3181e-09 | 470.836 | 1.5623e-06 | 2043 | Mitigation | 0.95 | 45 | 0 | esc | 0.00097009 | 3.2188e-12 | 0.00097009 | 3.2188e-12
[120 empty] | 7.3.3.17.5 (Remote Grid) Updates to grid topology to minimize risk of ignition in HFTDs Remote GridWLDFRContaminationAggregated | WLDFR | HFTD - Distribution - Tier 2 - 4QU CoRE ¦ 5QU LoRE | Non-Red Flag Warning - Catastrophic Fires | Contamination | Aggregated | 2044 | 3.3181e-09 | 470.836 | 1.5623e-06 | 2044 | Mitigation | 0.95 | 45 | 0 | esc | 0.00097009 | 3.2188e-12 | 0.00097009 | 3.2188e-12
[120 empty] | 7.3.3.17.5 (Remote Grid) Updates to grid topology to minimize risk of ignition in HFTDs Remote GridWLDFRContaminationAggregated | WLDFR | HFTD - Distribution - Tier 2 - 4QU CoRE ¦ 5QU LoRE | Non-Red Flag Warning - Catastrophic Fires | Contamination | Aggregated | 2045 | 3.3181e-09 | 470.836 | 1.5623e-06 | 2045 | Mitigation | 0.95 | 45 | 0 | esc | 0.00097009 | 3.2188e-12 | 0.00097009 | 3.2188e-12
[120 empty] | 7.3.3.17.5 (Remote Grid) Updates to grid topology to minimize risk of ignition in HFTDs Remote GridWLDFRContaminationAggregated | WLDFR | HFTD - Distribution - Tier 2 - 4QU CoRE ¦ 5QU LoRE | Non-Red Flag Warning - Catastrophic Fires | Contamination | Aggregated | 2046 | 3.3181e-09 | 470.836 | 1.5623e-06 | 2046 | Mitigation | 0.95 | 45 | 0 | esc | 0.00097009 | 3.2188e-12 | 0.00097009 | 3.2188e-12
[120 empty] | 7.3.3.17.5 (Remote Grid) Updates to grid topology to minimize risk of ignition in HFTDs Remote GridWLDFRContaminationAggregated | WLDFR | HFTD - Distribution - Tier 2 - 4QU CoRE ¦ 5QU LoRE | Non-Red Flag Warning - Catastrophic Fires | Contamination | Aggregated | 2047 | 3.3181e-09 | 470.836 | 1.5623e-06 | 2047 | Mitigation | 0.95 | 45 | 0 | esc | 0.00097009 | 3.2188e-12 | 0.00097009 | 3.2188e-12
[120 empty] | 7.3.3.17.5 (Remote Grid) Updates to grid topology to minimize risk of ignition in HFTDs Remote GridWLDFRContaminationAggregated | WLDFR | HFTD - Distribution - Tier 2 - 4QU CoRE ¦ 5QU LoRE | Non-Red Flag Warning - Catastrophic Fires | Contamination | Aggregated | 2048 | 3.3181e-09 | 470.836 | 1.5623e-06 | 2048 | Mitigation | 0.95 | 45 | 0 | esc | 0.00097009 | 3.2188e-12 | 0.00097009 | 3.2188e-12
[120 empty] | 7.3.3.17.5 (Remote Grid) Updates to grid topology to minimize risk of ignition in HFTDs Remote GridWLDFRContaminationAggregated | WLDFR | HFTD - Distribution - Tier 2 - 4QU CoRE ¦ 5QU LoRE | Non-Red Flag Warning - Catastrophic Fires | Contamination | Aggregated | 2049 | 3.3181e-09 | 470.836 | 1.5623e-06 | 2049 | Mitigation | 0.95 | 45 | 0 | esc | 0.00097009 | 3.2188e-12 | 0.00097009 | 3.2188e-12
[120 empty] | 7.3.3.17.5 (Remote Grid) Updates to grid topology to minimize risk of ignition in HFTDs Remote GridWLDFRContaminationAggregated | WLDFR | HFTD - Distribution - Tier 2 - 4QU CoRE ¦ 5QU LoRE | Non-Red Flag Warning - Catastrophic Fires | Contamination | Aggregated | 2050 | 3.3181e-09 | 470.836 | 1.5623e-06 | 2050 | Mitigation | 0.95 | 45 | 0 | esc | 0.00097009 | 3.2188e-12 | 0.00097009 | 3.2188e-12
[120 empty] | 7.3.3.17.5 (Remote Grid) Updates to grid topology to minimize risk of ignition in HFTDs Remote GridWLDFRContaminationAggregated | WLDFR | HFTD - Distribution - Tier 2 - 4QU CoRE ¦ 5QU LoRE | Non-Red Flag Warning - Catastrophic Fires | Contamination | Aggregated | 2051 | 3.3181e-09 | 470.836 | 1.5623e-06 | 2051 | Mitigation | 0.95 | 45 | 0 | esc | 0.00097009 | 3.2188e-12 | 0.00097009 | 3.2188e-12
[120 empty] | 7.3.3.17.5 (Remote Grid) Updates to grid topology to minimize risk of ignition in HFTDs Remote GridWLDFRContaminationAggregated | WLDFR | HFTD - Distribution - Tier 2 - 4QU CoRE ¦ 5QU LoRE | Non-Red Flag Warning - Catastrophic Fires | Contamination | Aggregated | 2052 | 3.3181e-09 | 470.836 | 1.5623e-06 | 2052 | Mitigation | 0.95 | 45 | 0 | esc | 0.00097009 | 3.2188e-12 | 0.00097009 | 3.2188e-12
[120 empty] | 7.3.3.17.5 (Remote Grid) Updates to grid topology to minimize risk of ignition in HFTDs Remote GridWLDFRContaminationAggregated | WLDFR | HFTD - Distribution - Tier 2 - 4QU CoRE ¦ 5QU LoRE | Non-Red Flag Warning - Catastrophic Fires | Contamination | Aggregated | 2053 | 3.3181e-09 | 470.836 | 1.5623e-06 | 2053 | Mitigation | 0.95 | 45 | 0 | esc | 0.00097009 | 3.2188e-12 | 0.00097009 | 3.2188e-12
[120 empty] | 7.3.3.17.5 (Remote Grid) Updates to grid topology to minimize risk of ignition in HFTDs Remote GridWLDFRContaminationAggregated | WLDFR | HFTD - Distribution - Tier 2 - 4QU CoRE ¦ 5QU LoRE | Non-Red Flag Warning - Catastrophic Fires | Contamination | Aggregated | 2054 | 3.3181e-09 | 470.836 | 1.5623e-06 | 2054 | Mitigation | 0.95 | 45 | 0 | esc | 0.00097009 | 3.2188e-12 | 0.00097009 | 3.2188e-12
[120 empty] | 7.3.3.17.5 (Remote Grid) Updates to grid topology to minimize risk of ignition in HFTDs Remote GridWLDFRContaminationAggregated | WLDFR | HFTD - Distribution - Tier 2 - 4QU CoRE ¦ 5QU LoRE | Non-Red Flag Warning - Catastrophic Fires | Contamination | Aggregated | 2055 | 3.3181e-09 | 470.836 | 1.5623e-06 | 2055 | Mitigation | 0.95 | 45 | 0 | esc | 0.00097009 | 3.2188e-12 | 0.00097009 | 3.2188e-12
[120 empty] | 7.3.3.17.5 (Remote Grid) Updates to grid topology to minimize risk of ignition in HFTDs Remote GridWLDFRContaminationAggregated | WLDFR | HFTD - Distribution - Tier 2 - 4QU CoRE ¦ 5QU LoRE | Non-Red Flag Warning - Catastrophic Fires | Contamination | Aggregated | 2056 | 3.3181e-09 | 470.836 | 1.5623e-06 | 2056 | Mitigation | 0.95 | 45 | 0 | esc | 0.00097009 | 3.2188e-12 | 0.00097009 | 3.2188e-12
[120 empty] | 7.3.3.17.5 (Remote Grid) Updates to grid topology to minimize risk of ignition in HFTDs Remote GridWLDFRContaminationAggregated | WLDFR | HFTD - Distribution - Tier 2 - 4QU CoRE ¦ 5QU LoRE | Non-Red Flag Warning - Catastrophic Fires | Contamination | Aggregated | 2057 | 3.3181e-09 | 470.836 | 1.5623e-06 | 2057 | Mitigation | 0.95 | 45 | 0 | esc | 0.00097009 | 3.2188e-12 | 0.00097009 | 3.2188e-12
[120 empty] | 7.3.3.17.5 (Remote Grid) Updates to grid topology to minimize risk of ignition in HFTDs Remote GridWLDFRContaminationAggregated | WLDFR | HFTD - Distribution - Tier 2 - 4QU CoRE ¦ 5QU LoRE | Non-Red Flag Warning - Catastrophic Fires | Contamination | Aggregated | 2058 | 3.3181e-09 | 470.836 | 1.5623e-06 | 2058 | Mitigation | 0.95 | 45 | 0 | esc | 0.00097009 | 3.2188e-12 | 0.00097009 | 3.2188e-12
[120 empty] | 7.3.3.17.5 (Remote Grid) Updates to grid topology to minimize risk of ignition in HFTDs Remote GridWLDFRContaminationAggregated | WLDFR | HFTD - Distribution - Tier 2 - 4QU CoRE ¦ 5QU LoRE | Non-Red Flag Warning - Catastrophic Fires | Contamination | Aggregated | 2059 | 3.3181e-09 | 470.836 | 1.5623e-06 | 2059 | Mitigation | 0.95 | 45 | 0 | esc | 0.00097009 | 3.2188e-12 | 0.00097009 | 3.2188e-12
[120 empty] | 7.3.3.17.5 (Remote Grid) Updates to grid topology to minimize risk of ignition in HFTDs Remote GridWLDFRContaminationAggregated | WLDFR | HFTD - Distribution - Tier 2 - 4QU CoRE ¦ 5QU LoRE | Non-Red Flag Warning - Catastrophic Fires | Contamination | Aggregated | 2060 | 3.3181e-09 | 470.836 | 1.5623e-06 | 2060 | Mitigation | 0.95 | 45 | 0 | esc | 0.00097009 | 3.2188e-12 | 0.00097009 | 3.2188e-12
[120 empty] | 7.3.3.17.5 (Remote Grid) Updates to grid topology to minimize risk of ignition in HFTDs Remote GridWLDFRContaminationAggregated | WLDFR | HFTD - Distribution - Tier 2 - 4QU CoRE ¦ 5QU LoRE | Non-Red Flag Warning - Catastrophic Fires | Contamination | Aggregated | 2061 | 3.3181e-09 | 470.836 | 1.5623e-06 | 2061 | Mitigation | 0.95 | 45 | 0 | esc | 0.00097009 | 3.2188e-12 | 0.00097009 | 3.2188e-12
[120 empty] | 7.3.3.17.5 (Remote Grid) Updates to grid topology to minimize risk of ignition in HFTDs Remote GridWLDFRContaminationAggregated | WLDFR | HFTD - Distribution - Tier 2 - 4QU CoRE ¦ 5QU LoRE | Non-Red Flag Warning - Catastrophic Fires | Contamination | Aggregated | 2062 | 3.3181e-09 | 470.836 | 1.5623e-06 | 2062 | Mitigation | 0.95 | 45 | 0 | esc | 0.00097009 | 3.2188e-12 | 0.00097009 | 3.2188e-12
[120 empty] | 7.3.3.17.5 (Remote Grid) Updates to grid topology to minimize risk of ignition in HFTDs Remote GridWLDFRContaminationAggregated | WLDFR | HFTD - Distribution - Tier 2 - 4QU CoRE ¦ 5QU LoRE | Non-Red Flag Warning - Catastrophic Fires | Contamination | Aggregated | 2063 | 3.3181e-09 | 470.836 | 1.5623e-06 | 2063 | Mitigation | 0.95 | 45 | 0 | esc | 0.00097009 | 3.2188e-12 | 0.00097009 | 3.2188e-12
[120 empty] | 7.3.3.17.5 (Remote Grid) Updates to grid topology to minimize risk of ignition in HFTDs Remote GridWLDFRContaminationAggregated | WLDFR | HFTD - Distribution - Tier 2 - 4QU CoRE ¦ 5QU LoRE | Non-Red Flag Warning - Catastrophic Fires | Contamination | Aggregated | 2064 | 3.3181e-09 | 470.836 | 1.5623e-06 | 2064 | Mitigation | 0.95 | 45 | 0 | esc | 0.00097009 | 3.2188e-12 | 0.00097009 | 3.2188e-12
[120 empty] | 7.3.3.17.5 (Remote Grid) Updates to grid topology to minimize risk of ignition in HFTDs Remote GridWLDFRContaminationAggregated | WLDFR | HFTD - Distribution - Tier 2 - 4QU CoRE ¦ 5QU LoRE | Non-Red Flag Warning - Catastrophic Fires | Contamination | Aggregated | 2065 | 3.3181e-09 | 470.836 | 1.5623e-06 | 2065 | Mitigation | 0.95 | 45 | 0 | esc | 0.00097009 | 3.2188e-12 | 0.00097009 | 3.2188e-12
[120 empty] | 7.3.3.17.5 (Remote Grid) Updates to grid topology to minimize risk of ignition in HFTDs Remote GridWLDFRContaminationAggregated | WLDFR | HFTD - Distribution - Tier 2 - 4QU CoRE ¦ 5QU LoRE | Non-Red Flag Warning - Catastrophic Fires | Contamination | Aggregated | 2066 | 3.3181e-09 | 470.836 | 1.5623e-06 | 2066 | Mitigation | 0.95 | 45 | 0 | esc | 0.00097009 | 3.2188e-12 | 0.00097009 | 3.2188e-12
[120 empty] | 7.3.3.17.5 (Remote Grid) Updates to grid topology to minimize risk of ignition in HFTDs Remote GridWLDFRContaminationAggregated | WLDFR | HFTD - Distribution - Tier 2 - 4QU CoRE ¦ 5QU LoRE | Non-Red Flag Warning - Catastrophic Fires | Contamination | Aggregated | 2067 | 3.3181e-09 | 470.836 | 1.5623e-06 | 2067 | Mitigation | 0.95 | 45 | 0 | esc | 0 | 0 | 0.00097009 | 3.2188e-12
[120 empty] | 7.3.3.17.5 (Remote Grid) Updates to grid topology to minimize risk of ignition in HFTDs Remote GridWLDFREquipment / facility failureAggregated | WLDFR | HFTD - Distribution - Tier 2 - 4QU CoRE ¦ 5QU LoRE | Non-Red Flag Warning - Catastrophic Fires | Equipment / facility failure | Aggregated | 2022 | 7.5398e-09 | 470.836 | 3.55e-06 | 2022 | Mitigation | 0.95 | 45 | 0 | esc | 0.00097009 | 7.3142e-12 | 0 | 0
[120 empty] | 7.3.3.17.5 (Remote Grid) Updates to grid topology to minimize risk of ignition in HFTDs Remote GridWLDFREquipment / facility failureAggregated | WLDFR | HFTD - Distribution - Tier 2 - 4QU CoRE ¦ 5QU LoRE | Non-Red Flag Warning - Catastrophic Fires | Equipment / facility failure | Aggregated | 2023 | 7.5398e-09 | 470.836 | 3.55e-06 | 2023 | Mitigation | 0.95 | 45 | 0 | esc | 0.00097009 | 7.3142e-12 | 0.00097009 | 7.3142e-12
[120 empty] | 7.3.3.17.5 (Remote Grid) Updates to grid topology to minimize risk of ignition in HFTDs Remote GridWLDFREquipment / facility failureAggregated | WLDFR | HFTD - Distribution - Tier 2 - 4QU CoRE ¦ 5QU LoRE | Non-Red Flag Warning - Catastrophic Fires | Equipment / facility failure | Aggregated | 2024 | 7.5398e-09 | 470.836 | 3.55e-06 | 2024 | Mitigation | 0.95 | 45 | 0 | esc | 0.00097009 | 7.3142e-12 | 0.00097009 | 7.3142e-12
[120 empty] | 7.3.3.17.5 (Remote Grid) Updates to grid topology to minimize risk of ignition in HFTDs Remote GridWLDFREquipment / facility failureAggregated | WLDFR | HFTD - Distribution - Tier 2 - 4QU CoRE ¦ 5QU LoRE | Non-Red Flag Warning - Catastrophic Fires | Equipment / facility failure | Aggregated | 2025 | 7.5398e-09 | 470.836 | 3.55e-06 | 2025 | Mitigation | 0.95 | 45 | 0 | esc | 0.00097009 | 7.3142e-12 | 0.00097009 | 7.3142e-12
[120 empty] | 7.3.3.17.5 (Remote Grid) Updates to grid topology to minimize risk of ignition in HFTDs Remote GridWLDFREquipment / facility failureAggregated | WLDFR | HFTD - Distribution - Tier 2 - 4QU CoRE ¦ 5QU LoRE | Non-Red Flag Warning - Catastrophic Fires | Equipment / facility failure | Aggregated | 2026 | 7.5398e-09 | 470.836 | 3.55e-06 | 2026 | Mitigation | 0.95 | 45 | 0 | esc | 0.00097009 | 7.3142e-12 | 0.00097009 | 7.3142e-12
[120 empty] | 7.3.3.17.5 (Remote Grid) Updates to grid topology to minimize risk of ignition in HFTDs Remote GridWLDFREquipment / facility failureAggregated | WLDFR | HFTD - Distribution - Tier 2 - 4QU CoRE ¦ 5QU LoRE | Non-Red Flag Warning - Catastrophic Fires | Equipment / facility failure | Aggregated | 2027 | 7.5398e-09 | 470.836 | 3.55e-06 | 2027 | Mitigation | 0.95 | 45 | 0 | esc | 0.00097009 | 7.3142e-12 | 0.00097009 | 7.3142e-12
[120 empty] | 7.3.3.17.5 (Remote Grid) Updates to grid topology to minimize risk of ignition in HFTDs Remote GridWLDFREquipment / facility failureAggregated | WLDFR | HFTD - Distribution - Tier 2 - 4QU CoRE ¦ 5QU LoRE | Non-Red Flag Warning - Catastrophic Fires | Equipment / facility failure | Aggregated | 2028 | 7.5398e-09 | 470.836 | 3.55e-06 | 2028 | Mitigation | 0.95 | 45 | 0 | esc | 0.00097009 | 7.3142e-12 | 0.00097009 | 7.3142e-12
[120 empty] | 7.3.3.17.5 (Remote Grid) Updates to grid topology to minimize risk of ignition in HFTDs Remote GridWLDFREquipment / facility failureAggregated | WLDFR | HFTD - Distribution - Tier 2 - 4QU CoRE ¦ 5QU LoRE | Non-Red Flag Warning - Catastrophic Fires | Equipment / facility failure | Aggregated | 2029 | 7.5398e-09 | 470.836 | 3.55e-06 | 2029 | Mitigation | 0.95 | 45 | 0 | esc | 0.00097009 | 7.3142e-12 | 0.00097009 | 7.3142e-12
[120 empty] | 7.3.3.17.5 (Remote Grid) Updates to grid topology to minimize risk of ignition in HFTDs Remote GridWLDFREquipment / facility failureAggregated | WLDFR | HFTD - Distribution - Tier 2 - 4QU CoRE ¦ 5QU LoRE | Non-Red Flag Warning - Catastrophic Fires | Equipment / facility failure | Aggregated | 2030 | 7.5398e-09 | 470.836 | 3.55e-06 | 2030 | Mitigation | 0.95 | 45 | 0 | esc | 0.00097009 | 7.3142e-12 | 0.00097009 | 7.3142e-12
[120 empty] | 7.3.3.17.5 (Remote Grid) Updates to grid topology to minimize risk of ignition in HFTDs Remote GridWLDFREquipment / facility failureAggregated | WLDFR | HFTD - Distribution - Tier 2 - 4QU CoRE ¦ 5QU LoRE | Non-Red Flag Warning - Catastrophic Fires | Equipment / facility failure | Aggregated | 2031 | 7.5398e-09 | 470.836 | 3.55e-06 | 2031 | Mitigation | 0.95 | 45 | 0 | esc | 0.00097009 | 7.3142e-12 | 0.00097009 | 7.3142e-12
[120 empty] | 7.3.3.17.5 (Remote Grid) Updates to grid topology to minimize risk of ignition in HFTDs Remote GridWLDFREquipment / facility failureAggregated | WLDFR | HFTD - Distribution - Tier 2 - 4QU CoRE ¦ 5QU LoRE | Non-Red Flag Warning - Catastrophic Fires | Equipment / facility failure | Aggregated | 2032 | 7.5398e-09 | 470.836 | 3.55e-06 | 2032 | Mitigation | 0.95 | 45 | 0 | esc | 0.00097009 | 7.3142e-12 | 0.00097009 | 7.3142e-12
[120 empty] | 7.3.3.17.5 (Remote Grid) Updates to grid topology to minimize risk of ignition in HFTDs Remote GridWLDFREquipment / facility failureAggregated | WLDFR | HFTD - Distribution - Tier 2 - 4QU CoRE ¦ 5QU LoRE | Non-Red Flag Warning - Catastrophic Fires | Equipment / facility failure | Aggregated | 2033 | 7.5398e-09 | 470.836 | 3.55e-06 | 2033 | Mitigation | 0.95 | 45 | 0 | esc | 0.00097009 | 7.3142e-12 | 0.00097009 | 7.3142e-12
[120 empty] | 7.3.3.17.5 (Remote Grid) Updates to grid topology to minimize risk of ignition in HFTDs Remote GridWLDFREquipment / facility failureAggregated | WLDFR | HFTD - Distribution - Tier 2 - 4QU CoRE ¦ 5QU LoRE | Non-Red Flag Warning - Catastrophic Fires | Equipment / facility failure | Aggregated | 2034 | 7.5398e-09 | 470.836 | 3.55e-06 | 2034 | Mitigation | 0.95 | 45 | 0 | esc | 0.00097009 | 7.3142e-12 | 0.00097009 | 7.3142e-12
[120 empty] | 7.3.3.17.5 (Remote Grid) Updates to grid topology to minimize risk of ignition in HFTDs Remote GridWLDFREquipment / facility failureAggregated | WLDFR | HFTD - Distribution - Tier 2 - 4QU CoRE ¦ 5QU LoRE | Non-Red Flag Warning - Catastrophic Fires | Equipment / facility failure | Aggregated | 2035 | 7.5398e-09 | 470.836 | 3.55e-06 | 2035 | Mitigation | 0.95 | 45 | 0 | esc | 0.00097009 | 7.3142e-12 | 0.00097009 | 7.3142e-12
[120 empty] | 7.3.3.17.5 (Remote Grid) Updates to grid topology to minimize risk of ignition in HFTDs Remote GridWLDFREquipment / facility failureAggregated | WLDFR | HFTD - Distribution - Tier 2 - 4QU CoRE ¦ 5QU LoRE | Non-Red Flag Warning - Catastrophic Fires | Equipment / facility failure | Aggregated | 2036 | 7.5398e-09 | 470.836 | 3.55e-06 | 2036 | Mitigation | 0.95 | 45 | 0 | esc | 0.00097009 | 7.3142e-12 | 0.00097009 | 7.3142e-12
[120 empty] | 7.3.3.17.5 (Remote Grid) Updates to grid topology to minimize risk of ignition in HFTDs Remote GridWLDFREquipment / facility failureAggregated | WLDFR | HFTD - Distribution - Tier 2 - 4QU CoRE ¦ 5QU LoRE | Non-Red Flag Warning - Catastrophic Fires | Equipment / facility failure | Aggregated | 2037 | 7.5398e-09 | 470.836 | 3.55e-06 | 2037 | Mitigation | 0.95 | 45 | 0 | esc | 0.00097009 | 7.3142e-12 | 0.00097009 | 7.3142e-12
[120 empty] | 7.3.3.17.5 (Remote Grid) Updates to grid topology to minimize risk of ignition in HFTDs Remote GridWLDFREquipment / facility failureAggregated | WLDFR | HFTD - Distribution - Tier 2 - 4QU CoRE ¦ 5QU LoRE | Non-Red Flag Warning - Catastrophic Fires | Equipment / facility failure | Aggregated | 2038 | 7.5398e-09 | 470.836 | 3.55e-06 | 2038 | Mitigation | 0.95 | 45 | 0 | esc | 0.00097009 | 7.3142e-12 | 0.00097009 | 7.3142e-12
[120 empty] | 7.3.3.17.5 (Remote Grid) Updates to grid topology to minimize risk of ignition in HFTDs Remote GridWLDFREquipment / facility failureAggregated | WLDFR | HFTD - Distribution - Tier 2 - 4QU CoRE ¦ 5QU LoRE | Non-Red Flag Warning - Catastrophic Fires | Equipment / facility failure | Aggregated | 2039 | 7.5398e-09 | 470.836 | 3.55e-06 | 2039 | Mitigation | 0.95 | 45 | 0 | esc | 0.00097009 | 7.3142e-12 | 0.00097009 | 7.3142e-12
[120 empty] | 7.3.3.17.5 (Remote Grid) Updates to grid topology to minimize risk of ignition in HFTDs Remote GridWLDFREquipment / facility failureAggregated | WLDFR | HFTD - Distribution - Tier 2 - 4QU CoRE ¦ 5QU LoRE | Non-Red Flag Warning - Catastrophic Fires | Equipment / facility failure | Aggregated | 2040 | 7.5398e-09 | 470.836 | 3.55e-06 | 2040 | Mitigation | 0.95 | 45 | 0 | esc | 0.00097009 | 7.3142e-12 | 0.00097009 | 7.3142e-12
[120 empty] | 7.3.3.17.5 (Remote Grid) Updates to grid topology to minimize risk of ignition in HFTDs Remote GridWLDFREquipment / facility failureAggregated | WLDFR | HFTD - Distribution - Tier 2 - 4QU CoRE ¦ 5QU LoRE | Non-Red Flag Warning - Catastrophic Fires | Equipment / facility failure | Aggregated | 2041 | 7.5398e-09 | 470.836 | 3.55e-06 | 2041 | Mitigation | 0.95 | 45 | 0 | esc | 0.00097009 | 7.3142e-12 | 0.00097009 | 7.3142e-12
[120 empty] | 7.3.3.17.5 (Remote Grid) Updates to grid topology to minimize risk of ignition in HFTDs Remote GridWLDFREquipment / facility failureAggregated | WLDFR | HFTD - Distribution - Tier 2 - 4QU CoRE ¦ 5QU LoRE | Non-Red Flag Warning - Catastrophic Fires | Equipment / facility failure | Aggregated | 2042 | 7.5398e-09 | 470.836 | 3.55e-06 | 2042 | Mitigation | 0.95 | 45 | 0 | esc | 0.00097009 | 7.3142e-12 | 0.00097009 | 7.3142e-12
[120 empty] | 7.3.3.17.5 (Remote Grid) Updates to grid topology to minimize risk of ignition in HFTDs Remote GridWLDFREquipment / facility failureAggregated | WLDFR | HFTD - Distribution - Tier 2 - 4QU CoRE ¦ 5QU LoRE | Non-Red Flag Warning - Catastrophic Fires | Equipment / facility failure | Aggregated | 2043 | 7.5398e-09 | 470.836 | 3.55e-06 | 2043 | Mitigation | 0.95 | 45 | 0 | esc | 0.00097009 | 7.3142e-12 | 0.00097009 | 7.3142e-12
[120 empty] | 7.3.3.17.5 (Remote Grid) Updates to grid topology to minimize risk of ignition in HFTDs Remote GridWLDFREquipment / facility failureAggregated | WLDFR | HFTD - Distribution - Tier 2 - 4QU CoRE ¦ 5QU LoRE | Non-Red Flag Warning - Catastrophic Fires | Equipment / facility failure | Aggregated | 2044 | 7.5398e-09 | 470.836 | 3.55e-06 | 2044 | Mitigation | 0.95 | 45 | 0 | esc | 0.00097009 | 7.3142e-12 | 0.00097009 | 7.3142e-12
[120 empty] | 7.3.3.17.5 (Remote Grid) Updates to grid topology to minimize risk of ignition in HFTDs Remote GridWLDFREquipment / facility failureAggregated | WLDFR | HFTD - Distribution - Tier 2 - 4QU CoRE ¦ 5QU LoRE | Non-Red Flag Warning - Catastrophic Fires | Equipment / facility failure | Aggregated | 2045 | 7.5398e-09 | 470.836 | 3.55e-06 | 2045 | Mitigation | 0.95 | 45 | 0 | esc | 0.00097009 | 7.3142e-12 | 0.00097009 | 7.3142e-12
[120 empty] | 7.3.3.17.5 (Remote Grid) Updates to grid topology to minimize risk of ignition in HFTDs Remote GridWLDFREquipment / facility failureAggregated | WLDFR | HFTD - Distribution - Tier 2 - 4QU CoRE ¦ 5QU LoRE | Non-Red Flag Warning - Catastrophic Fires | Equipment / facility failure | Aggregated | 2046 | 7.5398e-09 | 470.836 | 3.55e-06 | 2046 | Mitigation | 0.95 | 45 | 0 | esc | 0.00097009 | 7.3142e-12 | 0.00097009 | 7.3142e-12
[120 empty] | 7.3.3.17.5 (Remote Grid) Updates to grid topology to minimize risk of ignition in HFTDs Remote GridWLDFREquipment / facility failureAggregated | WLDFR | HFTD - Distribution - Tier 2 - 4QU CoRE ¦ 5QU LoRE | Non-Red Flag Warning - Catastrophic Fires | Equipment / facility failure | Aggregated | 2047 | 7.5398e-09 | 470.836 | 3.55e-06 | 2047 | Mitigation | 0.95 | 45 | 0 | esc | 0.00097009 | 7.3142e-12 | 0.00097009 | 7.3142e-12
[120 empty] | 7.3.3.17.5 (Remote Grid) Updates to grid topology to minimize risk of ignition in HFTDs Remote GridWLDFREquipment / facility failureAggregated | WLDFR | HFTD - Distribution - Tier 2 - 4QU CoRE ¦ 5QU LoRE | Non-Red Flag Warning - Catastrophic Fires | Equipment / facility failure | Aggregated | 2048 | 7.5398e-09 | 470.836 | 3.55e-06 | 2048 | Mitigation | 0.95 | 45 | 0 | esc | 0.00097009 | 7.3142e-12 | 0.00097009 | 7.3142e-12
[120 empty] | 7.3.3.17.5 (Remote Grid) Updates to grid topology to minimize risk of ignition in HFTDs Remote GridWLDFREquipment / facility failureAggregated | WLDFR | HFTD - Distribution - Tier 2 - 4QU CoRE ¦ 5QU LoRE | Non-Red Flag Warning - Catastrophic Fires | Equipment / facility failure | Aggregated | 2049 | 7.5398e-09 | 470.836 | 3.55e-06 | 2049 | Mitigation | 0.95 | 45 | 0 | esc | 0.00097009 | 7.3142e-12 | 0.00097009 | 7.3142e-12
[120 empty] | 7.3.3.17.5 (Remote Grid) Updates to grid topology to minimize risk of ignition in HFTDs Remote GridWLDFREquipment / facility failureAggregated | WLDFR | HFTD - Distribution - Tier 2 - 4QU CoRE ¦ 5QU LoRE | Non-Red Flag Warning - Catastrophic Fires | Equipment / facility failure | Aggregated | 2050 | 7.5398e-09 | 470.836 | 3.55e-06 | 2050 | Mitigation | 0.95 | 45 | 0 | esc | 0.00097009 | 7.3142e-12 | 0.00097009 | 7.3142e-12
[120 empty] | 7.3.3.17.5 (Remote Grid) Updates to grid topology to minimize risk of ignition in HFTDs Remote GridWLDFREquipment / facility failureAggregated | WLDFR | HFTD - Distribution - Tier 2 - 4QU CoRE ¦ 5QU LoRE | Non-Red Flag Warning - Catastrophic Fires | Equipment / facility failure | Aggregated | 2051 | 7.5398e-09 | 470.836 | 3.55e-06 | 2051 | Mitigation | 0.95 | 45 | 0 | esc | 0.00097009 | 7.3142e-12 | 0.00097009 | 7.3142e-12
[120 empty] | 7.3.3.17.5 (Remote Grid) Updates to grid topology to minimize risk of ignition in HFTDs Remote GridWLDFREquipment / facility failureAggregated | WLDFR | HFTD - Distribution - Tier 2 - 4QU CoRE ¦ 5QU LoRE | Non-Red Flag Warning - Catastrophic Fires | Equipment / facility failure | Aggregated | 2052 | 7.5398e-09 | 470.836 | 3.55e-06 | 2052 | Mitigation | 0.95 | 45 | 0 | esc | 0.00097009 | 7.3142e-12 | 0.00097009 | 7.3142e-12
[120 empty] | 7.3.3.17.5 (Remote Grid) Updates to grid topology to minimize risk of ignition in HFTDs Remote GridWLDFREquipment / facility failureAggregated | WLDFR | HFTD - Distribution - Tier 2 - 4QU CoRE ¦ 5QU LoRE | Non-Red Flag Warning - Catastrophic Fires | Equipment / facility failure | Aggregated | 2053 | 7.5398e-09 | 470.836 | 3.55e-06 | 2053 | Mitigation | 0.95 | 45 | 0 | esc | 0.00097009 | 7.3142e-12 | 0.00097009 | 7.3142e-12
[120 empty] | 7.3.3.17.5 (Remote Grid) Updates to grid topology to minimize risk of ignition in HFTDs Remote GridWLDFREquipment / facility failureAggregated | WLDFR | HFTD - Distribution - Tier 2 - 4QU CoRE ¦ 5QU LoRE | Non-Red Flag Warning - Catastrophic Fires | Equipment / facility failure | Aggregated | 2054 | 7.5398e-09 | 470.836 | 3.55e-06 | 2054 | Mitigation | 0.95 | 45 | 0 | esc | 0.00097009 | 7.3142e-12 | 0.00097009 | 7.3142e-12
[120 empty] | 7.3.3.17.5 (Remote Grid) Updates to grid topology to minimize risk of ignition in HFTDs Remote GridWLDFREquipment / facility failureAggregated | WLDFR | HFTD - Distribution - Tier 2 - 4QU CoRE ¦ 5QU LoRE | Non-Red Flag Warning - Catastrophic Fires | Equipment / facility failure | Aggregated | 2055 | 7.5398e-09 | 470.836 | 3.55e-06 | 2055 | Mitigation | 0.95 | 45 | 0 | esc | 0.00097009 | 7.3142e-12 | 0.00097009 | 7.3142e-12
[120 empty] | 7.3.3.17.5 (Remote Grid) Updates to grid topology to minimize risk of ignition in HFTDs Remote GridWLDFREquipment / facility failureAggregated | WLDFR | HFTD - Distribution - Tier 2 - 4QU CoRE ¦ 5QU LoRE | Non-Red Flag Warning - Catastrophic Fires | Equipment / facility failure | Aggregated | 2056 | 7.5398e-09 | 470.836 | 3.55e-06 | 2056 | Mitigation | 0.95 | 45 | 0 | esc | 0.00097009 | 7.3142e-12 | 0.00097009 | 7.3142e-12
[120 empty] | 7.3.3.17.5 (Remote Grid) Updates to grid topology to minimize risk of ignition in HFTDs Remote GridWLDFREquipment / facility failureAggregated | WLDFR | HFTD - Distribution - Tier 2 - 4QU CoRE ¦ 5QU LoRE | Non-Red Flag Warning - Catastrophic Fires | Equipment / facility failure | Aggregated | 2057 | 7.5398e-09 | 470.836 | 3.55e-06 | 2057 | Mitigation | 0.95 | 45 | 0 | esc | 0.00097009 | 7.3142e-12 | 0.00097009 | 7.3142e-12
[120 empty] | 7.3.3.17.5 (Remote Grid) Updates to grid topology to minimize risk of ignition in HFTDs Remote GridWLDFREquipment / facility failureAggregated | WLDFR | HFTD - Distribution - Tier 2 - 4QU CoRE ¦ 5QU LoRE | Non-Red Flag Warning - Catastrophic Fires | Equipment / facility failure | Aggregated | 2058 | 7.5398e-09 | 470.836 | 3.55e-06 | 2058 | Mitigation | 0.95 | 45 | 0 | esc | 0.00097009 | 7.3142e-12 | 0.00097009 | 7.3142e-12
[120 empty] | 7.3.3.17.5 (Remote Grid) Updates to grid topology to minimize risk of ignition in HFTDs Remote GridWLDFREquipment / facility failureAggregated | WLDFR | HFTD - Distribution - Tier 2 - 4QU CoRE ¦ 5QU LoRE | Non-Red Flag Warning - Catastrophic Fires | Equipment / facility failure | Aggregated | 2059 | 7.5398e-09 | 470.836 | 3.55e-06 | 2059 | Mitigation | 0.95 | 45 | 0 | esc | 0.00097009 | 7.3142e-12 | 0.00097009 | 7.3142e-12
[120 empty] | 7.3.3.17.5 (Remote Grid) Updates to grid topology to minimize risk of ignition in HFTDs Remote GridWLDFREquipment / facility failureAggregated | WLDFR | HFTD - Distribution - Tier 2 - 4QU CoRE ¦ 5QU LoRE | Non-Red Flag Warning - Catastrophic Fires | Equipment / facility failure | Aggregated | 2060 | 7.5398e-09 | 470.836 | 3.55e-06 | 2060 | Mitigation | 0.95 | 45 | 0 | esc | 0.00097009 | 7.3142e-12 | 0.00097009 | 7.3142e-12
[120 empty] | 7.3.3.17.5 (Remote Grid) Updates to grid topology to minimize risk of ignition in HFTDs Remote GridWLDFREquipment / facility failureAggregated | WLDFR | HFTD - Distribution - Tier 2 - 4QU CoRE ¦ 5QU LoRE | Non-Red Flag Warning - Catastrophic Fires | Equipment / facility failure | Aggregated | 2061 | 7.5398e-09 | 470.836 | 3.55e-06 | 2061 | Mitigation | 0.95 | 45 | 0 | esc | 0.00097009 | 7.3142e-12 | 0.00097009 | 7.3142e-12
[120 empty] | 7.3.3.17.5 (Remote Grid) Updates to grid topology to minimize risk of ignition in HFTDs Remote GridWLDFREquipment / facility failureAggregated | WLDFR | HFTD - Distribution - Tier 2 - 4QU CoRE ¦ 5QU LoRE | Non-Red Flag Warning - Catastrophic Fires | Equipment / facility failure | Aggregated | 2062 | 7.5398e-09 | 470.836 | 3.55e-06 | 2062 | Mitigation | 0.95 | 45 | 0 | esc | 0.00097009 | 7.3142e-12 | 0.00097009 | 7.3142e-12
[120 empty] | 7.3.3.17.5 (Remote Grid) Updates to grid topology to minimize risk of ignition in HFTDs Remote GridWLDFREquipment / facility failureAggregated | WLDFR | HFTD - Distribution - Tier 2 - 4QU CoRE ¦ 5QU LoRE | Non-Red Flag Warning - Catastrophic Fires | Equipment / facility failure | Aggregated | 2063 | 7.5398e-09 | 470.836 | 3.55e-06 | 2063 | Mitigation | 0.95 | 45 | 0 | esc | 0.00097009 | 7.3142e-12 | 0.00097009 | 7.3142e-12
[120 empty] | 7.3.3.17.5 (Remote Grid) Updates to grid topology to minimize risk of ignition in HFTDs Remote GridWLDFREquipment / facility failureAggregated | WLDFR | HFTD - Distribution - Tier 2 - 4QU CoRE ¦ 5QU LoRE | Non-Red Flag Warning - Catastrophic Fires | Equipment / facility failure | Aggregated | 2064 | 7.5398e-09 | 470.836 | 3.55e-06 | 2064 | Mitigation | 0.95 | 45 | 0 | esc | 0.00097009 | 7.3142e-12 | 0.00097009 | 7.3142e-12
[120 empty] | 7.3.3.17.5 (Remote Grid) Updates to grid topology to minimize risk of ignition in HFTDs Remote GridWLDFREquipment / facility failureAggregated | WLDFR | HFTD - Distribution - Tier 2 - 4QU CoRE ¦ 5QU LoRE | Non-Red Flag Warning - Catastrophic Fires | Equipment / facility failure | Aggregated | 2065 | 7.5398e-09 | 470.836 | 3.55e-06 | 2065 | Mitigation | 0.95 | 45 | 0 | esc | 0.00097009 | 7.3142e-12 | 0.00097009 | 7.3142e-12
[120 empty] | 7.3.3.17.5 (Remote Grid) Updates to grid topology to minimize risk of ignition in HFTDs Remote GridWLDFREquipment / facility failureAggregated | WLDFR | HFTD - Distribution - Tier 2 - 4QU CoRE ¦ 5QU LoRE | Non-Red Flag Warning - Catastrophic Fires | Equipment / facility failure | Aggregated | 2066 | 7.5398e-09 | 470.836 | 3.55e-06 | 2066 | Mitigation | 0.95 | 45 | 0 | esc | 0.00097009 | 7.3142e-12 | 0.00097009 | 7.3142e-12
[120 empty] | 7.3.3.17.5 (Remote Grid) Updates to grid topology to minimize risk of ignition in HFTDs Remote GridWLDFREquipment / facility failureAggregated | WLDFR | HFTD - Distribution - Tier 2 - 4QU CoRE ¦ 5QU LoRE | Non-Red Flag Warning - Catastrophic Fires | Equipment / facility failure | Aggregated | 2067 | 7.5398e-09 | 470.836 | 3.55e-06 | 2067 | Mitigation | 0.95 | 45 | 0 | esc | 0 | 0 | 0.00097009 | 7.3142e-12
[120 empty] | 7.3.3.17.5 (Remote Grid) Updates to grid topology to minimize risk of ignition in HFTDs Remote GridWLDFRVegetation ContactAggregated | WLDFR | HFTD - Distribution - Tier 2 - 4QU CoRE ¦ 5QU LoRE | Non-Red Flag Warning - Catastrophic Fires | Vegetation Contact | Aggregated | 2022 | 3.8482e-08 | 470.836 | 1.8119e-05 | 2022 | Mitigation | 0.95 | 45 | 0 | esc | 0.00097009 | 3.7331e-11 | 0 | 0
[120 empty] | 7.3.3.17.5 (Remote Grid) Updates to grid topology to minimize risk of ignition in HFTDs Remote GridWLDFRVegetation ContactAggregated | WLDFR | HFTD - Distribution - Tier 2 - 4QU CoRE ¦ 5QU LoRE | Non-Red Flag Warning - Catastrophic Fires | Vegetation Contact | Aggregated | 2023 | 3.8482e-08 | 470.836 | 1.8119e-05 | 2023 | Mitigation | 0.95 | 45 | 0 | esc | 0.00097009 | 3.7331e-11 | 0.00097009 | 3.7331e-11
[120 empty] | 7.3.3.17.5 (Remote Grid) Updates to grid topology to minimize risk of ignition in HFTDs Remote GridWLDFRVegetation ContactAggregated | WLDFR | HFTD - Distribution - Tier 2 - 4QU CoRE ¦ 5QU LoRE | Non-Red Flag Warning - Catastrophic Fires | Vegetation Contact | Aggregated | 2024 | 3.8482e-08 | 470.836 | 1.8119e-05 | 2024 | Mitigation | 0.95 | 45 | 0 | esc | 0.00097009 | 3.7331e-11 | 0.00097009 | 3.7331e-11
[120 empty] | 7.3.3.17.5 (Remote Grid) Updates to grid topology to minimize risk of ignition in HFTDs Remote GridWLDFRVegetation ContactAggregated | WLDFR | HFTD - Distribution - Tier 2 - 4QU CoRE ¦ 5QU LoRE | Non-Red Flag Warning - Catastrophic Fires | Vegetation Contact | Aggregated | 2025 | 3.8482e-08 | 470.836 | 1.8119e-05 | 2025 | Mitigation | 0.95 | 45 | 0 | esc | 0.00097009 | 3.7331e-11 | 0.00097009 | 3.7331e-11
[120 empty] | 7.3.3.17.5 (Remote Grid) Updates to grid topology to minimize risk of ignition in HFTDs Remote GridWLDFRVegetation ContactAggregated | WLDFR | HFTD - Distribution - Tier 2 - 4QU CoRE ¦ 5QU LoRE | Non-Red Flag Warning - Catastrophic Fires | Vegetation Contact | Aggregated | 2026 | 3.8482e-08 | 470.836 | 1.8119e-05 | 2026 | Mitigation | 0.95 | 45 | 0 | esc | 0.00097009 | 3.7331e-11 | 0.00097009 | 3.7331e-11
[120 empty] | 7.3.3.17.5 (Remote Grid) Updates to grid topology to minimize risk of ignition in HFTDs Remote GridWLDFRVegetation ContactAggregated | WLDFR | HFTD - Distribution - Tier 2 - 4QU CoRE ¦ 5QU LoRE | Non-Red Flag Warning - Catastrophic Fires | Vegetation Contact | Aggregated | 2027 | 3.8482e-08 | 470.836 | 1.8119e-05 | 2027 | Mitigation | 0.95 | 45 | 0 | esc | 0.00097009 | 3.7331e-11 | 0.00097009 | 3.7331e-11
[120 empty] | 7.3.3.17.5 (Remote Grid) Updates to grid topology to minimize risk of ignition in HFTDs Remote GridWLDFRVegetation ContactAggregated | WLDFR | HFTD - Distribution - Tier 2 - 4QU CoRE ¦ 5QU LoRE | Non-Red Flag Warning - Catastrophic Fires | Vegetation Contact | Aggregated | 2028 | 3.8482e-08 | 470.836 | 1.8119e-05 | 2028 | Mitigation | 0.95 | 45 | 0 | esc | 0.00097009 | 3.7331e-11 | 0.00097009 | 3.7331e-11
[120 empty] | 7.3.3.17.5 (Remote Grid) Updates to grid topology to minimize risk of ignition in HFTDs Remote GridWLDFRVegetation ContactAggregated | WLDFR | HFTD - Distribution - Tier 2 - 4QU CoRE ¦ 5QU LoRE | Non-Red Flag Warning - Catastrophic Fires | Vegetation Contact | Aggregated | 2029 | 3.8482e-08 | 470.836 | 1.8119e-05 | 2029 | Mitigation | 0.95 | 45 | 0 | esc | 0.00097009 | 3.7331e-11 | 0.00097009 | 3.7331e-11
[120 empty] | 7.3.3.17.5 (Remote Grid) Updates to grid topology to minimize risk of ignition in HFTDs Remote GridWLDFRVegetation ContactAggregated | WLDFR | HFTD - Distribution - Tier 2 - 4QU CoRE ¦ 5QU LoRE | Non-Red Flag Warning - Catastrophic Fires | Vegetation Contact | Aggregated | 2030 | 3.8482e-08 | 470.836 | 1.8119e-05 | 2030 | Mitigation | 0.95 | 45 | 0 | esc | 0.00097009 | 3.7331e-11 | 0.00097009 | 3.7331e-11
[120 empty] | 7.3.3.17.5 (Remote Grid) Updates to grid topology to minimize risk of ignition in HFTDs Remote GridWLDFRVegetation ContactAggregated | WLDFR | HFTD - Distribution - Tier 2 - 4QU CoRE ¦ 5QU LoRE | Non-Red Flag Warning - Catastrophic Fires | Vegetation Contact | Aggregated | 2031 | 3.8482e-08 | 470.836 | 1.8119e-05 | 2031 | Mitigation | 0.95 | 45 | 0 | esc | 0.00097009 | 3.7331e-11 | 0.00097009 | 3.7331e-11
[120 empty] | 7.3.3.17.5 (Remote Grid) Updates to grid topology to minimize risk of ignition in HFTDs Remote GridWLDFRVegetation ContactAggregated | WLDFR | HFTD - Distribution - Tier 2 - 4QU CoRE ¦ 5QU LoRE | Non-Red Flag Warning - Catastrophic Fires | Vegetation Contact | Aggregated | 2032 | 3.8482e-08 | 470.836 | 1.8119e-05 | 2032 | Mitigation | 0.95 | 45 | 0 | esc | 0.00097009 | 3.7331e-11 | 0.00097009 | 3.7331e-11
[120 empty] | 7.3.3.17.5 (Remote Grid) Updates to grid topology to minimize risk of ignition in HFTDs Remote GridWLDFRVegetation ContactAggregated | WLDFR | HFTD - Distribution - Tier 2 - 4QU CoRE ¦ 5QU LoRE | Non-Red Flag Warning - Catastrophic Fires | Vegetation Contact | Aggregated | 2033 | 3.8482e-08 | 470.836 | 1.8119e-05 | 2033 | Mitigation | 0.95 | 45 | 0 | esc | 0.00097009 | 3.7331e-11 | 0.00097009 | 3.7331e-11
[120 empty] | 7.3.3.17.5 (Remote Grid) Updates to grid topology to minimize risk of ignition in HFTDs Remote GridWLDFRVegetation ContactAggregated | WLDFR | HFTD - Distribution - Tier 2 - 4QU CoRE ¦ 5QU LoRE | Non-Red Flag Warning - Catastrophic Fires | Vegetation Contact | Aggregated | 2034 | 3.8482e-08 | 470.836 | 1.8119e-05 | 2034 | Mitigation | 0.95 | 45 | 0 | esc | 0.00097009 | 3.7331e-11 | 0.00097009 | 3.7331e-11
[120 empty] | 7.3.3.17.5 (Remote Grid) Updates to grid topology to minimize risk of ignition in HFTDs Remote GridWLDFRVegetation ContactAggregated | WLDFR | HFTD - Distribution - Tier 2 - 4QU CoRE ¦ 5QU LoRE | Non-Red Flag Warning - Catastrophic Fires | Vegetation Contact | Aggregated | 2035 | 3.8482e-08 | 470.836 | 1.8119e-05 | 2035 | Mitigation | 0.95 | 45 | 0 | esc | 0.00097009 | 3.7331e-11 | 0.00097009 | 3.7331e-11
[120 empty] | 7.3.3.17.5 (Remote Grid) Updates to grid topology to minimize risk of ignition in HFTDs Remote GridWLDFRVegetation ContactAggregated | WLDFR | HFTD - Distribution - Tier 2 - 4QU CoRE ¦ 5QU LoRE | Non-Red Flag Warning - Catastrophic Fires | Vegetation Contact | Aggregated | 2036 | 3.8482e-08 | 470.836 | 1.8119e-05 | 2036 | Mitigation | 0.95 | 45 | 0 | esc | 0.00097009 | 3.7331e-11 | 0.00097009 | 3.7331e-11
[120 empty] | 7.3.3.17.5 (Remote Grid) Updates to grid topology to minimize risk of ignition in HFTDs Remote GridWLDFRVegetation ContactAggregated | WLDFR | HFTD - Distribution - Tier 2 - 4QU CoRE ¦ 5QU LoRE | Non-Red Flag Warning - Catastrophic Fires | Vegetation Contact | Aggregated | 2037 | 3.8482e-08 | 470.836 | 1.8119e-05 | 2037 | Mitigation | 0.95 | 45 | 0 | esc | 0.00097009 | 3.7331e-11 | 0.00097009 | 3.7331e-11
[120 empty] | 7.3.3.17.5 (Remote Grid) Updates to grid topology to minimize risk of ignition in HFTDs Remote GridWLDFRVegetation ContactAggregated | WLDFR | HFTD - Distribution - Tier 2 - 4QU CoRE ¦ 5QU LoRE | Non-Red Flag Warning - Catastrophic Fires | Vegetation Contact | Aggregated | 2038 | 3.8482e-08 | 470.836 | 1.8119e-05 | 2038 | Mitigation | 0.95 | 45 | 0 | esc | 0.00097009 | 3.7331e-11 | 0.00097009 | 3.7331e-11
[120 empty] | 7.3.3.17.5 (Remote Grid) Updates to grid topology to minimize risk of ignition in HFTDs Remote GridWLDFRVegetation ContactAggregated | WLDFR | HFTD - Distribution - Tier 2 - 4QU CoRE ¦ 5QU LoRE | Non-Red Flag Warning - Catastrophic Fires | Vegetation Contact | Aggregated | 2039 | 3.8482e-08 | 470.836 | 1.8119e-05 | 2039 | Mitigation | 0.95 | 45 | 0 | esc | 0.00097009 | 3.7331e-11 | 0.00097009 | 3.7331e-11
[120 empty] | 7.3.3.17.5 (Remote Grid) Updates to grid topology to minimize risk of ignition in HFTDs Remote GridWLDFRVegetation ContactAggregated | WLDFR | HFTD - Distribution - Tier 2 - 4QU CoRE ¦ 5QU LoRE | Non-Red Flag Warning - Catastrophic Fires | Vegetation Contact | Aggregated | 2040 | 3.8482e-08 | 470.836 | 1.8119e-05 | 2040 | Mitigation | 0.95 | 45 | 0 | esc | 0.00097009 | 3.7331e-11 | 0.00097009 | 3.7331e-11
[120 empty] | 7.3.3.17.5 (Remote Grid) Updates to grid topology to minimize risk of ignition in HFTDs Remote GridWLDFRVegetation ContactAggregated | WLDFR | HFTD - Distribution - Tier 2 - 4QU CoRE ¦ 5QU LoRE | Non-Red Flag Warning - Catastrophic Fires | Vegetation Contact | Aggregated | 2041 | 3.8482e-08 | 470.836 | 1.8119e-05 | 2041 | Mitigation | 0.95 | 45 | 0 | esc | 0.00097009 | 3.7331e-11 | 0.00097009 | 3.7331e-11
[120 empty] | 7.3.3.17.5 (Remote Grid) Updates to grid topology to minimize risk of ignition in HFTDs Remote GridWLDFRVegetation ContactAggregated | WLDFR | HFTD - Distribution - Tier 2 - 4QU CoRE ¦ 5QU LoRE | Non-Red Flag Warning - Catastrophic Fires | Vegetation Contact | Aggregated | 2042 | 3.8482e-08 | 470.836 | 1.8119e-05 | 2042 | Mitigation | 0.95 | 45 | 0 | esc | 0.00097009 | 3.7331e-11 | 0.00097009 | 3.7331e-11
[120 empty] | 7.3.3.17.5 (Remote Grid) Updates to grid topology to minimize risk of ignition in HFTDs Remote GridWLDFRVegetation ContactAggregated | WLDFR | HFTD - Distribution - Tier 2 - 4QU CoRE ¦ 5QU LoRE | Non-Red Flag Warning - Catastrophic Fires | Vegetation Contact | Aggregated | 2043 | 3.8482e-08 | 470.836 | 1.8119e-05 | 2043 | Mitigation | 0.95 | 45 | 0 | esc | 0.00097009 | 3.7331e-11 | 0.00097009 | 3.7331e-11
[120 empty] | 7.3.3.17.5 (Remote Grid) Updates to grid topology to minimize risk of ignition in HFTDs Remote GridWLDFRVegetation ContactAggregated | WLDFR | HFTD - Distribution - Tier 2 - 4QU CoRE ¦ 5QU LoRE | Non-Red Flag Warning - Catastrophic Fires | Vegetation Contact | Aggregated | 2044 | 3.8482e-08 | 470.836 | 1.8119e-05 | 2044 | Mitigation | 0.95 | 45 | 0 | esc | 0.00097009 | 3.7331e-11 | 0.00097009 | 3.7331e-11
[120 empty] | 7.3.3.17.5 (Remote Grid) Updates to grid topology to minimize risk of ignition in HFTDs Remote GridWLDFRVegetation ContactAggregated | WLDFR | HFTD - Distribution - Tier 2 - 4QU CoRE ¦ 5QU LoRE | Non-Red Flag Warning - Catastrophic Fires | Vegetation Contact | Aggregated | 2045 | 3.8482e-08 | 470.836 | 1.8119e-05 | 2045 | Mitigation | 0.95 | 45 | 0 | esc | 0.00097009 | 3.7331e-11 | 0.00097009 | 3.7331e-11
[120 empty] | 7.3.3.17.5 (Remote Grid) Updates to grid topology to minimize risk of ignition in HFTDs Remote GridWLDFRVegetation ContactAggregated | WLDFR | HFTD - Distribution - Tier 2 - 4QU CoRE ¦ 5QU LoRE | Non-Red Flag Warning - Catastrophic Fires | Vegetation Contact | Aggregated | 2046 | 3.8482e-08 | 470.836 | 1.8119e-05 | 2046 | Mitigation | 0.95 | 45 | 0 | esc | 0.00097009 | 3.7331e-11 | 0.00097009 | 3.7331e-11
[120 empty] | 7.3.3.17.5 (Remote Grid) Updates to grid topology to minimize risk of ignition in HFTDs Remote GridWLDFRVegetation ContactAggregated | WLDFR | HFTD - Distribution - Tier 2 - 4QU CoRE ¦ 5QU LoRE | Non-Red Flag Warning - Catastrophic Fires | Vegetation Contact | Aggregated | 2047 | 3.8482e-08 | 470.836 | 1.8119e-05 | 2047 | Mitigation | 0.95 | 45 | 0 | esc | 0.00097009 | 3.7331e-11 | 0.00097009 | 3.7331e-11
[120 empty] | 7.3.3.17.5 (Remote Grid) Updates to grid topology to minimize risk of ignition in HFTDs Remote GridWLDFRVegetation ContactAggregated | WLDFR | HFTD - Distribution - Tier 2 - 4QU CoRE ¦ 5QU LoRE | Non-Red Flag Warning - Catastrophic Fires | Vegetation Contact | Aggregated | 2048 | 3.8482e-08 | 470.836 | 1.8119e-05 | 2048 | Mitigation | 0.95 | 45 | 0 | esc | 0.00097009 | 3.7331e-11 | 0.00097009 | 3.7331e-11
[120 empty] | 7.3.3.17.5 (Remote Grid) Updates to grid topology to minimize risk of ignition in HFTDs Remote GridWLDFRVegetation ContactAggregated | WLDFR | HFTD - Distribution - Tier 2 - 4QU CoRE ¦ 5QU LoRE | Non-Red Flag Warning - Catastrophic Fires | Vegetation Contact | Aggregated | 2049 | 3.8482e-08 | 470.836 | 1.8119e-05 | 2049 | Mitigation | 0.95 | 45 | 0 | esc | 0.00097009 | 3.7331e-11 | 0.00097009 | 3.7331e-11
[120 empty] | 7.3.3.17.5 (Remote Grid) Updates to grid topology to minimize risk of ignition in HFTDs Remote GridWLDFRVegetation ContactAggregated | WLDFR | HFTD - Distribution - Tier 2 - 4QU CoRE ¦ 5QU LoRE | Non-Red Flag Warning - Catastrophic Fires | Vegetation Contact | Aggregated | 2050 | 3.8482e-08 | 470.836 | 1.8119e-05 | 2050 | Mitigation | 0.95 | 45 | 0 | esc | 0.00097009 | 3.7331e-11 | 0.00097009 | 3.7331e-11
[120 empty] | 7.3.3.17.5 (Remote Grid) Updates to grid topology to minimize risk of ignition in HFTDs Remote GridWLDFRVegetation ContactAggregated | WLDFR | HFTD - Distribution - Tier 2 - 4QU CoRE ¦ 5QU LoRE | Non-Red Flag Warning - Catastrophic Fires | Vegetation Contact | Aggregated | 2051 | 3.8482e-08 | 470.836 | 1.8119e-05 | 2051 | Mitigation | 0.95 | 45 | 0 | esc | 0.00097009 | 3.7331e-11 | 0.00097009 | 3.7331e-11
[120 empty] | 7.3.3.17.5 (Remote Grid) Updates to grid topology to minimize risk of ignition in HFTDs Remote GridWLDFRVegetation ContactAggregated | WLDFR | HFTD - Distribution - Tier 2 - 4QU CoRE ¦ 5QU LoRE | Non-Red Flag Warning - Catastrophic Fires | Vegetation Contact | Aggregated | 2052 | 3.8482e-08 | 470.836 | 1.8119e-05 | 2052 | Mitigation | 0.95 | 45 | 0 | esc | 0.00097009 | 3.7331e-11 | 0.00097009 | 3.7331e-11
[120 empty] | 7.3.3.17.5 (Remote Grid) Updates to grid topology to minimize risk of ignition in HFTDs Remote GridWLDFRVegetation ContactAggregated | WLDFR | HFTD - Distribution - Tier 2 - 4QU CoRE ¦ 5QU LoRE | Non-Red Flag Warning - Catastrophic Fires | Vegetation Contact | Aggregated | 2053 | 3.8482e-08 | 470.836 | 1.8119e-05 | 2053 | Mitigation | 0.95 | 45 | 0 | esc | 0.00097009 | 3.7331e-11 | 0.00097009 | 3.7331e-11
[120 empty] | 7.3.3.17.5 (Remote Grid) Updates to grid topology to minimize risk of ignition in HFTDs Remote GridWLDFRVegetation ContactAggregated | WLDFR | HFTD - Distribution - Tier 2 - 4QU CoRE ¦ 5QU LoRE | Non-Red Flag Warning - Catastrophic Fires | Vegetation Contact | Aggregated | 2054 | 3.8482e-08 | 470.836 | 1.8119e-05 | 2054 | Mitigation | 0.95 | 45 | 0 | esc | 0.00097009 | 3.7331e-11 | 0.00097009 | 3.7331e-11
[120 empty] | 7.3.3.17.5 (Remote Grid) Updates to grid topology to minimize risk of ignition in HFTDs Remote GridWLDFRVegetation ContactAggregated | WLDFR | HFTD - Distribution - Tier 2 - 4QU CoRE ¦ 5QU LoRE | Non-Red Flag Warning - Catastrophic Fires | Vegetation Contact | Aggregated | 2055 | 3.8482e-08 | 470.836 | 1.8119e-05 | 2055 | Mitigation | 0.95 | 45 | 0 | esc | 0.00097009 | 3.7331e-11 | 0.00097009 | 3.7331e-11
[120 empty] | 7.3.3.17.5 (Remote Grid) Updates to grid topology to minimize risk of ignition in HFTDs Remote GridWLDFRVegetation ContactAggregated | WLDFR | HFTD - Distribution - Tier 2 - 4QU CoRE ¦ 5QU LoRE | Non-Red Flag Warning - Catastrophic Fires | Vegetation Contact | Aggregated | 2056 | 3.8482e-08 | 470.836 | 1.8119e-05 | 2056 | Mitigation | 0.95 | 45 | 0 | esc | 0.00097009 | 3.7331e-11 | 0.00097009 | 3.7331e-11
[120 empty] | 7.3.3.17.5 (Remote Grid) Updates to grid topology to minimize risk of ignition in HFTDs Remote GridWLDFRVegetation ContactAggregated | WLDFR | HFTD - Distribution - Tier 2 - 4QU CoRE ¦ 5QU LoRE | Non-Red Flag Warning - Catastrophic Fires | Vegetation Contact | Aggregated | 2057 | 3.8482e-08 | 470.836 | 1.8119e-05 | 2057 | Mitigation | 0.95 | 45 | 0 | esc | 0.00097009 | 3.7331e-11 | 0.00097009 | 3.7331e-11
[120 empty] | 7.3.3.17.5 (Remote Grid) Updates to grid topology to minimize risk of ignition in HFTDs Remote GridWLDFRVegetation ContactAggregated | WLDFR | HFTD - Distribution - Tier 2 - 4QU CoRE ¦ 5QU LoRE | Non-Red Flag Warning - Catastrophic Fires | Vegetation Contact | Aggregated | 2058 | 3.8482e-08 | 470.836 | 1.8119e-05 | 2058 | Mitigation | 0.95 | 45 | 0 | esc | 0.00097009 | 3.7331e-11 | 0.00097009 | 3.7331e-11
[120 empty] | 7.3.3.17.5 (Remote Grid) Updates to grid topology to minimize risk of ignition in HFTDs Remote GridWLDFRVegetation ContactAggregated | WLDFR | HFTD - Distribution - Tier 2 - 4QU CoRE ¦ 5QU LoRE | Non-Red Flag Warning - Catastrophic Fires | Vegetation Contact | Aggregated | 2059 | 3.8482e-08 | 470.836 | 1.8119e-05 | 2059 | Mitigation | 0.95 | 45 | 0 | esc | 0.00097009 | 3.7331e-11 | 0.00097009 | 3.7331e-11
[120 empty] | 7.3.3.17.5 (Remote Grid) Updates to grid topology to minimize risk of ignition in HFTDs Remote GridWLDFRVegetation ContactAggregated | WLDFR | HFTD - Distribution - Tier 2 - 4QU CoRE ¦ 5QU LoRE | Non-Red Flag Warning - Catastrophic Fires | Vegetation Contact | Aggregated | 2060 | 3.8482e-08 | 470.836 | 1.8119e-05 | 2060 | Mitigation | 0.95 | 45 | 0 | esc | 0.00097009 | 3.7331e-11 | 0.00097009 | 3.7331e-11
[120 empty] | 7.3.3.17.5 (Remote Grid) Updates to grid topology to minimize risk of ignition in HFTDs Remote GridWLDFRVegetation ContactAggregated | WLDFR | HFTD - Distribution - Tier 2 - 4QU CoRE ¦ 5QU LoRE | Non-Red Flag Warning - Catastrophic Fires | Vegetation Contact | Aggregated | 2061 | 3.8482e-08 | 470.836 | 1.8119e-05 | 2061 | Mitigation | 0.95 | 45 | 0 | esc | 0.00097009 | 3.7331e-11 | 0.00097009 | 3.7331e-11
[120 empty] | 7.3.3.17.5 (Remote Grid) Updates to grid topology to minimize risk of ignition in HFTDs Remote GridWLDFRVegetation ContactAggregated | WLDFR | HFTD - Distribution - Tier 2 - 4QU CoRE ¦ 5QU LoRE | Non-Red Flag Warning - Catastrophic Fires | Vegetation Contact | Aggregated | 2062 | 3.8482e-08 | 470.836 | 1.8119e-05 | 2062 | Mitigation | 0.95 | 45 | 0 | esc | 0.00097009 | 3.7331e-11 | 0.00097009 | 3.7331e-11
[120 empty] | 7.3.3.17.5 (Remote Grid) Updates to grid topology to minimize risk of ignition in HFTDs Remote GridWLDFRVegetation ContactAggregated | WLDFR | HFTD - Distribution - Tier 2 - 4QU CoRE ¦ 5QU LoRE | Non-Red Flag Warning - Catastrophic Fires | Vegetation Contact | Aggregated | 2063 | 3.8482e-08 | 470.836 | 1.8119e-05 | 2063 | Mitigation | 0.95 | 45 | 0 | esc | 0.00097009 | 3.7331e-11 | 0.00097009 | 3.7331e-11
[120 empty] | 7.3.3.17.5 (Remote Grid) Updates to grid topology to minimize risk of ignition in HFTDs Remote GridWLDFRVegetation ContactAggregated | WLDFR | HFTD - Distribution - Tier 2 - 4QU CoRE ¦ 5QU LoRE | Non-Red Flag Warning - Catastrophic Fires | Vegetation Contact | Aggregated | 2064 | 3.8482e-08 | 470.836 | 1.8119e-05 | 2064 | Mitigation | 0.95 | 45 | 0 | esc | 0.00097009 | 3.7331e-11 | 0.00097009 | 3.7331e-11
[120 empty] | 7.3.3.17.5 (Remote Grid) Updates to grid topology to minimize risk of ignition in HFTDs Remote GridWLDFRVegetation ContactAggregated | WLDFR | HFTD - Distribution - Tier 2 - 4QU CoRE ¦ 5QU LoRE | Non-Red Flag Warning - Catastrophic Fires | Vegetation Contact | Aggregated | 2065 | 3.8482e-08 | 470.836 | 1.8119e-05 | 2065 | Mitigation | 0.95 | 45 | 0 | esc | 0.00097009 | 3.7331e-11 | 0.00097009 | 3.7331e-11
[120 empty] | 7.3.3.17.5 (Remote Grid) Updates to grid topology to minimize risk of ignition in HFTDs Remote GridWLDFRVegetation ContactAggregated | WLDFR | HFTD - Distribution - Tier 2 - 4QU CoRE ¦ 5QU LoRE | Non-Red Flag Warning - Catastrophic Fires | Vegetation Contact | Aggregated | 2066 | 3.8482e-08 | 470.836 | 1.8119e-05 | 2066 | Mitigation | 0.95 | 45 | 0 | esc | 0.00097009 | 3.7331e-11 | 0.00097009 | 3.7331e-11
[120 empty] | 7.3.3.17.5 (Remote Grid) Updates to grid topology to minimize risk of ignition in HFTDs Remote GridWLDFRVegetation ContactAggregated | WLDFR | HFTD - Distribution - Tier 2 - 4QU CoRE ¦ 5QU LoRE | Non-Red Flag Warning - Catastrophic Fires | Vegetation Contact | Aggregated | 2067 | 3.8482e-08 | 470.836 | 1.8119e-05 | 2067 | Mitigation | 0.95 | 45 | 0 | esc | 0 | 0 | 0.00097009 | 3.7331e-11
[120 empty] | 7.3.3.17.5 (Remote Grid) Updates to grid topology to minimize risk of ignition in HFTDs Remote GridWLDFRWire-to-wire contactAggregated | WLDFR | HFTD - Distribution - Tier 2 - 4QU CoRE ¦ 5QU LoRE | Non-Red Flag Warning - Catastrophic Fires | Wire-to-wire contact | Aggregated | 2022 | 8.5654e-08 | 470.836 | 4.0329e-05 | 2022 | Mitigation | 0.95 | 45 | 0 | esc | 0.00097009 | 8.3092e-11 | 0 | 0
[120 empty] | 7.3.3.17.5 (Remote Grid) Updates to grid topology to minimize risk of ignition in HFTDs Remote GridWLDFRWire-to-wire contactAggregated | WLDFR | HFTD - Distribution - Tier 2 - 4QU CoRE ¦ 5QU LoRE | Non-Red Flag Warning - Catastrophic Fires | Wire-to-wire contact | Aggregated | 2023 | 8.5654e-08 | 470.836 | 4.0329e-05 | 2023 | Mitigation | 0.95 | 45 | 0 | esc | 0.00097009 | 8.3092e-11 | 0.00097009 | 8.3092e-11
[120 empty] | 7.3.3.17.5 (Remote Grid) Updates to grid topology to minimize risk of ignition in HFTDs Remote GridWLDFRWire-to-wire contactAggregated | WLDFR | HFTD - Distribution - Tier 2 - 4QU CoRE ¦ 5QU LoRE | Non-Red Flag Warning - Catastrophic Fires | Wire-to-wire contact | Aggregated | 2024 | 8.5654e-08 | 470.836 | 4.0329e-05 | 2024 | Mitigation | 0.95 | 45 | 0 | esc | 0.00097009 | 8.3092e-11 | 0.00097009 | 8.3092e-11
[120 empty] | 7.3.3.17.5 (Remote Grid) Updates to grid topology to minimize risk of ignition in HFTDs Remote GridWLDFRWire-to-wire contactAggregated | WLDFR | HFTD - Distribution - Tier 2 - 4QU CoRE ¦ 5QU LoRE | Non-Red Flag Warning - Catastrophic Fires | Wire-to-wire contact | Aggregated | 2025 | 8.5654e-08 | 470.836 | 4.0329e-05 | 2025 | Mitigation | 0.95 | 45 | 0 | esc | 0.00097009 | 8.3092e-11 | 0.00097009 | 8.3092e-11
[120 empty] | 7.3.3.17.5 (Remote Grid) Updates to grid topology to minimize risk of ignition in HFTDs Remote GridWLDFRWire-to-wire contactAggregated | WLDFR | HFTD - Distribution - Tier 2 - 4QU CoRE ¦ 5QU LoRE | Non-Red Flag Warning - Catastrophic Fires | Wire-to-wire contact | Aggregated | 2026 | 8.5654e-08 | 470.836 | 4.0329e-05 | 2026 | Mitigation | 0.95 | 45 | 0 | esc | 0.00097009 | 8.3092e-11 | 0.00097009 | 8.3092e-11
[120 empty] | 7.3.3.17.5 (Remote Grid) Updates to grid topology to minimize risk of ignition in HFTDs Remote GridWLDFRWire-to-wire contactAggregated | WLDFR | HFTD - Distribution - Tier 2 - 4QU CoRE ¦ 5QU LoRE | Non-Red Flag Warning - Catastrophic Fires | Wire-to-wire contact | Aggregated | 2027 | 8.5654e-08 | 470.836 | 4.0329e-05 | 2027 | Mitigation | 0.95 | 45 | 0 | esc | 0.00097009 | 8.3092e-11 | 0.00097009 | 8.3092e-11
[120 empty] | 7.3.3.17.5 (Remote Grid) Updates to grid topology to minimize risk of ignition in HFTDs Remote GridWLDFRWire-to-wire contactAggregated | WLDFR | HFTD - Distribution - Tier 2 - 4QU CoRE ¦ 5QU LoRE | Non-Red Flag Warning - Catastrophic Fires | Wire-to-wire contact | Aggregated | 2028 | 8.5654e-08 | 470.836 | 4.0329e-05 | 2028 | Mitigation | 0.95 | 45 | 0 | esc | 0.00097009 | 8.3092e-11 | 0.00097009 | 8.3092e-11
[120 empty] | 7.3.3.17.5 (Remote Grid) Updates to grid topology to minimize risk of ignition in HFTDs Remote GridWLDFRWire-to-wire contactAggregated | WLDFR | HFTD - Distribution - Tier 2 - 4QU CoRE ¦ 5QU LoRE | Non-Red Flag Warning - Catastrophic Fires | Wire-to-wire contact | Aggregated | 2029 | 8.5654e-08 | 470.836 | 4.0329e-05 | 2029 | Mitigation | 0.95 | 45 | 0 | esc | 0.00097009 | 8.3092e-11 | 0.00097009 | 8.3092e-11
[120 empty] | 7.3.3.17.5 (Remote Grid) Updates to grid topology to minimize risk of ignition in HFTDs Remote GridWLDFRWire-to-wire contactAggregated | WLDFR | HFTD - Distribution - Tier 2 - 4QU CoRE ¦ 5QU LoRE | Non-Red Flag Warning - Catastrophic Fires | Wire-to-wire contact | Aggregated | 2030 | 8.5654e-08 | 470.836 | 4.0329e-05 | 2030 | Mitigation | 0.95 | 45 | 0 | esc | 0.00097009 | 8.3092e-11 | 0.00097009 | 8.3092e-11
[120 empty] | 7.3.3.17.5 (Remote Grid) Updates to grid topology to minimize risk of ignition in HFTDs Remote GridWLDFRWire-to-wire contactAggregated | WLDFR | HFTD - Distribution - Tier 2 - 4QU CoRE ¦ 5QU LoRE | Non-Red Flag Warning - Catastrophic Fires | Wire-to-wire contact | Aggregated | 2031 | 8.5654e-08 | 470.836 | 4.0329e-05 | 2031 | Mitigation | 0.95 | 45 | 0 | esc | 0.00097009 | 8.3092e-11 | 0.00097009 | 8.3092e-11
[120 empty] | 7.3.3.17.5 (Remote Grid) Updates to grid topology to minimize risk of ignition in HFTDs Remote GridWLDFRWire-to-wire contactAggregated | WLDFR | HFTD - Distribution - Tier 2 - 4QU CoRE ¦ 5QU LoRE | Non-Red Flag Warning - Catastrophic Fires | Wire-to-wire contact | Aggregated | 2032 | 8.5654e-08 | 470.836 | 4.0329e-05 | 2032 | Mitigation | 0.95 | 45 | 0 | esc | 0.00097009 | 8.3092e-11 | 0.00097009 | 8.3092e-11
[120 empty] | 7.3.3.17.5 (Remote Grid) Updates to grid topology to minimize risk of ignition in HFTDs Remote GridWLDFRWire-to-wire contactAggregated | WLDFR | HFTD - Distribution - Tier 2 - 4QU CoRE ¦ 5QU LoRE | Non-Red Flag Warning - Catastrophic Fires | Wire-to-wire contact | Aggregated | 2033 | 8.5654e-08 | 470.836 | 4.0329e-05 | 2033 | Mitigation | 0.95 | 45 | 0 | esc | 0.00097009 | 8.3092e-11 | 0.00097009 | 8.3092e-11
[120 empty] | 7.3.3.17.5 (Remote Grid) Updates to grid topology to minimize risk of ignition in HFTDs Remote GridWLDFRWire-to-wire contactAggregated | WLDFR | HFTD - Distribution - Tier 2 - 4QU CoRE ¦ 5QU LoRE | Non-Red Flag Warning - Catastrophic Fires | Wire-to-wire contact | Aggregated | 2034 | 8.5654e-08 | 470.836 | 4.0329e-05 | 2034 | Mitigation | 0.95 | 45 | 0 | esc | 0.00097009 | 8.3092e-11 | 0.00097009 | 8.3092e-11
[120 empty] | 7.3.3.17.5 (Remote Grid) Updates to grid topology to minimize risk of ignition in HFTDs Remote GridWLDFRWire-to-wire contactAggregated | WLDFR | HFTD - Distribution - Tier 2 - 4QU CoRE ¦ 5QU LoRE | Non-Red Flag Warning - Catastrophic Fires | Wire-to-wire contact | Aggregated | 2035 | 8.5654e-08 | 470.836 | 4.0329e-05 | 2035 | Mitigation | 0.95 | 45 | 0 | esc | 0.00097009 | 8.3092e-11 | 0.00097009 | 8.3092e-11
[120 empty] | 7.3.3.17.5 (Remote Grid) Updates to grid topology to minimize risk of ignition in HFTDs Remote GridWLDFRWire-to-wire contactAggregated | WLDFR | HFTD - Distribution - Tier 2 - 4QU CoRE ¦ 5QU LoRE | Non-Red Flag Warning - Catastrophic Fires | Wire-to-wire contact | Aggregated | 2036 | 8.5654e-08 | 470.836 | 4.0329e-05 | 2036 | Mitigation | 0.95 | 45 | 0 | esc | 0.00097009 | 8.3092e-11 | 0.00097009 | 8.3092e-11
[120 empty] | 7.3.3.17.5 (Remote Grid) Updates to grid topology to minimize risk of ignition in HFTDs Remote GridWLDFRWire-to-wire contactAggregated | WLDFR | HFTD - Distribution - Tier 2 - 4QU CoRE ¦ 5QU LoRE | Non-Red Flag Warning - Catastrophic Fires | Wire-to-wire contact | Aggregated | 2037 | 8.5654e-08 | 470.836 | 4.0329e-05 | 2037 | Mitigation | 0.95 | 45 | 0 | esc | 0.00097009 | 8.3092e-11 | 0.00097009 | 8.3092e-11
[120 empty] | 7.3.3.17.5 (Remote Grid) Updates to grid topology to minimize risk of ignition in HFTDs Remote GridWLDFRWire-to-wire contactAggregated | WLDFR | HFTD - Distribution - Tier 2 - 4QU CoRE ¦ 5QU LoRE | Non-Red Flag Warning - Catastrophic Fires | Wire-to-wire contact | Aggregated | 2038 | 8.5654e-08 | 470.836 | 4.0329e-05 | 2038 | Mitigation | 0.95 | 45 | 0 | esc | 0.00097009 | 8.3092e-11 | 0.00097009 | 8.3092e-11
[120 empty] | 7.3.3.17.5 (Remote Grid) Updates to grid topology to minimize risk of ignition in HFTDs Remote GridWLDFRWire-to-wire contactAggregated | WLDFR | HFTD - Distribution - Tier 2 - 4QU CoRE ¦ 5QU LoRE | Non-Red Flag Warning - Catastrophic Fires | Wire-to-wire contact | Aggregated | 2039 | 8.5654e-08 | 470.836 | 4.0329e-05 | 2039 | Mitigation | 0.95 | 45 | 0 | esc | 0.00097009 | 8.3092e-11 | 0.00097009 | 8.3092e-11
[120 empty] | 7.3.3.17.5 (Remote Grid) Updates to grid topology to minimize risk of ignition in HFTDs Remote GridWLDFRWire-to-wire contactAggregated | WLDFR | HFTD - Distribution - Tier 2 - 4QU CoRE ¦ 5QU LoRE | Non-Red Flag Warning - Catastrophic Fires | Wire-to-wire contact | Aggregated | 2040 | 8.5654e-08 | 470.836 | 4.0329e-05 | 2040 | Mitigation | 0.95 | 45 | 0 | esc | 0.00097009 | 8.3092e-11 | 0.00097009 | 8.3092e-11
[120 empty] | 7.3.3.17.5 (Remote Grid) Updates to grid topology to minimize risk of ignition in HFTDs Remote GridWLDFRWire-to-wire contactAggregated | WLDFR | HFTD - Distribution - Tier 2 - 4QU CoRE ¦ 5QU LoRE | Non-Red Flag Warning - Catastrophic Fires | Wire-to-wire contact | Aggregated | 2041 | 8.5654e-08 | 470.836 | 4.0329e-05 | 2041 | Mitigation | 0.95 | 45 | 0 | esc | 0.00097009 | 8.3092e-11 | 0.00097009 | 8.3092e-11
[120 empty] | 7.3.3.17.5 (Remote Grid) Updates to grid topology to minimize risk of ignition in HFTDs Remote GridWLDFRWire-to-wire contactAggregated | WLDFR | HFTD - Distribution - Tier 2 - 4QU CoRE ¦ 5QU LoRE | Non-Red Flag Warning - Catastrophic Fires | Wire-to-wire contact | Aggregated | 2042 | 8.5654e-08 | 470.836 | 4.0329e-05 | 2042 | Mitigation | 0.95 | 45 | 0 | esc | 0.00097009 | 8.3092e-11 | 0.00097009 | 8.3092e-11
[120 empty] | 7.3.3.17.5 (Remote Grid) Updates to grid topology to minimize risk of ignition in HFTDs Remote GridWLDFRWire-to-wire contactAggregated | WLDFR | HFTD - Distribution - Tier 2 - 4QU CoRE ¦ 5QU LoRE | Non-Red Flag Warning - Catastrophic Fires | Wire-to-wire contact | Aggregated | 2043 | 8.5654e-08 | 470.836 | 4.0329e-05 | 2043 | Mitigation | 0.95 | 45 | 0 | esc | 0.00097009 | 8.3092e-11 | 0.00097009 | 8.3092e-11
[120 empty] | 7.3.3.17.5 (Remote Grid) Updates to grid topology to minimize risk of ignition in HFTDs Remote GridWLDFRWire-to-wire contactAggregated | WLDFR | HFTD - Distribution - Tier 2 - 4QU CoRE ¦ 5QU LoRE | Non-Red Flag Warning - Catastrophic Fires | Wire-to-wire contact | Aggregated | 2044 | 8.5654e-08 | 470.836 | 4.0329e-05 | 2044 | Mitigation | 0.95 | 45 | 0 | esc | 0.00097009 | 8.3092e-11 | 0.00097009 | 8.3092e-11
[120 empty] | 7.3.3.17.5 (Remote Grid) Updates to grid topology to minimize risk of ignition in HFTDs Remote GridWLDFRWire-to-wire contactAggregated | WLDFR | HFTD - Distribution - Tier 2 - 4QU CoRE ¦ 5QU LoRE | Non-Red Flag Warning - Catastrophic Fires | Wire-to-wire contact | Aggregated | 2045 | 8.5654e-08 | 470.836 | 4.0329e-05 | 2045 | Mitigation | 0.95 | 45 | 0 | esc | 0.00097009 | 8.3092e-11 | 0.00097009 | 8.3092e-11
[120 empty] | 7.3.3.17.5 (Remote Grid) Updates to grid topology to minimize risk of ignition in HFTDs Remote GridWLDFRWire-to-wire contactAggregated | WLDFR | HFTD - Distribution - Tier 2 - 4QU CoRE ¦ 5QU LoRE | Non-Red Flag Warning - Catastrophic Fires | Wire-to-wire contact | Aggregated | 2046 | 8.5654e-08 | 470.836 | 4.0329e-05 | 2046 | Mitigation | 0.95 | 45 | 0 | esc | 0.00097009 | 8.3092e-11 | 0.00097009 | 8.3092e-11
[120 empty] | 7.3.3.17.5 (Remote Grid) Updates to grid topology to minimize risk of ignition in HFTDs Remote GridWLDFRWire-to-wire contactAggregated | WLDFR | HFTD - Distribution - Tier 2 - 4QU CoRE ¦ 5QU LoRE | Non-Red Flag Warning - Catastrophic Fires | Wire-to-wire contact | Aggregated | 2047 | 8.5654e-08 | 470.836 | 4.0329e-05 | 2047 | Mitigation | 0.95 | 45 | 0 | esc | 0.00097009 | 8.3092e-11 | 0.00097009 | 8.3092e-11
[120 empty] | 7.3.3.17.5 (Remote Grid) Updates to grid topology to minimize risk of ignition in HFTDs Remote GridWLDFRWire-to-wire contactAggregated | WLDFR | HFTD - Distribution - Tier 2 - 4QU CoRE ¦ 5QU LoRE | Non-Red Flag Warning - Catastrophic Fires | Wire-to-wire contact | Aggregated | 2048 | 8.5654e-08 | 470.836 | 4.0329e-05 | 2048 | Mitigation | 0.95 | 45 | 0 | esc | 0.00097009 | 8.3092e-11 | 0.00097009 | 8.3092e-11
[120 empty] | 7.3.3.17.5 (Remote Grid) Updates to grid topology to minimize risk of ignition in HFTDs Remote GridWLDFRWire-to-wire contactAggregated | WLDFR | HFTD - Distribution - Tier 2 - 4QU CoRE ¦ 5QU LoRE | Non-Red Flag Warning - Catastrophic Fires | Wire-to-wire contact | Aggregated | 2049 | 8.5654e-08 | 470.836 | 4.0329e-05 | 2049 | Mitigation | 0.95 | 45 | 0 | esc | 0.00097009 | 8.3092e-11 | 0.00097009 | 8.3092e-11
[120 empty] | 7.3.3.17.5 (Remote Grid) Updates to grid topology to minimize risk of ignition in HFTDs Remote GridWLDFRWire-to-wire contactAggregated | WLDFR | HFTD - Distribution - Tier 2 - 4QU CoRE ¦ 5QU LoRE | Non-Red Flag Warning - Catastrophic Fires | Wire-to-wire contact | Aggregated | 2050 | 8.5654e-08 | 470.836 | 4.0329e-05 | 2050 | Mitigation | 0.95 | 45 | 0 | esc | 0.00097009 | 8.3092e-11 | 0.00097009 | 8.3092e-11
[120 empty] | 7.3.3.17.5 (Remote Grid) Updates to grid topology to minimize risk of ignition in HFTDs Remote GridWLDFRWire-to-wire contactAggregated | WLDFR | HFTD - Distribution - Tier 2 - 4QU CoRE ¦ 5QU LoRE | Non-Red Flag Warning - Catastrophic Fires | Wire-to-wire contact | Aggregated | 2051 | 8.5654e-08 | 470.836 | 4.0329e-05 | 2051 | Mitigation | 0.95 | 45 | 0 | esc | 0.00097009 | 8.3092e-11 | 0.00097009 | 8.3092e-11
[120 empty] | 7.3.3.17.5 (Remote Grid) Updates to grid topology to minimize risk of ignition in HFTDs Remote GridWLDFRWire-to-wire contactAggregated | WLDFR | HFTD - Distribution - Tier 2 - 4QU CoRE ¦ 5QU LoRE | Non-Red Flag Warning - Catastrophic Fires | Wire-to-wire contact | Aggregated | 2052 | 8.5654e-08 | 470.836 | 4.0329e-05 | 2052 | Mitigation | 0.95 | 45 | 0 | esc | 0.00097009 | 8.3092e-11 | 0.00097009 | 8.3092e-11
[120 empty] | 7.3.3.17.5 (Remote Grid) Updates to grid topology to minimize risk of ignition in HFTDs Remote GridWLDFRWire-to-wire contactAggregated | WLDFR | HFTD - Distribution - Tier 2 - 4QU CoRE ¦ 5QU LoRE | Non-Red Flag Warning - Catastrophic Fires | Wire-to-wire contact | Aggregated | 2053 | 8.5654e-08 | 470.836 | 4.0329e-05 | 2053 | Mitigation | 0.95 | 45 | 0 | esc | 0.00097009 | 8.3092e-11 | 0.00097009 | 8.3092e-11
[120 empty] | 7.3.3.17.5 (Remote Grid) Updates to grid topology to minimize risk of ignition in HFTDs Remote GridWLDFRWire-to-wire contactAggregated | WLDFR | HFTD - Distribution - Tier 2 - 4QU CoRE ¦ 5QU LoRE | Non-Red Flag Warning - Catastrophic Fires | Wire-to-wire contact | Aggregated | 2054 | 8.5654e-08 | 470.836 | 4.0329e-05 | 2054 | Mitigation | 0.95 | 45 | 0 | esc | 0.00097009 | 8.3092e-11 | 0.00097009 | 8.3092e-11
[120 empty] | 7.3.3.17.5 (Remote Grid) Updates to grid topology to minimize risk of ignition in HFTDs Remote GridWLDFRWire-to-wire contactAggregated | WLDFR | HFTD - Distribution - Tier 2 - 4QU CoRE ¦ 5QU LoRE | Non-Red Flag Warning - Catastrophic Fires | Wire-to-wire contact | Aggregated | 2055 | 8.5654e-08 | 470.836 | 4.0329e-05 | 2055 | Mitigation | 0.95 | 45 | 0 | esc | 0.00097009 | 8.3092e-11 | 0.00097009 | 8.3092e-11
[120 empty] | 7.3.3.17.5 (Remote Grid) Updates to grid topology to minimize risk of ignition in HFTDs Remote GridWLDFRWire-to-wire contactAggregated | WLDFR | HFTD - Distribution - Tier 2 - 4QU CoRE ¦ 5QU LoRE | Non-Red Flag Warning - Catastrophic Fires | Wire-to-wire contact | Aggregated | 2056 | 8.5654e-08 | 470.836 | 4.0329e-05 | 2056 | Mitigation | 0.95 | 45 | 0 | esc | 0.00097009 | 8.3092e-11 | 0.00097009 | 8.3092e-11
[120 empty] | 7.3.3.17.5 (Remote Grid) Updates to grid topology to minimize risk of ignition in HFTDs Remote GridWLDFRWire-to-wire contactAggregated | WLDFR | HFTD - Distribution - Tier 2 - 4QU CoRE ¦ 5QU LoRE | Non-Red Flag Warning - Catastrophic Fires | Wire-to-wire contact | Aggregated | 2057 | 8.5654e-08 | 470.836 | 4.0329e-05 | 2057 | Mitigation | 0.95 | 45 | 0 | esc | 0.00097009 | 8.3092e-11 | 0.00097009 | 8.3092e-11
[120 empty] | 7.3.3.17.5 (Remote Grid) Updates to grid topology to minimize risk of ignition in HFTDs Remote GridWLDFRWire-to-wire contactAggregated | WLDFR | HFTD - Distribution - Tier 2 - 4QU CoRE ¦ 5QU LoRE | Non-Red Flag Warning - Catastrophic Fires | Wire-to-wire contact | Aggregated | 2058 | 8.5654e-08 | 470.836 | 4.0329e-05 | 2058 | Mitigation | 0.95 | 45 | 0 | esc | 0.00097009 | 8.3092e-11 | 0.00097009 | 8.3092e-11
[120 empty] | 7.3.3.17.5 (Remote Grid) Updates to grid topology to minimize risk of ignition in HFTDs Remote GridWLDFRWire-to-wire contactAggregated | WLDFR | HFTD - Distribution - Tier 2 - 4QU CoRE ¦ 5QU LoRE | Non-Red Flag Warning - Catastrophic Fires | Wire-to-wire contact | Aggregated | 2059 | 8.5654e-08 | 470.836 | 4.0329e-05 | 2059 | Mitigation | 0.95 | 45 | 0 | esc | 0.00097009 | 8.3092e-11 | 0.00097009 | 8.3092e-11
[120 empty] | 7.3.3.17.5 (Remote Grid) Updates to grid topology to minimize risk of ignition in HFTDs Remote GridWLDFRWire-to-wire contactAggregated | WLDFR | HFTD - Distribution - Tier 2 - 4QU CoRE ¦ 5QU LoRE | Non-Red Flag Warning - Catastrophic Fires | Wire-to-wire contact | Aggregated | 2060 | 8.5654e-08 | 470.836 | 4.0329e-05 | 2060 | Mitigation | 0.95 | 45 | 0 | esc | 0.00097009 | 8.3092e-11 | 0.00097009 | 8.3092e-11
[120 empty] | 7.3.3.17.5 (Remote Grid) Updates to grid topology to minimize risk of ignition in HFTDs Remote GridWLDFRWire-to-wire contactAggregated | WLDFR | HFTD - Distribution - Tier 2 - 4QU CoRE ¦ 5QU LoRE | Non-Red Flag Warning - Catastrophic Fires | Wire-to-wire contact | Aggregated | 2061 | 8.5654e-08 | 470.836 | 4.0329e-05 | 2061 | Mitigation | 0.95 | 45 | 0 | esc | 0.00097009 | 8.3092e-11 | 0.00097009 | 8.3092e-11
[120 empty] | 7.3.3.17.5 (Remote Grid) Updates to grid topology to minimize risk of ignition in HFTDs Remote GridWLDFRWire-to-wire contactAggregated | WLDFR | HFTD - Distribution - Tier 2 - 4QU CoRE ¦ 5QU LoRE | Non-Red Flag Warning - Catastrophic Fires | Wire-to-wire contact | Aggregated | 2062 | 8.5654e-08 | 470.836 | 4.0329e-05 | 2062 | Mitigation | 0.95 | 45 | 0 | esc | 0.00097009 | 8.3092e-11 | 0.00097009 | 8.3092e-11
[120 empty] | 7.3.3.17.5 (Remote Grid) Updates to grid topology to minimize risk of ignition in HFTDs Remote GridWLDFRWire-to-wire contactAggregated | WLDFR | HFTD - Distribution - Tier 2 - 4QU CoRE ¦ 5QU LoRE | Non-Red Flag Warning - Catastrophic Fires | Wire-to-wire contact | Aggregated | 2063 | 8.5654e-08 | 470.836 | 4.0329e-05 | 2063 | Mitigation | 0.95 | 45 | 0 | esc | 0.00097009 | 8.3092e-11 | 0.00097009 | 8.3092e-11
[120 empty] | 7.3.3.17.5 (Remote Grid) Updates to grid topology to minimize risk of ignition in HFTDs Remote GridWLDFRWire-to-wire contactAggregated | WLDFR | HFTD - Distribution - Tier 2 - 4QU CoRE ¦ 5QU LoRE | Non-Red Flag Warning - Catastrophic Fires | Wire-to-wire contact | Aggregated | 2064 | 8.5654e-08 | 470.836 | 4.0329e-05 | 2064 | Mitigation | 0.95 | 45 | 0 | esc | 0.00097009 | 8.3092e-11 | 0.00097009 | 8.3092e-11
[120 empty] | 7.3.3.17.5 (Remote Grid) Updates to grid topology to minimize risk of ignition in HFTDs Remote GridWLDFRWire-to-wire contactAggregated | WLDFR | HFTD - Distribution - Tier 2 - 4QU CoRE ¦ 5QU LoRE | Non-Red Flag Warning - Catastrophic Fires | Wire-to-wire contact | Aggregated | 2065 | 8.5654e-08 | 470.836 | 4.0329e-05 | 2065 | Mitigation | 0.95 | 45 | 0 | esc | 0.00097009 | 8.3092e-11 | 0.00097009 | 8.3092e-11
[120 empty] | 7.3.3.17.5 (Remote Grid) Updates to grid topology to minimize risk of ignition in HFTDs Remote GridWLDFRWire-to-wire contactAggregated | WLDFR | HFTD - Distribution - Tier 2 - 4QU CoRE ¦ 5QU LoRE | Non-Red Flag Warning - Catastrophic Fires | Wire-to-wire contact | Aggregated | 2066 | 8.5654e-08 | 470.836 | 4.0329e-05 | 2066 | Mitigation | 0.95 | 45 | 0 | esc | 0.00097009 | 8.3092e-11 | 0.00097009 | 8.3092e-11
[120 empty] | 7.3.3.17.5 (Remote Grid) Updates to grid topology to minimize risk of ignition in HFTDs Remote GridWLDFRWire-to-wire contactAggregated | WLDFR | HFTD - Distribution - Tier 2 - 4QU CoRE ¦ 5QU LoRE | Non-Red Flag Warning - Catastrophic Fires | Wire-to-wire contact | Aggregated | 2067 | 8.5654e-08 | 470.836 | 4.0329e-05 | 2067 | Mitigation | 0.95 | 45 | 0 | esc | 0 | 0 | 0.00097009 | 8.3092e-11
[120 empty] | 7.3.3.17.5 (Remote Grid) Updates to grid topology to minimize risk of ignition in HFTDs Remote GridWLDFRContact from objectAggregated | WLDFR | HFTD - Distribution - Tier 2 - 4QU CoRE ¦ 5QU LoRE | Non-Red Flag Warning - Destructive Fires | Contact from object | Aggregated | 2022 | 8.4914e-08 | 470.836 | 3.9981e-05 | 2022 | Mitigation | 0.95 | 45 | 0 | esc | 0.00097009 | 8.2374e-11 | 0 | 0
[120 empty] | 7.3.3.17.5 (Remote Grid) Updates to grid topology to minimize risk of ignition in HFTDs Remote GridWLDFRContact from objectAggregated | WLDFR | HFTD - Distribution - Tier 2 - 4QU CoRE ¦ 5QU LoRE | Non-Red Flag Warning - Destructive Fires | Contact from object | Aggregated | 2023 | 8.4914e-08 | 470.836 | 3.9981e-05 | 2023 | Mitigation | 0.95 | 45 | 0 | esc | 0.00097009 | 8.2374e-11 | 0.00097009 | 8.2374e-11
[120 empty] | 7.3.3.17.5 (Remote Grid) Updates to grid topology to minimize risk of ignition in HFTDs Remote GridWLDFRContact from objectAggregated | WLDFR | HFTD - Distribution - Tier 2 - 4QU CoRE ¦ 5QU LoRE | Non-Red Flag Warning - Destructive Fires | Contact from object | Aggregated | 2024 | 8.4914e-08 | 470.836 | 3.9981e-05 | 2024 | Mitigation | 0.95 | 45 | 0 | esc | 0.00097009 | 8.2374e-11 | 0.00097009 | 8.2374e-11
[120 empty] | 7.3.3.17.5 (Remote Grid) Updates to grid topology to minimize risk of ignition in HFTDs Remote GridWLDFRContact from objectAggregated | WLDFR | HFTD - Distribution - Tier 2 - 4QU CoRE ¦ 5QU LoRE | Non-Red Flag Warning - Destructive Fires | Contact from object | Aggregated | 2025 | 8.4914e-08 | 470.836 | 3.9981e-05 | 2025 | Mitigation | 0.95 | 45 | 0 | esc | 0.00097009 | 8.2374e-11 | 0.00097009 | 8.2374e-11
[120 empty] | 7.3.3.17.5 (Remote Grid) Updates to grid topology to minimize risk of ignition in HFTDs Remote GridWLDFRContact from objectAggregated | WLDFR | HFTD - Distribution - Tier 2 - 4QU CoRE ¦ 5QU LoRE | Non-Red Flag Warning - Destructive Fires | Contact from object | Aggregated | 2026 | 8.4914e-08 | 470.836 | 3.9981e-05 | 2026 | Mitigation | 0.95 | 45 | 0 | esc | 0.00097009 | 8.2374e-11 | 0.00097009 | 8.2374e-11
[120 empty] | 7.3.3.17.5 (Remote Grid) Updates to grid topology to minimize risk of ignition in HFTDs Remote GridWLDFRContact from objectAggregated | WLDFR | HFTD - Distribution - Tier 2 - 4QU CoRE ¦ 5QU LoRE | Non-Red Flag Warning - Destructive Fires | Contact from object | Aggregated | 2027 | 8.4914e-08 | 470.836 | 3.9981e-05 | 2027 | Mitigation | 0.95 | 45 | 0 | esc | 0.00097009 | 8.2374e-11 | 0.00097009 | 8.2374e-11
[120 empty] | 7.3.3.17.5 (Remote Grid) Updates to grid topology to minimize risk of ignition in HFTDs Remote GridWLDFRContact from objectAggregated | WLDFR | HFTD - Distribution - Tier 2 - 4QU CoRE ¦ 5QU LoRE | Non-Red Flag Warning - Destructive Fires | Contact from object | Aggregated | 2028 | 8.4914e-08 | 470.836 | 3.9981e-05 | 2028 | Mitigation | 0.95 | 45 | 0 | esc | 0.00097009 | 8.2374e-11 | 0.00097009 | 8.2374e-11
[120 empty] | 7.3.3.17.5 (Remote Grid) Updates to grid topology to minimize risk of ignition in HFTDs Remote GridWLDFRContact from objectAggregated | WLDFR | HFTD - Distribution - Tier 2 - 4QU CoRE ¦ 5QU LoRE | Non-Red Flag Warning - Destructive Fires | Contact from object | Aggregated | 2029 | 8.4914e-08 | 470.836 | 3.9981e-05 | 2029 | Mitigation | 0.95 | 45 | 0 | esc | 0.00097009 | 8.2374e-11 | 0.00097009 | 8.2374e-11
[120 empty] | 7.3.3.17.5 (Remote Grid) Updates to grid topology to minimize risk of ignition in HFTDs Remote GridWLDFRContact from objectAggregated | WLDFR | HFTD - Distribution - Tier 2 - 4QU CoRE ¦ 5QU LoRE | Non-Red Flag Warning - Destructive Fires | Contact from object | Aggregated | 2030 | 8.4914e-08 | 470.836 | 3.9981e-05 | 2030 | Mitigation | 0.95 | 45 | 0 | esc | 0.00097009 | 8.2374e-11 | 0.00097009 | 8.2374e-11
[120 empty] | 7.3.3.17.5 (Remote Grid) Updates to grid topology to minimize risk of ignition in HFTDs Remote GridWLDFRContact from objectAggregated | WLDFR | HFTD - Distribution - Tier 2 - 4QU CoRE ¦ 5QU LoRE | Non-Red Flag Warning - Destructive Fires | Contact from object | Aggregated | 2031 | 8.4914e-08 | 470.836 | 3.9981e-05 | 2031 | Mitigation | 0.95 | 45 | 0 | esc | 0.00097009 | 8.2374e-11 | 0.00097009 | 8.2374e-11
[120 empty] | 7.3.3.17.5 (Remote Grid) Updates to grid topology to minimize risk of ignition in HFTDs Remote GridWLDFRContact from objectAggregated | WLDFR | HFTD - Distribution - Tier 2 - 4QU CoRE ¦ 5QU LoRE | Non-Red Flag Warning - Destructive Fires | Contact from object | Aggregated | 2032 | 8.4914e-08 | 470.836 | 3.9981e-05 | 2032 | Mitigation | 0.95 | 45 | 0 | esc | 0.00097009 | 8.2374e-11 | 0.00097009 | 8.2374e-11
[120 empty] | 7.3.3.17.5 (Remote Grid) Updates to grid topology to minimize risk of ignition in HFTDs Remote GridWLDFRContact from objectAggregated | WLDFR | HFTD - Distribution - Tier 2 - 4QU CoRE ¦ 5QU LoRE | Non-Red Flag Warning - Destructive Fires | Contact from object | Aggregated | 2033 | 8.4914e-08 | 470.836 | 3.9981e-05 | 2033 | Mitigation | 0.95 | 45 | 0 | esc | 0.00097009 | 8.2374e-11 | 0.00097009 | 8.2374e-11
[120 empty] | 7.3.3.17.5 (Remote Grid) Updates to grid topology to minimize risk of ignition in HFTDs Remote GridWLDFRContact from objectAggregated | WLDFR | HFTD - Distribution - Tier 2 - 4QU CoRE ¦ 5QU LoRE | Non-Red Flag Warning - Destructive Fires | Contact from object | Aggregated | 2034 | 8.4914e-08 | 470.836 | 3.9981e-05 | 2034 | Mitigation | 0.95 | 45 | 0 | esc | 0.00097009 | 8.2374e-11 | 0.00097009 | 8.2374e-11
[120 empty] | 7.3.3.17.5 (Remote Grid) Updates to grid topology to minimize risk of ignition in HFTDs Remote GridWLDFRContact from objectAggregated | WLDFR | HFTD - Distribution - Tier 2 - 4QU CoRE ¦ 5QU LoRE | Non-Red Flag Warning - Destructive Fires | Contact from object | Aggregated | 2035 | 8.4914e-08 | 470.836 | 3.9981e-05 | 2035 | Mitigation | 0.95 | 45 | 0 | esc | 0.00097009 | 8.2374e-11 | 0.00097009 | 8.2374e-11
[120 empty] | 7.3.3.17.5 (Remote Grid) Updates to grid topology to minimize risk of ignition in HFTDs Remote GridWLDFRContact from objectAggregated | WLDFR | HFTD - Distribution - Tier 2 - 4QU CoRE ¦ 5QU LoRE | Non-Red Flag Warning - Destructive Fires | Contact from object | Aggregated | 2036 | 8.4914e-08 | 470.836 | 3.9981e-05 | 2036 | Mitigation | 0.95 | 45 | 0 | esc | 0.00097009 | 8.2374e-11 | 0.00097009 | 8.2374e-11
[120 empty] | 7.3.3.17.5 (Remote Grid) Updates to grid topology to minimize risk of ignition in HFTDs Remote GridWLDFRContact from objectAggregated | WLDFR | HFTD - Distribution - Tier 2 - 4QU CoRE ¦ 5QU LoRE | Non-Red Flag Warning - Destructive Fires | Contact from object | Aggregated | 2037 | 8.4914e-08 | 470.836 | 3.9981e-05 | 2037 | Mitigation | 0.95 | 45 | 0 | esc | 0.00097009 | 8.2374e-11 | 0.00097009 | 8.2374e-11
[120 empty] | 7.3.3.17.5 (Remote Grid) Updates to grid topology to minimize risk of ignition in HFTDs Remote GridWLDFRContact from objectAggregated | WLDFR | HFTD - Distribution - Tier 2 - 4QU CoRE ¦ 5QU LoRE | Non-Red Flag Warning - Destructive Fires | Contact from object | Aggregated | 2038 | 8.4914e-08 | 470.836 | 3.9981e-05 | 2038 | Mitigation | 0.95 | 45 | 0 | esc | 0.00097009 | 8.2374e-11 | 0.00097009 | 8.2374e-11
[120 empty] | 7.3.3.17.5 (Remote Grid) Updates to grid topology to minimize risk of ignition in HFTDs Remote GridWLDFRContact from objectAggregated | WLDFR | HFTD - Distribution - Tier 2 - 4QU CoRE ¦ 5QU LoRE | Non-Red Flag Warning - Destructive Fires | Contact from object | Aggregated | 2039 | 8.4914e-08 | 470.836 | 3.9981e-05 | 2039 | Mitigation | 0.95 | 45 | 0 | esc | 0.00097009 | 8.2374e-11 | 0.00097009 | 8.2374e-11
[120 empty] | 7.3.3.17.5 (Remote Grid) Updates to grid topology to minimize risk of ignition in HFTDs Remote GridWLDFRContact from objectAggregated | WLDFR | HFTD - Distribution - Tier 2 - 4QU CoRE ¦ 5QU LoRE | Non-Red Flag Warning - Destructive Fires | Contact from object | Aggregated | 2040 | 8.4914e-08 | 470.836 | 3.9981e-05 | 2040 | Mitigation | 0.95 | 45 | 0 | esc | 0.00097009 | 8.2374e-11 | 0.00097009 | 8.2374e-11
[120 empty] | 7.3.3.17.5 (Remote Grid) Updates to grid topology to minimize risk of ignition in HFTDs Remote GridWLDFRContact from objectAggregated | WLDFR | HFTD - Distribution - Tier 2 - 4QU CoRE ¦ 5QU LoRE | Non-Red Flag Warning - Destructive Fires | Contact from object | Aggregated | 2041 | 8.4914e-08 | 470.836 | 3.9981e-05 | 2041 | Mitigation | 0.95 | 45 | 0 | esc | 0.00097009 | 8.2374e-11 | 0.00097009 | 8.2374e-11
[120 empty] | 7.3.3.17.5 (Remote Grid) Updates to grid topology to minimize risk of ignition in HFTDs Remote GridWLDFRContact from objectAggregated | WLDFR | HFTD - Distribution - Tier 2 - 4QU CoRE ¦ 5QU LoRE | Non-Red Flag Warning - Destructive Fires | Contact from object | Aggregated | 2042 | 8.4914e-08 | 470.836 | 3.9981e-05 | 2042 | Mitigation | 0.95 | 45 | 0 | esc | 0.00097009 | 8.2374e-11 | 0.00097009 | 8.2374e-11
[120 empty] | 7.3.3.17.5 (Remote Grid) Updates to grid topology to minimize risk of ignition in HFTDs Remote GridWLDFRContact from objectAggregated | WLDFR | HFTD - Distribution - Tier 2 - 4QU CoRE ¦ 5QU LoRE | Non-Red Flag Warning - Destructive Fires | Contact from object | Aggregated | 2043 | 8.4914e-08 | 470.836 | 3.9981e-05 | 2043 | Mitigation | 0.95 | 45 | 0 | esc | 0.00097009 | 8.2374e-11 | 0.00097009 | 8.2374e-11
[120 empty] | 7.3.3.17.5 (Remote Grid) Updates to grid topology to minimize risk of ignition in HFTDs Remote GridWLDFRContact from objectAggregated | WLDFR | HFTD - Distribution - Tier 2 - 4QU CoRE ¦ 5QU LoRE | Non-Red Flag Warning - Destructive Fires | Contact from object | Aggregated | 2044 | 8.4914e-08 | 470.836 | 3.9981e-05 | 2044 | Mitigation | 0.95 | 45 | 0 | esc | 0.00097009 | 8.2374e-11 | 0.00097009 | 8.2374e-11
[120 empty] | 7.3.3.17.5 (Remote Grid) Updates to grid topology to minimize risk of ignition in HFTDs Remote GridWLDFRContact from objectAggregated | WLDFR | HFTD - Distribution - Tier 2 - 4QU CoRE ¦ 5QU LoRE | Non-Red Flag Warning - Destructive Fires | Contact from object | Aggregated | 2045 | 8.4914e-08 | 470.836 | 3.9981e-05 | 2045 | Mitigation | 0.95 | 45 | 0 | esc | 0.00097009 | 8.2374e-11 | 0.00097009 | 8.2374e-11
[120 empty] | 7.3.3.17.5 (Remote Grid) Updates to grid topology to minimize risk of ignition in HFTDs Remote GridWLDFRContact from objectAggregated | WLDFR | HFTD - Distribution - Tier 2 - 4QU CoRE ¦ 5QU LoRE | Non-Red Flag Warning - Destructive Fires | Contact from object | Aggregated | 2046 | 8.4914e-08 | 470.836 | 3.9981e-05 | 2046 | Mitigation | 0.95 | 45 | 0 | esc | 0.00097009 | 8.2374e-11 | 0.00097009 | 8.2374e-11
[120 empty] | 7.3.3.17.5 (Remote Grid) Updates to grid topology to minimize risk of ignition in HFTDs Remote GridWLDFRContact from objectAggregated | WLDFR | HFTD - Distribution - Tier 2 - 4QU CoRE ¦ 5QU LoRE | Non-Red Flag Warning - Destructive Fires | Contact from object | Aggregated | 2047 | 8.4914e-08 | 470.836 | 3.9981e-05 | 2047 | Mitigation | 0.95 | 45 | 0 | esc | 0.00097009 | 8.2374e-11 | 0.00097009 | 8.2374e-11
[120 empty] | 7.3.3.17.5 (Remote Grid) Updates to grid topology to minimize risk of ignition in HFTDs Remote GridWLDFRContact from objectAggregated | WLDFR | HFTD - Distribution - Tier 2 - 4QU CoRE ¦ 5QU LoRE | Non-Red Flag Warning - Destructive Fires | Contact from object | Aggregated | 2048 | 8.4914e-08 | 470.836 | 3.9981e-05 | 2048 | Mitigation | 0.95 | 45 | 0 | esc | 0.00097009 | 8.2374e-11 | 0.00097009 | 8.2374e-11
[120 empty] | 7.3.3.17.5 (Remote Grid) Updates to grid topology to minimize risk of ignition in HFTDs Remote GridWLDFRContact from objectAggregated | WLDFR | HFTD - Distribution - Tier 2 - 4QU CoRE ¦ 5QU LoRE | Non-Red Flag Warning - Destructive Fires | Contact from object | Aggregated | 2049 | 8.4914e-08 | 470.836 | 3.9981e-05 | 2049 | Mitigation | 0.95 | 45 | 0 | esc | 0.00097009 | 8.2374e-11 | 0.00097009 | 8.2374e-11
[120 empty] | 7.3.3.17.5 (Remote Grid) Updates to grid topology to minimize risk of ignition in HFTDs Remote GridWLDFRContact from objectAggregated | WLDFR | HFTD - Distribution - Tier 2 - 4QU CoRE ¦ 5QU LoRE | Non-Red Flag Warning - Destructive Fires | Contact from object | Aggregated | 2050 | 8.4914e-08 | 470.836 | 3.9981e-05 | 2050 | Mitigation | 0.95 | 45 | 0 | esc | 0.00097009 | 8.2374e-11 | 0.00097009 | 8.2374e-11
[120 empty] | 7.3.3.17.5 (Remote Grid) Updates to grid topology to minimize risk of ignition in HFTDs Remote GridWLDFRContact from objectAggregated | WLDFR | HFTD - Distribution - Tier 2 - 4QU CoRE ¦ 5QU LoRE | Non-Red Flag Warning - Destructive Fires | Contact from object | Aggregated | 2051 | 8.4914e-08 | 470.836 | 3.9981e-05 | 2051 | Mitigation | 0.95 | 45 | 0 | esc | 0.00097009 | 8.2374e-11 | 0.00097009 | 8.2374e-11
[120 empty] | 7.3.3.17.5 (Remote Grid) Updates to grid topology to minimize risk of ignition in HFTDs Remote GridWLDFRContact from objectAggregated | WLDFR | HFTD - Distribution - Tier 2 - 4QU CoRE ¦ 5QU LoRE | Non-Red Flag Warning - Destructive Fires | Contact from object | Aggregated | 2052 | 8.4914e-08 | 470.836 | 3.9981e-05 | 2052 | Mitigation | 0.95 | 45 | 0 | esc | 0.00097009 | 8.2374e-11 | 0.00097009 | 8.2374e-11
[120 empty] | 7.3.3.17.5 (Remote Grid) Updates to grid topology to minimize risk of ignition in HFTDs Remote GridWLDFRContact from objectAggregated | WLDFR | HFTD - Distribution - Tier 2 - 4QU CoRE ¦ 5QU LoRE | Non-Red Flag Warning - Destructive Fires | Contact from object | Aggregated | 2053 | 8.4914e-08 | 470.836 | 3.9981e-05 | 2053 | Mitigation | 0.95 | 45 | 0 | esc | 0.00097009 | 8.2374e-11 | 0.00097009 | 8.2374e-11
[120 empty] | 7.3.3.17.5 (Remote Grid) Updates to grid topology to minimize risk of ignition in HFTDs Remote GridWLDFRContact from objectAggregated | WLDFR | HFTD - Distribution - Tier 2 - 4QU CoRE ¦ 5QU LoRE | Non-Red Flag Warning - Destructive Fires | Contact from object | Aggregated | 2054 | 8.4914e-08 | 470.836 | 3.9981e-05 | 2054 | Mitigation | 0.95 | 45 | 0 | esc | 0.00097009 | 8.2374e-11 | 0.00097009 | 8.2374e-11
[120 empty] | 7.3.3.17.5 (Remote Grid) Updates to grid topology to minimize risk of ignition in HFTDs Remote GridWLDFRContact from objectAggregated | WLDFR | HFTD - Distribution - Tier 2 - 4QU CoRE ¦ 5QU LoRE | Non-Red Flag Warning - Destructive Fires | Contact from object | Aggregated | 2055 | 8.4914e-08 | 470.836 | 3.9981e-05 | 2055 | Mitigation | 0.95 | 45 | 0 | esc | 0.00097009 | 8.2374e-11 | 0.00097009 | 8.2374e-11
[120 empty] | 7.3.3.17.5 (Remote Grid) Updates to grid topology to minimize risk of ignition in HFTDs Remote GridWLDFRContact from objectAggregated | WLDFR | HFTD - Distribution - Tier 2 - 4QU CoRE ¦ 5QU LoRE | Non-Red Flag Warning - Destructive Fires | Contact from object | Aggregated | 2056 | 8.4914e-08 | 470.836 | 3.9981e-05 | 2056 | Mitigation | 0.95 | 45 | 0 | esc | 0.00097009 | 8.2374e-11 | 0.00097009 | 8.2374e-11
[120 empty] | 7.3.3.17.5 (Remote Grid) Updates to grid topology to minimize risk of ignition in HFTDs Remote GridWLDFRContact from objectAggregated | WLDFR | HFTD - Distribution - Tier 2 - 4QU CoRE ¦ 5QU LoRE | Non-Red Flag Warning - Destructive Fires | Contact from object | Aggregated | 2057 | 8.4914e-08 | 470.836 | 3.9981e-05 | 2057 | Mitigation | 0.95 | 45 | 0 | esc | 0.00097009 | 8.2374e-11 | 0.00097009 | 8.2374e-11
[120 empty] | 7.3.3.17.5 (Remote Grid) Updates to grid topology to minimize risk of ignition in HFTDs Remote GridWLDFRContact from objectAggregated | WLDFR | HFTD - Distribution - Tier 2 - 4QU CoRE ¦ 5QU LoRE | Non-Red Flag Warning - Destructive Fires | Contact from object | Aggregated | 2058 | 8.4914e-08 | 470.836 | 3.9981e-05 | 2058 | Mitigation | 0.95 | 45 | 0 | esc | 0.00097009 | 8.2374e-11 | 0.00097009 | 8.2374e-11
[120 empty] | 7.3.3.17.5 (Remote Grid) Updates to grid topology to minimize risk of ignition in HFTDs Remote GridWLDFRContact from objectAggregated | WLDFR | HFTD - Distribution - Tier 2 - 4QU CoRE ¦ 5QU LoRE | Non-Red Flag Warning - Destructive Fires | Contact from object | Aggregated | 2059 | 8.4914e-08 | 470.836 | 3.9981e-05 | 2059 | Mitigation | 0.95 | 45 | 0 | esc | 0.00097009 | 8.2374e-11 | 0.00097009 | 8.2374e-11
[120 empty] | 7.3.3.17.5 (Remote Grid) Updates to grid topology to minimize risk of ignition in HFTDs Remote GridWLDFRContact from objectAggregated | WLDFR | HFTD - Distribution - Tier 2 - 4QU CoRE ¦ 5QU LoRE | Non-Red Flag Warning - Destructive Fires | Contact from object | Aggregated | 2060 | 8.4914e-08 | 470.836 | 3.9981e-05 | 2060 | Mitigation | 0.95 | 45 | 0 | esc | 0.00097009 | 8.2374e-11 | 0.00097009 | 8.2374e-11
[120 empty] | 7.3.3.17.5 (Remote Grid) Updates to grid topology to minimize risk of ignition in HFTDs Remote GridWLDFRContact from objectAggregated | WLDFR | HFTD - Distribution - Tier 2 - 4QU CoRE ¦ 5QU LoRE | Non-Red Flag Warning - Destructive Fires | Contact from object | Aggregated | 2061 | 8.4914e-08 | 470.836 | 3.9981e-05 | 2061 | Mitigation | 0.95 | 45 | 0 | esc | 0.00097009 | 8.2374e-11 | 0.00097009 | 8.2374e-11
[120 empty] | 7.3.3.17.5 (Remote Grid) Updates to grid topology to minimize risk of ignition in HFTDs Remote GridWLDFRContact from objectAggregated | WLDFR | HFTD - Distribution - Tier 2 - 4QU CoRE ¦ 5QU LoRE | Non-Red Flag Warning - Destructive Fires | Contact from object | Aggregated | 2062 | 8.4914e-08 | 470.836 | 3.9981e-05 | 2062 | Mitigation | 0.95 | 45 | 0 | esc | 0.00097009 | 8.2374e-11 | 0.00097009 | 8.2374e-11
[120 empty] | 7.3.3.17.5 (Remote Grid) Updates to grid topology to minimize risk of ignition in HFTDs Remote GridWLDFRContact from objectAggregated | WLDFR | HFTD - Distribution - Tier 2 - 4QU CoRE ¦ 5QU LoRE | Non-Red Flag Warning - Destructive Fires | Contact from object | Aggregated | 2063 | 8.4914e-08 | 470.836 | 3.9981e-05 | 2063 | Mitigation | 0.95 | 45 | 0 | esc | 0.00097009 | 8.2374e-11 | 0.00097009 | 8.2374e-11
[120 empty] | 7.3.3.17.5 (Remote Grid) Updates to grid topology to minimize risk of ignition in HFTDs Remote GridWLDFRContact from objectAggregated | WLDFR | HFTD - Distribution - Tier 2 - 4QU CoRE ¦ 5QU LoRE | Non-Red Flag Warning - Destructive Fires | Contact from object | Aggregated | 2064 | 8.4914e-08 | 470.836 | 3.9981e-05 | 2064 | Mitigation | 0.95 | 45 | 0 | esc | 0.00097009 | 8.2374e-11 | 0.00097009 | 8.2374e-11
[120 empty] | 7.3.3.17.5 (Remote Grid) Updates to grid topology to minimize risk of ignition in HFTDs Remote GridWLDFRContact from objectAggregated | WLDFR | HFTD - Distribution - Tier 2 - 4QU CoRE ¦ 5QU LoRE | Non-Red Flag Warning - Destructive Fires | Contact from object | Aggregated | 2065 | 8.4914e-08 | 470.836 | 3.9981e-05 | 2065 | Mitigation | 0.95 | 45 | 0 | esc | 0.00097009 | 8.2374e-11 | 0.00097009 | 8.2374e-11
[120 empty] | 7.3.3.17.5 (Remote Grid) Updates to grid topology to minimize risk of ignition in HFTDs Remote GridWLDFRContact from objectAggregated | WLDFR | HFTD - Distribution - Tier 2 - 4QU CoRE ¦ 5QU LoRE | Non-Red Flag Warning - Destructive Fires | Contact from object | Aggregated | 2066 | 8.4914e-08 | 470.836 | 3.9981e-05 | 2066 | Mitigation | 0.95 | 45 | 0 | esc | 0.00097009 | 8.2374e-11 | 0.00097009 | 8.2374e-11
[120 empty] | 7.3.3.17.5 (Remote Grid) Updates to grid topology to minimize risk of ignition in HFTDs Remote GridWLDFRContact from objectAggregated | WLDFR | HFTD - Distribution - Tier 2 - 4QU CoRE ¦ 5QU LoRE | Non-Red Flag Warning - Destructive Fires | Contact from object | Aggregated | 2067 | 8.4914e-08 | 470.836 | 3.9981e-05 | 2067 | Mitigation | 0.95 | 45 | 0 | esc | 0 | 0 | 0.00097009 | 8.2374e-11
[120 empty] | 7.3.3.17.5 (Remote Grid) Updates to grid topology to minimize risk of ignition in HFTDs Remote GridWLDFRContaminationAggregated | WLDFR | HFTD - Distribution - Tier 2 - 4QU CoRE ¦ 5QU LoRE | Non-Red Flag Warning - Destructive Fires | Contamination | Aggregated | 2022 | 2.2632e-09 | 470.836 | 1.0656e-06 | 2022 | Mitigation | 0.95 | 45 | 0 | esc | 0.00097009 | 2.1955e-12 | 0 | 0
[120 empty] | 7.3.3.17.5 (Remote Grid) Updates to grid topology to minimize risk of ignition in HFTDs Remote GridWLDFRContaminationAggregated | WLDFR | HFTD - Distribution - Tier 2 - 4QU CoRE ¦ 5QU LoRE | Non-Red Flag Warning - Destructive Fires | Contamination | Aggregated | 2023 | 2.2632e-09 | 470.836 | 1.0656e-06 | 2023 | Mitigation | 0.95 | 45 | 0 | esc | 0.00097009 | 2.1955e-12 | 0.00097009 | 2.1955e-12
[120 empty] | 7.3.3.17.5 (Remote Grid) Updates to grid topology to minimize risk of ignition in HFTDs Remote GridWLDFRContaminationAggregated | WLDFR | HFTD - Distribution - Tier 2 - 4QU CoRE ¦ 5QU LoRE | Non-Red Flag Warning - Destructive Fires | Contamination | Aggregated | 2024 | 2.2632e-09 | 470.836 | 1.0656e-06 | 2024 | Mitigation | 0.95 | 45 | 0 | esc | 0.00097009 | 2.1955e-12 | 0.00097009 | 2.1955e-12
[120 empty] | 7.3.3.17.5 (Remote Grid) Updates to grid topology to minimize risk of ignition in HFTDs Remote GridWLDFRContaminationAggregated | WLDFR | HFTD - Distribution - Tier 2 - 4QU CoRE ¦ 5QU LoRE | Non-Red Flag Warning - Destructive Fires | Contamination | Aggregated | 2025 | 2.2632e-09 | 470.836 | 1.0656e-06 | 2025 | Mitigation | 0.95 | 45 | 0 | esc | 0.00097009 | 2.1955e-12 | 0.00097009 | 2.1955e-12
[120 empty] | 7.3.3.17.5 (Remote Grid) Updates to grid topology to minimize risk of ignition in HFTDs Remote GridWLDFRContaminationAggregated | WLDFR | HFTD - Distribution - Tier 2 - 4QU CoRE ¦ 5QU LoRE | Non-Red Flag Warning - Destructive Fires | Contamination | Aggregated | 2026 | 2.2632e-09 | 470.836 | 1.0656e-06 | 2026 | Mitigation | 0.95 | 45 | 0 | esc | 0.00097009 | 2.1955e-12 | 0.00097009 | 2.1955e-12
[120 empty] | 7.3.3.17.5 (Remote Grid) Updates to grid topology to minimize risk of ignition in HFTDs Remote GridWLDFRContaminationAggregated | WLDFR | HFTD - Distribution - Tier 2 - 4QU CoRE ¦ 5QU LoRE | Non-Red Flag Warning - Destructive Fires | Contamination | Aggregated | 2027 | 2.2632e-09 | 470.836 | 1.0656e-06 | 2027 | Mitigation | 0.95 | 45 | 0 | esc | 0.00097009 | 2.1955e-12 | 0.00097009 | 2.1955e-12
[120 empty] | 7.3.3.17.5 (Remote Grid) Updates to grid topology to minimize risk of ignition in HFTDs Remote GridWLDFRContaminationAggregated | WLDFR | HFTD - Distribution - Tier 2 - 4QU CoRE ¦ 5QU LoRE | Non-Red Flag Warning - Destructive Fires | Contamination | Aggregated | 2028 | 2.2632e-09 | 470.836 | 1.0656e-06 | 2028 | Mitigation | 0.95 | 45 | 0 | esc | 0.00097009 | 2.1955e-12 | 0.00097009 | 2.1955e-12
[120 empty] | 7.3.3.17.5 (Remote Grid) Updates to grid topology to minimize risk of ignition in HFTDs Remote GridWLDFRContaminationAggregated | WLDFR | HFTD - Distribution - Tier 2 - 4QU CoRE ¦ 5QU LoRE | Non-Red Flag Warning - Destructive Fires | Contamination | Aggregated | 2029 | 2.2632e-09 | 470.836 | 1.0656e-06 | 2029 | Mitigation | 0.95 | 45 | 0 | esc | 0.00097009 | 2.1955e-12 | 0.00097009 | 2.1955e-12
[120 empty] | 7.3.3.17.5 (Remote Grid) Updates to grid topology to minimize risk of ignition in HFTDs Remote GridWLDFRContaminationAggregated | WLDFR | HFTD - Distribution - Tier 2 - 4QU CoRE ¦ 5QU LoRE | Non-Red Flag Warning - Destructive Fires | Contamination | Aggregated | 2030 | 2.2632e-09 | 470.836 | 1.0656e-06 | 2030 | Mitigation | 0.95 | 45 | 0 | esc | 0.00097009 | 2.1955e-12 | 0.00097009 | 2.1955e-12
[120 empty] | 7.3.3.17.5 (Remote Grid) Updates to grid topology to minimize risk of ignition in HFTDs Remote GridWLDFRContaminationAggregated | WLDFR | HFTD - Distribution - Tier 2 - 4QU CoRE ¦ 5QU LoRE | Non-Red Flag Warning - Destructive Fires | Contamination | Aggregated | 2031 | 2.2632e-09 | 470.836 | 1.0656e-06 | 2031 | Mitigation | 0.95 | 45 | 0 | esc | 0.00097009 | 2.1955e-12 | 0.00097009 | 2.1955e-12
[120 empty] | 7.3.3.17.5 (Remote Grid) Updates to grid topology to minimize risk of ignition in HFTDs Remote GridWLDFRContaminationAggregated | WLDFR | HFTD - Distribution - Tier 2 - 4QU CoRE ¦ 5QU LoRE | Non-Red Flag Warning - Destructive Fires | Contamination | Aggregated | 2032 | 2.2632e-09 | 470.836 | 1.0656e-06 | 2032 | Mitigation | 0.95 | 45 | 0 | esc | 0.00097009 | 2.1955e-12 | 0.00097009 | 2.1955e-12
[120 empty] | 7.3.3.17.5 (Remote Grid) Updates to grid topology to minimize risk of ignition in HFTDs Remote GridWLDFRContaminationAggregated | WLDFR | HFTD - Distribution - Tier 2 - 4QU CoRE ¦ 5QU LoRE | Non-Red Flag Warning - Destructive Fires | Contamination | Aggregated | 2033 | 2.2632e-09 | 470.836 | 1.0656e-06 | 2033 | Mitigation | 0.95 | 45 | 0 | esc | 0.00097009 | 2.1955e-12 | 0.00097009 | 2.1955e-12
[120 empty] | 7.3.3.17.5 (Remote Grid) Updates to grid topology to minimize risk of ignition in HFTDs Remote GridWLDFRContaminationAggregated | WLDFR | HFTD - Distribution - Tier 2 - 4QU CoRE ¦ 5QU LoRE | Non-Red Flag Warning - Destructive Fires | Contamination | Aggregated | 2034 | 2.2632e-09 | 470.836 | 1.0656e-06 | 2034 | Mitigation | 0.95 | 45 | 0 | esc | 0.00097009 | 2.1955e-12 | 0.00097009 | 2.1955e-12
[120 empty] | 7.3.3.17.5 (Remote Grid) Updates to grid topology to minimize risk of ignition in HFTDs Remote GridWLDFRContaminationAggregated | WLDFR | HFTD - Distribution - Tier 2 - 4QU CoRE ¦ 5QU LoRE | Non-Red Flag Warning - Destructive Fires | Contamination | Aggregated | 2035 | 2.2632e-09 | 470.836 | 1.0656e-06 | 2035 | Mitigation | 0.95 | 45 | 0 | esc | 0.00097009 | 2.1955e-12 | 0.00097009 | 2.1955e-12
[120 empty] | 7.3.3.17.5 (Remote Grid) Updates to grid topology to minimize risk of ignition in HFTDs Remote GridWLDFRContaminationAggregated | WLDFR | HFTD - Distribution - Tier 2 - 4QU CoRE ¦ 5QU LoRE | Non-Red Flag Warning - Destructive Fires | Contamination | Aggregated | 2036 | 2.2632e-09 | 470.836 | 1.0656e-06 | 2036 | Mitigation | 0.95 | 45 | 0 | esc | 0.00097009 | 2.1955e-12 | 0.00097009 | 2.1955e-12
[120 empty] | 7.3.3.17.5 (Remote Grid) Updates to grid topology to minimize risk of ignition in HFTDs Remote GridWLDFRContaminationAggregated | WLDFR | HFTD - Distribution - Tier 2 - 4QU CoRE ¦ 5QU LoRE | Non-Red Flag Warning - Destructive Fires | Contamination | Aggregated | 2037 | 2.2632e-09 | 470.836 | 1.0656e-06 | 2037 | Mitigation | 0.95 | 45 | 0 | esc | 0.00097009 | 2.1955e-12 | 0.00097009 | 2.1955e-12
[120 empty] | 7.3.3.17.5 (Remote Grid) Updates to grid topology to minimize risk of ignition in HFTDs Remote GridWLDFRContaminationAggregated | WLDFR | HFTD - Distribution - Tier 2 - 4QU CoRE ¦ 5QU LoRE | Non-Red Flag Warning - Destructive Fires | Contamination | Aggregated | 2038 | 2.2632e-09 | 470.836 | 1.0656e-06 | 2038 | Mitigation | 0.95 | 45 | 0 | esc | 0.00097009 | 2.1955e-12 | 0.00097009 | 2.1955e-12
[120 empty] | 7.3.3.17.5 (Remote Grid) Updates to grid topology to minimize risk of ignition in HFTDs Remote GridWLDFRContaminationAggregated | WLDFR | HFTD - Distribution - Tier 2 - 4QU CoRE ¦ 5QU LoRE | Non-Red Flag Warning - Destructive Fires | Contamination | Aggregated | 2039 | 2.2632e-09 | 470.836 | 1.0656e-06 | 2039 | Mitigation | 0.95 | 45 | 0 | esc | 0.00097009 | 2.1955e-12 | 0.00097009 | 2.1955e-12
[120 empty] | 7.3.3.17.5 (Remote Grid) Updates to grid topology to minimize risk of ignition in HFTDs Remote GridWLDFRContaminationAggregated | WLDFR | HFTD - Distribution - Tier 2 - 4QU CoRE ¦ 5QU LoRE | Non-Red Flag Warning - Destructive Fires | Contamination | Aggregated | 2040 | 2.2632e-09 | 470.836 | 1.0656e-06 | 2040 | Mitigation | 0.95 | 45 | 0 | esc | 0.00097009 | 2.1955e-12 | 0.00097009 | 2.1955e-12
[120 empty] | 7.3.3.17.5 (Remote Grid) Updates to grid topology to minimize risk of ignition in HFTDs Remote GridWLDFRContaminationAggregated | WLDFR | HFTD - Distribution - Tier 2 - 4QU CoRE ¦ 5QU LoRE | Non-Red Flag Warning - Destructive Fires | Contamination | Aggregated | 2041 | 2.2632e-09 | 470.836 | 1.0656e-06 | 2041 | Mitigation | 0.95 | 45 | 0 | esc | 0.00097009 | 2.1955e-12 | 0.00097009 | 2.1955e-12
[120 empty] | 7.3.3.17.5 (Remote Grid) Updates to grid topology to minimize risk of ignition in HFTDs Remote GridWLDFRContaminationAggregated | WLDFR | HFTD - Distribution - Tier 2 - 4QU CoRE ¦ 5QU LoRE | Non-Red Flag Warning - Destructive Fires | Contamination | Aggregated | 2042 | 2.2632e-09 | 470.836 | 1.0656e-06 | 2042 | Mitigation | 0.95 | 45 | 0 | esc | 0.00097009 | 2.1955e-12 | 0.00097009 | 2.1955e-12
[120 empty] | 7.3.3.17.5 (Remote Grid) Updates to grid topology to minimize risk of ignition in HFTDs Remote GridWLDFRContaminationAggregated | WLDFR | HFTD - Distribution - Tier 2 - 4QU CoRE ¦ 5QU LoRE | Non-Red Flag Warning - Destructive Fires | Contamination | Aggregated | 2043 | 2.2632e-09 | 470.836 | 1.0656e-06 | 2043 | Mitigation | 0.95 | 45 | 0 | esc | 0.00097009 | 2.1955e-12 | 0.00097009 | 2.1955e-12
[120 empty] | 7.3.3.17.5 (Remote Grid) Updates to grid topology to minimize risk of ignition in HFTDs Remote GridWLDFRContaminationAggregated | WLDFR | HFTD - Distribution - Tier 2 - 4QU CoRE ¦ 5QU LoRE | Non-Red Flag Warning - Destructive Fires | Contamination | Aggregated | 2044 | 2.2632e-09 | 470.836 | 1.0656e-06 | 2044 | Mitigation | 0.95 | 45 | 0 | esc | 0.00097009 | 2.1955e-12 | 0.00097009 | 2.1955e-12
[120 empty] | 7.3.3.17.5 (Remote Grid) Updates to grid topology to minimize risk of ignition in HFTDs Remote GridWLDFRContaminationAggregated | WLDFR | HFTD - Distribution - Tier 2 - 4QU CoRE ¦ 5QU LoRE | Non-Red Flag Warning - Destructive Fires | Contamination | Aggregated | 2045 | 2.2632e-09 | 470.836 | 1.0656e-06 | 2045 | Mitigation | 0.95 | 45 | 0 | esc | 0.00097009 | 2.1955e-12 | 0.00097009 | 2.1955e-12
[120 empty] | 7.3.3.17.5 (Remote Grid) Updates to grid topology to minimize risk of ignition in HFTDs Remote GridWLDFRContaminationAggregated | WLDFR | HFTD - Distribution - Tier 2 - 4QU CoRE ¦ 5QU LoRE | Non-Red Flag Warning - Destructive Fires | Contamination | Aggregated | 2046 | 2.2632e-09 | 470.836 | 1.0656e-06 | 2046 | Mitigation | 0.95 | 45 | 0 | esc | 0.00097009 | 2.1955e-12 | 0.00097009 | 2.1955e-12
[120 empty] | 7.3.3.17.5 (Remote Grid) Updates to grid topology to minimize risk of ignition in HFTDs Remote GridWLDFRContaminationAggregated | WLDFR | HFTD - Distribution - Tier 2 - 4QU CoRE ¦ 5QU LoRE | Non-Red Flag Warning - Destructive Fires | Contamination | Aggregated | 2047 | 2.2632e-09 | 470.836 | 1.0656e-06 | 2047 | Mitigation | 0.95 | 45 | 0 | esc | 0.00097009 | 2.1955e-12 | 0.00097009 | 2.1955e-12
[120 empty] | 7.3.3.17.5 (Remote Grid) Updates to grid topology to minimize risk of ignition in HFTDs Remote GridWLDFRContaminationAggregated | WLDFR | HFTD - Distribution - Tier 2 - 4QU CoRE ¦ 5QU LoRE | Non-Red Flag Warning - Destructive Fires | Contamination | Aggregated | 2048 | 2.2632e-09 | 470.836 | 1.0656e-06 | 2048 | Mitigation | 0.95 | 45 | 0 | esc | 0.00097009 | 2.1955e-12 | 0.00097009 | 2.1955e-12
[120 empty] | 7.3.3.17.5 (Remote Grid) Updates to grid topology to minimize risk of ignition in HFTDs Remote GridWLDFRContaminationAggregated | WLDFR | HFTD - Distribution - Tier 2 - 4QU CoRE ¦ 5QU LoRE | Non-Red Flag Warning - Destructive Fires | Contamination | Aggregated | 2049 | 2.2632e-09 | 470.836 | 1.0656e-06 | 2049 | Mitigation | 0.95 | 45 | 0 | esc | 0.00097009 | 2.1955e-12 | 0.00097009 | 2.1955e-12
[120 empty] | 7.3.3.17.5 (Remote Grid) Updates to grid topology to minimize risk of ignition in HFTDs Remote GridWLDFRContaminationAggregated | WLDFR | HFTD - Distribution - Tier 2 - 4QU CoRE ¦ 5QU LoRE | Non-Red Flag Warning - Destructive Fires | Contamination | Aggregated | 2050 | 2.2632e-09 | 470.836 | 1.0656e-06 | 2050 | Mitigation | 0.95 | 45 | 0 | esc | 0.00097009 | 2.1955e-12 | 0.00097009 | 2.1955e-12
[120 empty] | 7.3.3.17.5 (Remote Grid) Updates to grid topology to minimize risk of ignition in HFTDs Remote GridWLDFRContaminationAggregated | WLDFR | HFTD - Distribution - Tier 2 - 4QU CoRE ¦ 5QU LoRE | Non-Red Flag Warning - Destructive Fires | Contamination | Aggregated | 2051 | 2.2632e-09 | 470.836 | 1.0656e-06 | 2051 | Mitigation | 0.95 | 45 | 0 | esc | 0.00097009 | 2.1955e-12 | 0.00097009 | 2.1955e-12
[120 empty] | 7.3.3.17.5 (Remote Grid) Updates to grid topology to minimize risk of ignition in HFTDs Remote GridWLDFRContaminationAggregated | WLDFR | HFTD - Distribution - Tier 2 - 4QU CoRE ¦ 5QU LoRE | Non-Red Flag Warning - Destructive Fires | Contamination | Aggregated | 2052 | 2.2632e-09 | 470.836 | 1.0656e-06 | 2052 | Mitigation | 0.95 | 45 | 0 | esc | 0.00097009 | 2.1955e-12 | 0.00097009 | 2.1955e-12
[120 empty] | 7.3.3.17.5 (Remote Grid) Updates to grid topology to minimize risk of ignition in HFTDs Remote GridWLDFRContaminationAggregated | WLDFR | HFTD - Distribution - Tier 2 - 4QU CoRE ¦ 5QU LoRE | Non-Red Flag Warning - Destructive Fires | Contamination | Aggregated | 2053 | 2.2632e-09 | 470.836 | 1.0656e-06 | 2053 | Mitigation | 0.95 | 45 | 0 | esc | 0.00097009 | 2.1955e-12 | 0.00097009 | 2.1955e-12
[120 empty] | 7.3.3.17.5 (Remote Grid) Updates to grid topology to minimize risk of ignition in HFTDs Remote GridWLDFRContaminationAggregated | WLDFR | HFTD - Distribution - Tier 2 - 4QU CoRE ¦ 5QU LoRE | Non-Red Flag Warning - Destructive Fires | Contamination | Aggregated | 2054 | 2.2632e-09 | 470.836 | 1.0656e-06 | 2054 | Mitigation | 0.95 | 45 | 0 | esc | 0.00097009 | 2.1955e-12 | 0.00097009 | 2.1955e-12
[120 empty] | 7.3.3.17.5 (Remote Grid) Updates to grid topology to minimize risk of ignition in HFTDs Remote GridWLDFRContaminationAggregated | WLDFR | HFTD - Distribution - Tier 2 - 4QU CoRE ¦ 5QU LoRE | Non-Red Flag Warning - Destructive Fires | Contamination | Aggregated | 2055 | 2.2632e-09 | 470.836 | 1.0656e-06 | 2055 | Mitigation | 0.95 | 45 | 0 | esc | 0.00097009 | 2.1955e-12 | 0.00097009 | 2.1955e-12
[120 empty] | 7.3.3.17.5 (Remote Grid) Updates to grid topology to minimize risk of ignition in HFTDs Remote GridWLDFRContaminationAggregated | WLDFR | HFTD - Distribution - Tier 2 - 4QU CoRE ¦ 5QU LoRE | Non-Red Flag Warning - Destructive Fires | Contamination | Aggregated | 2056 | 2.2632e-09 | 470.836 | 1.0656e-06 | 2056 | Mitigation | 0.95 | 45 | 0 | esc | 0.00097009 | 2.1955e-12 | 0.00097009 | 2.1955e-12
[120 empty] | 7.3.3.17.5 (Remote Grid) Updates to grid topology to minimize risk of ignition in HFTDs Remote GridWLDFRContaminationAggregated | WLDFR | HFTD - Distribution - Tier 2 - 4QU CoRE ¦ 5QU LoRE | Non-Red Flag Warning - Destructive Fires | Contamination | Aggregated | 2057 | 2.2632e-09 | 470.836 | 1.0656e-06 | 2057 | Mitigation | 0.95 | 45 | 0 | esc | 0.00097009 | 2.1955e-12 | 0.00097009 | 2.1955e-12
[120 empty] | 7.3.3.17.5 (Remote Grid) Updates to grid topology to minimize risk of ignition in HFTDs Remote GridWLDFRContaminationAggregated | WLDFR | HFTD - Distribution - Tier 2 - 4QU CoRE ¦ 5QU LoRE | Non-Red Flag Warning - Destructive Fires | Contamination | Aggregated | 2058 | 2.2632e-09 | 470.836 | 1.0656e-06 | 2058 | Mitigation | 0.95 | 45 | 0 | esc | 0.00097009 | 2.1955e-12 | 0.00097009 | 2.1955e-12
[120 empty] | 7.3.3.17.5 (Remote Grid) Updates to grid topology to minimize risk of ignition in HFTDs Remote GridWLDFRContaminationAggregated | WLDFR | HFTD - Distribution - Tier 2 - 4QU CoRE ¦ 5QU LoRE | Non-Red Flag Warning - Destructive Fires | Contamination | Aggregated | 2059 | 2.2632e-09 | 470.836 | 1.0656e-06 | 2059 | Mitigation | 0.95 | 45 | 0 | esc | 0.00097009 | 2.1955e-12 | 0.00097009 | 2.1955e-12
[120 empty] | 7.3.3.17.5 (Remote Grid) Updates to grid topology to minimize risk of ignition in HFTDs Remote GridWLDFRContaminationAggregated | WLDFR | HFTD - Distribution - Tier 2 - 4QU CoRE ¦ 5QU LoRE | Non-Red Flag Warning - Destructive Fires | Contamination | Aggregated | 2060 | 2.2632e-09 | 470.836 | 1.0656e-06 | 2060 | Mitigation | 0.95 | 45 | 0 | esc | 0.00097009 | 2.1955e-12 | 0.00097009 | 2.1955e-12
[120 empty] | 7.3.3.17.5 (Remote Grid) Updates to grid topology to minimize risk of ignition in HFTDs Remote GridWLDFRContaminationAggregated | WLDFR | HFTD - Distribution - Tier 2 - 4QU CoRE ¦ 5QU LoRE | Non-Red Flag Warning - Destructive Fires | Contamination | Aggregated | 2061 | 2.2632e-09 | 470.836 | 1.0656e-06 | 2061 | Mitigation | 0.95 | 45 | 0 | esc | 0.00097009 | 2.1955e-12 | 0.00097009 | 2.1955e-12
[120 empty] | 7.3.3.17.5 (Remote Grid) Updates to grid topology to minimize risk of ignition in HFTDs Remote GridWLDFRContaminationAggregated | WLDFR | HFTD - Distribution - Tier 2 - 4QU CoRE ¦ 5QU LoRE | Non-Red Flag Warning - Destructive Fires | Contamination | Aggregated | 2062 | 2.2632e-09 | 470.836 | 1.0656e-06 | 2062 | Mitigation | 0.95 | 45 | 0 | esc | 0.00097009 | 2.1955e-12 | 0.00097009 | 2.1955e-12
[120 empty] | 7.3.3.17.5 (Remote Grid) Updates to grid topology to minimize risk of ignition in HFTDs Remote GridWLDFRContaminationAggregated | WLDFR | HFTD - Distribution - Tier 2 - 4QU CoRE ¦ 5QU LoRE | Non-Red Flag Warning - Destructive Fires | Contamination | Aggregated | 2063 | 2.2632e-09 | 470.836 | 1.0656e-06 | 2063 | Mitigation | 0.95 | 45 | 0 | esc | 0.00097009 | 2.1955e-12 | 0.00097009 | 2.1955e-12
[120 empty] | 7.3.3.17.5 (Remote Grid) Updates to grid topology to minimize risk of ignition in HFTDs Remote GridWLDFRContaminationAggregated | WLDFR | HFTD - Distribution - Tier 2 - 4QU CoRE ¦ 5QU LoRE | Non-Red Flag Warning - Destructive Fires | Contamination | Aggregated | 2064 | 2.2632e-09 | 470.836 | 1.0656e-06 | 2064 | Mitigation | 0.95 | 45 | 0 | esc | 0.00097009 | 2.1955e-12 | 0.00097009 | 2.1955e-12
[120 empty] | 7.3.3.17.5 (Remote Grid) Updates to grid topology to minimize risk of ignition in HFTDs Remote GridWLDFRContaminationAggregated | WLDFR | HFTD - Distribution - Tier 2 - 4QU CoRE ¦ 5QU LoRE | Non-Red Flag Warning - Destructive Fires | Contamination | Aggregated | 2065 | 2.2632e-09 | 470.836 | 1.0656e-06 | 2065 | Mitigation | 0.95 | 45 | 0 | esc | 0.00097009 | 2.1955e-12 | 0.00097009 | 2.1955e-12
[120 empty] | 7.3.3.17.5 (Remote Grid) Updates to grid topology to minimize risk of ignition in HFTDs Remote GridWLDFRContaminationAggregated | WLDFR | HFTD - Distribution - Tier 2 - 4QU CoRE ¦ 5QU LoRE | Non-Red Flag Warning - Destructive Fires | Contamination | Aggregated | 2066 | 2.2632e-09 | 470.836 | 1.0656e-06 | 2066 | Mitigation | 0.95 | 45 | 0 | esc | 0.00097009 | 2.1955e-12 | 0.00097009 | 2.1955e-12
[120 empty] | 7.3.3.17.5 (Remote Grid) Updates to grid topology to minimize risk of ignition in HFTDs Remote GridWLDFRContaminationAggregated | WLDFR | HFTD - Distribution - Tier 2 - 4QU CoRE ¦ 5QU LoRE | Non-Red Flag Warning - Destructive Fires | Contamination | Aggregated | 2067 | 2.2632e-09 | 470.836 | 1.0656e-06 | 2067 | Mitigation | 0.95 | 45 | 0 | esc | 0 | 0 | 0.00097009 | 2.1955e-12
[120 empty] | 7.3.3.17.5 (Remote Grid) Updates to grid topology to minimize risk of ignition in HFTDs Remote GridWLDFREquipment / facility failureAggregated | WLDFR | HFTD - Distribution - Tier 2 - 4QU CoRE ¦ 5QU LoRE | Non-Red Flag Warning - Destructive Fires | Equipment / facility failure | Aggregated | 2022 | 3.0354e-08 | 470.836 | 1.4292e-05 | 2022 | Mitigation | 0.95 | 45 | 0 | esc | 0.00097009 | 2.9446e-11 | 0 | 0
[120 empty] | 7.3.3.17.5 (Remote Grid) Updates to grid topology to minimize risk of ignition in HFTDs Remote GridWLDFREquipment / facility failureAggregated | WLDFR | HFTD - Distribution - Tier 2 - 4QU CoRE ¦ 5QU LoRE | Non-Red Flag Warning - Destructive Fires | Equipment / facility failure | Aggregated | 2023 | 3.0354e-08 | 470.836 | 1.4292e-05 | 2023 | Mitigation | 0.95 | 45 | 0 | esc | 0.00097009 | 2.9446e-11 | 0.00097009 | 2.9446e-11
[120 empty] | 7.3.3.17.5 (Remote Grid) Updates to grid topology to minimize risk of ignition in HFTDs Remote GridWLDFREquipment / facility failureAggregated | WLDFR | HFTD - Distribution - Tier 2 - 4QU CoRE ¦ 5QU LoRE | Non-Red Flag Warning - Destructive Fires | Equipment / facility failure | Aggregated | 2024 | 3.0354e-08 | 470.836 | 1.4292e-05 | 2024 | Mitigation | 0.95 | 45 | 0 | esc | 0.00097009 | 2.9446e-11 | 0.00097009 | 2.9446e-11
[120 empty] | 7.3.3.17.5 (Remote Grid) Updates to grid topology to minimize risk of ignition in HFTDs Remote GridWLDFREquipment / facility failureAggregated | WLDFR | HFTD - Distribution - Tier 2 - 4QU CoRE ¦ 5QU LoRE | Non-Red Flag Warning - Destructive Fires | Equipment / facility failure | Aggregated | 2025 | 3.0354e-08 | 470.836 | 1.4292e-05 | 2025 | Mitigation | 0.95 | 45 | 0 | esc | 0.00097009 | 2.9446e-11 | 0.00097009 | 2.9446e-11
[120 empty] | 7.3.3.17.5 (Remote Grid) Updates to grid topology to minimize risk of ignition in HFTDs Remote GridWLDFREquipment / facility failureAggregated | WLDFR | HFTD - Distribution - Tier 2 - 4QU CoRE ¦ 5QU LoRE | Non-Red Flag Warning - Destructive Fires | Equipment / facility failure | Aggregated | 2026 | 3.0354e-08 | 470.836 | 1.4292e-05 | 2026 | Mitigation | 0.95 | 45 | 0 | esc | 0.00097009 | 2.9446e-11 | 0.00097009 | 2.9446e-11
[120 empty] | 7.3.3.17.5 (Remote Grid) Updates to grid topology to minimize risk of ignition in HFTDs Remote GridWLDFREquipment / facility failureAggregated | WLDFR | HFTD - Distribution - Tier 2 - 4QU CoRE ¦ 5QU LoRE | Non-Red Flag Warning - Destructive Fires | Equipment / facility failure | Aggregated | 2027 | 3.0354e-08 | 470.836 | 1.4292e-05 | 2027 | Mitigation | 0.95 | 45 | 0 | esc | 0.00097009 | 2.9446e-11 | 0.00097009 | 2.9446e-11
[120 empty] | 7.3.3.17.5 (Remote Grid) Updates to grid topology to minimize risk of ignition in HFTDs Remote GridWLDFREquipment / facility failureAggregated | WLDFR | HFTD - Distribution - Tier 2 - 4QU CoRE ¦ 5QU LoRE | Non-Red Flag Warning - Destructive Fires | Equipment / facility failure | Aggregated | 2028 | 3.0354e-08 | 470.836 | 1.4292e-05 | 2028 | Mitigation | 0.95 | 45 | 0 | esc | 0.00097009 | 2.9446e-11 | 0.00097009 | 2.9446e-11
[120 empty] | 7.3.3.17.5 (Remote Grid) Updates to grid topology to minimize risk of ignition in HFTDs Remote GridWLDFREquipment / facility failureAggregated | WLDFR | HFTD - Distribution - Tier 2 - 4QU CoRE ¦ 5QU LoRE | Non-Red Flag Warning - Destructive Fires | Equipment / facility failure | Aggregated | 2029 | 3.0354e-08 | 470.836 | 1.4292e-05 | 2029 | Mitigation | 0.95 | 45 | 0 | esc | 0.00097009 | 2.9446e-11 | 0.00097009 | 2.9446e-11
[120 empty] | 7.3.3.17.5 (Remote Grid) Updates to grid topology to minimize risk of ignition in HFTDs Remote GridWLDFREquipment / facility failureAggregated | WLDFR | HFTD - Distribution - Tier 2 - 4QU CoRE ¦ 5QU LoRE | Non-Red Flag Warning - Destructive Fires | Equipment / facility failure | Aggregated | 2030 | 3.0354e-08 | 470.836 | 1.4292e-05 | 2030 | Mitigation | 0.95 | 45 | 0 | esc | 0.00097009 | 2.9446e-11 | 0.00097009 | 2.9446e-11
[120 empty] | 7.3.3.17.5 (Remote Grid) Updates to grid topology to minimize risk of ignition in HFTDs Remote GridWLDFREquipment / facility failureAggregated | WLDFR | HFTD - Distribution - Tier 2 - 4QU CoRE ¦ 5QU LoRE | Non-Red Flag Warning - Destructive Fires | Equipment / facility failure | Aggregated | 2031 | 3.0354e-08 | 470.836 | 1.4292e-05 | 2031 | Mitigation | 0.95 | 45 | 0 | esc | 0.00097009 | 2.9446e-11 | 0.00097009 | 2.9446e-11
[120 empty] | 7.3.3.17.5 (Remote Grid) Updates to grid topology to minimize risk of ignition in HFTDs Remote GridWLDFREquipment / facility failureAggregated | WLDFR | HFTD - Distribution - Tier 2 - 4QU CoRE ¦ 5QU LoRE | Non-Red Flag Warning - Destructive Fires | Equipment / facility failure | Aggregated | 2032 | 3.0354e-08 | 470.836 | 1.4292e-05 | 2032 | Mitigation | 0.95 | 45 | 0 | esc | 0.00097009 | 2.9446e-11 | 0.00097009 | 2.9446e-11
[120 empty] | 7.3.3.17.5 (Remote Grid) Updates to grid topology to minimize risk of ignition in HFTDs Remote GridWLDFREquipment / facility failureAggregated | WLDFR | HFTD - Distribution - Tier 2 - 4QU CoRE ¦ 5QU LoRE | Non-Red Flag Warning - Destructive Fires | Equipment / facility failure | Aggregated | 2033 | 3.0354e-08 | 470.836 | 1.4292e-05 | 2033 | Mitigation | 0.95 | 45 | 0 | esc | 0.00097009 | 2.9446e-11 | 0.00097009 | 2.9446e-11
[120 empty] | 7.3.3.17.5 (Remote Grid) Updates to grid topology to minimize risk of ignition in HFTDs Remote GridWLDFREquipment / facility failureAggregated | WLDFR | HFTD - Distribution - Tier 2 - 4QU CoRE ¦ 5QU LoRE | Non-Red Flag Warning - Destructive Fires | Equipment / facility failure | Aggregated | 2034 | 3.0354e-08 | 470.836 | 1.4292e-05 | 2034 | Mitigation | 0.95 | 45 | 0 | esc | 0.00097009 | 2.9446e-11 | 0.00097009 | 2.9446e-11
[120 empty] | 7.3.3.17.5 (Remote Grid) Updates to grid topology to minimize risk of ignition in HFTDs Remote GridWLDFREquipment / facility failureAggregated | WLDFR | HFTD - Distribution - Tier 2 - 4QU CoRE ¦ 5QU LoRE | Non-Red Flag Warning - Destructive Fires | Equipment / facility failure | Aggregated | 2035 | 3.0354e-08 | 470.836 | 1.4292e-05 | 2035 | Mitigation | 0.95 | 45 | 0 | esc | 0.00097009 | 2.9446e-11 | 0.00097009 | 2.9446e-11
[120 empty] | 7.3.3.17.5 (Remote Grid) Updates to grid topology to minimize risk of ignition in HFTDs Remote GridWLDFREquipment / facility failureAggregated | WLDFR | HFTD - Distribution - Tier 2 - 4QU CoRE ¦ 5QU LoRE | Non-Red Flag Warning - Destructive Fires | Equipment / facility failure | Aggregated | 2036 | 3.0354e-08 | 470.836 | 1.4292e-05 | 2036 | Mitigation | 0.95 | 45 | 0 | esc | 0.00097009 | 2.9446e-11 | 0.00097009 | 2.9446e-11
[120 empty] | 7.3.3.17.5 (Remote Grid) Updates to grid topology to minimize risk of ignition in HFTDs Remote GridWLDFREquipment / facility failureAggregated | WLDFR | HFTD - Distribution - Tier 2 - 4QU CoRE ¦ 5QU LoRE | Non-Red Flag Warning - Destructive Fires | Equipment / facility failure | Aggregated | 2037 | 3.0354e-08 | 470.836 | 1.4292e-05 | 2037 | Mitigation | 0.95 | 45 | 0 | esc | 0.00097009 | 2.9446e-11 | 0.00097009 | 2.9446e-11
[120 empty] | 7.3.3.17.5 (Remote Grid) Updates to grid topology to minimize risk of ignition in HFTDs Remote GridWLDFREquipment / facility failureAggregated | WLDFR | HFTD - Distribution - Tier 2 - 4QU CoRE ¦ 5QU LoRE | Non-Red Flag Warning - Destructive Fires | Equipment / facility failure | Aggregated | 2038 | 3.0354e-08 | 470.836 | 1.4292e-05 | 2038 | Mitigation | 0.95 | 45 | 0 | esc | 0.00097009 | 2.9446e-11 | 0.00097009 | 2.9446e-11
[120 empty] | 7.3.3.17.5 (Remote Grid) Updates to grid topology to minimize risk of ignition in HFTDs Remote GridWLDFREquipment / facility failureAggregated | WLDFR | HFTD - Distribution - Tier 2 - 4QU CoRE ¦ 5QU LoRE | Non-Red Flag Warning - Destructive Fires | Equipment / facility failure | Aggregated | 2039 | 3.0354e-08 | 470.836 | 1.4292e-05 | 2039 | Mitigation | 0.95 | 45 | 0 | esc | 0.00097009 | 2.9446e-11 | 0.00097009 | 2.9446e-11
[120 empty] | 7.3.3.17.5 (Remote Grid) Updates to grid topology to minimize risk of ignition in HFTDs Remote GridWLDFREquipment / facility failureAggregated | WLDFR | HFTD - Distribution - Tier 2 - 4QU CoRE ¦ 5QU LoRE | Non-Red Flag Warning - Destructive Fires | Equipment / facility failure | Aggregated | 2040 | 3.0354e-08 | 470.836 | 1.4292e-05 | 2040 | Mitigation | 0.95 | 45 | 0 | esc | 0.00097009 | 2.9446e-11 | 0.00097009 | 2.9446e-11
[120 empty] | 7.3.3.17.5 (Remote Grid) Updates to grid topology to minimize risk of ignition in HFTDs Remote GridWLDFREquipment / facility failureAggregated | WLDFR | HFTD - Distribution - Tier 2 - 4QU CoRE ¦ 5QU LoRE | Non-Red Flag Warning - Destructive Fires | Equipment / facility failure | Aggregated | 2041 | 3.0354e-08 | 470.836 | 1.4292e-05 | 2041 | Mitigation | 0.95 | 45 | 0 | esc | 0.00097009 | 2.9446e-11 | 0.00097009 | 2.9446e-11
[120 empty] | 7.3.3.17.5 (Remote Grid) Updates to grid topology to minimize risk of ignition in HFTDs Remote GridWLDFREquipment / facility failureAggregated | WLDFR | HFTD - Distribution - Tier 2 - 4QU CoRE ¦ 5QU LoRE | Non-Red Flag Warning - Destructive Fires | Equipment / facility failure | Aggregated | 2042 | 3.0354e-08 | 470.836 | 1.4292e-05 | 2042 | Mitigation | 0.95 | 45 | 0 | esc | 0.00097009 | 2.9446e-11 | 0.00097009 | 2.9446e-11
[120 empty] | 7.3.3.17.5 (Remote Grid) Updates to grid topology to minimize risk of ignition in HFTDs Remote GridWLDFREquipment / facility failureAggregated | WLDFR | HFTD - Distribution - Tier 2 - 4QU CoRE ¦ 5QU LoRE | Non-Red Flag Warning - Destructive Fires | Equipment / facility failure | Aggregated | 2043 | 3.0354e-08 | 470.836 | 1.4292e-05 | 2043 | Mitigation | 0.95 | 45 | 0 | esc | 0.00097009 | 2.9446e-11 | 0.00097009 | 2.9446e-11
[120 empty] | 7.3.3.17.5 (Remote Grid) Updates to grid topology to minimize risk of ignition in HFTDs Remote GridWLDFREquipment / facility failureAggregated | WLDFR | HFTD - Distribution - Tier 2 - 4QU CoRE ¦ 5QU LoRE | Non-Red Flag Warning - Destructive Fires | Equipment / facility failure | Aggregated | 2044 | 3.0354e-08 | 470.836 | 1.4292e-05 | 2044 | Mitigation | 0.95 | 45 | 0 | esc | 0.00097009 | 2.9446e-11 | 0.00097009 | 2.9446e-11
[120 empty] | 7.3.3.17.5 (Remote Grid) Updates to grid topology to minimize risk of ignition in HFTDs Remote GridWLDFREquipment / facility failureAggregated | WLDFR | HFTD - Distribution - Tier 2 - 4QU CoRE ¦ 5QU LoRE | Non-Red Flag Warning - Destructive Fires | Equipment / facility failure | Aggregated | 2045 | 3.0354e-08 | 470.836 | 1.4292e-05 | 2045 | Mitigation | 0.95 | 45 | 0 | esc | 0.00097009 | 2.9446e-11 | 0.00097009 | 2.9446e-11
[120 empty] | 7.3.3.17.5 (Remote Grid) Updates to grid topology to minimize risk of ignition in HFTDs Remote GridWLDFREquipment / facility failureAggregated | WLDFR | HFTD - Distribution - Tier 2 - 4QU CoRE ¦ 5QU LoRE | Non-Red Flag Warning - Destructive Fires | Equipment / facility failure | Aggregated | 2046 | 3.0354e-08 | 470.836 | 1.4292e-05 | 2046 | Mitigation | 0.95 | 45 | 0 | esc | 0.00097009 | 2.9446e-11 | 0.00097009 | 2.9446e-11
[120 empty] | 7.3.3.17.5 (Remote Grid) Updates to grid topology to minimize risk of ignition in HFTDs Remote GridWLDFREquipment / facility failureAggregated | WLDFR | HFTD - Distribution - Tier 2 - 4QU CoRE ¦ 5QU LoRE | Non-Red Flag Warning - Destructive Fires | Equipment / facility failure | Aggregated | 2047 | 3.0354e-08 | 470.836 | 1.4292e-05 | 2047 | Mitigation | 0.95 | 45 | 0 | esc | 0.00097009 | 2.9446e-11 | 0.00097009 | 2.9446e-11
[120 empty] | 7.3.3.17.5 (Remote Grid) Updates to grid topology to minimize risk of ignition in HFTDs Remote GridWLDFREquipment / facility failureAggregated | WLDFR | HFTD - Distribution - Tier 2 - 4QU CoRE ¦ 5QU LoRE | Non-Red Flag Warning - Destructive Fires | Equipment / facility failure | Aggregated | 2048 | 3.0354e-08 | 470.836 | 1.4292e-05 | 2048 | Mitigation | 0.95 | 45 | 0 | esc | 0.00097009 | 2.9446e-11 | 0.00097009 | 2.9446e-11
[120 empty] | 7.3.3.17.5 (Remote Grid) Updates to grid topology to minimize risk of ignition in HFTDs Remote GridWLDFREquipment / facility failureAggregated | WLDFR | HFTD - Distribution - Tier 2 - 4QU CoRE ¦ 5QU LoRE | Non-Red Flag Warning - Destructive Fires | Equipment / facility failure | Aggregated | 2049 | 3.0354e-08 | 470.836 | 1.4292e-05 | 2049 | Mitigation | 0.95 | 45 | 0 | esc | 0.00097009 | 2.9446e-11 | 0.00097009 | 2.9446e-11
[120 empty] | 7.3.3.17.5 (Remote Grid) Updates to grid topology to minimize risk of ignition in HFTDs Remote GridWLDFREquipment / facility failureAggregated | WLDFR | HFTD - Distribution - Tier 2 - 4QU CoRE ¦ 5QU LoRE | Non-Red Flag Warning - Destructive Fires | Equipment / facility failure | Aggregated | 2050 | 3.0354e-08 | 470.836 | 1.4292e-05 | 2050 | Mitigation | 0.95 | 45 | 0 | esc | 0.00097009 | 2.9446e-11 | 0.00097009 | 2.9446e-11
[120 empty] | 7.3.3.17.5 (Remote Grid) Updates to grid topology to minimize risk of ignition in HFTDs Remote GridWLDFREquipment / facility failureAggregated | WLDFR | HFTD - Distribution - Tier 2 - 4QU CoRE ¦ 5QU LoRE | Non-Red Flag Warning - Destructive Fires | Equipment / facility failure | Aggregated | 2051 | 3.0354e-08 | 470.836 | 1.4292e-05 | 2051 | Mitigation | 0.95 | 45 | 0 | esc | 0.00097009 | 2.9446e-11 | 0.00097009 | 2.9446e-11
[120 empty] | 7.3.3.17.5 (Remote Grid) Updates to grid topology to minimize risk of ignition in HFTDs Remote GridWLDFREquipment / facility failureAggregated | WLDFR | HFTD - Distribution - Tier 2 - 4QU CoRE ¦ 5QU LoRE | Non-Red Flag Warning - Destructive Fires | Equipment / facility failure | Aggregated | 2052 | 3.0354e-08 | 470.836 | 1.4292e-05 | 2052 | Mitigation | 0.95 | 45 | 0 | esc | 0.00097009 | 2.9446e-11 | 0.00097009 | 2.9446e-11
[120 empty] | 7.3.3.17.5 (Remote Grid) Updates to grid topology to minimize risk of ignition in HFTDs Remote GridWLDFREquipment / facility failureAggregated | WLDFR | HFTD - Distribution - Tier 2 - 4QU CoRE ¦ 5QU LoRE | Non-Red Flag Warning - Destructive Fires | Equipment / facility failure | Aggregated | 2053 | 3.0354e-08 | 470.836 | 1.4292e-05 | 2053 | Mitigation | 0.95 | 45 | 0 | esc | 0.00097009 | 2.9446e-11 | 0.00097009 | 2.9446e-11
[120 empty] | 7.3.3.17.5 (Remote Grid) Updates to grid topology to minimize risk of ignition in HFTDs Remote GridWLDFREquipment / facility failureAggregated | WLDFR | HFTD - Distribution - Tier 2 - 4QU CoRE ¦ 5QU LoRE | Non-Red Flag Warning - Destructive Fires | Equipment / facility failure | Aggregated | 2054 | 3.0354e-08 | 470.836 | 1.4292e-05 | 2054 | Mitigation | 0.95 | 45 | 0 | esc | 0.00097009 | 2.9446e-11 | 0.00097009 | 2.9446e-11
[120 empty] | 7.3.3.17.5 (Remote Grid) Updates to grid topology to minimize risk of ignition in HFTDs Remote GridWLDFREquipment / facility failureAggregated | WLDFR | HFTD - Distribution - Tier 2 - 4QU CoRE ¦ 5QU LoRE | Non-Red Flag Warning - Destructive Fires | Equipment / facility failure | Aggregated | 2055 | 3.0354e-08 | 470.836 | 1.4292e-05 | 2055 | Mitigation | 0.95 | 45 | 0 | esc | 0.00097009 | 2.9446e-11 | 0.00097009 | 2.9446e-11
[120 empty] | 7.3.3.17.5 (Remote Grid) Updates to grid topology to minimize risk of ignition in HFTDs Remote GridWLDFREquipment / facility failureAggregated | WLDFR | HFTD - Distribution - Tier 2 - 4QU CoRE ¦ 5QU LoRE | Non-Red Flag Warning - Destructive Fires | Equipment / facility failure | Aggregated | 2056 | 3.0354e-08 | 470.836 | 1.4292e-05 | 2056 | Mitigation | 0.95 | 45 | 0 | esc | 0.00097009 | 2.9446e-11 | 0.00097009 | 2.9446e-11
[120 empty] | 7.3.3.17.5 (Remote Grid) Updates to grid topology to minimize risk of ignition in HFTDs Remote GridWLDFREquipment / facility failureAggregated | WLDFR | HFTD - Distribution - Tier 2 - 4QU CoRE ¦ 5QU LoRE | Non-Red Flag Warning - Destructive Fires | Equipment / facility failure | Aggregated | 2057 | 3.0354e-08 | 470.836 | 1.4292e-05 | 2057 | Mitigation | 0.95 | 45 | 0 | esc | 0.00097009 | 2.9446e-11 | 0.00097009 | 2.9446e-11
[120 empty] | 7.3.3.17.5 (Remote Grid) Updates to grid topology to minimize risk of ignition in HFTDs Remote GridWLDFREquipment / facility failureAggregated | WLDFR | HFTD - Distribution - Tier 2 - 4QU CoRE ¦ 5QU LoRE | Non-Red Flag Warning - Destructive Fires | Equipment / facility failure | Aggregated | 2058 | 3.0354e-08 | 470.836 | 1.4292e-05 | 2058 | Mitigation | 0.95 | 45 | 0 | esc | 0.00097009 | 2.9446e-11 | 0.00097009 | 2.9446e-11
[120 empty] | 7.3.3.17.5 (Remote Grid) Updates to grid topology to minimize risk of ignition in HFTDs Remote GridWLDFREquipment / facility failureAggregated | WLDFR | HFTD - Distribution - Tier 2 - 4QU CoRE ¦ 5QU LoRE | Non-Red Flag Warning - Destructive Fires | Equipment / facility failure | Aggregated | 2059 | 3.0354e-08 | 470.836 | 1.4292e-05 | 2059 | Mitigation | 0.95 | 45 | 0 | esc | 0.00097009 | 2.9446e-11 | 0.00097009 | 2.9446e-11
[120 empty] | 7.3.3.17.5 (Remote Grid) Updates to grid topology to minimize risk of ignition in HFTDs Remote GridWLDFREquipment / facility failureAggregated | WLDFR | HFTD - Distribution - Tier 2 - 4QU CoRE ¦ 5QU LoRE | Non-Red Flag Warning - Destructive Fires | Equipment / facility failure | Aggregated | 2060 | 3.0354e-08 | 470.836 | 1.4292e-05 | 2060 | Mitigation | 0.95 | 45 | 0 | esc | 0.00097009 | 2.9446e-11 | 0.00097009 | 2.9446e-11
[120 empty] | 7.3.3.17.5 (Remote Grid) Updates to grid topology to minimize risk of ignition in HFTDs Remote GridWLDFREquipment / facility failureAggregated | WLDFR | HFTD - Distribution - Tier 2 - 4QU CoRE ¦ 5QU LoRE | Non-Red Flag Warning - Destructive Fires | Equipment / facility failure | Aggregated | 2061 | 3.0354e-08 | 470.836 | 1.4292e-05 | 2061 | Mitigation | 0.95 | 45 | 0 | esc | 0.00097009 | 2.9446e-11 | 0.00097009 | 2.9446e-11
[120 empty] | 7.3.3.17.5 (Remote Grid) Updates to grid topology to minimize risk of ignition in HFTDs Remote GridWLDFREquipment / facility failureAggregated | WLDFR | HFTD - Distribution - Tier 2 - 4QU CoRE ¦ 5QU LoRE | Non-Red Flag Warning - Destructive Fires | Equipment / facility failure | Aggregated | 2062 | 3.0354e-08 | 470.836 | 1.4292e-05 | 2062 | Mitigation | 0.95 | 45 | 0 | esc | 0.00097009 | 2.9446e-11 | 0.00097009 | 2.9446e-11
[120 empty] | 7.3.3.17.5 (Remote Grid) Updates to grid topology to minimize risk of ignition in HFTDs Remote GridWLDFREquipment / facility failureAggregated | WLDFR | HFTD - Distribution - Tier 2 - 4QU CoRE ¦ 5QU LoRE | Non-Red Flag Warning - Destructive Fires | Equipment / facility failure | Aggregated | 2063 | 3.0354e-08 | 470.836 | 1.4292e-05 | 2063 | Mitigation | 0.95 | 45 | 0 | esc | 0.00097009 | 2.9446e-11 | 0.00097009 | 2.9446e-11
[120 empty] | 7.3.3.17.5 (Remote Grid) Updates to grid topology to minimize risk of ignition in HFTDs Remote GridWLDFREquipment / facility failureAggregated | WLDFR | HFTD - Distribution - Tier 2 - 4QU CoRE ¦ 5QU LoRE | Non-Red Flag Warning - Destructive Fires | Equipment / facility failure | Aggregated | 2064 | 3.0354e-08 | 470.836 | 1.4292e-05 | 2064 | Mitigation | 0.95 | 45 | 0 | esc | 0.00097009 | 2.9446e-11 | 0.00097009 | 2.9446e-11
[120 empty] | 7.3.3.17.5 (Remote Grid) Updates to grid topology to minimize risk of ignition in HFTDs Remote GridWLDFREquipment / facility failureAggregated | WLDFR | HFTD - Distribution - Tier 2 - 4QU CoRE ¦ 5QU LoRE | Non-Red Flag Warning - Destructive Fires | Equipment / facility failure | Aggregated | 2065 | 3.0354e-08 | 470.836 | 1.4292e-05 | 2065 | Mitigation | 0.95 | 45 | 0 | esc | 0.00097009 | 2.9446e-11 | 0.00097009 | 2.9446e-11
[120 empty] | 7.3.3.17.5 (Remote Grid) Updates to grid topology to minimize risk of ignition in HFTDs Remote GridWLDFREquipment / facility failureAggregated | WLDFR | HFTD - Distribution - Tier 2 - 4QU CoRE ¦ 5QU LoRE | Non-Red Flag Warning - Destructive Fires | Equipment / facility failure | Aggregated | 2066 | 3.0354e-08 | 470.836 | 1.4292e-05 | 2066 | Mitigation | 0.95 | 45 | 0 | esc | 0.00097009 | 2.9446e-11 | 0.00097009 | 2.9446e-11
[120 empty] | 7.3.3.17.5 (Remote Grid) Updates to grid topology to minimize risk of ignition in HFTDs Remote GridWLDFREquipment / facility failureAggregated | WLDFR | HFTD - Distribution - Tier 2 - 4QU CoRE ¦ 5QU LoRE | Non-Red Flag Warning - Destructive Fires | Equipment / facility failure | Aggregated | 2067 | 3.0354e-08 | 470.836 | 1.4292e-05 | 2067 | Mitigation | 0.95 | 45 | 0 | esc | 0 | 0 | 0.00097009 | 2.9446e-11
[120 empty] | 7.3.3.17.5 (Remote Grid) Updates to grid topology to minimize risk of ignition in HFTDs Remote GridWLDFRVegetation ContactAggregated | WLDFR | HFTD - Distribution - Tier 2 - 4QU CoRE ¦ 5QU LoRE | Non-Red Flag Warning - Destructive Fires | Vegetation Contact | Aggregated | 2022 | 1.079e-07 | 470.836 | 5.0801e-05 | 2022 | Mitigation | 0.95 | 45 | 0 | esc | 0.00097009 | 1.0467e-10 | 0 | 0
[120 empty] | 7.3.3.17.5 (Remote Grid) Updates to grid topology to minimize risk of ignition in HFTDs Remote GridWLDFRVegetation ContactAggregated | WLDFR | HFTD - Distribution - Tier 2 - 4QU CoRE ¦ 5QU LoRE | Non-Red Flag Warning - Destructive Fires | Vegetation Contact | Aggregated | 2023 | 1.079e-07 | 470.836 | 5.0801e-05 | 2023 | Mitigation | 0.95 | 45 | 0 | esc | 0.00097009 | 1.0467e-10 | 0.00097009 | 1.0467e-10
[120 empty] | 7.3.3.17.5 (Remote Grid) Updates to grid topology to minimize risk of ignition in HFTDs Remote GridWLDFRVegetation ContactAggregated | WLDFR | HFTD - Distribution - Tier 2 - 4QU CoRE ¦ 5QU LoRE | Non-Red Flag Warning - Destructive Fires | Vegetation Contact | Aggregated | 2024 | 1.079e-07 | 470.836 | 5.0801e-05 | 2024 | Mitigation | 0.95 | 45 | 0 | esc | 0.00097009 | 1.0467e-10 | 0.00097009 | 1.0467e-10
[120 empty] | 7.3.3.17.5 (Remote Grid) Updates to grid topology to minimize risk of ignition in HFTDs Remote GridWLDFRVegetation ContactAggregated | WLDFR | HFTD - Distribution - Tier 2 - 4QU CoRE ¦ 5QU LoRE | Non-Red Flag Warning - Destructive Fires | Vegetation Contact | Aggregated | 2025 | 1.079e-07 | 470.836 | 5.0801e-05 | 2025 | Mitigation | 0.95 | 45 | 0 | esc | 0.00097009 | 1.0467e-10 | 0.00097009 | 1.0467e-10
[120 empty] | 7.3.3.17.5 (Remote Grid) Updates to grid topology to minimize risk of ignition in HFTDs Remote GridWLDFRVegetation ContactAggregated | WLDFR | HFTD - Distribution - Tier 2 - 4QU CoRE ¦ 5QU LoRE | Non-Red Flag Warning - Destructive Fires | Vegetation Contact | Aggregated | 2026 | 1.079e-07 | 470.836 | 5.0801e-05 | 2026 | Mitigation | 0.95 | 45 | 0 | esc | 0.00097009 | 1.0467e-10 | 0.00097009 | 1.0467e-10
[120 empty] | 7.3.3.17.5 (Remote Grid) Updates to grid topology to minimize risk of ignition in HFTDs Remote GridWLDFRVegetation ContactAggregated | WLDFR | HFTD - Distribution - Tier 2 - 4QU CoRE ¦ 5QU LoRE | Non-Red Flag Warning - Destructive Fires | Vegetation Contact | Aggregated | 2027 | 1.079e-07 | 470.836 | 5.0801e-05 | 2027 | Mitigation | 0.95 | 45 | 0 | esc | 0.00097009 | 1.0467e-10 | 0.00097009 | 1.0467e-10
[120 empty] | 7.3.3.17.5 (Remote Grid) Updates to grid topology to minimize risk of ignition in HFTDs Remote GridWLDFRVegetation ContactAggregated | WLDFR | HFTD - Distribution - Tier 2 - 4QU CoRE ¦ 5QU LoRE | Non-Red Flag Warning - Destructive Fires | Vegetation Contact | Aggregated | 2028 | 1.079e-07 | 470.836 | 5.0801e-05 | 2028 | Mitigation | 0.95 | 45 | 0 | esc | 0.00097009 | 1.0467e-10 | 0.00097009 | 1.0467e-10
[120 empty] | 7.3.3.17.5 (Remote Grid) Updates to grid topology to minimize risk of ignition in HFTDs Remote GridWLDFRVegetation ContactAggregated | WLDFR | HFTD - Distribution - Tier 2 - 4QU CoRE ¦ 5QU LoRE | Non-Red Flag Warning - Destructive Fires | Vegetation Contact | Aggregated | 2029 | 1.079e-07 | 470.836 | 5.0801e-05 | 2029 | Mitigation | 0.95 | 45 | 0 | esc | 0.00097009 | 1.0467e-10 | 0.00097009 | 1.0467e-10
[120 empty] | 7.3.3.17.5 (Remote Grid) Updates to grid topology to minimize risk of ignition in HFTDs Remote GridWLDFRVegetation ContactAggregated | WLDFR | HFTD - Distribution - Tier 2 - 4QU CoRE ¦ 5QU LoRE | Non-Red Flag Warning - Destructive Fires | Vegetation Contact | Aggregated | 2030 | 1.079e-07 | 470.836 | 5.0801e-05 | 2030 | Mitigation | 0.95 | 45 | 0 | esc | 0.00097009 | 1.0467e-10 | 0.00097009 | 1.0467e-10
[120 empty] | 7.3.3.17.5 (Remote Grid) Updates to grid topology to minimize risk of ignition in HFTDs Remote GridWLDFRVegetation ContactAggregated | WLDFR | HFTD - Distribution - Tier 2 - 4QU CoRE ¦ 5QU LoRE | Non-Red Flag Warning - Destructive Fires | Vegetation Contact | Aggregated | 2031 | 1.079e-07 | 470.836 | 5.0801e-05 | 2031 | Mitigation | 0.95 | 45 | 0 | esc | 0.00097009 | 1.0467e-10 | 0.00097009 | 1.0467e-10
[120 empty] | 7.3.3.17.5 (Remote Grid) Updates to grid topology to minimize risk of ignition in HFTDs Remote GridWLDFRVegetation ContactAggregated | WLDFR | HFTD - Distribution - Tier 2 - 4QU CoRE ¦ 5QU LoRE | Non-Red Flag Warning - Destructive Fires | Vegetation Contact | Aggregated | 2032 | 1.079e-07 | 470.836 | 5.0801e-05 | 2032 | Mitigation | 0.95 | 45 | 0 | esc | 0.00097009 | 1.0467e-10 | 0.00097009 | 1.0467e-10
[120 empty] | 7.3.3.17.5 (Remote Grid) Updates to grid topology to minimize risk of ignition in HFTDs Remote GridWLDFRVegetation ContactAggregated | WLDFR | HFTD - Distribution - Tier 2 - 4QU CoRE ¦ 5QU LoRE | Non-Red Flag Warning - Destructive Fires | Vegetation Contact | Aggregated | 2033 | 1.079e-07 | 470.836 | 5.0801e-05 | 2033 | Mitigation | 0.95 | 45 | 0 | esc | 0.00097009 | 1.0467e-10 | 0.00097009 | 1.0467e-10
[120 empty] | 7.3.3.17.5 (Remote Grid) Updates to grid topology to minimize risk of ignition in HFTDs Remote GridWLDFRVegetation ContactAggregated | WLDFR | HFTD - Distribution - Tier 2 - 4QU CoRE ¦ 5QU LoRE | Non-Red Flag Warning - Destructive Fires | Vegetation Contact | Aggregated | 2034 | 1.079e-07 | 470.836 | 5.0801e-05 | 2034 | Mitigation | 0.95 | 45 | 0 | esc | 0.00097009 | 1.0467e-10 | 0.00097009 | 1.0467e-10
[120 empty] | 7.3.3.17.5 (Remote Grid) Updates to grid topology to minimize risk of ignition in HFTDs Remote GridWLDFRVegetation ContactAggregated | WLDFR | HFTD - Distribution - Tier 2 - 4QU CoRE ¦ 5QU LoRE | Non-Red Flag Warning - Destructive Fires | Vegetation Contact | Aggregated | 2035 | 1.079e-07 | 470.836 | 5.0801e-05 | 2035 | Mitigation | 0.95 | 45 | 0 | esc | 0.00097009 | 1.0467e-10 | 0.00097009 | 1.0467e-10
[120 empty] | 7.3.3.17.5 (Remote Grid) Updates to grid topology to minimize risk of ignition in HFTDs Remote GridWLDFRVegetation ContactAggregated | WLDFR | HFTD - Distribution - Tier 2 - 4QU CoRE ¦ 5QU LoRE | Non-Red Flag Warning - Destructive Fires | Vegetation Contact | Aggregated | 2036 | 1.079e-07 | 470.836 | 5.0801e-05 | 2036 | Mitigation | 0.95 | 45 | 0 | esc | 0.00097009 | 1.0467e-10 | 0.00097009 | 1.0467e-10
[120 empty] | 7.3.3.17.5 (Remote Grid) Updates to grid topology to minimize risk of ignition in HFTDs Remote GridWLDFRVegetation ContactAggregated | WLDFR | HFTD - Distribution - Tier 2 - 4QU CoRE ¦ 5QU LoRE | Non-Red Flag Warning - Destructive Fires | Vegetation Contact | Aggregated | 2037 | 1.079e-07 | 470.836 | 5.0801e-05 | 2037 | Mitigation | 0.95 | 45 | 0 | esc | 0.00097009 | 1.0467e-10 | 0.00097009 | 1.0467e-10
[120 empty] | 7.3.3.17.5 (Remote Grid) Updates to grid topology to minimize risk of ignition in HFTDs Remote GridWLDFRVegetation ContactAggregated | WLDFR | HFTD - Distribution - Tier 2 - 4QU CoRE ¦ 5QU LoRE | Non-Red Flag Warning - Destructive Fires | Vegetation Contact | Aggregated | 2038 | 1.079e-07 | 470.836 | 5.0801e-05 | 2038 | Mitigation | 0.95 | 45 | 0 | esc | 0.00097009 | 1.0467e-10 | 0.00097009 | 1.0467e-10
[120 empty] | 7.3.3.17.5 (Remote Grid) Updates to grid topology to minimize risk of ignition in HFTDs Remote GridWLDFRVegetation ContactAggregated | WLDFR | HFTD - Distribution - Tier 2 - 4QU CoRE ¦ 5QU LoRE | Non-Red Flag Warning - Destructive Fires | Vegetation Contact | Aggregated | 2039 | 1.079e-07 | 470.836 | 5.0801e-05 | 2039 | Mitigation | 0.95 | 45 | 0 | esc | 0.00097009 | 1.0467e-10 | 0.00097009 | 1.0467e-10
[120 empty] | 7.3.3.17.5 (Remote Grid) Updates to grid topology to minimize risk of ignition in HFTDs Remote GridWLDFRVegetation ContactAggregated | WLDFR | HFTD - Distribution - Tier 2 - 4QU CoRE ¦ 5QU LoRE | Non-Red Flag Warning - Destructive Fires | Vegetation Contact | Aggregated | 2040 | 1.079e-07 | 470.836 | 5.0801e-05 | 2040 | Mitigation | 0.95 | 45 | 0 | esc | 0.00097009 | 1.0467e-10 | 0.00097009 | 1.0467e-10
[120 empty] | 7.3.3.17.5 (Remote Grid) Updates to grid topology to minimize risk of ignition in HFTDs Remote GridWLDFRVegetation ContactAggregated | WLDFR | HFTD - Distribution - Tier 2 - 4QU CoRE ¦ 5QU LoRE | Non-Red Flag Warning - Destructive Fires | Vegetation Contact | Aggregated | 2041 | 1.079e-07 | 470.836 | 5.0801e-05 | 2041 | Mitigation | 0.95 | 45 | 0 | esc | 0.00097009 | 1.0467e-10 | 0.00097009 | 1.0467e-10
[120 empty] | 7.3.3.17.5 (Remote Grid) Updates to grid topology to minimize risk of ignition in HFTDs Remote GridWLDFRVegetation ContactAggregated | WLDFR | HFTD - Distribution - Tier 2 - 4QU CoRE ¦ 5QU LoRE | Non-Red Flag Warning - Destructive Fires | Vegetation Contact | Aggregated | 2042 | 1.079e-07 | 470.836 | 5.0801e-05 | 2042 | Mitigation | 0.95 | 45 | 0 | esc | 0.00097009 | 1.0467e-10 | 0.00097009 | 1.0467e-10
[120 empty] | 7.3.3.17.5 (Remote Grid) Updates to grid topology to minimize risk of ignition in HFTDs Remote GridWLDFRVegetation ContactAggregated | WLDFR | HFTD - Distribution - Tier 2 - 4QU CoRE ¦ 5QU LoRE | Non-Red Flag Warning - Destructive Fires | Vegetation Contact | Aggregated | 2043 | 1.079e-07 | 470.836 | 5.0801e-05 | 2043 | Mitigation | 0.95 | 45 | 0 | esc | 0.00097009 | 1.0467e-10 | 0.00097009 | 1.0467e-10
[120 empty] | 7.3.3.17.5 (Remote Grid) Updates to grid topology to minimize risk of ignition in HFTDs Remote GridWLDFRVegetation ContactAggregated | WLDFR | HFTD - Distribution - Tier 2 - 4QU CoRE ¦ 5QU LoRE | Non-Red Flag Warning - Destructive Fires | Vegetation Contact | Aggregated | 2044 | 1.079e-07 | 470.836 | 5.0801e-05 | 2044 | Mitigation | 0.95 | 45 | 0 | esc | 0.00097009 | 1.0467e-10 | 0.00097009 | 1.0467e-10
[120 empty] | 7.3.3.17.5 (Remote Grid) Updates to grid topology to minimize risk of ignition in HFTDs Remote GridWLDFRVegetation ContactAggregated | WLDFR | HFTD - Distribution - Tier 2 - 4QU CoRE ¦ 5QU LoRE | Non-Red Flag Warning - Destructive Fires | Vegetation Contact | Aggregated | 2045 | 1.079e-07 | 470.836 | 5.0801e-05 | 2045 | Mitigation | 0.95 | 45 | 0 | esc | 0.00097009 | 1.0467e-10 | 0.00097009 | 1.0467e-10
[120 empty] | 7.3.3.17.5 (Remote Grid) Updates to grid topology to minimize risk of ignition in HFTDs Remote GridWLDFRVegetation ContactAggregated | WLDFR | HFTD - Distribution - Tier 2 - 4QU CoRE ¦ 5QU LoRE | Non-Red Flag Warning - Destructive Fires | Vegetation Contact | Aggregated | 2046 | 1.079e-07 | 470.836 | 5.0801e-05 | 2046 | Mitigation | 0.95 | 45 | 0 | esc | 0.00097009 | 1.0467e-10 | 0.00097009 | 1.0467e-10
[120 empty] | 7.3.3.17.5 (Remote Grid) Updates to grid topology to minimize risk of ignition in HFTDs Remote GridWLDFRVegetation ContactAggregated | WLDFR | HFTD - Distribution - Tier 2 - 4QU CoRE ¦ 5QU LoRE | Non-Red Flag Warning - Destructive Fires | Vegetation Contact | Aggregated | 2047 | 1.079e-07 | 470.836 | 5.0801e-05 | 2047 | Mitigation | 0.95 | 45 | 0 | esc | 0.00097009 | 1.0467e-10 | 0.00097009 | 1.0467e-10
[120 empty] | 7.3.3.17.5 (Remote Grid) Updates to grid topology to minimize risk of ignition in HFTDs Remote GridWLDFRVegetation ContactAggregated | WLDFR | HFTD - Distribution - Tier 2 - 4QU CoRE ¦ 5QU LoRE | Non-Red Flag Warning - Destructive Fires | Vegetation Contact | Aggregated | 2048 | 1.079e-07 | 470.836 | 5.0801e-05 | 2048 | Mitigation | 0.95 | 45 | 0 | esc | 0.00097009 | 1.0467e-10 | 0.00097009 | 1.0467e-10
[120 empty] | 7.3.3.17.5 (Remote Grid) Updates to grid topology to minimize risk of ignition in HFTDs Remote GridWLDFRVegetation ContactAggregated | WLDFR | HFTD - Distribution - Tier 2 - 4QU CoRE ¦ 5QU LoRE | Non-Red Flag Warning - Destructive Fires | Vegetation Contact | Aggregated | 2049 | 1.079e-07 | 470.836 | 5.0801e-05 | 2049 | Mitigation | 0.95 | 45 | 0 | esc | 0.00097009 | 1.0467e-10 | 0.00097009 | 1.0467e-10
[120 empty] | 7.3.3.17.5 (Remote Grid) Updates to grid topology to minimize risk of ignition in HFTDs Remote GridWLDFRVegetation ContactAggregated | WLDFR | HFTD - Distribution - Tier 2 - 4QU CoRE ¦ 5QU LoRE | Non-Red Flag Warning - Destructive Fires | Vegetation Contact | Aggregated | 2050 | 1.079e-07 | 470.836 | 5.0801e-05 | 2050 | Mitigation | 0.95 | 45 | 0 | esc | 0.00097009 | 1.0467e-10 | 0.00097009 | 1.0467e-10
[120 empty] | 7.3.3.17.5 (Remote Grid) Updates to grid topology to minimize risk of ignition in HFTDs Remote GridWLDFRVegetation ContactAggregated | WLDFR | HFTD - Distribution - Tier 2 - 4QU CoRE ¦ 5QU LoRE | Non-Red Flag Warning - Destructive Fires | Vegetation Contact | Aggregated | 2051 | 1.079e-07 | 470.836 | 5.0801e-05 | 2051 | Mitigation | 0.95 | 45 | 0 | esc | 0.00097009 | 1.0467e-10 | 0.00097009 | 1.0467e-10
[120 empty] | 7.3.3.17.5 (Remote Grid) Updates to grid topology to minimize risk of ignition in HFTDs Remote GridWLDFRVegetation ContactAggregated | WLDFR | HFTD - Distribution - Tier 2 - 4QU CoRE ¦ 5QU LoRE | Non-Red Flag Warning - Destructive Fires | Vegetation Contact | Aggregated | 2052 | 1.079e-07 | 470.836 | 5.0801e-05 | 2052 | Mitigation | 0.95 | 45 | 0 | esc | 0.00097009 | 1.0467e-10 | 0.00097009 | 1.0467e-10
[120 empty] | 7.3.3.17.5 (Remote Grid) Updates to grid topology to minimize risk of ignition in HFTDs Remote GridWLDFRVegetation ContactAggregated | WLDFR | HFTD - Distribution - Tier 2 - 4QU CoRE ¦ 5QU LoRE | Non-Red Flag Warning - Destructive Fires | Vegetation Contact | Aggregated | 2053 | 1.079e-07 | 470.836 | 5.0801e-05 | 2053 | Mitigation | 0.95 | 45 | 0 | esc | 0.00097009 | 1.0467e-10 | 0.00097009 | 1.0467e-10
[120 empty] | 7.3.3.17.5 (Remote Grid) Updates to grid topology to minimize risk of ignition in HFTDs Remote GridWLDFRVegetation ContactAggregated | WLDFR | HFTD - Distribution - Tier 2 - 4QU CoRE ¦ 5QU LoRE | Non-Red Flag Warning - Destructive Fires | Vegetation Contact | Aggregated | 2054 | 1.079e-07 | 470.836 | 5.0801e-05 | 2054 | Mitigation | 0.95 | 45 | 0 | esc | 0.00097009 | 1.0467e-10 | 0.00097009 | 1.0467e-10
[120 empty] | 7.3.3.17.5 (Remote Grid) Updates to grid topology to minimize risk of ignition in HFTDs Remote GridWLDFRVegetation ContactAggregated | WLDFR | HFTD - Distribution - Tier 2 - 4QU CoRE ¦ 5QU LoRE | Non-Red Flag Warning - Destructive Fires | Vegetation Contact | Aggregated | 2055 | 1.079e-07 | 470.836 | 5.0801e-05 | 2055 | Mitigation | 0.95 | 45 | 0 | esc | 0.00097009 | 1.0467e-10 | 0.00097009 | 1.0467e-10
[120 empty] | 7.3.3.17.5 (Remote Grid) Updates to grid topology to minimize risk of ignition in HFTDs Remote GridWLDFRVegetation ContactAggregated | WLDFR | HFTD - Distribution - Tier 2 - 4QU CoRE ¦ 5QU LoRE | Non-Red Flag Warning - Destructive Fires | Vegetation Contact | Aggregated | 2056 | 1.079e-07 | 470.836 | 5.0801e-05 | 2056 | Mitigation | 0.95 | 45 | 0 | esc | 0.00097009 | 1.0467e-10 | 0.00097009 | 1.0467e-10
[120 empty] | 7.3.3.17.5 (Remote Grid) Updates to grid topology to minimize risk of ignition in HFTDs Remote GridWLDFRVegetation ContactAggregated | WLDFR | HFTD - Distribution - Tier 2 - 4QU CoRE ¦ 5QU LoRE | Non-Red Flag Warning - Destructive Fires | Vegetation Contact | Aggregated | 2057 | 1.079e-07 | 470.836 | 5.0801e-05 | 2057 | Mitigation | 0.95 | 45 | 0 | esc | 0.00097009 | 1.0467e-10 | 0.00097009 | 1.0467e-10
[120 empty] | 7.3.3.17.5 (Remote Grid) Updates to grid topology to minimize risk of ignition in HFTDs Remote GridWLDFRVegetation ContactAggregated | WLDFR | HFTD - Distribution - Tier 2 - 4QU CoRE ¦ 5QU LoRE | Non-Red Flag Warning - Destructive Fires | Vegetation Contact | Aggregated | 2058 | 1.079e-07 | 470.836 | 5.0801e-05 | 2058 | Mitigation | 0.95 | 45 | 0 | esc | 0.00097009 | 1.0467e-10 | 0.00097009 | 1.0467e-10
[120 empty] | 7.3.3.17.5 (Remote Grid) Updates to grid topology to minimize risk of ignition in HFTDs Remote GridWLDFRVegetation ContactAggregated | WLDFR | HFTD - Distribution - Tier 2 - 4QU CoRE ¦ 5QU LoRE | Non-Red Flag Warning - Destructive Fires | Vegetation Contact | Aggregated | 2059 | 1.079e-07 | 470.836 | 5.0801e-05 | 2059 | Mitigation | 0.95 | 45 | 0 | esc | 0.00097009 | 1.0467e-10 | 0.00097009 | 1.0467e-10
[120 empty] | 7.3.3.17.5 (Remote Grid) Updates to grid topology to minimize risk of ignition in HFTDs Remote GridWLDFRVegetation ContactAggregated | WLDFR | HFTD - Distribution - Tier 2 - 4QU CoRE ¦ 5QU LoRE | Non-Red Flag Warning - Destructive Fires | Vegetation Contact | Aggregated | 2060 | 1.079e-07 | 470.836 | 5.0801e-05 | 2060 | Mitigation | 0.95 | 45 | 0 | esc | 0.00097009 | 1.0467e-10 | 0.00097009 | 1.0467e-10
[120 empty] | 7.3.3.17.5 (Remote Grid) Updates to grid topology to minimize risk of ignition in HFTDs Remote GridWLDFRVegetation ContactAggregated | WLDFR | HFTD - Distribution - Tier 2 - 4QU CoRE ¦ 5QU LoRE | Non-Red Flag Warning - Destructive Fires | Vegetation Contact | Aggregated | 2061 | 1.079e-07 | 470.836 | 5.0801e-05 | 2061 | Mitigation | 0.95 | 45 | 0 | esc | 0.00097009 | 1.0467e-10 | 0.00097009 | 1.0467e-10
[120 empty] | 7.3.3.17.5 (Remote Grid) Updates to grid topology to minimize risk of ignition in HFTDs Remote GridWLDFRVegetation ContactAggregated | WLDFR | HFTD - Distribution - Tier 2 - 4QU CoRE ¦ 5QU LoRE | Non-Red Flag Warning - Destructive Fires | Vegetation Contact | Aggregated | 2062 | 1.079e-07 | 470.836 | 5.0801e-05 | 2062 | Mitigation | 0.95 | 45 | 0 | esc | 0.00097009 | 1.0467e-10 | 0.00097009 | 1.0467e-10
[120 empty] | 7.3.3.17.5 (Remote Grid) Updates to grid topology to minimize risk of ignition in HFTDs Remote GridWLDFRVegetation ContactAggregated | WLDFR | HFTD - Distribution - Tier 2 - 4QU CoRE ¦ 5QU LoRE | Non-Red Flag Warning - Destructive Fires | Vegetation Contact | Aggregated | 2063 | 1.079e-07 | 470.836 | 5.0801e-05 | 2063 | Mitigation | 0.95 | 45 | 0 | esc | 0.00097009 | 1.0467e-10 | 0.00097009 | 1.0467e-10
[120 empty] | 7.3.3.17.5 (Remote Grid) Updates to grid topology to minimize risk of ignition in HFTDs Remote GridWLDFRVegetation ContactAggregated | WLDFR | HFTD - Distribution - Tier 2 - 4QU CoRE ¦ 5QU LoRE | Non-Red Flag Warning - Destructive Fires | Vegetation Contact | Aggregated | 2064 | 1.079e-07 | 470.836 | 5.0801e-05 | 2064 | Mitigation | 0.95 | 45 | 0 | esc | 0.00097009 | 1.0467e-10 | 0.00097009 | 1.0467e-10
[120 empty] | 7.3.3.17.5 (Remote Grid) Updates to grid topology to minimize risk of ignition in HFTDs Remote GridWLDFRVegetation ContactAggregated | WLDFR | HFTD - Distribution - Tier 2 - 4QU CoRE ¦ 5QU LoRE | Non-Red Flag Warning - Destructive Fires | Vegetation Contact | Aggregated | 2065 | 1.079e-07 | 470.836 | 5.0801e-05 | 2065 | Mitigation | 0.95 | 45 | 0 | esc | 0.00097009 | 1.0467e-10 | 0.00097009 | 1.0467e-10
[120 empty] | 7.3.3.17.5 (Remote Grid) Updates to grid topology to minimize risk of ignition in HFTDs Remote GridWLDFRVegetation ContactAggregated | WLDFR | HFTD - Distribution - Tier 2 - 4QU CoRE ¦ 5QU LoRE | Non-Red Flag Warning - Destructive Fires | Vegetation Contact | Aggregated | 2066 | 1.079e-07 | 470.836 | 5.0801e-05 | 2066 | Mitigation | 0.95 | 45 | 0 | esc | 0.00097009 | 1.0467e-10 | 0.00097009 | 1.0467e-10
[120 empty] | 7.3.3.17.5 (Remote Grid) Updates to grid topology to minimize risk of ignition in HFTDs Remote GridWLDFRVegetation ContactAggregated | WLDFR | HFTD - Distribution - Tier 2 - 4QU CoRE ¦ 5QU LoRE | Non-Red Flag Warning - Destructive Fires | Vegetation Contact | Aggregated | 2067 | 1.079e-07 | 470.836 | 5.0801e-05 | 2067 | Mitigation | 0.95 | 45 | 0 | esc | 0 | 0 | 0.00097009 | 1.0467e-10
[120 empty] | 7.3.3.17.5 (Remote Grid) Updates to grid topology to minimize risk of ignition in HFTDs Remote GridWLDFRWire-to-wire contactAggregated | WLDFR | HFTD - Distribution - Tier 2 - 4QU CoRE ¦ 5QU LoRE | Non-Red Flag Warning - Destructive Fires | Wire-to-wire contact | Aggregated | 2022 | 6.6583e-08 | 470.836 | 3.135e-05 | 2022 | Mitigation | 0.95 | 45 | 0 | esc | 0.00097009 | 6.4591e-11 | 0 | 0
[120 empty] | 7.3.3.17.5 (Remote Grid) Updates to grid topology to minimize risk of ignition in HFTDs Remote GridWLDFRWire-to-wire contactAggregated | WLDFR | HFTD - Distribution - Tier 2 - 4QU CoRE ¦ 5QU LoRE | Non-Red Flag Warning - Destructive Fires | Wire-to-wire contact | Aggregated | 2023 | 6.6583e-08 | 470.836 | 3.135e-05 | 2023 | Mitigation | 0.95 | 45 | 0 | esc | 0.00097009 | 6.4591e-11 | 0.00097009 | 6.4591e-11
[120 empty] | 7.3.3.17.5 (Remote Grid) Updates to grid topology to minimize risk of ignition in HFTDs Remote GridWLDFRWire-to-wire contactAggregated | WLDFR | HFTD - Distribution - Tier 2 - 4QU CoRE ¦ 5QU LoRE | Non-Red Flag Warning - Destructive Fires | Wire-to-wire contact | Aggregated | 2024 | 6.6583e-08 | 470.836 | 3.135e-05 | 2024 | Mitigation | 0.95 | 45 | 0 | esc | 0.00097009 | 6.4591e-11 | 0.00097009 | 6.4591e-11
[120 empty] | 7.3.3.17.5 (Remote Grid) Updates to grid topology to minimize risk of ignition in HFTDs Remote GridWLDFRWire-to-wire contactAggregated | WLDFR | HFTD - Distribution - Tier 2 - 4QU CoRE ¦ 5QU LoRE | Non-Red Flag Warning - Destructive Fires | Wire-to-wire contact | Aggregated | 2025 | 6.6583e-08 | 470.836 | 3.135e-05 | 2025 | Mitigation | 0.95 | 45 | 0 | esc | 0.00097009 | 6.4591e-11 | 0.00097009 | 6.4591e-11
[120 empty] | 7.3.3.17.5 (Remote Grid) Updates to grid topology to minimize risk of ignition in HFTDs Remote GridWLDFRWire-to-wire contactAggregated | WLDFR | HFTD - Distribution - Tier 2 - 4QU CoRE ¦ 5QU LoRE | Non-Red Flag Warning - Destructive Fires | Wire-to-wire contact | Aggregated | 2026 | 6.6583e-08 | 470.836 | 3.135e-05 | 2026 | Mitigation | 0.95 | 45 | 0 | esc | 0.00097009 | 6.4591e-11 | 0.00097009 | 6.4591e-11
[120 empty] | 7.3.3.17.5 (Remote Grid) Updates to grid topology to minimize risk of ignition in HFTDs Remote GridWLDFRWire-to-wire contactAggregated | WLDFR | HFTD - Distribution - Tier 2 - 4QU CoRE ¦ 5QU LoRE | Non-Red Flag Warning - Destructive Fires | Wire-to-wire contact | Aggregated | 2027 | 6.6583e-08 | 470.836 | 3.135e-05 | 2027 | Mitigation | 0.95 | 45 | 0 | esc | 0.00097009 | 6.4591e-11 | 0.00097009 | 6.4591e-11
[120 empty] | 7.3.3.17.5 (Remote Grid) Updates to grid topology to minimize risk of ignition in HFTDs Remote GridWLDFRWire-to-wire contactAggregated | WLDFR | HFTD - Distribution - Tier 2 - 4QU CoRE ¦ 5QU LoRE | Non-Red Flag Warning - Destructive Fires | Wire-to-wire contact | Aggregated | 2028 | 6.6583e-08 | 470.836 | 3.135e-05 | 2028 | Mitigation | 0.95 | 45 | 0 | esc | 0.00097009 | 6.4591e-11 | 0.00097009 | 6.4591e-11
[120 empty] | 7.3.3.17.5 (Remote Grid) Updates to grid topology to minimize risk of ignition in HFTDs Remote GridWLDFRWire-to-wire contactAggregated | WLDFR | HFTD - Distribution - Tier 2 - 4QU CoRE ¦ 5QU LoRE | Non-Red Flag Warning - Destructive Fires | Wire-to-wire contact | Aggregated | 2029 | 6.6583e-08 | 470.836 | 3.135e-05 | 2029 | Mitigation | 0.95 | 45 | 0 | esc | 0.00097009 | 6.4591e-11 | 0.00097009 | 6.4591e-11
[120 empty] | 7.3.3.17.5 (Remote Grid) Updates to grid topology to minimize risk of ignition in HFTDs Remote GridWLDFRWire-to-wire contactAggregated | WLDFR | HFTD - Distribution - Tier 2 - 4QU CoRE ¦ 5QU LoRE | Non-Red Flag Warning - Destructive Fires | Wire-to-wire contact | Aggregated | 2030 | 6.6583e-08 | 470.836 | 3.135e-05 | 2030 | Mitigation | 0.95 | 45 | 0 | esc | 0.00097009 | 6.4591e-11 | 0.00097009 | 6.4591e-11
[120 empty] | 7.3.3.17.5 (Remote Grid) Updates to grid topology to minimize risk of ignition in HFTDs Remote GridWLDFRWire-to-wire contactAggregated | WLDFR | HFTD - Distribution - Tier 2 - 4QU CoRE ¦ 5QU LoRE | Non-Red Flag Warning - Destructive Fires | Wire-to-wire contact | Aggregated | 2031 | 6.6583e-08 | 470.836 | 3.135e-05 | 2031 | Mitigation | 0.95 | 45 | 0 | esc | 0.00097009 | 6.4591e-11 | 0.00097009 | 6.4591e-11
[120 empty] | 7.3.3.17.5 (Remote Grid) Updates to grid topology to minimize risk of ignition in HFTDs Remote GridWLDFRWire-to-wire contactAggregated | WLDFR | HFTD - Distribution - Tier 2 - 4QU CoRE ¦ 5QU LoRE | Non-Red Flag Warning - Destructive Fires | Wire-to-wire contact | Aggregated | 2032 | 6.6583e-08 | 470.836 | 3.135e-05 | 2032 | Mitigation | 0.95 | 45 | 0 | esc | 0.00097009 | 6.4591e-11 | 0.00097009 | 6.4591e-11
[120 empty] | 7.3.3.17.5 (Remote Grid) Updates to grid topology to minimize risk of ignition in HFTDs Remote GridWLDFRWire-to-wire contactAggregated | WLDFR | HFTD - Distribution - Tier 2 - 4QU CoRE ¦ 5QU LoRE | Non-Red Flag Warning - Destructive Fires | Wire-to-wire contact | Aggregated | 2033 | 6.6583e-08 | 470.836 | 3.135e-05 | 2033 | Mitigation | 0.95 | 45 | 0 | esc | 0.00097009 | 6.4591e-11 | 0.00097009 | 6.4591e-11
[120 empty] | 7.3.3.17.5 (Remote Grid) Updates to grid topology to minimize risk of ignition in HFTDs Remote GridWLDFRWire-to-wire contactAggregated | WLDFR | HFTD - Distribution - Tier 2 - 4QU CoRE ¦ 5QU LoRE | Non-Red Flag Warning - Destructive Fires | Wire-to-wire contact | Aggregated | 2034 | 6.6583e-08 | 470.836 | 3.135e-05 | 2034 | Mitigation | 0.95 | 45 | 0 | esc | 0.00097009 | 6.4591e-11 | 0.00097009 | 6.4591e-11
[120 empty] | 7.3.3.17.5 (Remote Grid) Updates to grid topology to minimize risk of ignition in HFTDs Remote GridWLDFRWire-to-wire contactAggregated | WLDFR | HFTD - Distribution - Tier 2 - 4QU CoRE ¦ 5QU LoRE | Non-Red Flag Warning - Destructive Fires | Wire-to-wire contact | Aggregated | 2035 | 6.6583e-08 | 470.836 | 3.135e-05 | 2035 | Mitigation | 0.95 | 45 | 0 | esc | 0.00097009 | 6.4591e-11 | 0.00097009 | 6.4591e-11
[120 empty] | 7.3.3.17.5 (Remote Grid) Updates to grid topology to minimize risk of ignition in HFTDs Remote GridWLDFRWire-to-wire contactAggregated | WLDFR | HFTD - Distribution - Tier 2 - 4QU CoRE ¦ 5QU LoRE | Non-Red Flag Warning - Destructive Fires | Wire-to-wire contact | Aggregated | 2036 | 6.6583e-08 | 470.836 | 3.135e-05 | 2036 | Mitigation | 0.95 | 45 | 0 | esc | 0.00097009 | 6.4591e-11 | 0.00097009 | 6.4591e-11
[120 empty] | 7.3.3.17.5 (Remote Grid) Updates to grid topology to minimize risk of ignition in HFTDs Remote GridWLDFRWire-to-wire contactAggregated | WLDFR | HFTD - Distribution - Tier 2 - 4QU CoRE ¦ 5QU LoRE | Non-Red Flag Warning - Destructive Fires | Wire-to-wire contact | Aggregated | 2037 | 6.6583e-08 | 470.836 | 3.135e-05 | 2037 | Mitigation | 0.95 | 45 | 0 | esc | 0.00097009 | 6.4591e-11 | 0.00097009 | 6.4591e-11
[120 empty] | 7.3.3.17.5 (Remote Grid) Updates to grid topology to minimize risk of ignition in HFTDs Remote GridWLDFRWire-to-wire contactAggregated | WLDFR | HFTD - Distribution - Tier 2 - 4QU CoRE ¦ 5QU LoRE | Non-Red Flag Warning - Destructive Fires | Wire-to-wire contact | Aggregated | 2038 | 6.6583e-08 | 470.836 | 3.135e-05 | 2038 | Mitigation | 0.95 | 45 | 0 | esc | 0.00097009 | 6.4591e-11 | 0.00097009 | 6.4591e-11
[120 empty] | 7.3.3.17.5 (Remote Grid) Updates to grid topology to minimize risk of ignition in HFTDs Remote GridWLDFRWire-to-wire contactAggregated | WLDFR | HFTD - Distribution - Tier 2 - 4QU CoRE ¦ 5QU LoRE | Non-Red Flag Warning - Destructive Fires | Wire-to-wire contact | Aggregated | 2039 | 6.6583e-08 | 470.836 | 3.135e-05 | 2039 | Mitigation | 0.95 | 45 | 0 | esc | 0.00097009 | 6.4591e-11 | 0.00097009 | 6.4591e-11
[120 empty] | 7.3.3.17.5 (Remote Grid) Updates to grid topology to minimize risk of ignition in HFTDs Remote GridWLDFRWire-to-wire contactAggregated | WLDFR | HFTD - Distribution - Tier 2 - 4QU CoRE ¦ 5QU LoRE | Non-Red Flag Warning - Destructive Fires | Wire-to-wire contact | Aggregated | 2040 | 6.6583e-08 | 470.836 | 3.135e-05 | 2040 | Mitigation | 0.95 | 45 | 0 | esc | 0.00097009 | 6.4591e-11 | 0.00097009 | 6.4591e-11
[120 empty] | 7.3.3.17.5 (Remote Grid) Updates to grid topology to minimize risk of ignition in HFTDs Remote GridWLDFRWire-to-wire contactAggregated | WLDFR | HFTD - Distribution - Tier 2 - 4QU CoRE ¦ 5QU LoRE | Non-Red Flag Warning - Destructive Fires | Wire-to-wire contact | Aggregated | 2041 | 6.6583e-08 | 470.836 | 3.135e-05 | 2041 | Mitigation | 0.95 | 45 | 0 | esc | 0.00097009 | 6.4591e-11 | 0.00097009 | 6.4591e-11
[120 empty] | 7.3.3.17.5 (Remote Grid) Updates to grid topology to minimize risk of ignition in HFTDs Remote GridWLDFRWire-to-wire contactAggregated | WLDFR | HFTD - Distribution - Tier 2 - 4QU CoRE ¦ 5QU LoRE | Non-Red Flag Warning - Destructive Fires | Wire-to-wire contact | Aggregated | 2042 | 6.6583e-08 | 470.836 | 3.135e-05 | 2042 | Mitigation | 0.95 | 45 | 0 | esc | 0.00097009 | 6.4591e-11 | 0.00097009 | 6.4591e-11
[120 empty] | 7.3.3.17.5 (Remote Grid) Updates to grid topology to minimize risk of ignition in HFTDs Remote GridWLDFRWire-to-wire contactAggregated | WLDFR | HFTD - Distribution - Tier 2 - 4QU CoRE ¦ 5QU LoRE | Non-Red Flag Warning - Destructive Fires | Wire-to-wire contact | Aggregated | 2043 | 6.6583e-08 | 470.836 | 3.135e-05 | 2043 | Mitigation | 0.95 | 45 | 0 | esc | 0.00097009 | 6.4591e-11 | 0.00097009 | 6.4591e-11
[120 empty] | 7.3.3.17.5 (Remote Grid) Updates to grid topology to minimize risk of ignition in HFTDs Remote GridWLDFRWire-to-wire contactAggregated | WLDFR | HFTD - Distribution - Tier 2 - 4QU CoRE ¦ 5QU LoRE | Non-Red Flag Warning - Destructive Fires | Wire-to-wire contact | Aggregated | 2044 | 6.6583e-08 | 470.836 | 3.135e-05 | 2044 | Mitigation | 0.95 | 45 | 0 | esc | 0.00097009 | 6.4591e-11 | 0.00097009 | 6.4591e-11
[120 empty] | 7.3.3.17.5 (Remote Grid) Updates to grid topology to minimize risk of ignition in HFTDs Remote GridWLDFRWire-to-wire contactAggregated | WLDFR | HFTD - Distribution - Tier 2 - 4QU CoRE ¦ 5QU LoRE | Non-Red Flag Warning - Destructive Fires | Wire-to-wire contact | Aggregated | 2045 | 6.6583e-08 | 470.836 | 3.135e-05 | 2045 | Mitigation | 0.95 | 45 | 0 | esc | 0.00097009 | 6.4591e-11 | 0.00097009 | 6.4591e-11
[120 empty] | 7.3.3.17.5 (Remote Grid) Updates to grid topology to minimize risk of ignition in HFTDs Remote GridWLDFRWire-to-wire contactAggregated | WLDFR | HFTD - Distribution - Tier 2 - 4QU CoRE ¦ 5QU LoRE | Non-Red Flag Warning - Destructive Fires | Wire-to-wire contact | Aggregated | 2046 | 6.6583e-08 | 470.836 | 3.135e-05 | 2046 | Mitigation | 0.95 | 45 | 0 | esc | 0.00097009 | 6.4591e-11 | 0.00097009 | 6.4591e-11
[120 empty] | 7.3.3.17.5 (Remote Grid) Updates to grid topology to minimize risk of ignition in HFTDs Remote GridWLDFRWire-to-wire contactAggregated | WLDFR | HFTD - Distribution - Tier 2 - 4QU CoRE ¦ 5QU LoRE | Non-Red Flag Warning - Destructive Fires | Wire-to-wire contact | Aggregated | 2047 | 6.6583e-08 | 470.836 | 3.135e-05 | 2047 | Mitigation | 0.95 | 45 | 0 | esc | 0.00097009 | 6.4591e-11 | 0.00097009 | 6.4591e-11
[120 empty] | 7.3.3.17.5 (Remote Grid) Updates to grid topology to minimize risk of ignition in HFTDs Remote GridWLDFRWire-to-wire contactAggregated | WLDFR | HFTD - Distribution - Tier 2 - 4QU CoRE ¦ 5QU LoRE | Non-Red Flag Warning - Destructive Fires | Wire-to-wire contact | Aggregated | 2048 | 6.6583e-08 | 470.836 | 3.135e-05 | 2048 | Mitigation | 0.95 | 45 | 0 | esc | 0.00097009 | 6.4591e-11 | 0.00097009 | 6.4591e-11
[120 empty] | 7.3.3.17.5 (Remote Grid) Updates to grid topology to minimize risk of ignition in HFTDs Remote GridWLDFRWire-to-wire contactAggregated | WLDFR | HFTD - Distribution - Tier 2 - 4QU CoRE ¦ 5QU LoRE | Non-Red Flag Warning - Destructive Fires | Wire-to-wire contact | Aggregated | 2049 | 6.6583e-08 | 470.836 | 3.135e-05 | 2049 | Mitigation | 0.95 | 45 | 0 | esc | 0.00097009 | 6.4591e-11 | 0.00097009 | 6.4591e-11
[120 empty] | 7.3.3.17.5 (Remote Grid) Updates to grid topology to minimize risk of ignition in HFTDs Remote GridWLDFRWire-to-wire contactAggregated | WLDFR | HFTD - Distribution - Tier 2 - 4QU CoRE ¦ 5QU LoRE | Non-Red Flag Warning - Destructive Fires | Wire-to-wire contact | Aggregated | 2050 | 6.6583e-08 | 470.836 | 3.135e-05 | 2050 | Mitigation | 0.95 | 45 | 0 | esc | 0.00097009 | 6.4591e-11 | 0.00097009 | 6.4591e-11
[120 empty] | 7.3.3.17.5 (Remote Grid) Updates to grid topology to minimize risk of ignition in HFTDs Remote GridWLDFRWire-to-wire contactAggregated | WLDFR | HFTD - Distribution - Tier 2 - 4QU CoRE ¦ 5QU LoRE | Non-Red Flag Warning - Destructive Fires | Wire-to-wire contact | Aggregated | 2051 | 6.6583e-08 | 470.836 | 3.135e-05 | 2051 | Mitigation | 0.95 | 45 | 0 | esc | 0.00097009 | 6.4591e-11 | 0.00097009 | 6.4591e-11
[120 empty] | 7.3.3.17.5 (Remote Grid) Updates to grid topology to minimize risk of ignition in HFTDs Remote GridWLDFRWire-to-wire contactAggregated | WLDFR | HFTD - Distribution - Tier 2 - 4QU CoRE ¦ 5QU LoRE | Non-Red Flag Warning - Destructive Fires | Wire-to-wire contact | Aggregated | 2052 | 6.6583e-08 | 470.836 | 3.135e-05 | 2052 | Mitigation | 0.95 | 45 | 0 | esc | 0.00097009 | 6.4591e-11 | 0.00097009 | 6.4591e-11
[120 empty] | 7.3.3.17.5 (Remote Grid) Updates to grid topology to minimize risk of ignition in HFTDs Remote GridWLDFRWire-to-wire contactAggregated | WLDFR | HFTD - Distribution - Tier 2 - 4QU CoRE ¦ 5QU LoRE | Non-Red Flag Warning - Destructive Fires | Wire-to-wire contact | Aggregated | 2053 | 6.6583e-08 | 470.836 | 3.135e-05 | 2053 | Mitigation | 0.95 | 45 | 0 | esc | 0.00097009 | 6.4591e-11 | 0.00097009 | 6.4591e-11
[120 empty] | 7.3.3.17.5 (Remote Grid) Updates to grid topology to minimize risk of ignition in HFTDs Remote GridWLDFRWire-to-wire contactAggregated | WLDFR | HFTD - Distribution - Tier 2 - 4QU CoRE ¦ 5QU LoRE | Non-Red Flag Warning - Destructive Fires | Wire-to-wire contact | Aggregated | 2054 | 6.6583e-08 | 470.836 | 3.135e-05 | 2054 | Mitigation | 0.95 | 45 | 0 | esc | 0.00097009 | 6.4591e-11 | 0.00097009 | 6.4591e-11
[120 empty] | 7.3.3.17.5 (Remote Grid) Updates to grid topology to minimize risk of ignition in HFTDs Remote GridWLDFRWire-to-wire contactAggregated | WLDFR | HFTD - Distribution - Tier 2 - 4QU CoRE ¦ 5QU LoRE | Non-Red Flag Warning - Destructive Fires | Wire-to-wire contact | Aggregated | 2055 | 6.6583e-08 | 470.836 | 3.135e-05 | 2055 | Mitigation | 0.95 | 45 | 0 | esc | 0.00097009 | 6.4591e-11 | 0.00097009 | 6.4591e-11
[120 empty] | 7.3.3.17.5 (Remote Grid) Updates to grid topology to minimize risk of ignition in HFTDs Remote GridWLDFRWire-to-wire contactAggregated | WLDFR | HFTD - Distribution - Tier 2 - 4QU CoRE ¦ 5QU LoRE | Non-Red Flag Warning - Destructive Fires | Wire-to-wire contact | Aggregated | 2056 | 6.6583e-08 | 470.836 | 3.135e-05 | 2056 | Mitigation | 0.95 | 45 | 0 | esc | 0.00097009 | 6.4591e-11 | 0.00097009 | 6.4591e-11
[120 empty] | 7.3.3.17.5 (Remote Grid) Updates to grid topology to minimize risk of ignition in HFTDs Remote GridWLDFRWire-to-wire contactAggregated | WLDFR | HFTD - Distribution - Tier 2 - 4QU CoRE ¦ 5QU LoRE | Non-Red Flag Warning - Destructive Fires | Wire-to-wire contact | Aggregated | 2057 | 6.6583e-08 | 470.836 | 3.135e-05 | 2057 | Mitigation | 0.95 | 45 | 0 | esc | 0.00097009 | 6.4591e-11 | 0.00097009 | 6.4591e-11
[120 empty] | 7.3.3.17.5 (Remote Grid) Updates to grid topology to minimize risk of ignition in HFTDs Remote GridWLDFRWire-to-wire contactAggregated | WLDFR | HFTD - Distribution - Tier 2 - 4QU CoRE ¦ 5QU LoRE | Non-Red Flag Warning - Destructive Fires | Wire-to-wire contact | Aggregated | 2058 | 6.6583e-08 | 470.836 | 3.135e-05 | 2058 | Mitigation | 0.95 | 45 | 0 | esc | 0.00097009 | 6.4591e-11 | 0.00097009 | 6.4591e-11
[120 empty] | 7.3.3.17.5 (Remote Grid) Updates to grid topology to minimize risk of ignition in HFTDs Remote GridWLDFRWire-to-wire contactAggregated | WLDFR | HFTD - Distribution - Tier 2 - 4QU CoRE ¦ 5QU LoRE | Non-Red Flag Warning - Destructive Fires | Wire-to-wire contact | Aggregated | 2059 | 6.6583e-08 | 470.836 | 3.135e-05 | 2059 | Mitigation | 0.95 | 45 | 0 | esc | 0.00097009 | 6.4591e-11 | 0.00097009 | 6.4591e-11
[120 empty] | 7.3.3.17.5 (Remote Grid) Updates to grid topology to minimize risk of ignition in HFTDs Remote GridWLDFRWire-to-wire contactAggregated | WLDFR | HFTD - Distribution - Tier 2 - 4QU CoRE ¦ 5QU LoRE | Non-Red Flag Warning - Destructive Fires | Wire-to-wire contact | Aggregated | 2060 | 6.6583e-08 | 470.836 | 3.135e-05 | 2060 | Mitigation | 0.95 | 45 | 0 | esc | 0.00097009 | 6.4591e-11 | 0.00097009 | 6.4591e-11
[120 empty] | 7.3.3.17.5 (Remote Grid) Updates to grid topology to minimize risk of ignition in HFTDs Remote GridWLDFRWire-to-wire contactAggregated | WLDFR | HFTD - Distribution - Tier 2 - 4QU CoRE ¦ 5QU LoRE | Non-Red Flag Warning - Destructive Fires | Wire-to-wire contact | Aggregated | 2061 | 6.6583e-08 | 470.836 | 3.135e-05 | 2061 | Mitigation | 0.95 | 45 | 0 | esc | 0.00097009 | 6.4591e-11 | 0.00097009 | 6.4591e-11
[120 empty] | 7.3.3.17.5 (Remote Grid) Updates to grid topology to minimize risk of ignition in HFTDs Remote GridWLDFRWire-to-wire contactAggregated | WLDFR | HFTD - Distribution - Tier 2 - 4QU CoRE ¦ 5QU LoRE | Non-Red Flag Warning - Destructive Fires | Wire-to-wire contact | Aggregated | 2062 | 6.6583e-08 | 470.836 | 3.135e-05 | 2062 | Mitigation | 0.95 | 45 | 0 | esc | 0.00097009 | 6.4591e-11 | 0.00097009 | 6.4591e-11
[120 empty] | 7.3.3.17.5 (Remote Grid) Updates to grid topology to minimize risk of ignition in HFTDs Remote GridWLDFRWire-to-wire contactAggregated | WLDFR | HFTD - Distribution - Tier 2 - 4QU CoRE ¦ 5QU LoRE | Non-Red Flag Warning - Destructive Fires | Wire-to-wire contact | Aggregated | 2063 | 6.6583e-08 | 470.836 | 3.135e-05 | 2063 | Mitigation | 0.95 | 45 | 0 | esc | 0.00097009 | 6.4591e-11 | 0.00097009 | 6.4591e-11
[120 empty] | 7.3.3.17.5 (Remote Grid) Updates to grid topology to minimize risk of ignition in HFTDs Remote GridWLDFRWire-to-wire contactAggregated | WLDFR | HFTD - Distribution - Tier 2 - 4QU CoRE ¦ 5QU LoRE | Non-Red Flag Warning - Destructive Fires | Wire-to-wire contact | Aggregated | 2064 | 6.6583e-08 | 470.836 | 3.135e-05 | 2064 | Mitigation | 0.95 | 45 | 0 | esc | 0.00097009 | 6.4591e-11 | 0.00097009 | 6.4591e-11
[120 empty] | 7.3.3.17.5 (Remote Grid) Updates to grid topology to minimize risk of ignition in HFTDs Remote GridWLDFRWire-to-wire contactAggregated | WLDFR | HFTD - Distribution - Tier 2 - 4QU CoRE ¦ 5QU LoRE | Non-Red Flag Warning - Destructive Fires | Wire-to-wire contact | Aggregated | 2065 | 6.6583e-08 | 470.836 | 3.135e-05 | 2065 | Mitigation | 0.95 | 45 | 0 | esc | 0.00097009 | 6.4591e-11 | 0.00097009 | 6.4591e-11
[120 empty] | 7.3.3.17.5 (Remote Grid) Updates to grid topology to minimize risk of ignition in HFTDs Remote GridWLDFRWire-to-wire contactAggregated | WLDFR | HFTD - Distribution - Tier 2 - 4QU CoRE ¦ 5QU LoRE | Non-Red Flag Warning - Destructive Fires | Wire-to-wire contact | Aggregated | 2066 | 6.6583e-08 | 470.836 | 3.135e-05 | 2066 | Mitigation | 0.95 | 45 | 0 | esc | 0.00097009 | 6.4591e-11 | 0.00097009 | 6.4591e-11
[120 empty] | 7.3.3.17.5 (Remote Grid) Updates to grid topology to minimize risk of ignition in HFTDs Remote GridWLDFRWire-to-wire contactAggregated | WLDFR | HFTD - Distribution - Tier 2 - 4QU CoRE ¦ 5QU LoRE | Non-Red Flag Warning - Destructive Fires | Wire-to-wire contact | Aggregated | 2067 | 6.6583e-08 | 470.836 | 3.135e-05 | 2067 | Mitigation | 0.95 | 45 | 0 | esc | 0 | 0 | 0.00097009 | 6.4591e-11
[120 empty] | 7.3.3.17.5 (Remote Grid) Updates to grid topology to minimize risk of ignition in HFTDs Remote GridWLDFRContact from objectAggregated | WLDFR | HFTD - Distribution - Tier 2 - 4QU CoRE ¦ 5QU LoRE | Non-Red Flag Warning - Large Fires | Contact from object | Aggregated | 2022 | 1.9536e-06 | 470.836 | 0.00091983 | 2022 | Mitigation | 0.95 | 45 | 0 | esc | 0.00097009 | 1.8952e-09 | 0 | 0
[120 empty] | 7.3.3.17.5 (Remote Grid) Updates to grid topology to minimize risk of ignition in HFTDs Remote GridWLDFRContact from objectAggregated | WLDFR | HFTD - Distribution - Tier 2 - 4QU CoRE ¦ 5QU LoRE | Non-Red Flag Warning - Large Fires | Contact from object | Aggregated | 2023 | 1.9536e-06 | 470.836 | 0.00091983 | 2023 | Mitigation | 0.95 | 45 | 0 | esc | 0.00097009 | 1.8952e-09 | 0.00097009 | 1.8952e-09
[120 empty] | 7.3.3.17.5 (Remote Grid) Updates to grid topology to minimize risk of ignition in HFTDs Remote GridWLDFRContact from objectAggregated | WLDFR | HFTD - Distribution - Tier 2 - 4QU CoRE ¦ 5QU LoRE | Non-Red Flag Warning - Large Fires | Contact from object | Aggregated | 2024 | 1.9536e-06 | 470.836 | 0.00091983 | 2024 | Mitigation | 0.95 | 45 | 0 | esc | 0.00097009 | 1.8952e-09 | 0.00097009 | 1.8952e-09
[120 empty] | 7.3.3.17.5 (Remote Grid) Updates to grid topology to minimize risk of ignition in HFTDs Remote GridWLDFRContact from objectAggregated | WLDFR | HFTD - Distribution - Tier 2 - 4QU CoRE ¦ 5QU LoRE | Non-Red Flag Warning - Large Fires | Contact from object | Aggregated | 2025 | 1.9536e-06 | 470.836 | 0.00091983 | 2025 | Mitigation | 0.95 | 45 | 0 | esc | 0.00097009 | 1.8952e-09 | 0.00097009 | 1.8952e-09
[120 empty] | 7.3.3.17.5 (Remote Grid) Updates to grid topology to minimize risk of ignition in HFTDs Remote GridWLDFRContact from objectAggregated | WLDFR | HFTD - Distribution - Tier 2 - 4QU CoRE ¦ 5QU LoRE | Non-Red Flag Warning - Large Fires | Contact from object | Aggregated | 2026 | 1.9536e-06 | 470.836 | 0.00091983 | 2026 | Mitigation | 0.95 | 45 | 0 | esc | 0.00097009 | 1.8952e-09 | 0.00097009 | 1.8952e-09
[120 empty] | 7.3.3.17.5 (Remote Grid) Updates to grid topology to minimize risk of ignition in HFTDs Remote GridWLDFRContact from objectAggregated | WLDFR | HFTD - Distribution - Tier 2 - 4QU CoRE ¦ 5QU LoRE | Non-Red Flag Warning - Large Fires | Contact from object | Aggregated | 2027 | 1.9536e-06 | 470.836 | 0.00091983 | 2027 | Mitigation | 0.95 | 45 | 0 | esc | 0.00097009 | 1.8952e-09 | 0.00097009 | 1.8952e-09
[120 empty] | 7.3.3.17.5 (Remote Grid) Updates to grid topology to minimize risk of ignition in HFTDs Remote GridWLDFRContact from objectAggregated | WLDFR | HFTD - Distribution - Tier 2 - 4QU CoRE ¦ 5QU LoRE | Non-Red Flag Warning - Large Fires | Contact from object | Aggregated | 2028 | 1.9536e-06 | 470.836 | 0.00091983 | 2028 | Mitigation | 0.95 | 45 | 0 | esc | 0.00097009 | 1.8952e-09 | 0.00097009 | 1.8952e-09
[120 empty] | 7.3.3.17.5 (Remote Grid) Updates to grid topology to minimize risk of ignition in HFTDs Remote GridWLDFRContact from objectAggregated | WLDFR | HFTD - Distribution - Tier 2 - 4QU CoRE ¦ 5QU LoRE | Non-Red Flag Warning - Large Fires | Contact from object | Aggregated | 2029 | 1.9536e-06 | 470.836 | 0.00091983 | 2029 | Mitigation | 0.95 | 45 | 0 | esc | 0.00097009 | 1.8952e-09 | 0.00097009 | 1.8952e-09
[120 empty] | 7.3.3.17.5 (Remote Grid) Updates to grid topology to minimize risk of ignition in HFTDs Remote GridWLDFRContact from objectAggregated | WLDFR | HFTD - Distribution - Tier 2 - 4QU CoRE ¦ 5QU LoRE | Non-Red Flag Warning - Large Fires | Contact from object | Aggregated | 2030 | 1.9536e-06 | 470.836 | 0.00091983 | 2030 | Mitigation | 0.95 | 45 | 0 | esc | 0.00097009 | 1.8952e-09 | 0.00097009 | 1.8952e-09
[120 empty] | 7.3.3.17.5 (Remote Grid) Updates to grid topology to minimize risk of ignition in HFTDs Remote GridWLDFRContact from objectAggregated | WLDFR | HFTD - Distribution - Tier 2 - 4QU CoRE ¦ 5QU LoRE | Non-Red Flag Warning - Large Fires | Contact from object | Aggregated | 2031 | 1.9536e-06 | 470.836 | 0.00091983 | 2031 | Mitigation | 0.95 | 45 | 0 | esc | 0.00097009 | 1.8952e-09 | 0.00097009 | 1.8952e-09
[120 empty] | 7.3.3.17.5 (Remote Grid) Updates to grid topology to minimize risk of ignition in HFTDs Remote GridWLDFRContact from objectAggregated | WLDFR | HFTD - Distribution - Tier 2 - 4QU CoRE ¦ 5QU LoRE | Non-Red Flag Warning - Large Fires | Contact from object | Aggregated | 2032 | 1.9536e-06 | 470.836 | 0.00091983 | 2032 | Mitigation | 0.95 | 45 | 0 | esc | 0.00097009 | 1.8952e-09 | 0.00097009 | 1.8952e-09
[120 empty] | 7.3.3.17.5 (Remote Grid) Updates to grid topology to minimize risk of ignition in HFTDs Remote GridWLDFRContact from objectAggregated | WLDFR | HFTD - Distribution - Tier 2 - 4QU CoRE ¦ 5QU LoRE | Non-Red Flag Warning - Large Fires | Contact from object | Aggregated | 2033 | 1.9536e-06 | 470.836 | 0.00091983 | 2033 | Mitigation | 0.95 | 45 | 0 | esc | 0.00097009 | 1.8952e-09 | 0.00097009 | 1.8952e-09
[120 empty] | 7.3.3.17.5 (Remote Grid) Updates to grid topology to minimize risk of ignition in HFTDs Remote GridWLDFRContact from objectAggregated | WLDFR | HFTD - Distribution - Tier 2 - 4QU CoRE ¦ 5QU LoRE | Non-Red Flag Warning - Large Fires | Contact from object | Aggregated | 2034 | 1.9536e-06 | 470.836 | 0.00091983 | 2034 | Mitigation | 0.95 | 45 | 0 | esc | 0.00097009 | 1.8952e-09 | 0.00097009 | 1.8952e-09
[120 empty] | 7.3.3.17.5 (Remote Grid) Updates to grid topology to minimize risk of ignition in HFTDs Remote GridWLDFRContact from objectAggregated | WLDFR | HFTD - Distribution - Tier 2 - 4QU CoRE ¦ 5QU LoRE | Non-Red Flag Warning - Large Fires | Contact from object | Aggregated | 2035 | 1.9536e-06 | 470.836 | 0.00091983 | 2035 | Mitigation | 0.95 | 45 | 0 | esc | 0.00097009 | 1.8952e-09 | 0.00097009 | 1.8952e-09
[120 empty] | 7.3.3.17.5 (Remote Grid) Updates to grid topology to minimize risk of ignition in HFTDs Remote GridWLDFRContact from objectAggregated | WLDFR | HFTD - Distribution - Tier 2 - 4QU CoRE ¦ 5QU LoRE | Non-Red Flag Warning - Large Fires | Contact from object | Aggregated | 2036 | 1.9536e-06 | 470.836 | 0.00091983 | 2036 | Mitigation | 0.95 | 45 | 0 | esc | 0.00097009 | 1.8952e-09 | 0.00097009 | 1.8952e-09
[120 empty] | 7.3.3.17.5 (Remote Grid) Updates to grid topology to minimize risk of ignition in HFTDs Remote GridWLDFRContact from objectAggregated | WLDFR | HFTD - Distribution - Tier 2 - 4QU CoRE ¦ 5QU LoRE | Non-Red Flag Warning - Large Fires | Contact from object | Aggregated | 2037 | 1.9536e-06 | 470.836 | 0.00091983 | 2037 | Mitigation | 0.95 | 45 | 0 | esc | 0.00097009 | 1.8952e-09 | 0.00097009 | 1.8952e-09
[120 empty] | 7.3.3.17.5 (Remote Grid) Updates to grid topology to minimize risk of ignition in HFTDs Remote GridWLDFRContact from objectAggregated | WLDFR | HFTD - Distribution - Tier 2 - 4QU CoRE ¦ 5QU LoRE | Non-Red Flag Warning - Large Fires | Contact from object | Aggregated | 2038 | 1.9536e-06 | 470.836 | 0.00091983 | 2038 | Mitigation | 0.95 | 45 | 0 | esc | 0.00097009 | 1.8952e-09 | 0.00097009 | 1.8952e-09
[120 empty] | 7.3.3.17.5 (Remote Grid) Updates to grid topology to minimize risk of ignition in HFTDs Remote GridWLDFRContact from objectAggregated | WLDFR | HFTD - Distribution - Tier 2 - 4QU CoRE ¦ 5QU LoRE | Non-Red Flag Warning - Large Fires | Contact from object | Aggregated | 2039 | 1.9536e-06 | 470.836 | 0.00091983 | 2039 | Mitigation | 0.95 | 45 | 0 | esc | 0.00097009 | 1.8952e-09 | 0.00097009 | 1.8952e-09
[120 empty] | 7.3.3.17.5 (Remote Grid) Updates to grid topology to minimize risk of ignition in HFTDs Remote GridWLDFRContact from objectAggregated | WLDFR | HFTD - Distribution - Tier 2 - 4QU CoRE ¦ 5QU LoRE | Non-Red Flag Warning - Large Fires | Contact from object | Aggregated | 2040 | 1.9536e-06 | 470.836 | 0.00091983 | 2040 | Mitigation | 0.95 | 45 | 0 | esc | 0.00097009 | 1.8952e-09 | 0.00097009 | 1.8952e-09
[120 empty] | 7.3.3.17.5 (Remote Grid) Updates to grid topology to minimize risk of ignition in HFTDs Remote GridWLDFRContact from objectAggregated | WLDFR | HFTD - Distribution - Tier 2 - 4QU CoRE ¦ 5QU LoRE | Non-Red Flag Warning - Large Fires | Contact from object | Aggregated | 2041 | 1.9536e-06 | 470.836 | 0.00091983 | 2041 | Mitigation | 0.95 | 45 | 0 | esc | 0.00097009 | 1.8952e-09 | 0.00097009 | 1.8952e-09
[120 empty] | 7.3.3.17.5 (Remote Grid) Updates to grid topology to minimize risk of ignition in HFTDs Remote GridWLDFRContact from objectAggregated | WLDFR | HFTD - Distribution - Tier 2 - 4QU CoRE ¦ 5QU LoRE | Non-Red Flag Warning - Large Fires | Contact from object | Aggregated | 2042 | 1.9536e-06 | 470.836 | 0.00091983 | 2042 | Mitigation | 0.95 | 45 | 0 | esc | 0.00097009 | 1.8952e-09 | 0.00097009 | 1.8952e-09
[120 empty] | 7.3.3.17.5 (Remote Grid) Updates to grid topology to minimize risk of ignition in HFTDs Remote GridWLDFRContact from objectAggregated | WLDFR | HFTD - Distribution - Tier 2 - 4QU CoRE ¦ 5QU LoRE | Non-Red Flag Warning - Large Fires | Contact from object | Aggregated | 2043 | 1.9536e-06 | 470.836 | 0.00091983 | 2043 | Mitigation | 0.95 | 45 | 0 | esc | 0.00097009 | 1.8952e-09 | 0.00097009 | 1.8952e-09
[120 empty] | 7.3.3.17.5 (Remote Grid) Updates to grid topology to minimize risk of ignition in HFTDs Remote GridWLDFRContact from objectAggregated | WLDFR | HFTD - Distribution - Tier 2 - 4QU CoRE ¦ 5QU LoRE | Non-Red Flag Warning - Large Fires | Contact from object | Aggregated | 2044 | 1.9536e-06 | 470.836 | 0.00091983 | 2044 | Mitigation | 0.95 | 45 | 0 | esc | 0.00097009 | 1.8952e-09 | 0.00097009 | 1.8952e-09
[120 empty] | 7.3.3.17.5 (Remote Grid) Updates to grid topology to minimize risk of ignition in HFTDs Remote GridWLDFRContact from objectAggregated | WLDFR | HFTD - Distribution - Tier 2 - 4QU CoRE ¦ 5QU LoRE | Non-Red Flag Warning - Large Fires | Contact from object | Aggregated | 2045 | 1.9536e-06 | 470.836 | 0.00091983 | 2045 | Mitigation | 0.95 | 45 | 0 | esc | 0.00097009 | 1.8952e-09 | 0.00097009 | 1.8952e-09
[120 empty] | 7.3.3.17.5 (Remote Grid) Updates to grid topology to minimize risk of ignition in HFTDs Remote GridWLDFRContact from objectAggregated | WLDFR | HFTD - Distribution - Tier 2 - 4QU CoRE ¦ 5QU LoRE | Non-Red Flag Warning - Large Fires | Contact from object | Aggregated | 2046 | 1.9536e-06 | 470.836 | 0.00091983 | 2046 | Mitigation | 0.95 | 45 | 0 | esc | 0.00097009 | 1.8952e-09 | 0.00097009 | 1.8952e-09
[120 empty] | 7.3.3.17.5 (Remote Grid) Updates to grid topology to minimize risk of ignition in HFTDs Remote GridWLDFRContact from objectAggregated | WLDFR | HFTD - Distribution - Tier 2 - 4QU CoRE ¦ 5QU LoRE | Non-Red Flag Warning - Large Fires | Contact from object | Aggregated | 2047 | 1.9536e-06 | 470.836 | 0.00091983 | 2047 | Mitigation | 0.95 | 45 | 0 | esc | 0.00097009 | 1.8952e-09 | 0.00097009 | 1.8952e-09
[120 empty] | 7.3.3.17.5 (Remote Grid) Updates to grid topology to minimize risk of ignition in HFTDs Remote GridWLDFRContact from objectAggregated | WLDFR | HFTD - Distribution - Tier 2 - 4QU CoRE ¦ 5QU LoRE | Non-Red Flag Warning - Large Fires | Contact from object | Aggregated | 2048 | 1.9536e-06 | 470.836 | 0.00091983 | 2048 | Mitigation | 0.95 | 45 | 0 | esc | 0.00097009 | 1.8952e-09 | 0.00097009 | 1.8952e-09
[120 empty] | 7.3.3.17.5 (Remote Grid) Updates to grid topology to minimize risk of ignition in HFTDs Remote GridWLDFRContact from objectAggregated | WLDFR | HFTD - Distribution - Tier 2 - 4QU CoRE ¦ 5QU LoRE | Non-Red Flag Warning - Large Fires | Contact from object | Aggregated | 2049 | 1.9536e-06 | 470.836 | 0.00091983 | 2049 | Mitigation | 0.95 | 45 | 0 | esc | 0.00097009 | 1.8952e-09 | 0.00097009 | 1.8952e-09
[120 empty] | 7.3.3.17.5 (Remote Grid) Updates to grid topology to minimize risk of ignition in HFTDs Remote GridWLDFRContact from objectAggregated | WLDFR | HFTD - Distribution - Tier 2 - 4QU CoRE ¦ 5QU LoRE | Non-Red Flag Warning - Large Fires | Contact from object | Aggregated | 2050 | 1.9536e-06 | 470.836 | 0.00091983 | 2050 | Mitigation | 0.95 | 45 | 0 | esc | 0.00097009 | 1.8952e-09 | 0.00097009 | 1.8952e-09
[120 empty] | 7.3.3.17.5 (Remote Grid) Updates to grid topology to minimize risk of ignition in HFTDs Remote GridWLDFRContact from objectAggregated | WLDFR | HFTD - Distribution - Tier 2 - 4QU CoRE ¦ 5QU LoRE | Non-Red Flag Warning - Large Fires | Contact from object | Aggregated | 2051 | 1.9536e-06 | 470.836 | 0.00091983 | 2051 | Mitigation | 0.95 | 45 | 0 | esc | 0.00097009 | 1.8952e-09 | 0.00097009 | 1.8952e-09
[120 empty] | 7.3.3.17.5 (Remote Grid) Updates to grid topology to minimize risk of ignition in HFTDs Remote GridWLDFRContact from objectAggregated | WLDFR | HFTD - Distribution - Tier 2 - 4QU CoRE ¦ 5QU LoRE | Non-Red Flag Warning - Large Fires | Contact from object | Aggregated | 2052 | 1.9536e-06 | 470.836 | 0.00091983 | 2052 | Mitigation | 0.95 | 45 | 0 | esc | 0.00097009 | 1.8952e-09 | 0.00097009 | 1.8952e-09
[120 empty] | 7.3.3.17.5 (Remote Grid) Updates to grid topology to minimize risk of ignition in HFTDs Remote GridWLDFRContact from objectAggregated | WLDFR | HFTD - Distribution - Tier 2 - 4QU CoRE ¦ 5QU LoRE | Non-Red Flag Warning - Large Fires | Contact from object | Aggregated | 2053 | 1.9536e-06 | 470.836 | 0.00091983 | 2053 | Mitigation | 0.95 | 45 | 0 | esc | 0.00097009 | 1.8952e-09 | 0.00097009 | 1.8952e-09
[120 empty] | 7.3.3.17.5 (Remote Grid) Updates to grid topology to minimize risk of ignition in HFTDs Remote GridWLDFRContact from objectAggregated | WLDFR | HFTD - Distribution - Tier 2 - 4QU CoRE ¦ 5QU LoRE | Non-Red Flag Warning - Large Fires | Contact from object | Aggregated | 2054 | 1.9536e-06 | 470.836 | 0.00091983 | 2054 | Mitigation | 0.95 | 45 | 0 | esc | 0.00097009 | 1.8952e-09 | 0.00097009 | 1.8952e-09
[120 empty] | 7.3.3.17.5 (Remote Grid) Updates to grid topology to minimize risk of ignition in HFTDs Remote GridWLDFRContact from objectAggregated | WLDFR | HFTD - Distribution - Tier 2 - 4QU CoRE ¦ 5QU LoRE | Non-Red Flag Warning - Large Fires | Contact from object | Aggregated | 2055 | 1.9536e-06 | 470.836 | 0.00091983 | 2055 | Mitigation | 0.95 | 45 | 0 | esc | 0.00097009 | 1.8952e-09 | 0.00097009 | 1.8952e-09
[120 empty] | 7.3.3.17.5 (Remote Grid) Updates to grid topology to minimize risk of ignition in HFTDs Remote GridWLDFRContact from objectAggregated | WLDFR | HFTD - Distribution - Tier 2 - 4QU CoRE ¦ 5QU LoRE | Non-Red Flag Warning - Large Fires | Contact from object | Aggregated | 2056 | 1.9536e-06 | 470.836 | 0.00091983 | 2056 | Mitigation | 0.95 | 45 | 0 | esc | 0.00097009 | 1.8952e-09 | 0.00097009 | 1.8952e-09
[120 empty] | 7.3.3.17.5 (Remote Grid) Updates to grid topology to minimize risk of ignition in HFTDs Remote GridWLDFRContact from objectAggregated | WLDFR | HFTD - Distribution - Tier 2 - 4QU CoRE ¦ 5QU LoRE | Non-Red Flag Warning - Large Fires | Contact from object | Aggregated | 2057 | 1.9536e-06 | 470.836 | 0.00091983 | 2057 | Mitigation | 0.95 | 45 | 0 | esc | 0.00097009 | 1.8952e-09 | 0.00097009 | 1.8952e-09
[120 empty] | 7.3.3.17.5 (Remote Grid) Updates to grid topology to minimize risk of ignition in HFTDs Remote GridWLDFRContact from objectAggregated | WLDFR | HFTD - Distribution - Tier 2 - 4QU CoRE ¦ 5QU LoRE | Non-Red Flag Warning - Large Fires | Contact from object | Aggregated | 2058 | 1.9536e-06 | 470.836 | 0.00091983 | 2058 | Mitigation | 0.95 | 45 | 0 | esc | 0.00097009 | 1.8952e-09 | 0.00097009 | 1.8952e-09
[120 empty] | 7.3.3.17.5 (Remote Grid) Updates to grid topology to minimize risk of ignition in HFTDs Remote GridWLDFRContact from objectAggregated | WLDFR | HFTD - Distribution - Tier 2 - 4QU CoRE ¦ 5QU LoRE | Non-Red Flag Warning - Large Fires | Contact from object | Aggregated | 2059 | 1.9536e-06 | 470.836 | 0.00091983 | 2059 | Mitigation | 0.95 | 45 | 0 | esc | 0.00097009 | 1.8952e-09 | 0.00097009 | 1.8952e-09
[120 empty] | 7.3.3.17.5 (Remote Grid) Updates to grid topology to minimize risk of ignition in HFTDs Remote GridWLDFRContact from objectAggregated | WLDFR | HFTD - Distribution - Tier 2 - 4QU CoRE ¦ 5QU LoRE | Non-Red Flag Warning - Large Fires | Contact from object | Aggregated | 2060 | 1.9536e-06 | 470.836 | 0.00091983 | 2060 | Mitigation | 0.95 | 45 | 0 | esc | 0.00097009 | 1.8952e-09 | 0.00097009 | 1.8952e-09
[120 empty] | 7.3.3.17.5 (Remote Grid) Updates to grid topology to minimize risk of ignition in HFTDs Remote GridWLDFRContact from objectAggregated | WLDFR | HFTD - Distribution - Tier 2 - 4QU CoRE ¦ 5QU LoRE | Non-Red Flag Warning - Large Fires | Contact from object | Aggregated | 2061 | 1.9536e-06 | 470.836 | 0.00091983 | 2061 | Mitigation | 0.95 | 45 | 0 | esc | 0.00097009 | 1.8952e-09 | 0.00097009 | 1.8952e-09
[120 empty] | 7.3.3.17.5 (Remote Grid) Updates to grid topology to minimize risk of ignition in HFTDs Remote GridWLDFRContact from objectAggregated | WLDFR | HFTD - Distribution - Tier 2 - 4QU CoRE ¦ 5QU LoRE | Non-Red Flag Warning - Large Fires | Contact from object | Aggregated | 2062 | 1.9536e-06 | 470.836 | 0.00091983 | 2062 | Mitigation | 0.95 | 45 | 0 | esc | 0.00097009 | 1.8952e-09 | 0.00097009 | 1.8952e-09
[120 empty] | 7.3.3.17.5 (Remote Grid) Updates to grid topology to minimize risk of ignition in HFTDs Remote GridWLDFRContact from objectAggregated | WLDFR | HFTD - Distribution - Tier 2 - 4QU CoRE ¦ 5QU LoRE | Non-Red Flag Warning - Large Fires | Contact from object | Aggregated | 2063 | 1.9536e-06 | 470.836 | 0.00091983 | 2063 | Mitigation | 0.95 | 45 | 0 | esc | 0.00097009 | 1.8952e-09 | 0.00097009 | 1.8952e-09
[120 empty] | 7.3.3.17.5 (Remote Grid) Updates to grid topology to minimize risk of ignition in HFTDs Remote GridWLDFRContact from objectAggregated | WLDFR | HFTD - Distribution - Tier 2 - 4QU CoRE ¦ 5QU LoRE | Non-Red Flag Warning - Large Fires | Contact from object | Aggregated | 2064 | 1.9536e-06 | 470.836 | 0.00091983 | 2064 | Mitigation | 0.95 | 45 | 0 | esc | 0.00097009 | 1.8952e-09 | 0.00097009 | 1.8952e-09
[120 empty] | 7.3.3.17.5 (Remote Grid) Updates to grid topology to minimize risk of ignition in HFTDs Remote GridWLDFRContact from objectAggregated | WLDFR | HFTD - Distribution - Tier 2 - 4QU CoRE ¦ 5QU LoRE | Non-Red Flag Warning - Large Fires | Contact from object | Aggregated | 2065 | 1.9536e-06 | 470.836 | 0.00091983 | 2065 | Mitigation | 0.95 | 45 | 0 | esc | 0.00097009 | 1.8952e-09 | 0.00097009 | 1.8952e-09
[120 empty] | 7.3.3.17.5 (Remote Grid) Updates to grid topology to minimize risk of ignition in HFTDs Remote GridWLDFRContact from objectAggregated | WLDFR | HFTD - Distribution - Tier 2 - 4QU CoRE ¦ 5QU LoRE | Non-Red Flag Warning - Large Fires | Contact from object | Aggregated | 2066 | 1.9536e-06 | 470.836 | 0.00091983 | 2066 | Mitigation | 0.95 | 45 | 0 | esc | 0.00097009 | 1.8952e-09 | 0.00097009 | 1.8952e-09
[120 empty] | 7.3.3.17.5 (Remote Grid) Updates to grid topology to minimize risk of ignition in HFTDs Remote GridWLDFRContact from objectAggregated | WLDFR | HFTD - Distribution - Tier 2 - 4QU CoRE ¦ 5QU LoRE | Non-Red Flag Warning - Large Fires | Contact from object | Aggregated | 2067 | 1.9536e-06 | 470.836 | 0.00091983 | 2067 | Mitigation | 0.95 | 45 | 0 | esc | 0 | 0 | 0.00097009 | 1.8952e-09
[120 empty] | 7.3.3.17.5 (Remote Grid) Updates to grid topology to minimize risk of ignition in HFTDs Remote GridWLDFRContaminationAggregated | WLDFR | HFTD - Distribution - Tier 2 - 4QU CoRE ¦ 5QU LoRE | Non-Red Flag Warning - Large Fires | Contamination | Aggregated | 2022 | 5.2685e-08 | 470.836 | 2.4806e-05 | 2022 | Mitigation | 0.95 | 45 | 0 | esc | 0.00097009 | 5.1109e-11 | 0 | 0
[120 empty] | 7.3.3.17.5 (Remote Grid) Updates to grid topology to minimize risk of ignition in HFTDs Remote GridWLDFRContaminationAggregated | WLDFR | HFTD - Distribution - Tier 2 - 4QU CoRE ¦ 5QU LoRE | Non-Red Flag Warning - Large Fires | Contamination | Aggregated | 2023 | 5.2685e-08 | 470.836 | 2.4806e-05 | 2023 | Mitigation | 0.95 | 45 | 0 | esc | 0.00097009 | 5.1109e-11 | 0.00097009 | 5.1109e-11
[120 empty] | 7.3.3.17.5 (Remote Grid) Updates to grid topology to minimize risk of ignition in HFTDs Remote GridWLDFRContaminationAggregated | WLDFR | HFTD - Distribution - Tier 2 - 4QU CoRE ¦ 5QU LoRE | Non-Red Flag Warning - Large Fires | Contamination | Aggregated | 2024 | 5.2685e-08 | 470.836 | 2.4806e-05 | 2024 | Mitigation | 0.95 | 45 | 0 | esc | 0.00097009 | 5.1109e-11 | 0.00097009 | 5.1109e-11
[120 empty] | 7.3.3.17.5 (Remote Grid) Updates to grid topology to minimize risk of ignition in HFTDs Remote GridWLDFRContaminationAggregated | WLDFR | HFTD - Distribution - Tier 2 - 4QU CoRE ¦ 5QU LoRE | Non-Red Flag Warning - Large Fires | Contamination | Aggregated | 2025 | 5.2685e-08 | 470.836 | 2.4806e-05 | 2025 | Mitigation | 0.95 | 45 | 0 | esc | 0.00097009 | 5.1109e-11 | 0.00097009 | 5.1109e-11
[120 empty] | 7.3.3.17.5 (Remote Grid) Updates to grid topology to minimize risk of ignition in HFTDs Remote GridWLDFRContaminationAggregated | WLDFR | HFTD - Distribution - Tier 2 - 4QU CoRE ¦ 5QU LoRE | Non-Red Flag Warning - Large Fires | Contamination | Aggregated | 2026 | 5.2685e-08 | 470.836 | 2.4806e-05 | 2026 | Mitigation | 0.95 | 45 | 0 | esc | 0.00097009 | 5.1109e-11 | 0.00097009 | 5.1109e-11
[120 empty] | 7.3.3.17.5 (Remote Grid) Updates to grid topology to minimize risk of ignition in HFTDs Remote GridWLDFRContaminationAggregated | WLDFR | HFTD - Distribution - Tier 2 - 4QU CoRE ¦ 5QU LoRE | Non-Red Flag Warning - Large Fires | Contamination | Aggregated | 2027 | 5.2685e-08 | 470.836 | 2.4806e-05 | 2027 | Mitigation | 0.95 | 45 | 0 | esc | 0.00097009 | 5.1109e-11 | 0.00097009 | 5.1109e-11
[120 empty] | 7.3.3.17.5 (Remote Grid) Updates to grid topology to minimize risk of ignition in HFTDs Remote GridWLDFRContaminationAggregated | WLDFR | HFTD - Distribution - Tier 2 - 4QU CoRE ¦ 5QU LoRE | Non-Red Flag Warning - Large Fires | Contamination | Aggregated | 2028 | 5.2685e-08 | 470.836 | 2.4806e-05 | 2028 | Mitigation | 0.95 | 45 | 0 | esc | 0.00097009 | 5.1109e-11 | 0.00097009 | 5.1109e-11
[120 empty] | 7.3.3.17.5 (Remote Grid) Updates to grid topology to minimize risk of ignition in HFTDs Remote GridWLDFRContaminationAggregated | WLDFR | HFTD - Distribution - Tier 2 - 4QU CoRE ¦ 5QU LoRE | Non-Red Flag Warning - Large Fires | Contamination | Aggregated | 2029 | 5.2685e-08 | 470.836 | 2.4806e-05 | 2029 | Mitigation | 0.95 | 45 | 0 | esc | 0.00097009 | 5.1109e-11 | 0.00097009 | 5.1109e-11
[120 empty] | 7.3.3.17.5 (Remote Grid) Updates to grid topology to minimize risk of ignition in HFTDs Remote GridWLDFRContaminationAggregated | WLDFR | HFTD - Distribution - Tier 2 - 4QU CoRE ¦ 5QU LoRE | Non-Red Flag Warning - Large Fires | Contamination | Aggregated | 2030 | 5.2685e-08 | 470.836 | 2.4806e-05 | 2030 | Mitigation | 0.95 | 45 | 0 | esc | 0.00097009 | 5.1109e-11 | 0.00097009 | 5.1109e-11
[120 empty] | 7.3.3.17.5 (Remote Grid) Updates to grid topology to minimize risk of ignition in HFTDs Remote GridWLDFRContaminationAggregated | WLDFR | HFTD - Distribution - Tier 2 - 4QU CoRE ¦ 5QU LoRE | Non-Red Flag Warning - Large Fires | Contamination | Aggregated | 2031 | 5.2685e-08 | 470.836 | 2.4806e-05 | 2031 | Mitigation | 0.95 | 45 | 0 | esc | 0.00097009 | 5.1109e-11 | 0.00097009 | 5.1109e-11
[120 empty] | 7.3.3.17.5 (Remote Grid) Updates to grid topology to minimize risk of ignition in HFTDs Remote GridWLDFRContaminationAggregated | WLDFR | HFTD - Distribution - Tier 2 - 4QU CoRE ¦ 5QU LoRE | Non-Red Flag Warning - Large Fires | Contamination | Aggregated | 2032 | 5.2685e-08 | 470.836 | 2.4806e-05 | 2032 | Mitigation | 0.95 | 45 | 0 | esc | 0.00097009 | 5.1109e-11 | 0.00097009 | 5.1109e-11
[120 empty] | 7.3.3.17.5 (Remote Grid) Updates to grid topology to minimize risk of ignition in HFTDs Remote GridWLDFRContaminationAggregated | WLDFR | HFTD - Distribution - Tier 2 - 4QU CoRE ¦ 5QU LoRE | Non-Red Flag Warning - Large Fires | Contamination | Aggregated | 2033 | 5.2685e-08 | 470.836 | 2.4806e-05 | 2033 | Mitigation | 0.95 | 45 | 0 | esc | 0.00097009 | 5.1109e-11 | 0.00097009 | 5.1109e-11
[120 empty] | 7.3.3.17.5 (Remote Grid) Updates to grid topology to minimize risk of ignition in HFTDs Remote GridWLDFRContaminationAggregated | WLDFR | HFTD - Distribution - Tier 2 - 4QU CoRE ¦ 5QU LoRE | Non-Red Flag Warning - Large Fires | Contamination | Aggregated | 2034 | 5.2685e-08 | 470.836 | 2.4806e-05 | 2034 | Mitigation | 0.95 | 45 | 0 | esc | 0.00097009 | 5.1109e-11 | 0.00097009 | 5.1109e-11
[120 empty] | 7.3.3.17.5 (Remote Grid) Updates to grid topology to minimize risk of ignition in HFTDs Remote GridWLDFRContaminationAggregated | WLDFR | HFTD - Distribution - Tier 2 - 4QU CoRE ¦ 5QU LoRE | Non-Red Flag Warning - Large Fires | Contamination | Aggregated | 2035 | 5.2685e-08 | 470.836 | 2.4806e-05 | 2035 | Mitigation | 0.95 | 45 | 0 | esc | 0.00097009 | 5.1109e-11 | 0.00097009 | 5.1109e-11
[120 empty] | 7.3.3.17.5 (Remote Grid) Updates to grid topology to minimize risk of ignition in HFTDs Remote GridWLDFRContaminationAggregated | WLDFR | HFTD - Distribution - Tier 2 - 4QU CoRE ¦ 5QU LoRE | Non-Red Flag Warning - Large Fires | Contamination | Aggregated | 2036 | 5.2685e-08 | 470.836 | 2.4806e-05 | 2036 | Mitigation | 0.95 | 45 | 0 | esc | 0.00097009 | 5.1109e-11 | 0.00097009 | 5.1109e-11
[120 empty] | 7.3.3.17.5 (Remote Grid) Updates to grid topology to minimize risk of ignition in HFTDs Remote GridWLDFRContaminationAggregated | WLDFR | HFTD - Distribution - Tier 2 - 4QU CoRE ¦ 5QU LoRE | Non-Red Flag Warning - Large Fires | Contamination | Aggregated | 2037 | 5.2685e-08 | 470.836 | 2.4806e-05 | 2037 | Mitigation | 0.95 | 45 | 0 | esc | 0.00097009 | 5.1109e-11 | 0.00097009 | 5.1109e-11
[120 empty] | 7.3.3.17.5 (Remote Grid) Updates to grid topology to minimize risk of ignition in HFTDs Remote GridWLDFRContaminationAggregated | WLDFR | HFTD - Distribution - Tier 2 - 4QU CoRE ¦ 5QU LoRE | Non-Red Flag Warning - Large Fires | Contamination | Aggregated | 2038 | 5.2685e-08 | 470.836 | 2.4806e-05 | 2038 | Mitigation | 0.95 | 45 | 0 | esc | 0.00097009 | 5.1109e-11 | 0.00097009 | 5.1109e-11
[120 empty] | 7.3.3.17.5 (Remote Grid) Updates to grid topology to minimize risk of ignition in HFTDs Remote GridWLDFRContaminationAggregated | WLDFR | HFTD - Distribution - Tier 2 - 4QU CoRE ¦ 5QU LoRE | Non-Red Flag Warning - Large Fires | Contamination | Aggregated | 2039 | 5.2685e-08 | 470.836 | 2.4806e-05 | 2039 | Mitigation | 0.95 | 45 | 0 | esc | 0.00097009 | 5.1109e-11 | 0.00097009 | 5.1109e-11
[120 empty] | 7.3.3.17.5 (Remote Grid) Updates to grid topology to minimize risk of ignition in HFTDs Remote GridWLDFRContaminationAggregated | WLDFR | HFTD - Distribution - Tier 2 - 4QU CoRE ¦ 5QU LoRE | Non-Red Flag Warning - Large Fires | Contamination | Aggregated | 2040 | 5.2685e-08 | 470.836 | 2.4806e-05 | 2040 | Mitigation | 0.95 | 45 | 0 | esc | 0.00097009 | 5.1109e-11 | 0.00097009 | 5.1109e-11
[120 empty] | 7.3.3.17.5 (Remote Grid) Updates to grid topology to minimize risk of ignition in HFTDs Remote GridWLDFRContaminationAggregated | WLDFR | HFTD - Distribution - Tier 2 - 4QU CoRE ¦ 5QU LoRE | Non-Red Flag Warning - Large Fires | Contamination | Aggregated | 2041 | 5.2685e-08 | 470.836 | 2.4806e-05 | 2041 | Mitigation | 0.95 | 45 | 0 | esc | 0.00097009 | 5.1109e-11 | 0.00097009 | 5.1109e-11
[120 empty] | 7.3.3.17.5 (Remote Grid) Updates to grid topology to minimize risk of ignition in HFTDs Remote GridWLDFRContaminationAggregated | WLDFR | HFTD - Distribution - Tier 2 - 4QU CoRE ¦ 5QU LoRE | Non-Red Flag Warning - Large Fires | Contamination | Aggregated | 2042 | 5.2685e-08 | 470.836 | 2.4806e-05 | 2042 | Mitigation | 0.95 | 45 | 0 | esc | 0.00097009 | 5.1109e-11 | 0.00097009 | 5.1109e-11
[120 empty] | 7.3.3.17.5 (Remote Grid) Updates to grid topology to minimize risk of ignition in HFTDs Remote GridWLDFRContaminationAggregated | WLDFR | HFTD - Distribution - Tier 2 - 4QU CoRE ¦ 5QU LoRE | Non-Red Flag Warning - Large Fires | Contamination | Aggregated | 2043 | 5.2685e-08 | 470.836 | 2.4806e-05 | 2043 | Mitigation | 0.95 | 45 | 0 | esc | 0.00097009 | 5.1109e-11 | 0.00097009 | 5.1109e-11
[120 empty] | 7.3.3.17.5 (Remote Grid) Updates to grid topology to minimize risk of ignition in HFTDs Remote GridWLDFRContaminationAggregated | WLDFR | HFTD - Distribution - Tier 2 - 4QU CoRE ¦ 5QU LoRE | Non-Red Flag Warning - Large Fires | Contamination | Aggregated | 2044 | 5.2685e-08 | 470.836 | 2.4806e-05 | 2044 | Mitigation | 0.95 | 45 | 0 | esc | 0.00097009 | 5.1109e-11 | 0.00097009 | 5.1109e-11
[120 empty] | 7.3.3.17.5 (Remote Grid) Updates to grid topology to minimize risk of ignition in HFTDs Remote GridWLDFRContaminationAggregated | WLDFR | HFTD - Distribution - Tier 2 - 4QU CoRE ¦ 5QU LoRE | Non-Red Flag Warning - Large Fires | Contamination | Aggregated | 2045 | 5.2685e-08 | 470.836 | 2.4806e-05 | 2045 | Mitigation | 0.95 | 45 | 0 | esc | 0.00097009 | 5.1109e-11 | 0.00097009 | 5.1109e-11
[120 empty] | 7.3.3.17.5 (Remote Grid) Updates to grid topology to minimize risk of ignition in HFTDs Remote GridWLDFRContaminationAggregated | WLDFR | HFTD - Distribution - Tier 2 - 4QU CoRE ¦ 5QU LoRE | Non-Red Flag Warning - Large Fires | Contamination | Aggregated | 2046 | 5.2685e-08 | 470.836 | 2.4806e-05 | 2046 | Mitigation | 0.95 | 45 | 0 | esc | 0.00097009 | 5.1109e-11 | 0.00097009 | 5.1109e-11
[120 empty] | 7.3.3.17.5 (Remote Grid) Updates to grid topology to minimize risk of ignition in HFTDs Remote GridWLDFRContaminationAggregated | WLDFR | HFTD - Distribution - Tier 2 - 4QU CoRE ¦ 5QU LoRE | Non-Red Flag Warning - Large Fires | Contamination | Aggregated | 2047 | 5.2685e-08 | 470.836 | 2.4806e-05 | 2047 | Mitigation | 0.95 | 45 | 0 | esc | 0.00097009 | 5.1109e-11 | 0.00097009 | 5.1109e-11
[120 empty] | 7.3.3.17.5 (Remote Grid) Updates to grid topology to minimize risk of ignition in HFTDs Remote GridWLDFRContaminationAggregated | WLDFR | HFTD - Distribution - Tier 2 - 4QU CoRE ¦ 5QU LoRE | Non-Red Flag Warning - Large Fires | Contamination | Aggregated | 2048 | 5.2685e-08 | 470.836 | 2.4806e-05 | 2048 | Mitigation | 0.95 | 45 | 0 | esc | 0.00097009 | 5.1109e-11 | 0.00097009 | 5.1109e-11
[120 empty] | 7.3.3.17.5 (Remote Grid) Updates to grid topology to minimize risk of ignition in HFTDs Remote GridWLDFRContaminationAggregated | WLDFR | HFTD - Distribution - Tier 2 - 4QU CoRE ¦ 5QU LoRE | Non-Red Flag Warning - Large Fires | Contamination | Aggregated | 2049 | 5.2685e-08 | 470.836 | 2.4806e-05 | 2049 | Mitigation | 0.95 | 45 | 0 | esc | 0.00097009 | 5.1109e-11 | 0.00097009 | 5.1109e-11
[120 empty] | 7.3.3.17.5 (Remote Grid) Updates to grid topology to minimize risk of ignition in HFTDs Remote GridWLDFRContaminationAggregated | WLDFR | HFTD - Distribution - Tier 2 - 4QU CoRE ¦ 5QU LoRE | Non-Red Flag Warning - Large Fires | Contamination | Aggregated | 2050 | 5.2685e-08 | 470.836 | 2.4806e-05 | 2050 | Mitigation | 0.95 | 45 | 0 | esc | 0.00097009 | 5.1109e-11 | 0.00097009 | 5.1109e-11
[120 empty] | 7.3.3.17.5 (Remote Grid) Updates to grid topology to minimize risk of ignition in HFTDs Remote GridWLDFRContaminationAggregated | WLDFR | HFTD - Distribution - Tier 2 - 4QU CoRE ¦ 5QU LoRE | Non-Red Flag Warning - Large Fires | Contamination | Aggregated | 2051 | 5.2685e-08 | 470.836 | 2.4806e-05 | 2051 | Mitigation | 0.95 | 45 | 0 | esc | 0.00097009 | 5.1109e-11 | 0.00097009 | 5.1109e-11
[120 empty] | 7.3.3.17.5 (Remote Grid) Updates to grid topology to minimize risk of ignition in HFTDs Remote GridWLDFRContaminationAggregated | WLDFR | HFTD - Distribution - Tier 2 - 4QU CoRE ¦ 5QU LoRE | Non-Red Flag Warning - Large Fires | Contamination | Aggregated | 2052 | 5.2685e-08 | 470.836 | 2.4806e-05 | 2052 | Mitigation | 0.95 | 45 | 0 | esc | 0.00097009 | 5.1109e-11 | 0.00097009 | 5.1109e-11
[120 empty] | 7.3.3.17.5 (Remote Grid) Updates to grid topology to minimize risk of ignition in HFTDs Remote GridWLDFRContaminationAggregated | WLDFR | HFTD - Distribution - Tier 2 - 4QU CoRE ¦ 5QU LoRE | Non-Red Flag Warning - Large Fires | Contamination | Aggregated | 2053 | 5.2685e-08 | 470.836 | 2.4806e-05 | 2053 | Mitigation | 0.95 | 45 | 0 | esc | 0.00097009 | 5.1109e-11 | 0.00097009 | 5.1109e-11
[120 empty] | 7.3.3.17.5 (Remote Grid) Updates to grid topology to minimize risk of ignition in HFTDs Remote GridWLDFRContaminationAggregated | WLDFR | HFTD - Distribution - Tier 2 - 4QU CoRE ¦ 5QU LoRE | Non-Red Flag Warning - Large Fires | Contamination | Aggregated | 2054 | 5.2685e-08 | 470.836 | 2.4806e-05 | 2054 | Mitigation | 0.95 | 45 | 0 | esc | 0.00097009 | 5.1109e-11 | 0.00097009 | 5.1109e-11
[120 empty] | 7.3.3.17.5 (Remote Grid) Updates to grid topology to minimize risk of ignition in HFTDs Remote GridWLDFRContaminationAggregated | WLDFR | HFTD - Distribution - Tier 2 - 4QU CoRE ¦ 5QU LoRE | Non-Red Flag Warning - Large Fires | Contamination | Aggregated | 2055 | 5.2685e-08 | 470.836 | 2.4806e-05 | 2055 | Mitigation | 0.95 | 45 | 0 | esc | 0.00097009 | 5.1109e-11 | 0.00097009 | 5.1109e-11
[120 empty] | 7.3.3.17.5 (Remote Grid) Updates to grid topology to minimize risk of ignition in HFTDs Remote GridWLDFRContaminationAggregated | WLDFR | HFTD - Distribution - Tier 2 - 4QU CoRE ¦ 5QU LoRE | Non-Red Flag Warning - Large Fires | Contamination | Aggregated | 2056 | 5.2685e-08 | 470.836 | 2.4806e-05 | 2056 | Mitigation | 0.95 | 45 | 0 | esc | 0.00097009 | 5.1109e-11 | 0.00097009 | 5.1109e-11
[120 empty] | 7.3.3.17.5 (Remote Grid) Updates to grid topology to minimize risk of ignition in HFTDs Remote GridWLDFRContaminationAggregated | WLDFR | HFTD - Distribution - Tier 2 - 4QU CoRE ¦ 5QU LoRE | Non-Red Flag Warning - Large Fires | Contamination | Aggregated | 2057 | 5.2685e-08 | 470.836 | 2.4806e-05 | 2057 | Mitigation | 0.95 | 45 | 0 | esc | 0.00097009 | 5.1109e-11 | 0.00097009 | 5.1109e-11
[120 empty] | 7.3.3.17.5 (Remote Grid) Updates to grid topology to minimize risk of ignition in HFTDs Remote GridWLDFRContaminationAggregated | WLDFR | HFTD - Distribution - Tier 2 - 4QU CoRE ¦ 5QU LoRE | Non-Red Flag Warning - Large Fires | Contamination | Aggregated | 2058 | 5.2685e-08 | 470.836 | 2.4806e-05 | 2058 | Mitigation | 0.95 | 45 | 0 | esc | 0.00097009 | 5.1109e-11 | 0.00097009 | 5.1109e-11
[120 empty] | 7.3.3.17.5 (Remote Grid) Updates to grid topology to minimize risk of ignition in HFTDs Remote GridWLDFRContaminationAggregated | WLDFR | HFTD - Distribution - Tier 2 - 4QU CoRE ¦ 5QU LoRE | Non-Red Flag Warning - Large Fires | Contamination | Aggregated | 2059 | 5.2685e-08 | 470.836 | 2.4806e-05 | 2059 | Mitigation | 0.95 | 45 | 0 | esc | 0.00097009 | 5.1109e-11 | 0.00097009 | 5.1109e-11
[120 empty] | 7.3.3.17.5 (Remote Grid) Updates to grid topology to minimize risk of ignition in HFTDs Remote GridWLDFRContaminationAggregated | WLDFR | HFTD - Distribution - Tier 2 - 4QU CoRE ¦ 5QU LoRE | Non-Red Flag Warning - Large Fires | Contamination | Aggregated | 2060 | 5.2685e-08 | 470.836 | 2.4806e-05 | 2060 | Mitigation | 0.95 | 45 | 0 | esc | 0.00097009 | 5.1109e-11 | 0.00097009 | 5.1109e-11
[120 empty] | 7.3.3.17.5 (Remote Grid) Updates to grid topology to minimize risk of ignition in HFTDs Remote GridWLDFRContaminationAggregated | WLDFR | HFTD - Distribution - Tier 2 - 4QU CoRE ¦ 5QU LoRE | Non-Red Flag Warning - Large Fires | Contamination | Aggregated | 2061 | 5.2685e-08 | 470.836 | 2.4806e-05 | 2061 | Mitigation | 0.95 | 45 | 0 | esc | 0.00097009 | 5.1109e-11 | 0.00097009 | 5.1109e-11
[120 empty] | 7.3.3.17.5 (Remote Grid) Updates to grid topology to minimize risk of ignition in HFTDs Remote GridWLDFRContaminationAggregated | WLDFR | HFTD - Distribution - Tier 2 - 4QU CoRE ¦ 5QU LoRE | Non-Red Flag Warning - Large Fires | Contamination | Aggregated | 2062 | 5.2685e-08 | 470.836 | 2.4806e-05 | 2062 | Mitigation | 0.95 | 45 | 0 | esc | 0.00097009 | 5.1109e-11 | 0.00097009 | 5.1109e-11
[120 empty] | 7.3.3.17.5 (Remote Grid) Updates to grid topology to minimize risk of ignition in HFTDs Remote GridWLDFRContaminationAggregated | WLDFR | HFTD - Distribution - Tier 2 - 4QU CoRE ¦ 5QU LoRE | Non-Red Flag Warning - Large Fires | Contamination | Aggregated | 2063 | 5.2685e-08 | 470.836 | 2.4806e-05 | 2063 | Mitigation | 0.95 | 45 | 0 | esc | 0.00097009 | 5.1109e-11 | 0.00097009 | 5.1109e-11
[120 empty] | 7.3.3.17.5 (Remote Grid) Updates to grid topology to minimize risk of ignition in HFTDs Remote GridWLDFRContaminationAggregated | WLDFR | HFTD - Distribution - Tier 2 - 4QU CoRE ¦ 5QU LoRE | Non-Red Flag Warning - Large Fires | Contamination | Aggregated | 2064 | 5.2685e-08 | 470.836 | 2.4806e-05 | 2064 | Mitigation | 0.95 | 45 | 0 | esc | 0.00097009 | 5.1109e-11 | 0.00097009 | 5.1109e-11
[120 empty] | 7.3.3.17.5 (Remote Grid) Updates to grid topology to minimize risk of ignition in HFTDs Remote GridWLDFRContaminationAggregated | WLDFR | HFTD - Distribution - Tier 2 - 4QU CoRE ¦ 5QU LoRE | Non-Red Flag Warning - Large Fires | Contamination | Aggregated | 2065 | 5.2685e-08 | 470.836 | 2.4806e-05 | 2065 | Mitigation | 0.95 | 45 | 0 | esc | 0.00097009 | 5.1109e-11 | 0.00097009 | 5.1109e-11
[120 empty] | 7.3.3.17.5 (Remote Grid) Updates to grid topology to minimize risk of ignition in HFTDs Remote GridWLDFRContaminationAggregated | WLDFR | HFTD - Distribution - Tier 2 - 4QU CoRE ¦ 5QU LoRE | Non-Red Flag Warning - Large Fires | Contamination | Aggregated | 2066 | 5.2685e-08 | 470.836 | 2.4806e-05 | 2066 | Mitigation | 0.95 | 45 | 0 | esc | 0.00097009 | 5.1109e-11 | 0.00097009 | 5.1109e-11
[120 empty] | 7.3.3.17.5 (Remote Grid) Updates to grid topology to minimize risk of ignition in HFTDs Remote GridWLDFRContaminationAggregated | WLDFR | HFTD - Distribution - Tier 2 - 4QU CoRE ¦ 5QU LoRE | Non-Red Flag Warning - Large Fires | Contamination | Aggregated | 2067 | 5.2685e-08 | 470.836 | 2.4806e-05 | 2067 | Mitigation | 0.95 | 45 | 0 | esc | 0 | 0 | 0.00097009 | 5.1109e-11
[120 empty] | 7.3.3.17.5 (Remote Grid) Updates to grid topology to minimize risk of ignition in HFTDs Remote GridWLDFREquipment / facility failureAggregated | WLDFR | HFTD - Distribution - Tier 2 - 4QU CoRE ¦ 5QU LoRE | Non-Red Flag Warning - Large Fires | Equipment / facility failure | Aggregated | 2022 | 1.1084e-06 | 470.836 | 0.00052189 | 2022 | Mitigation | 0.95 | 45 | 0 | esc | 0.00097009 | 1.0753e-09 | 0 | 0
[120 empty] | 7.3.3.17.5 (Remote Grid) Updates to grid topology to minimize risk of ignition in HFTDs Remote GridWLDFREquipment / facility failureAggregated | WLDFR | HFTD - Distribution - Tier 2 - 4QU CoRE ¦ 5QU LoRE | Non-Red Flag Warning - Large Fires | Equipment / facility failure | Aggregated | 2023 | 1.1084e-06 | 470.836 | 0.00052189 | 2023 | Mitigation | 0.95 | 45 | 0 | esc | 0.00097009 | 1.0753e-09 | 0.00097009 | 1.0753e-09
[120 empty] | 7.3.3.17.5 (Remote Grid) Updates to grid topology to minimize risk of ignition in HFTDs Remote GridWLDFREquipment / facility failureAggregated | WLDFR | HFTD - Distribution - Tier 2 - 4QU CoRE ¦ 5QU LoRE | Non-Red Flag Warning - Large Fires | Equipment / facility failure | Aggregated | 2024 | 1.1084e-06 | 470.836 | 0.00052189 | 2024 | Mitigation | 0.95 | 45 | 0 | esc | 0.00097009 | 1.0753e-09 | 0.00097009 | 1.0753e-09
[120 empty] | 7.3.3.17.5 (Remote Grid) Updates to grid topology to minimize risk of ignition in HFTDs Remote GridWLDFREquipment / facility failureAggregated | WLDFR | HFTD - Distribution - Tier 2 - 4QU CoRE ¦ 5QU LoRE | Non-Red Flag Warning - Large Fires | Equipment / facility failure | Aggregated | 2025 | 1.1084e-06 | 470.836 | 0.00052189 | 2025 | Mitigation | 0.95 | 45 | 0 | esc | 0.00097009 | 1.0753e-09 | 0.00097009 | 1.0753e-09
[120 empty] | 7.3.3.17.5 (Remote Grid) Updates to grid topology to minimize risk of ignition in HFTDs Remote GridWLDFREquipment / facility failureAggregated | WLDFR | HFTD - Distribution - Tier 2 - 4QU CoRE ¦ 5QU LoRE | Non-Red Flag Warning - Large Fires | Equipment / facility failure | Aggregated | 2026 | 1.1084e-06 | 470.836 | 0.00052189 | 2026 | Mitigation | 0.95 | 45 | 0 | esc | 0.00097009 | 1.0753e-09 | 0.00097009 | 1.0753e-09
[120 empty] | 7.3.3.17.5 (Remote Grid) Updates to grid topology to minimize risk of ignition in HFTDs Remote GridWLDFREquipment / facility failureAggregated | WLDFR | HFTD - Distribution - Tier 2 - 4QU CoRE ¦ 5QU LoRE | Non-Red Flag Warning - Large Fires | Equipment / facility failure | Aggregated | 2027 | 1.1084e-06 | 470.836 | 0.00052189 | 2027 | Mitigation | 0.95 | 45 | 0 | esc | 0.00097009 | 1.0753e-09 | 0.00097009 | 1.0753e-09
[120 empty] | 7.3.3.17.5 (Remote Grid) Updates to grid topology to minimize risk of ignition in HFTDs Remote GridWLDFREquipment / facility failureAggregated | WLDFR | HFTD - Distribution - Tier 2 - 4QU CoRE ¦ 5QU LoRE | Non-Red Flag Warning - Large Fires | Equipment / facility failure | Aggregated | 2028 | 1.1084e-06 | 470.836 | 0.00052189 | 2028 | Mitigation | 0.95 | 45 | 0 | esc | 0.00097009 | 1.0753e-09 | 0.00097009 | 1.0753e-09
[120 empty] | 7.3.3.17.5 (Remote Grid) Updates to grid topology to minimize risk of ignition in HFTDs Remote GridWLDFREquipment / facility failureAggregated | WLDFR | HFTD - Distribution - Tier 2 - 4QU CoRE ¦ 5QU LoRE | Non-Red Flag Warning - Large Fires | Equipment / facility failure | Aggregated | 2029 | 1.1084e-06 | 470.836 | 0.00052189 | 2029 | Mitigation | 0.95 | 45 | 0 | esc | 0.00097009 | 1.0753e-09 | 0.00097009 | 1.0753e-09
[120 empty] | 7.3.3.17.5 (Remote Grid) Updates to grid topology to minimize risk of ignition in HFTDs Remote GridWLDFREquipment / facility failureAggregated | WLDFR | HFTD - Distribution - Tier 2 - 4QU CoRE ¦ 5QU LoRE | Non-Red Flag Warning - Large Fires | Equipment / facility failure | Aggregated | 2030 | 1.1084e-06 | 470.836 | 0.00052189 | 2030 | Mitigation | 0.95 | 45 | 0 | esc | 0.00097009 | 1.0753e-09 | 0.00097009 | 1.0753e-09
[120 empty] | 7.3.3.17.5 (Remote Grid) Updates to grid topology to minimize risk of ignition in HFTDs Remote GridWLDFREquipment / facility failureAggregated | WLDFR | HFTD - Distribution - Tier 2 - 4QU CoRE ¦ 5QU LoRE | Non-Red Flag Warning - Large Fires | Equipment / facility failure | Aggregated | 2031 | 1.1084e-06 | 470.836 | 0.00052189 | 2031 | Mitigation | 0.95 | 45 | 0 | esc | 0.00097009 | 1.0753e-09 | 0.00097009 | 1.0753e-09
[120 empty] | 7.3.3.17.5 (Remote Grid) Updates to grid topology to minimize risk of ignition in HFTDs Remote GridWLDFREquipment / facility failureAggregated | WLDFR | HFTD - Distribution - Tier 2 - 4QU CoRE ¦ 5QU LoRE | Non-Red Flag Warning - Large Fires | Equipment / facility failure | Aggregated | 2032 | 1.1084e-06 | 470.836 | 0.00052189 | 2032 | Mitigation | 0.95 | 45 | 0 | esc | 0.00097009 | 1.0753e-09 | 0.00097009 | 1.0753e-09
[120 empty] | 7.3.3.17.5 (Remote Grid) Updates to grid topology to minimize risk of ignition in HFTDs Remote GridWLDFREquipment / facility failureAggregated | WLDFR | HFTD - Distribution - Tier 2 - 4QU CoRE ¦ 5QU LoRE | Non-Red Flag Warning - Large Fires | Equipment / facility failure | Aggregated | 2033 | 1.1084e-06 | 470.836 | 0.00052189 | 2033 | Mitigation | 0.95 | 45 | 0 | esc | 0.00097009 | 1.0753e-09 | 0.00097009 | 1.0753e-09
[120 empty] | 7.3.3.17.5 (Remote Grid) Updates to grid topology to minimize risk of ignition in HFTDs Remote GridWLDFREquipment / facility failureAggregated | WLDFR | HFTD - Distribution - Tier 2 - 4QU CoRE ¦ 5QU LoRE | Non-Red Flag Warning - Large Fires | Equipment / facility failure | Aggregated | 2034 | 1.1084e-06 | 470.836 | 0.00052189 | 2034 | Mitigation | 0.95 | 45 | 0 | esc | 0.00097009 | 1.0753e-09 | 0.00097009 | 1.0753e-09
[120 empty] | 7.3.3.17.5 (Remote Grid) Updates to grid topology to minimize risk of ignition in HFTDs Remote GridWLDFREquipment / facility failureAggregated | WLDFR | HFTD - Distribution - Tier 2 - 4QU CoRE ¦ 5QU LoRE | Non-Red Flag Warning - Large Fires | Equipment / facility failure | Aggregated | 2035 | 1.1084e-06 | 470.836 | 0.00052189 | 2035 | Mitigation | 0.95 | 45 | 0 | esc | 0.00097009 | 1.0753e-09 | 0.00097009 | 1.0753e-09
[120 empty] | 7.3.3.17.5 (Remote Grid) Updates to grid topology to minimize risk of ignition in HFTDs Remote GridWLDFREquipment / facility failureAggregated | WLDFR | HFTD - Distribution - Tier 2 - 4QU CoRE ¦ 5QU LoRE | Non-Red Flag Warning - Large Fires | Equipment / facility failure | Aggregated | 2036 | 1.1084e-06 | 470.836 | 0.00052189 | 2036 | Mitigation | 0.95 | 45 | 0 | esc | 0.00097009 | 1.0753e-09 | 0.00097009 | 1.0753e-09
[120 empty] | 7.3.3.17.5 (Remote Grid) Updates to grid topology to minimize risk of ignition in HFTDs Remote GridWLDFREquipment / facility failureAggregated | WLDFR | HFTD - Distribution - Tier 2 - 4QU CoRE ¦ 5QU LoRE | Non-Red Flag Warning - Large Fires | Equipment / facility failure | Aggregated | 2037 | 1.1084e-06 | 470.836 | 0.00052189 | 2037 | Mitigation | 0.95 | 45 | 0 | esc | 0.00097009 | 1.0753e-09 | 0.00097009 | 1.0753e-09
[120 empty] | 7.3.3.17.5 (Remote Grid) Updates to grid topology to minimize risk of ignition in HFTDs Remote GridWLDFREquipment / facility failureAggregated | WLDFR | HFTD - Distribution - Tier 2 - 4QU CoRE ¦ 5QU LoRE | Non-Red Flag Warning - Large Fires | Equipment / facility failure | Aggregated | 2038 | 1.1084e-06 | 470.836 | 0.00052189 | 2038 | Mitigation | 0.95 | 45 | 0 | esc | 0.00097009 | 1.0753e-09 | 0.00097009 | 1.0753e-09
[120 empty] | 7.3.3.17.5 (Remote Grid) Updates to grid topology to minimize risk of ignition in HFTDs Remote GridWLDFREquipment / facility failureAggregated | WLDFR | HFTD - Distribution - Tier 2 - 4QU CoRE ¦ 5QU LoRE | Non-Red Flag Warning - Large Fires | Equipment / facility failure | Aggregated | 2039 | 1.1084e-06 | 470.836 | 0.00052189 | 2039 | Mitigation | 0.95 | 45 | 0 | esc | 0.00097009 | 1.0753e-09 | 0.00097009 | 1.0753e-09
[120 empty] | 7.3.3.17.5 (Remote Grid) Updates to grid topology to minimize risk of ignition in HFTDs Remote GridWLDFREquipment / facility failureAggregated | WLDFR | HFTD - Distribution - Tier 2 - 4QU CoRE ¦ 5QU LoRE | Non-Red Flag Warning - Large Fires | Equipment / facility failure | Aggregated | 2040 | 1.1084e-06 | 470.836 | 0.00052189 | 2040 | Mitigation | 0.95 | 45 | 0 | esc | 0.00097009 | 1.0753e-09 | 0.00097009 | 1.0753e-09
[120 empty] | 7.3.3.17.5 (Remote Grid) Updates to grid topology to minimize risk of ignition in HFTDs Remote GridWLDFREquipment / facility failureAggregated | WLDFR | HFTD - Distribution - Tier 2 - 4QU CoRE ¦ 5QU LoRE | Non-Red Flag Warning - Large Fires | Equipment / facility failure | Aggregated | 2041 | 1.1084e-06 | 470.836 | 0.00052189 | 2041 | Mitigation | 0.95 | 45 | 0 | esc | 0.00097009 | 1.0753e-09 | 0.00097009 | 1.0753e-09
[120 empty] | 7.3.3.17.5 (Remote Grid) Updates to grid topology to minimize risk of ignition in HFTDs Remote GridWLDFREquipment / facility failureAggregated | WLDFR | HFTD - Distribution - Tier 2 - 4QU CoRE ¦ 5QU LoRE | Non-Red Flag Warning - Large Fires | Equipment / facility failure | Aggregated | 2042 | 1.1084e-06 | 470.836 | 0.00052189 | 2042 | Mitigation | 0.95 | 45 | 0 | esc | 0.00097009 | 1.0753e-09 | 0.00097009 | 1.0753e-09
[120 empty] | 7.3.3.17.5 (Remote Grid) Updates to grid topology to minimize risk of ignition in HFTDs Remote GridWLDFREquipment / facility failureAggregated | WLDFR | HFTD - Distribution - Tier 2 - 4QU CoRE ¦ 5QU LoRE | Non-Red Flag Warning - Large Fires | Equipment / facility failure | Aggregated | 2043 | 1.1084e-06 | 470.836 | 0.00052189 | 2043 | Mitigation | 0.95 | 45 | 0 | esc | 0.00097009 | 1.0753e-09 | 0.00097009 | 1.0753e-09
[120 empty] | 7.3.3.17.5 (Remote Grid) Updates to grid topology to minimize risk of ignition in HFTDs Remote GridWLDFREquipment / facility failureAggregated | WLDFR | HFTD - Distribution - Tier 2 - 4QU CoRE ¦ 5QU LoRE | Non-Red Flag Warning - Large Fires | Equipment / facility failure | Aggregated | 2044 | 1.1084e-06 | 470.836 | 0.00052189 | 2044 | Mitigation | 0.95 | 45 | 0 | esc | 0.00097009 | 1.0753e-09 | 0.00097009 | 1.0753e-09
[120 empty] | 7.3.3.17.5 (Remote Grid) Updates to grid topology to minimize risk of ignition in HFTDs Remote GridWLDFREquipment / facility failureAggregated | WLDFR | HFTD - Distribution - Tier 2 - 4QU CoRE ¦ 5QU LoRE | Non-Red Flag Warning - Large Fires | Equipment / facility failure | Aggregated | 2045 | 1.1084e-06 | 470.836 | 0.00052189 | 2045 | Mitigation | 0.95 | 45 | 0 | esc | 0.00097009 | 1.0753e-09 | 0.00097009 | 1.0753e-09
[120 empty] | 7.3.3.17.5 (Remote Grid) Updates to grid topology to minimize risk of ignition in HFTDs Remote GridWLDFREquipment / facility failureAggregated | WLDFR | HFTD - Distribution - Tier 2 - 4QU CoRE ¦ 5QU LoRE | Non-Red Flag Warning - Large Fires | Equipment / facility failure | Aggregated | 2046 | 1.1084e-06 | 470.836 | 0.00052189 | 2046 | Mitigation | 0.95 | 45 | 0 | esc | 0.00097009 | 1.0753e-09 | 0.00097009 | 1.0753e-09
[120 empty] | 7.3.3.17.5 (Remote Grid) Updates to grid topology to minimize risk of ignition in HFTDs Remote GridWLDFREquipment / facility failureAggregated | WLDFR | HFTD - Distribution - Tier 2 - 4QU CoRE ¦ 5QU LoRE | Non-Red Flag Warning - Large Fires | Equipment / facility failure | Aggregated | 2047 | 1.1084e-06 | 470.836 | 0.00052189 | 2047 | Mitigation | 0.95 | 45 | 0 | esc | 0.00097009 | 1.0753e-09 | 0.00097009 | 1.0753e-09
[120 empty] | 7.3.3.17.5 (Remote Grid) Updates to grid topology to minimize risk of ignition in HFTDs Remote GridWLDFREquipment / facility failureAggregated | WLDFR | HFTD - Distribution - Tier 2 - 4QU CoRE ¦ 5QU LoRE | Non-Red Flag Warning - Large Fires | Equipment / facility failure | Aggregated | 2048 | 1.1084e-06 | 470.836 | 0.00052189 | 2048 | Mitigation | 0.95 | 45 | 0 | esc | 0.00097009 | 1.0753e-09 | 0.00097009 | 1.0753e-09
[120 empty] | 7.3.3.17.5 (Remote Grid) Updates to grid topology to minimize risk of ignition in HFTDs Remote GridWLDFREquipment / facility failureAggregated | WLDFR | HFTD - Distribution - Tier 2 - 4QU CoRE ¦ 5QU LoRE | Non-Red Flag Warning - Large Fires | Equipment / facility failure | Aggregated | 2049 | 1.1084e-06 | 470.836 | 0.00052189 | 2049 | Mitigation | 0.95 | 45 | 0 | esc | 0.00097009 | 1.0753e-09 | 0.00097009 | 1.0753e-09
[120 empty] | 7.3.3.17.5 (Remote Grid) Updates to grid topology to minimize risk of ignition in HFTDs Remote GridWLDFREquipment / facility failureAggregated | WLDFR | HFTD - Distribution - Tier 2 - 4QU CoRE ¦ 5QU LoRE | Non-Red Flag Warning - Large Fires | Equipment / facility failure | Aggregated | 2050 | 1.1084e-06 | 470.836 | 0.00052189 | 2050 | Mitigation | 0.95 | 45 | 0 | esc | 0.00097009 | 1.0753e-09 | 0.00097009 | 1.0753e-09
[120 empty] | 7.3.3.17.5 (Remote Grid) Updates to grid topology to minimize risk of ignition in HFTDs Remote GridWLDFREquipment / facility failureAggregated | WLDFR | HFTD - Distribution - Tier 2 - 4QU CoRE ¦ 5QU LoRE | Non-Red Flag Warning - Large Fires | Equipment / facility failure | Aggregated | 2051 | 1.1084e-06 | 470.836 | 0.00052189 | 2051 | Mitigation | 0.95 | 45 | 0 | esc | 0.00097009 | 1.0753e-09 | 0.00097009 | 1.0753e-09
[120 empty] | 7.3.3.17.5 (Remote Grid) Updates to grid topology to minimize risk of ignition in HFTDs Remote GridWLDFREquipment / facility failureAggregated | WLDFR | HFTD - Distribution - Tier 2 - 4QU CoRE ¦ 5QU LoRE | Non-Red Flag Warning - Large Fires | Equipment / facility failure | Aggregated | 2052 | 1.1084e-06 | 470.836 | 0.00052189 | 2052 | Mitigation | 0.95 | 45 | 0 | esc | 0.00097009 | 1.0753e-09 | 0.00097009 | 1.0753e-09
[120 empty] | 7.3.3.17.5 (Remote Grid) Updates to grid topology to minimize risk of ignition in HFTDs Remote GridWLDFREquipment / facility failureAggregated | WLDFR | HFTD - Distribution - Tier 2 - 4QU CoRE ¦ 5QU LoRE | Non-Red Flag Warning - Large Fires | Equipment / facility failure | Aggregated | 2053 | 1.1084e-06 | 470.836 | 0.00052189 | 2053 | Mitigation | 0.95 | 45 | 0 | esc | 0.00097009 | 1.0753e-09 | 0.00097009 | 1.0753e-09
[120 empty] | 7.3.3.17.5 (Remote Grid) Updates to grid topology to minimize risk of ignition in HFTDs Remote GridWLDFREquipment / facility failureAggregated | WLDFR | HFTD - Distribution - Tier 2 - 4QU CoRE ¦ 5QU LoRE | Non-Red Flag Warning - Large Fires | Equipment / facility failure | Aggregated | 2054 | 1.1084e-06 | 470.836 | 0.00052189 | 2054 | Mitigation | 0.95 | 45 | 0 | esc | 0.00097009 | 1.0753e-09 | 0.00097009 | 1.0753e-09
[120 empty] | 7.3.3.17.5 (Remote Grid) Updates to grid topology to minimize risk of ignition in HFTDs Remote GridWLDFREquipment / facility failureAggregated | WLDFR | HFTD - Distribution - Tier 2 - 4QU CoRE ¦ 5QU LoRE | Non-Red Flag Warning - Large Fires | Equipment / facility failure | Aggregated | 2055 | 1.1084e-06 | 470.836 | 0.00052189 | 2055 | Mitigation | 0.95 | 45 | 0 | esc | 0.00097009 | 1.0753e-09 | 0.00097009 | 1.0753e-09
[120 empty] | 7.3.3.17.5 (Remote Grid) Updates to grid topology to minimize risk of ignition in HFTDs Remote GridWLDFREquipment / facility failureAggregated | WLDFR | HFTD - Distribution - Tier 2 - 4QU CoRE ¦ 5QU LoRE | Non-Red Flag Warning - Large Fires | Equipment / facility failure | Aggregated | 2056 | 1.1084e-06 | 470.836 | 0.00052189 | 2056 | Mitigation | 0.95 | 45 | 0 | esc | 0.00097009 | 1.0753e-09 | 0.00097009 | 1.0753e-09
[120 empty] | 7.3.3.17.5 (Remote Grid) Updates to grid topology to minimize risk of ignition in HFTDs Remote GridWLDFREquipment / facility failureAggregated | WLDFR | HFTD - Distribution - Tier 2 - 4QU CoRE ¦ 5QU LoRE | Non-Red Flag Warning - Large Fires | Equipment / facility failure | Aggregated | 2057 | 1.1084e-06 | 470.836 | 0.00052189 | 2057 | Mitigation | 0.95 | 45 | 0 | esc | 0.00097009 | 1.0753e-09 | 0.00097009 | 1.0753e-09
[120 empty] | 7.3.3.17.5 (Remote Grid) Updates to grid topology to minimize risk of ignition in HFTDs Remote GridWLDFREquipment / facility failureAggregated | WLDFR | HFTD - Distribution - Tier 2 - 4QU CoRE ¦ 5QU LoRE | Non-Red Flag Warning - Large Fires | Equipment / facility failure | Aggregated | 2058 | 1.1084e-06 | 470.836 | 0.00052189 | 2058 | Mitigation | 0.95 | 45 | 0 | esc | 0.00097009 | 1.0753e-09 | 0.00097009 | 1.0753e-09
[120 empty] | 7.3.3.17.5 (Remote Grid) Updates to grid topology to minimize risk of ignition in HFTDs Remote GridWLDFREquipment / facility failureAggregated | WLDFR | HFTD - Distribution - Tier 2 - 4QU CoRE ¦ 5QU LoRE | Non-Red Flag Warning - Large Fires | Equipment / facility failure | Aggregated | 2059 | 1.1084e-06 | 470.836 | 0.00052189 | 2059 | Mitigation | 0.95 | 45 | 0 | esc | 0.00097009 | 1.0753e-09 | 0.00097009 | 1.0753e-09
[120 empty] | 7.3.3.17.5 (Remote Grid) Updates to grid topology to minimize risk of ignition in HFTDs Remote GridWLDFREquipment / facility failureAggregated | WLDFR | HFTD - Distribution - Tier 2 - 4QU CoRE ¦ 5QU LoRE | Non-Red Flag Warning - Large Fires | Equipment / facility failure | Aggregated | 2060 | 1.1084e-06 | 470.836 | 0.00052189 | 2060 | Mitigation | 0.95 | 45 | 0 | esc | 0.00097009 | 1.0753e-09 | 0.00097009 | 1.0753e-09
[120 empty] | 7.3.3.17.5 (Remote Grid) Updates to grid topology to minimize risk of ignition in HFTDs Remote GridWLDFREquipment / facility failureAggregated | WLDFR | HFTD - Distribution - Tier 2 - 4QU CoRE ¦ 5QU LoRE | Non-Red Flag Warning - Large Fires | Equipment / facility failure | Aggregated | 2061 | 1.1084e-06 | 470.836 | 0.00052189 | 2061 | Mitigation | 0.95 | 45 | 0 | esc | 0.00097009 | 1.0753e-09 | 0.00097009 | 1.0753e-09
[120 empty] | 7.3.3.17.5 (Remote Grid) Updates to grid topology to minimize risk of ignition in HFTDs Remote GridWLDFREquipment / facility failureAggregated | WLDFR | HFTD - Distribution - Tier 2 - 4QU CoRE ¦ 5QU LoRE | Non-Red Flag Warning - Large Fires | Equipment / facility failure | Aggregated | 2062 | 1.1084e-06 | 470.836 | 0.00052189 | 2062 | Mitigation | 0.95 | 45 | 0 | esc | 0.00097009 | 1.0753e-09 | 0.00097009 | 1.0753e-09
[120 empty] | 7.3.3.17.5 (Remote Grid) Updates to grid topology to minimize risk of ignition in HFTDs Remote GridWLDFREquipment / facility failureAggregated | WLDFR | HFTD - Distribution - Tier 2 - 4QU CoRE ¦ 5QU LoRE | Non-Red Flag Warning - Large Fires | Equipment / facility failure | Aggregated | 2063 | 1.1084e-06 | 470.836 | 0.00052189 | 2063 | Mitigation | 0.95 | 45 | 0 | esc | 0.00097009 | 1.0753e-09 | 0.00097009 | 1.0753e-09
[120 empty] | 7.3.3.17.5 (Remote Grid) Updates to grid topology to minimize risk of ignition in HFTDs Remote GridWLDFREquipment / facility failureAggregated | WLDFR | HFTD - Distribution - Tier 2 - 4QU CoRE ¦ 5QU LoRE | Non-Red Flag Warning - Large Fires | Equipment / facility failure | Aggregated | 2064 | 1.1084e-06 | 470.836 | 0.00052189 | 2064 | Mitigation | 0.95 | 45 | 0 | esc | 0.00097009 | 1.0753e-09 | 0.00097009 | 1.0753e-09
[120 empty] | 7.3.3.17.5 (Remote Grid) Updates to grid topology to minimize risk of ignition in HFTDs Remote GridWLDFREquipment / facility failureAggregated | WLDFR | HFTD - Distribution - Tier 2 - 4QU CoRE ¦ 5QU LoRE | Non-Red Flag Warning - Large Fires | Equipment / facility failure | Aggregated | 2065 | 1.1084e-06 | 470.836 | 0.00052189 | 2065 | Mitigation | 0.95 | 45 | 0 | esc | 0.00097009 | 1.0753e-09 | 0.00097009 | 1.0753e-09
[120 empty] | 7.3.3.17.5 (Remote Grid) Updates to grid topology to minimize risk of ignition in HFTDs Remote GridWLDFREquipment / facility failureAggregated | WLDFR | HFTD - Distribution - Tier 2 - 4QU CoRE ¦ 5QU LoRE | Non-Red Flag Warning - Large Fires | Equipment / facility failure | Aggregated | 2066 | 1.1084e-06 | 470.836 | 0.00052189 | 2066 | Mitigation | 0.95 | 45 | 0 | esc | 0.00097009 | 1.0753e-09 | 0.00097009 | 1.0753e-09
[120 empty] | 7.3.3.17.5 (Remote Grid) Updates to grid topology to minimize risk of ignition in HFTDs Remote GridWLDFREquipment / facility failureAggregated | WLDFR | HFTD - Distribution - Tier 2 - 4QU CoRE ¦ 5QU LoRE | Non-Red Flag Warning - Large Fires | Equipment / facility failure | Aggregated | 2067 | 1.1084e-06 | 470.836 | 0.00052189 | 2067 | Mitigation | 0.95 | 45 | 0 | esc | 0 | 0 | 0.00097009 | 1.0753e-09
[120 empty] | 7.3.3.17.5 (Remote Grid) Updates to grid topology to minimize risk of ignition in HFTDs Remote GridWLDFRVegetation ContactAggregated | WLDFR | HFTD - Distribution - Tier 2 - 4QU CoRE ¦ 5QU LoRE | Non-Red Flag Warning - Large Fires | Vegetation Contact | Aggregated | 2022 | 3.8888e-06 | 470.836 | 0.001831 | 2022 | Mitigation | 0.95 | 45 | 0 | esc | 0.00097009 | 3.7725e-09 | 0 | 0
[120 empty] | 7.3.3.17.5 (Remote Grid) Updates to grid topology to minimize risk of ignition in HFTDs Remote GridWLDFRVegetation ContactAggregated | WLDFR | HFTD - Distribution - Tier 2 - 4QU CoRE ¦ 5QU LoRE | Non-Red Flag Warning - Large Fires | Vegetation Contact | Aggregated | 2023 | 3.8888e-06 | 470.836 | 0.001831 | 2023 | Mitigation | 0.95 | 45 | 0 | esc | 0.00097009 | 3.7725e-09 | 0.00097009 | 3.7725e-09
[120 empty] | 7.3.3.17.5 (Remote Grid) Updates to grid topology to minimize risk of ignition in HFTDs Remote GridWLDFRVegetation ContactAggregated | WLDFR | HFTD - Distribution - Tier 2 - 4QU CoRE ¦ 5QU LoRE | Non-Red Flag Warning - Large Fires | Vegetation Contact | Aggregated | 2024 | 3.8888e-06 | 470.836 | 0.001831 | 2024 | Mitigation | 0.95 | 45 | 0 | esc | 0.00097009 | 3.7725e-09 | 0.00097009 | 3.7725e-09
[120 empty] | 7.3.3.17.5 (Remote Grid) Updates to grid topology to minimize risk of ignition in HFTDs Remote GridWLDFRVegetation ContactAggregated | WLDFR | HFTD - Distribution - Tier 2 - 4QU CoRE ¦ 5QU LoRE | Non-Red Flag Warning - Large Fires | Vegetation Contact | Aggregated | 2025 | 3.8888e-06 | 470.836 | 0.001831 | 2025 | Mitigation | 0.95 | 45 | 0 | esc | 0.00097009 | 3.7725e-09 | 0.00097009 | 3.7725e-09
[120 empty] | 7.3.3.17.5 (Remote Grid) Updates to grid topology to minimize risk of ignition in HFTDs Remote GridWLDFRVegetation ContactAggregated | WLDFR | HFTD - Distribution - Tier 2 - 4QU CoRE ¦ 5QU LoRE | Non-Red Flag Warning - Large Fires | Vegetation Contact | Aggregated | 2026 | 3.8888e-06 | 470.836 | 0.001831 | 2026 | Mitigation | 0.95 | 45 | 0 | esc | 0.00097009 | 3.7725e-09 | 0.00097009 | 3.7725e-09
[120 empty] | 7.3.3.17.5 (Remote Grid) Updates to grid topology to minimize risk of ignition in HFTDs Remote GridWLDFRVegetation ContactAggregated | WLDFR | HFTD - Distribution - Tier 2 - 4QU CoRE ¦ 5QU LoRE | Non-Red Flag Warning - Large Fires | Vegetation Contact | Aggregated | 2027 | 3.8888e-06 | 470.836 | 0.001831 | 2027 | Mitigation | 0.95 | 45 | 0 | esc | 0.00097009 | 3.7725e-09 | 0.00097009 | 3.7725e-09
[120 empty] | 7.3.3.17.5 (Remote Grid) Updates to grid topology to minimize risk of ignition in HFTDs Remote GridWLDFRVegetation ContactAggregated | WLDFR | HFTD - Distribution - Tier 2 - 4QU CoRE ¦ 5QU LoRE | Non-Red Flag Warning - Large Fires | Vegetation Contact | Aggregated | 2028 | 3.8888e-06 | 470.836 | 0.001831 | 2028 | Mitigation | 0.95 | 45 | 0 | esc | 0.00097009 | 3.7725e-09 | 0.00097009 | 3.7725e-09
[120 empty] | 7.3.3.17.5 (Remote Grid) Updates to grid topology to minimize risk of ignition in HFTDs Remote GridWLDFRVegetation ContactAggregated | WLDFR | HFTD - Distribution - Tier 2 - 4QU CoRE ¦ 5QU LoRE | Non-Red Flag Warning - Large Fires | Vegetation Contact | Aggregated | 2029 | 3.8888e-06 | 470.836 | 0.001831 | 2029 | Mitigation | 0.95 | 45 | 0 | esc | 0.00097009 | 3.7725e-09 | 0.00097009 | 3.7725e-09
[120 empty] | 7.3.3.17.5 (Remote Grid) Updates to grid topology to minimize risk of ignition in HFTDs Remote GridWLDFRVegetation ContactAggregated | WLDFR | HFTD - Distribution - Tier 2 - 4QU CoRE ¦ 5QU LoRE | Non-Red Flag Warning - Large Fires | Vegetation Contact | Aggregated | 2030 | 3.8888e-06 | 470.836 | 0.001831 | 2030 | Mitigation | 0.95 | 45 | 0 | esc | 0.00097009 | 3.7725e-09 | 0.00097009 | 3.7725e-09
[120 empty] | 7.3.3.17.5 (Remote Grid) Updates to grid topology to minimize risk of ignition in HFTDs Remote GridWLDFRVegetation ContactAggregated | WLDFR | HFTD - Distribution - Tier 2 - 4QU CoRE ¦ 5QU LoRE | Non-Red Flag Warning - Large Fires | Vegetation Contact | Aggregated | 2031 | 3.8888e-06 | 470.836 | 0.001831 | 2031 | Mitigation | 0.95 | 45 | 0 | esc | 0.00097009 | 3.7725e-09 | 0.00097009 | 3.7725e-09
[120 empty] | 7.3.3.17.5 (Remote Grid) Updates to grid topology to minimize risk of ignition in HFTDs Remote GridWLDFRVegetation ContactAggregated | WLDFR | HFTD - Distribution - Tier 2 - 4QU CoRE ¦ 5QU LoRE | Non-Red Flag Warning - Large Fires | Vegetation Contact | Aggregated | 2032 | 3.8888e-06 | 470.836 | 0.001831 | 2032 | Mitigation | 0.95 | 45 | 0 | esc | 0.00097009 | 3.7725e-09 | 0.00097009 | 3.7725e-09
[120 empty] | 7.3.3.17.5 (Remote Grid) Updates to grid topology to minimize risk of ignition in HFTDs Remote GridWLDFRVegetation ContactAggregated | WLDFR | HFTD - Distribution - Tier 2 - 4QU CoRE ¦ 5QU LoRE | Non-Red Flag Warning - Large Fires | Vegetation Contact | Aggregated | 2033 | 3.8888e-06 | 470.836 | 0.001831 | 2033 | Mitigation | 0.95 | 45 | 0 | esc | 0.00097009 | 3.7725e-09 | 0.00097009 | 3.7725e-09
[120 empty] | 7.3.3.17.5 (Remote Grid) Updates to grid topology to minimize risk of ignition in HFTDs Remote GridWLDFRVegetation ContactAggregated | WLDFR | HFTD - Distribution - Tier 2 - 4QU CoRE ¦ 5QU LoRE | Non-Red Flag Warning - Large Fires | Vegetation Contact | Aggregated | 2034 | 3.8888e-06 | 470.836 | 0.001831 | 2034 | Mitigation | 0.95 | 45 | 0 | esc | 0.00097009 | 3.7725e-09 | 0.00097009 | 3.7725e-09
[120 empty] | 7.3.3.17.5 (Remote Grid) Updates to grid topology to minimize risk of ignition in HFTDs Remote GridWLDFRVegetation ContactAggregated | WLDFR | HFTD - Distribution - Tier 2 - 4QU CoRE ¦ 5QU LoRE | Non-Red Flag Warning - Large Fires | Vegetation Contact | Aggregated | 2035 | 3.8888e-06 | 470.836 | 0.001831 | 2035 | Mitigation | 0.95 | 45 | 0 | esc | 0.00097009 | 3.7725e-09 | 0.00097009 | 3.7725e-09
[120 empty] | 7.3.3.17.5 (Remote Grid) Updates to grid topology to minimize risk of ignition in HFTDs Remote GridWLDFRVegetation ContactAggregated | WLDFR | HFTD - Distribution - Tier 2 - 4QU CoRE ¦ 5QU LoRE | Non-Red Flag Warning - Large Fires | Vegetation Contact | Aggregated | 2036 | 3.8888e-06 | 470.836 | 0.001831 | 2036 | Mitigation | 0.95 | 45 | 0 | esc | 0.00097009 | 3.7725e-09 | 0.00097009 | 3.7725e-09
[120 empty] | 7.3.3.17.5 (Remote Grid) Updates to grid topology to minimize risk of ignition in HFTDs Remote GridWLDFRVegetation ContactAggregated | WLDFR | HFTD - Distribution - Tier 2 - 4QU CoRE ¦ 5QU LoRE | Non-Red Flag Warning - Large Fires | Vegetation Contact | Aggregated | 2037 | 3.8888e-06 | 470.836 | 0.001831 | 2037 | Mitigation | 0.95 | 45 | 0 | esc | 0.00097009 | 3.7725e-09 | 0.00097009 | 3.7725e-09
[120 empty] | 7.3.3.17.5 (Remote Grid) Updates to grid topology to minimize risk of ignition in HFTDs Remote GridWLDFRVegetation ContactAggregated | WLDFR | HFTD - Distribution - Tier 2 - 4QU CoRE ¦ 5QU LoRE | Non-Red Flag Warning - Large Fires | Vegetation Contact | Aggregated | 2038 | 3.8888e-06 | 470.836 | 0.001831 | 2038 | Mitigation | 0.95 | 45 | 0 | esc | 0.00097009 | 3.7725e-09 | 0.00097009 | 3.7725e-09
[120 empty] | 7.3.3.17.5 (Remote Grid) Updates to grid topology to minimize risk of ignition in HFTDs Remote GridWLDFRVegetation ContactAggregated | WLDFR | HFTD - Distribution - Tier 2 - 4QU CoRE ¦ 5QU LoRE | Non-Red Flag Warning - Large Fires | Vegetation Contact | Aggregated | 2039 | 3.8888e-06 | 470.836 | 0.001831 | 2039 | Mitigation | 0.95 | 45 | 0 | esc | 0.00097009 | 3.7725e-09 | 0.00097009 | 3.7725e-09
[120 empty] | 7.3.3.17.5 (Remote Grid) Updates to grid topology to minimize risk of ignition in HFTDs Remote GridWLDFRVegetation ContactAggregated | WLDFR | HFTD - Distribution - Tier 2 - 4QU CoRE ¦ 5QU LoRE | Non-Red Flag Warning - Large Fires | Vegetation Contact | Aggregated | 2040 | 3.8888e-06 | 470.836 | 0.001831 | 2040 | Mitigation | 0.95 | 45 | 0 | esc | 0.00097009 | 3.7725e-09 | 0.00097009 | 3.7725e-09
[120 empty] | 7.3.3.17.5 (Remote Grid) Updates to grid topology to minimize risk of ignition in HFTDs Remote GridWLDFRVegetation ContactAggregated | WLDFR | HFTD - Distribution - Tier 2 - 4QU CoRE ¦ 5QU LoRE | Non-Red Flag Warning - Large Fires | Vegetation Contact | Aggregated | 2041 | 3.8888e-06 | 470.836 | 0.001831 | 2041 | Mitigation | 0.95 | 45 | 0 | esc | 0.00097009 | 3.7725e-09 | 0.00097009 | 3.7725e-09
[120 empty] | 7.3.3.17.5 (Remote Grid) Updates to grid topology to minimize risk of ignition in HFTDs Remote GridWLDFRVegetation ContactAggregated | WLDFR | HFTD - Distribution - Tier 2 - 4QU CoRE ¦ 5QU LoRE | Non-Red Flag Warning - Large Fires | Vegetation Contact | Aggregated | 2042 | 3.8888e-06 | 470.836 | 0.001831 | 2042 | Mitigation | 0.95 | 45 | 0 | esc | 0.00097009 | 3.7725e-09 | 0.00097009 | 3.7725e-09
[120 empty] | 7.3.3.17.5 (Remote Grid) Updates to grid topology to minimize risk of ignition in HFTDs Remote GridWLDFRVegetation ContactAggregated | WLDFR | HFTD - Distribution - Tier 2 - 4QU CoRE ¦ 5QU LoRE | Non-Red Flag Warning - Large Fires | Vegetation Contact | Aggregated | 2043 | 3.8888e-06 | 470.836 | 0.001831 | 2043 | Mitigation | 0.95 | 45 | 0 | esc | 0.00097009 | 3.7725e-09 | 0.00097009 | 3.7725e-09
[120 empty] | 7.3.3.17.5 (Remote Grid) Updates to grid topology to minimize risk of ignition in HFTDs Remote GridWLDFRVegetation ContactAggregated | WLDFR | HFTD - Distribution - Tier 2 - 4QU CoRE ¦ 5QU LoRE | Non-Red Flag Warning - Large Fires | Vegetation Contact | Aggregated | 2044 | 3.8888e-06 | 470.836 | 0.001831 | 2044 | Mitigation | 0.95 | 45 | 0 | esc | 0.00097009 | 3.7725e-09 | 0.00097009 | 3.7725e-09
[120 empty] | 7.3.3.17.5 (Remote Grid) Updates to grid topology to minimize risk of ignition in HFTDs Remote GridWLDFRVegetation ContactAggregated | WLDFR | HFTD - Distribution - Tier 2 - 4QU CoRE ¦ 5QU LoRE | Non-Red Flag Warning - Large Fires | Vegetation Contact | Aggregated | 2045 | 3.8888e-06 | 470.836 | 0.001831 | 2045 | Mitigation | 0.95 | 45 | 0 | esc | 0.00097009 | 3.7725e-09 | 0.00097009 | 3.7725e-09
[120 empty] | 7.3.3.17.5 (Remote Grid) Updates to grid topology to minimize risk of ignition in HFTDs Remote GridWLDFRVegetation ContactAggregated | WLDFR | HFTD - Distribution - Tier 2 - 4QU CoRE ¦ 5QU LoRE | Non-Red Flag Warning - Large Fires | Vegetation Contact | Aggregated | 2046 | 3.8888e-06 | 470.836 | 0.001831 | 2046 | Mitigation | 0.95 | 45 | 0 | esc | 0.00097009 | 3.7725e-09 | 0.00097009 | 3.7725e-09
[120 empty] | 7.3.3.17.5 (Remote Grid) Updates to grid topology to minimize risk of ignition in HFTDs Remote GridWLDFRVegetation ContactAggregated | WLDFR | HFTD - Distribution - Tier 2 - 4QU CoRE ¦ 5QU LoRE | Non-Red Flag Warning - Large Fires | Vegetation Contact | Aggregated | 2047 | 3.8888e-06 | 470.836 | 0.001831 | 2047 | Mitigation | 0.95 | 45 | 0 | esc | 0.00097009 | 3.7725e-09 | 0.00097009 | 3.7725e-09
[120 empty] | 7.3.3.17.5 (Remote Grid) Updates to grid topology to minimize risk of ignition in HFTDs Remote GridWLDFRVegetation ContactAggregated | WLDFR | HFTD - Distribution - Tier 2 - 4QU CoRE ¦ 5QU LoRE | Non-Red Flag Warning - Large Fires | Vegetation Contact | Aggregated | 2048 | 3.8888e-06 | 470.836 | 0.001831 | 2048 | Mitigation | 0.95 | 45 | 0 | esc | 0.00097009 | 3.7725e-09 | 0.00097009 | 3.7725e-09
[120 empty] | 7.3.3.17.5 (Remote Grid) Updates to grid topology to minimize risk of ignition in HFTDs Remote GridWLDFRVegetation ContactAggregated | WLDFR | HFTD - Distribution - Tier 2 - 4QU CoRE ¦ 5QU LoRE | Non-Red Flag Warning - Large Fires | Vegetation Contact | Aggregated | 2049 | 3.8888e-06 | 470.836 | 0.001831 | 2049 | Mitigation | 0.95 | 45 | 0 | esc | 0.00097009 | 3.7725e-09 | 0.00097009 | 3.7725e-09
[120 empty] | 7.3.3.17.5 (Remote Grid) Updates to grid topology to minimize risk of ignition in HFTDs Remote GridWLDFRVegetation ContactAggregated | WLDFR | HFTD - Distribution - Tier 2 - 4QU CoRE ¦ 5QU LoRE | Non-Red Flag Warning - Large Fires | Vegetation Contact | Aggregated | 2050 | 3.8888e-06 | 470.836 | 0.001831 | 2050 | Mitigation | 0.95 | 45 | 0 | esc | 0.00097009 | 3.7725e-09 | 0.00097009 | 3.7725e-09
[120 empty] | 7.3.3.17.5 (Remote Grid) Updates to grid topology to minimize risk of ignition in HFTDs Remote GridWLDFRVegetation ContactAggregated | WLDFR | HFTD - Distribution - Tier 2 - 4QU CoRE ¦ 5QU LoRE | Non-Red Flag Warning - Large Fires | Vegetation Contact | Aggregated | 2051 | 3.8888e-06 | 470.836 | 0.001831 | 2051 | Mitigation | 0.95 | 45 | 0 | esc | 0.00097009 | 3.7725e-09 | 0.00097009 | 3.7725e-09
[120 empty] | 7.3.3.17.5 (Remote Grid) Updates to grid topology to minimize risk of ignition in HFTDs Remote GridWLDFRVegetation ContactAggregated | WLDFR | HFTD - Distribution - Tier 2 - 4QU CoRE ¦ 5QU LoRE | Non-Red Flag Warning - Large Fires | Vegetation Contact | Aggregated | 2052 | 3.8888e-06 | 470.836 | 0.001831 | 2052 | Mitigation | 0.95 | 45 | 0 | esc | 0.00097009 | 3.7725e-09 | 0.00097009 | 3.7725e-09
[120 empty] | 7.3.3.17.5 (Remote Grid) Updates to grid topology to minimize risk of ignition in HFTDs Remote GridWLDFRVegetation ContactAggregated | WLDFR | HFTD - Distribution - Tier 2 - 4QU CoRE ¦ 5QU LoRE | Non-Red Flag Warning - Large Fires | Vegetation Contact | Aggregated | 2053 | 3.8888e-06 | 470.836 | 0.001831 | 2053 | Mitigation | 0.95 | 45 | 0 | esc | 0.00097009 | 3.7725e-09 | 0.00097009 | 3.7725e-09
[120 empty] | 7.3.3.17.5 (Remote Grid) Updates to grid topology to minimize risk of ignition in HFTDs Remote GridWLDFRVegetation ContactAggregated | WLDFR | HFTD - Distribution - Tier 2 - 4QU CoRE ¦ 5QU LoRE | Non-Red Flag Warning - Large Fires | Vegetation Contact | Aggregated | 2054 | 3.8888e-06 | 470.836 | 0.001831 | 2054 | Mitigation | 0.95 | 45 | 0 | esc | 0.00097009 | 3.7725e-09 | 0.00097009 | 3.7725e-09
[120 empty] | 7.3.3.17.5 (Remote Grid) Updates to grid topology to minimize risk of ignition in HFTDs Remote GridWLDFRVegetation ContactAggregated | WLDFR | HFTD - Distribution - Tier 2 - 4QU CoRE ¦ 5QU LoRE | Non-Red Flag Warning - Large Fires | Vegetation Contact | Aggregated | 2055 | 3.8888e-06 | 470.836 | 0.001831 | 2055 | Mitigation | 0.95 | 45 | 0 | esc | 0.00097009 | 3.7725e-09 | 0.00097009 | 3.7725e-09
[120 empty] | 7.3.3.17.5 (Remote Grid) Updates to grid topology to minimize risk of ignition in HFTDs Remote GridWLDFRVegetation ContactAggregated | WLDFR | HFTD - Distribution - Tier 2 - 4QU CoRE ¦ 5QU LoRE | Non-Red Flag Warning - Large Fires | Vegetation Contact | Aggregated | 2056 | 3.8888e-06 | 470.836 | 0.001831 | 2056 | Mitigation | 0.95 | 45 | 0 | esc | 0.00097009 | 3.7725e-09 | 0.00097009 | 3.7725e-09
[120 empty] | 7.3.3.17.5 (Remote Grid) Updates to grid topology to minimize risk of ignition in HFTDs Remote GridWLDFRVegetation ContactAggregated | WLDFR | HFTD - Distribution - Tier 2 - 4QU CoRE ¦ 5QU LoRE | Non-Red Flag Warning - Large Fires | Vegetation Contact | Aggregated | 2057 | 3.8888e-06 | 470.836 | 0.001831 | 2057 | Mitigation | 0.95 | 45 | 0 | esc | 0.00097009 | 3.7725e-09 | 0.00097009 | 3.7725e-09
[120 empty] | 7.3.3.17.5 (Remote Grid) Updates to grid topology to minimize risk of ignition in HFTDs Remote GridWLDFRVegetation ContactAggregated | WLDFR | HFTD - Distribution - Tier 2 - 4QU CoRE ¦ 5QU LoRE | Non-Red Flag Warning - Large Fires | Vegetation Contact | Aggregated | 2058 | 3.8888e-06 | 470.836 | 0.001831 | 2058 | Mitigation | 0.95 | 45 | 0 | esc | 0.00097009 | 3.7725e-09 | 0.00097009 | 3.7725e-09
[120 empty] | 7.3.3.17.5 (Remote Grid) Updates to grid topology to minimize risk of ignition in HFTDs Remote GridWLDFRVegetation ContactAggregated | WLDFR | HFTD - Distribution - Tier 2 - 4QU CoRE ¦ 5QU LoRE | Non-Red Flag Warning - Large Fires | Vegetation Contact | Aggregated | 2059 | 3.8888e-06 | 470.836 | 0.001831 | 2059 | Mitigation | 0.95 | 45 | 0 | esc | 0.00097009 | 3.7725e-09 | 0.00097009 | 3.7725e-09
[120 empty] | 7.3.3.17.5 (Remote Grid) Updates to grid topology to minimize risk of ignition in HFTDs Remote GridWLDFRVegetation ContactAggregated | WLDFR | HFTD - Distribution - Tier 2 - 4QU CoRE ¦ 5QU LoRE | Non-Red Flag Warning - Large Fires | Vegetation Contact | Aggregated | 2060 | 3.8888e-06 | 470.836 | 0.001831 | 2060 | Mitigation | 0.95 | 45 | 0 | esc | 0.00097009 | 3.7725e-09 | 0.00097009 | 3.7725e-09
[120 empty] | 7.3.3.17.5 (Remote Grid) Updates to grid topology to minimize risk of ignition in HFTDs Remote GridWLDFRVegetation ContactAggregated | WLDFR | HFTD - Distribution - Tier 2 - 4QU CoRE ¦ 5QU LoRE | Non-Red Flag Warning - Large Fires | Vegetation Contact | Aggregated | 2061 | 3.8888e-06 | 470.836 | 0.001831 | 2061 | Mitigation | 0.95 | 45 | 0 | esc | 0.00097009 | 3.7725e-09 | 0.00097009 | 3.7725e-09
[120 empty] | 7.3.3.17.5 (Remote Grid) Updates to grid topology to minimize risk of ignition in HFTDs Remote GridWLDFRVegetation ContactAggregated | WLDFR | HFTD - Distribution - Tier 2 - 4QU CoRE ¦ 5QU LoRE | Non-Red Flag Warning - Large Fires | Vegetation Contact | Aggregated | 2062 | 3.8888e-06 | 470.836 | 0.001831 | 2062 | Mitigation | 0.95 | 45 | 0 | esc | 0.00097009 | 3.7725e-09 | 0.00097009 | 3.7725e-09
[120 empty] | 7.3.3.17.5 (Remote Grid) Updates to grid topology to minimize risk of ignition in HFTDs Remote GridWLDFRVegetation ContactAggregated | WLDFR | HFTD - Distribution - Tier 2 - 4QU CoRE ¦ 5QU LoRE | Non-Red Flag Warning - Large Fires | Vegetation Contact | Aggregated | 2063 | 3.8888e-06 | 470.836 | 0.001831 | 2063 | Mitigation | 0.95 | 45 | 0 | esc | 0.00097009 | 3.7725e-09 | 0.00097009 | 3.7725e-09
[120 empty] | 7.3.3.17.5 (Remote Grid) Updates to grid topology to minimize risk of ignition in HFTDs Remote GridWLDFRVegetation ContactAggregated | WLDFR | HFTD - Distribution - Tier 2 - 4QU CoRE ¦ 5QU LoRE | Non-Red Flag Warning - Large Fires | Vegetation Contact | Aggregated | 2064 | 3.8888e-06 | 470.836 | 0.001831 | 2064 | Mitigation | 0.95 | 45 | 0 | esc | 0.00097009 | 3.7725e-09 | 0.00097009 | 3.7725e-09
[120 empty] | 7.3.3.17.5 (Remote Grid) Updates to grid topology to minimize risk of ignition in HFTDs Remote GridWLDFRVegetation ContactAggregated | WLDFR | HFTD - Distribution - Tier 2 - 4QU CoRE ¦ 5QU LoRE | Non-Red Flag Warning - Large Fires | Vegetation Contact | Aggregated | 2065 | 3.8888e-06 | 470.836 | 0.001831 | 2065 | Mitigation | 0.95 | 45 | 0 | esc | 0.00097009 | 3.7725e-09 | 0.00097009 | 3.7725e-09
[120 empty] | 7.3.3.17.5 (Remote Grid) Updates to grid topology to minimize risk of ignition in HFTDs Remote GridWLDFRVegetation ContactAggregated | WLDFR | HFTD - Distribution - Tier 2 - 4QU CoRE ¦ 5QU LoRE | Non-Red Flag Warning - Large Fires | Vegetation Contact | Aggregated | 2066 | 3.8888e-06 | 470.836 | 0.001831 | 2066 | Mitigation | 0.95 | 45 | 0 | esc | 0.00097009 | 3.7725e-09 | 0.00097009 | 3.7725e-09
[120 empty] | 7.3.3.17.5 (Remote Grid) Updates to grid topology to minimize risk of ignition in HFTDs Remote GridWLDFRVegetation ContactAggregated | WLDFR | HFTD - Distribution - Tier 2 - 4QU CoRE ¦ 5QU LoRE | Non-Red Flag Warning - Large Fires | Vegetation Contact | Aggregated | 2067 | 3.8888e-06 | 470.836 | 0.001831 | 2067 | Mitigation | 0.95 | 45 | 0 | esc | 0 | 0 | 0.00097009 | 3.7725e-09
[120 empty] | 7.3.3.17.5 (Remote Grid) Updates to grid topology to minimize risk of ignition in HFTDs Remote GridWLDFRWire-to-wire contactAggregated | WLDFR | HFTD - Distribution - Tier 2 - 4QU CoRE ¦ 5QU LoRE | Non-Red Flag Warning - Large Fires | Wire-to-wire contact | Aggregated | 2022 | 1.8531e-06 | 470.836 | 0.00087253 | 2022 | Mitigation | 0.95 | 45 | 0 | esc | 0.00097009 | 1.7977e-09 | 0 | 0
[120 empty] | 7.3.3.17.5 (Remote Grid) Updates to grid topology to minimize risk of ignition in HFTDs Remote GridWLDFRWire-to-wire contactAggregated | WLDFR | HFTD - Distribution - Tier 2 - 4QU CoRE ¦ 5QU LoRE | Non-Red Flag Warning - Large Fires | Wire-to-wire contact | Aggregated | 2023 | 1.8531e-06 | 470.836 | 0.00087253 | 2023 | Mitigation | 0.95 | 45 | 0 | esc | 0.00097009 | 1.7977e-09 | 0.00097009 | 1.7977e-09
[120 empty] | 7.3.3.17.5 (Remote Grid) Updates to grid topology to minimize risk of ignition in HFTDs Remote GridWLDFRWire-to-wire contactAggregated | WLDFR | HFTD - Distribution - Tier 2 - 4QU CoRE ¦ 5QU LoRE | Non-Red Flag Warning - Large Fires | Wire-to-wire contact | Aggregated | 2024 | 1.8531e-06 | 470.836 | 0.00087253 | 2024 | Mitigation | 0.95 | 45 | 0 | esc | 0.00097009 | 1.7977e-09 | 0.00097009 | 1.7977e-09
[120 empty] | 7.3.3.17.5 (Remote Grid) Updates to grid topology to minimize risk of ignition in HFTDs Remote GridWLDFRWire-to-wire contactAggregated | WLDFR | HFTD - Distribution - Tier 2 - 4QU CoRE ¦ 5QU LoRE | Non-Red Flag Warning - Large Fires | Wire-to-wire contact | Aggregated | 2025 | 1.8531e-06 | 470.836 | 0.00087253 | 2025 | Mitigation | 0.95 | 45 | 0 | esc | 0.00097009 | 1.7977e-09 | 0.00097009 | 1.7977e-09
[120 empty] | 7.3.3.17.5 (Remote Grid) Updates to grid topology to minimize risk of ignition in HFTDs Remote GridWLDFRWire-to-wire contactAggregated | WLDFR | HFTD - Distribution - Tier 2 - 4QU CoRE ¦ 5QU LoRE | Non-Red Flag Warning - Large Fires | Wire-to-wire contact | Aggregated | 2026 | 1.8531e-06 | 470.836 | 0.00087253 | 2026 | Mitigation | 0.95 | 45 | 0 | esc | 0.00097009 | 1.7977e-09 | 0.00097009 | 1.7977e-09
[120 empty] | 7.3.3.17.5 (Remote Grid) Updates to grid topology to minimize risk of ignition in HFTDs Remote GridWLDFRWire-to-wire contactAggregated | WLDFR | HFTD - Distribution - Tier 2 - 4QU CoRE ¦ 5QU LoRE | Non-Red Flag Warning - Large Fires | Wire-to-wire contact | Aggregated | 2027 | 1.8531e-06 | 470.836 | 0.00087253 | 2027 | Mitigation | 0.95 | 45 | 0 | esc | 0.00097009 | 1.7977e-09 | 0.00097009 | 1.7977e-09
[120 empty] | 7.3.3.17.5 (Remote Grid) Updates to grid topology to minimize risk of ignition in HFTDs Remote GridWLDFRWire-to-wire contactAggregated | WLDFR | HFTD - Distribution - Tier 2 - 4QU CoRE ¦ 5QU LoRE | Non-Red Flag Warning - Large Fires | Wire-to-wire contact | Aggregated | 2028 | 1.8531e-06 | 470.836 | 0.00087253 | 2028 | Mitigation | 0.95 | 45 | 0 | esc | 0.00097009 | 1.7977e-09 | 0.00097009 | 1.7977e-09
[120 empty] | 7.3.3.17.5 (Remote Grid) Updates to grid topology to minimize risk of ignition in HFTDs Remote GridWLDFRWire-to-wire contactAggregated | WLDFR | HFTD - Distribution - Tier 2 - 4QU CoRE ¦ 5QU LoRE | Non-Red Flag Warning - Large Fires | Wire-to-wire contact | Aggregated | 2029 | 1.8531e-06 | 470.836 | 0.00087253 | 2029 | Mitigation | 0.95 | 45 | 0 | esc | 0.00097009 | 1.7977e-09 | 0.00097009 | 1.7977e-09
[120 empty] | 7.3.3.17.5 (Remote Grid) Updates to grid topology to minimize risk of ignition in HFTDs Remote GridWLDFRWire-to-wire contactAggregated | WLDFR | HFTD - Distribution - Tier 2 - 4QU CoRE ¦ 5QU LoRE | Non-Red Flag Warning - Large Fires | Wire-to-wire contact | Aggregated | 2030 | 1.8531e-06 | 470.836 | 0.00087253 | 2030 | Mitigation | 0.95 | 45 | 0 | esc | 0.00097009 | 1.7977e-09 | 0.00097009 | 1.7977e-09
[120 empty] | 7.3.3.17.5 (Remote Grid) Updates to grid topology to minimize risk of ignition in HFTDs Remote GridWLDFRWire-to-wire contactAggregated | WLDFR | HFTD - Distribution - Tier 2 - 4QU CoRE ¦ 5QU LoRE | Non-Red Flag Warning - Large Fires | Wire-to-wire contact | Aggregated | 2031 | 1.8531e-06 | 470.836 | 0.00087253 | 2031 | Mitigation | 0.95 | 45 | 0 | esc | 0.00097009 | 1.7977e-09 | 0.00097009 | 1.7977e-09
[120 empty] | 7.3.3.17.5 (Remote Grid) Updates to grid topology to minimize risk of ignition in HFTDs Remote GridWLDFRWire-to-wire contactAggregated | WLDFR | HFTD - Distribution - Tier 2 - 4QU CoRE ¦ 5QU LoRE | Non-Red Flag Warning - Large Fires | Wire-to-wire contact | Aggregated | 2032 | 1.8531e-06 | 470.836 | 0.00087253 | 2032 | Mitigation | 0.95 | 45 | 0 | esc | 0.00097009 | 1.7977e-09 | 0.00097009 | 1.7977e-09
[120 empty] | 7.3.3.17.5 (Remote Grid) Updates to grid topology to minimize risk of ignition in HFTDs Remote GridWLDFRWire-to-wire contactAggregated | WLDFR | HFTD - Distribution - Tier 2 - 4QU CoRE ¦ 5QU LoRE | Non-Red Flag Warning - Large Fires | Wire-to-wire contact | Aggregated | 2033 | 1.8531e-06 | 470.836 | 0.00087253 | 2033 | Mitigation | 0.95 | 45 | 0 | esc | 0.00097009 | 1.7977e-09 | 0.00097009 | 1.7977e-09
[120 empty] | 7.3.3.17.5 (Remote Grid) Updates to grid topology to minimize risk of ignition in HFTDs Remote GridWLDFRWire-to-wire contactAggregated | WLDFR | HFTD - Distribution - Tier 2 - 4QU CoRE ¦ 5QU LoRE | Non-Red Flag Warning - Large Fires | Wire-to-wire contact | Aggregated | 2034 | 1.8531e-06 | 470.836 | 0.00087253 | 2034 | Mitigation | 0.95 | 45 | 0 | esc | 0.00097009 | 1.7977e-09 | 0.00097009 | 1.7977e-09
[120 empty] | 7.3.3.17.5 (Remote Grid) Updates to grid topology to minimize risk of ignition in HFTDs Remote GridWLDFRWire-to-wire contactAggregated | WLDFR | HFTD - Distribution - Tier 2 - 4QU CoRE ¦ 5QU LoRE | Non-Red Flag Warning - Large Fires | Wire-to-wire contact | Aggregated | 2035 | 1.8531e-06 | 470.836 | 0.00087253 | 2035 | Mitigation | 0.95 | 45 | 0 | esc | 0.00097009 | 1.7977e-09 | 0.00097009 | 1.7977e-09
[120 empty] | 7.3.3.17.5 (Remote Grid) Updates to grid topology to minimize risk of ignition in HFTDs Remote GridWLDFRWire-to-wire contactAggregated | WLDFR | HFTD - Distribution - Tier 2 - 4QU CoRE ¦ 5QU LoRE | Non-Red Flag Warning - Large Fires | Wire-to-wire contact | Aggregated | 2036 | 1.8531e-06 | 470.836 | 0.00087253 | 2036 | Mitigation | 0.95 | 45 | 0 | esc | 0.00097009 | 1.7977e-09 | 0.00097009 | 1.7977e-09
[120 empty] | 7.3.3.17.5 (Remote Grid) Updates to grid topology to minimize risk of ignition in HFTDs Remote GridWLDFRWire-to-wire contactAggregated | WLDFR | HFTD - Distribution - Tier 2 - 4QU CoRE ¦ 5QU LoRE | Non-Red Flag Warning - Large Fires | Wire-to-wire contact | Aggregated | 2037 | 1.8531e-06 | 470.836 | 0.00087253 | 2037 | Mitigation | 0.95 | 45 | 0 | esc | 0.00097009 | 1.7977e-09 | 0.00097009 | 1.7977e-09
[120 empty] | 7.3.3.17.5 (Remote Grid) Updates to grid topology to minimize risk of ignition in HFTDs Remote GridWLDFRWire-to-wire contactAggregated | WLDFR | HFTD - Distribution - Tier 2 - 4QU CoRE ¦ 5QU LoRE | Non-Red Flag Warning - Large Fires | Wire-to-wire contact | Aggregated | 2038 | 1.8531e-06 | 470.836 | 0.00087253 | 2038 | Mitigation | 0.95 | 45 | 0 | esc | 0.00097009 | 1.7977e-09 | 0.00097009 | 1.7977e-09
[120 empty] | 7.3.3.17.5 (Remote Grid) Updates to grid topology to minimize risk of ignition in HFTDs Remote GridWLDFRWire-to-wire contactAggregated | WLDFR | HFTD - Distribution - Tier 2 - 4QU CoRE ¦ 5QU LoRE | Non-Red Flag Warning - Large Fires | Wire-to-wire contact | Aggregated | 2039 | 1.8531e-06 | 470.836 | 0.00087253 | 2039 | Mitigation | 0.95 | 45 | 0 | esc | 0.00097009 | 1.7977e-09 | 0.00097009 | 1.7977e-09
[120 empty] | 7.3.3.17.5 (Remote Grid) Updates to grid topology to minimize risk of ignition in HFTDs Remote GridWLDFRWire-to-wire contactAggregated | WLDFR | HFTD - Distribution - Tier 2 - 4QU CoRE ¦ 5QU LoRE | Non-Red Flag Warning - Large Fires | Wire-to-wire contact | Aggregated | 2040 | 1.8531e-06 | 470.836 | 0.00087253 | 2040 | Mitigation | 0.95 | 45 | 0 | esc | 0.00097009 | 1.7977e-09 | 0.00097009 | 1.7977e-09
[120 empty] | 7.3.3.17.5 (Remote Grid) Updates to grid topology to minimize risk of ignition in HFTDs Remote GridWLDFRWire-to-wire contactAggregated | WLDFR | HFTD - Distribution - Tier 2 - 4QU CoRE ¦ 5QU LoRE | Non-Red Flag Warning - Large Fires | Wire-to-wire contact | Aggregated | 2041 | 1.8531e-06 | 470.836 | 0.00087253 | 2041 | Mitigation | 0.95 | 45 | 0 | esc | 0.00097009 | 1.7977e-09 | 0.00097009 | 1.7977e-09
[120 empty] | 7.3.3.17.5 (Remote Grid) Updates to grid topology to minimize risk of ignition in HFTDs Remote GridWLDFRWire-to-wire contactAggregated | WLDFR | HFTD - Distribution - Tier 2 - 4QU CoRE ¦ 5QU LoRE | Non-Red Flag Warning - Large Fires | Wire-to-wire contact | Aggregated | 2042 | 1.8531e-06 | 470.836 | 0.00087253 | 2042 | Mitigation | 0.95 | 45 | 0 | esc | 0.00097009 | 1.7977e-09 | 0.00097009 | 1.7977e-09
[120 empty] | 7.3.3.17.5 (Remote Grid) Updates to grid topology to minimize risk of ignition in HFTDs Remote GridWLDFRWire-to-wire contactAggregated | WLDFR | HFTD - Distribution - Tier 2 - 4QU CoRE ¦ 5QU LoRE | Non-Red Flag Warning - Large Fires | Wire-to-wire contact | Aggregated | 2043 | 1.8531e-06 | 470.836 | 0.00087253 | 2043 | Mitigation | 0.95 | 45 | 0 | esc | 0.00097009 | 1.7977e-09 | 0.00097009 | 1.7977e-09
[120 empty] | 7.3.3.17.5 (Remote Grid) Updates to grid topology to minimize risk of ignition in HFTDs Remote GridWLDFRWire-to-wire contactAggregated | WLDFR | HFTD - Distribution - Tier 2 - 4QU CoRE ¦ 5QU LoRE | Non-Red Flag Warning - Large Fires | Wire-to-wire contact | Aggregated | 2044 | 1.8531e-06 | 470.836 | 0.00087253 | 2044 | Mitigation | 0.95 | 45 | 0 | esc | 0.00097009 | 1.7977e-09 | 0.00097009 | 1.7977e-09
[120 empty] | 7.3.3.17.5 (Remote Grid) Updates to grid topology to minimize risk of ignition in HFTDs Remote GridWLDFRWire-to-wire contactAggregated | WLDFR | HFTD - Distribution - Tier 2 - 4QU CoRE ¦ 5QU LoRE | Non-Red Flag Warning - Large Fires | Wire-to-wire contact | Aggregated | 2045 | 1.8531e-06 | 470.836 | 0.00087253 | 2045 | Mitigation | 0.95 | 45 | 0 | esc | 0.00097009 | 1.7977e-09 | 0.00097009 | 1.7977e-09
[120 empty] | 7.3.3.17.5 (Remote Grid) Updates to grid topology to minimize risk of ignition in HFTDs Remote GridWLDFRWire-to-wire contactAggregated | WLDFR | HFTD - Distribution - Tier 2 - 4QU CoRE ¦ 5QU LoRE | Non-Red Flag Warning - Large Fires | Wire-to-wire contact | Aggregated | 2046 | 1.8531e-06 | 470.836 | 0.00087253 | 2046 | Mitigation | 0.95 | 45 | 0 | esc | 0.00097009 | 1.7977e-09 | 0.00097009 | 1.7977e-09
[120 empty] | 7.3.3.17.5 (Remote Grid) Updates to grid topology to minimize risk of ignition in HFTDs Remote GridWLDFRWire-to-wire contactAggregated | WLDFR | HFTD - Distribution - Tier 2 - 4QU CoRE ¦ 5QU LoRE | Non-Red Flag Warning - Large Fires | Wire-to-wire contact | Aggregated | 2047 | 1.8531e-06 | 470.836 | 0.00087253 | 2047 | Mitigation | 0.95 | 45 | 0 | esc | 0.00097009 | 1.7977e-09 | 0.00097009 | 1.7977e-09
[120 empty] | 7.3.3.17.5 (Remote Grid) Updates to grid topology to minimize risk of ignition in HFTDs Remote GridWLDFRWire-to-wire contactAggregated | WLDFR | HFTD - Distribution - Tier 2 - 4QU CoRE ¦ 5QU LoRE | Non-Red Flag Warning - Large Fires | Wire-to-wire contact | Aggregated | 2048 | 1.8531e-06 | 470.836 | 0.00087253 | 2048 | Mitigation | 0.95 | 45 | 0 | esc | 0.00097009 | 1.7977e-09 | 0.00097009 | 1.7977e-09
[120 empty] | 7.3.3.17.5 (Remote Grid) Updates to grid topology to minimize risk of ignition in HFTDs Remote GridWLDFRWire-to-wire contactAggregated | WLDFR | HFTD - Distribution - Tier 2 - 4QU CoRE ¦ 5QU LoRE | Non-Red Flag Warning - Large Fires | Wire-to-wire contact | Aggregated | 2049 | 1.8531e-06 | 470.836 | 0.00087253 | 2049 | Mitigation | 0.95 | 45 | 0 | esc | 0.00097009 | 1.7977e-09 | 0.00097009 | 1.7977e-09
[120 empty] | 7.3.3.17.5 (Remote Grid) Updates to grid topology to minimize risk of ignition in HFTDs Remote GridWLDFRWire-to-wire contactAggregated | WLDFR | HFTD - Distribution - Tier 2 - 4QU CoRE ¦ 5QU LoRE | Non-Red Flag Warning - Large Fires | Wire-to-wire contact | Aggregated | 2050 | 1.8531e-06 | 470.836 | 0.00087253 | 2050 | Mitigation | 0.95 | 45 | 0 | esc | 0.00097009 | 1.7977e-09 | 0.00097009 | 1.7977e-09
[120 empty] | 7.3.3.17.5 (Remote Grid) Updates to grid topology to minimize risk of ignition in HFTDs Remote GridWLDFRWire-to-wire contactAggregated | WLDFR | HFTD - Distribution - Tier 2 - 4QU CoRE ¦ 5QU LoRE | Non-Red Flag Warning - Large Fires | Wire-to-wire contact | Aggregated | 2051 | 1.8531e-06 | 470.836 | 0.00087253 | 2051 | Mitigation | 0.95 | 45 | 0 | esc | 0.00097009 | 1.7977e-09 | 0.00097009 | 1.7977e-09
[120 empty] | 7.3.3.17.5 (Remote Grid) Updates to grid topology to minimize risk of ignition in HFTDs Remote GridWLDFRWire-to-wire contactAggregated | WLDFR | HFTD - Distribution - Tier 2 - 4QU CoRE ¦ 5QU LoRE | Non-Red Flag Warning - Large Fires | Wire-to-wire contact | Aggregated | 2052 | 1.8531e-06 | 470.836 | 0.00087253 | 2052 | Mitigation | 0.95 | 45 | 0 | esc | 0.00097009 | 1.7977e-09 | 0.00097009 | 1.7977e-09
[120 empty] | 7.3.3.17.5 (Remote Grid) Updates to grid topology to minimize risk of ignition in HFTDs Remote GridWLDFRWire-to-wire contactAggregated | WLDFR | HFTD - Distribution - Tier 2 - 4QU CoRE ¦ 5QU LoRE | Non-Red Flag Warning - Large Fires | Wire-to-wire contact | Aggregated | 2053 | 1.8531e-06 | 470.836 | 0.00087253 | 2053 | Mitigation | 0.95 | 45 | 0 | esc | 0.00097009 | 1.7977e-09 | 0.00097009 | 1.7977e-09
[120 empty] | 7.3.3.17.5 (Remote Grid) Updates to grid topology to minimize risk of ignition in HFTDs Remote GridWLDFRWire-to-wire contactAggregated | WLDFR | HFTD - Distribution - Tier 2 - 4QU CoRE ¦ 5QU LoRE | Non-Red Flag Warning - Large Fires | Wire-to-wire contact | Aggregated | 2054 | 1.8531e-06 | 470.836 | 0.00087253 | 2054 | Mitigation | 0.95 | 45 | 0 | esc | 0.00097009 | 1.7977e-09 | 0.00097009 | 1.7977e-09
[120 empty] | 7.3.3.17.5 (Remote Grid) Updates to grid topology to minimize risk of ignition in HFTDs Remote GridWLDFRWire-to-wire contactAggregated | WLDFR | HFTD - Distribution - Tier 2 - 4QU CoRE ¦ 5QU LoRE | Non-Red Flag Warning - Large Fires | Wire-to-wire contact | Aggregated | 2055 | 1.8531e-06 | 470.836 | 0.00087253 | 2055 | Mitigation | 0.95 | 45 | 0 | esc | 0.00097009 | 1.7977e-09 | 0.00097009 | 1.7977e-09
[120 empty] | 7.3.3.17.5 (Remote Grid) Updates to grid topology to minimize risk of ignition in HFTDs Remote GridWLDFRWire-to-wire contactAggregated | WLDFR | HFTD - Distribution - Tier 2 - 4QU CoRE ¦ 5QU LoRE | Non-Red Flag Warning - Large Fires | Wire-to-wire contact | Aggregated | 2056 | 1.8531e-06 | 470.836 | 0.00087253 | 2056 | Mitigation | 0.95 | 45 | 0 | esc | 0.00097009 | 1.7977e-09 | 0.00097009 | 1.7977e-09
[120 empty] | 7.3.3.17.5 (Remote Grid) Updates to grid topology to minimize risk of ignition in HFTDs Remote GridWLDFRWire-to-wire contactAggregated | WLDFR | HFTD - Distribution - Tier 2 - 4QU CoRE ¦ 5QU LoRE | Non-Red Flag Warning - Large Fires | Wire-to-wire contact | Aggregated | 2057 | 1.8531e-06 | 470.836 | 0.00087253 | 2057 | Mitigation | 0.95 | 45 | 0 | esc | 0.00097009 | 1.7977e-09 | 0.00097009 | 1.7977e-09
[120 empty] | 7.3.3.17.5 (Remote Grid) Updates to grid topology to minimize risk of ignition in HFTDs Remote GridWLDFRWire-to-wire contactAggregated | WLDFR | HFTD - Distribution - Tier 2 - 4QU CoRE ¦ 5QU LoRE | Non-Red Flag Warning - Large Fires | Wire-to-wire contact | Aggregated | 2058 | 1.8531e-06 | 470.836 | 0.00087253 | 2058 | Mitigation | 0.95 | 45 | 0 | esc | 0.00097009 | 1.7977e-09 | 0.00097009 | 1.7977e-09
[120 empty] | 7.3.3.17.5 (Remote Grid) Updates to grid topology to minimize risk of ignition in HFTDs Remote GridWLDFRWire-to-wire contactAggregated | WLDFR | HFTD - Distribution - Tier 2 - 4QU CoRE ¦ 5QU LoRE | Non-Red Flag Warning - Large Fires | Wire-to-wire contact | Aggregated | 2059 | 1.8531e-06 | 470.836 | 0.00087253 | 2059 | Mitigation | 0.95 | 45 | 0 | esc | 0.00097009 | 1.7977e-09 | 0.00097009 | 1.7977e-09
[120 empty] | 7.3.3.17.5 (Remote Grid) Updates to grid topology to minimize risk of ignition in HFTDs Remote GridWLDFRWire-to-wire contactAggregated | WLDFR | HFTD - Distribution - Tier 2 - 4QU CoRE ¦ 5QU LoRE | Non-Red Flag Warning - Large Fires | Wire-to-wire contact | Aggregated | 2060 | 1.8531e-06 | 470.836 | 0.00087253 | 2060 | Mitigation | 0.95 | 45 | 0 | esc | 0.00097009 | 1.7977e-09 | 0.00097009 | 1.7977e-09
[120 empty] | 7.3.3.17.5 (Remote Grid) Updates to grid topology to minimize risk of ignition in HFTDs Remote GridWLDFRWire-to-wire contactAggregated | WLDFR | HFTD - Distribution - Tier 2 - 4QU CoRE ¦ 5QU LoRE | Non-Red Flag Warning - Large Fires | Wire-to-wire contact | Aggregated | 2061 | 1.8531e-06 | 470.836 | 0.00087253 | 2061 | Mitigation | 0.95 | 45 | 0 | esc | 0.00097009 | 1.7977e-09 | 0.00097009 | 1.7977e-09
[120 empty] | 7.3.3.17.5 (Remote Grid) Updates to grid topology to minimize risk of ignition in HFTDs Remote GridWLDFRWire-to-wire contactAggregated | WLDFR | HFTD - Distribution - Tier 2 - 4QU CoRE ¦ 5QU LoRE | Non-Red Flag Warning - Large Fires | Wire-to-wire contact | Aggregated | 2062 | 1.8531e-06 | 470.836 | 0.00087253 | 2062 | Mitigation | 0.95 | 45 | 0 | esc | 0.00097009 | 1.7977e-09 | 0.00097009 | 1.7977e-09
[120 empty] | 7.3.3.17.5 (Remote Grid) Updates to grid topology to minimize risk of ignition in HFTDs Remote GridWLDFRWire-to-wire contactAggregated | WLDFR | HFTD - Distribution - Tier 2 - 4QU CoRE ¦ 5QU LoRE | Non-Red Flag Warning - Large Fires | Wire-to-wire contact | Aggregated | 2063 | 1.8531e-06 | 470.836 | 0.00087253 | 2063 | Mitigation | 0.95 | 45 | 0 | esc | 0.00097009 | 1.7977e-09 | 0.00097009 | 1.7977e-09
[120 empty] | 7.3.3.17.5 (Remote Grid) Updates to grid topology to minimize risk of ignition in HFTDs Remote GridWLDFRWire-to-wire contactAggregated | WLDFR | HFTD - Distribution - Tier 2 - 4QU CoRE ¦ 5QU LoRE | Non-Red Flag Warning - Large Fires | Wire-to-wire contact | Aggregated | 2064 | 1.8531e-06 | 470.836 | 0.00087253 | 2064 | Mitigation | 0.95 | 45 | 0 | esc | 0.00097009 | 1.7977e-09 | 0.00097009 | 1.7977e-09
[120 empty] | 7.3.3.17.5 (Remote Grid) Updates to grid topology to minimize risk of ignition in HFTDs Remote GridWLDFRWire-to-wire contactAggregated | WLDFR | HFTD - Distribution - Tier 2 - 4QU CoRE ¦ 5QU LoRE | Non-Red Flag Warning - Large Fires | Wire-to-wire contact | Aggregated | 2065 | 1.8531e-06 | 470.836 | 0.00087253 | 2065 | Mitigation | 0.95 | 45 | 0 | esc | 0.00097009 | 1.7977e-09 | 0.00097009 | 1.7977e-09
[120 empty] | 7.3.3.17.5 (Remote Grid) Updates to grid topology to minimize risk of ignition in HFTDs Remote GridWLDFRWire-to-wire contactAggregated | WLDFR | HFTD - Distribution - Tier 2 - 4QU CoRE ¦ 5QU LoRE | Non-Red Flag Warning - Large Fires | Wire-to-wire contact | Aggregated | 2066 | 1.8531e-06 | 470.836 | 0.00087253 | 2066 | Mitigation | 0.95 | 45 | 0 | esc | 0.00097009 | 1.7977e-09 | 0.00097009 | 1.7977e-09
[120 empty] | 7.3.3.17.5 (Remote Grid) Updates to grid topology to minimize risk of ignition in HFTDs Remote GridWLDFRWire-to-wire contactAggregated | WLDFR | HFTD - Distribution - Tier 2 - 4QU CoRE ¦ 5QU LoRE | Non-Red Flag Warning - Large Fires | Wire-to-wire contact | Aggregated | 2067 | 1.8531e-06 | 470.836 | 0.00087253 | 2067 | Mitigation | 0.95 | 45 | 0 | esc | 0 | 0 | 0.00097009 | 1.7977e-09
[120 empty] | 7.3.3.17.5 (Remote Grid) Updates to grid topology to minimize risk of ignition in HFTDs Remote GridWLDFRContact from objectAggregated | WLDFR | HFTD - Distribution - Tier 2 - 4QU CoRE ¦ 5QU LoRE | Non-Red Flag Warning - Small Fires | Contact from object | Aggregated | 2022 | 0.00034938 | 470.836 | 0.1645 | 2022 | Mitigation | 0.95 | 45 | 0 | esc | 0.00097009 | 3.3892e-07 | 0 | 0
[120 empty] | 7.3.3.17.5 (Remote Grid) Updates to grid topology to minimize risk of ignition in HFTDs Remote GridWLDFRContact from objectAggregated | WLDFR | HFTD - Distribution - Tier 2 - 4QU CoRE ¦ 5QU LoRE | Non-Red Flag Warning - Small Fires | Contact from object | Aggregated | 2023 | 0.00034938 | 470.836 | 0.1645 | 2023 | Mitigation | 0.95 | 45 | 0 | esc | 0.00097009 | 3.3892e-07 | 0.00097009 | 3.3892e-07
[120 empty] | 7.3.3.17.5 (Remote Grid) Updates to grid topology to minimize risk of ignition in HFTDs Remote GridWLDFRContact from objectAggregated | WLDFR | HFTD - Distribution - Tier 2 - 4QU CoRE ¦ 5QU LoRE | Non-Red Flag Warning - Small Fires | Contact from object | Aggregated | 2024 | 0.00034938 | 470.836 | 0.1645 | 2024 | Mitigation | 0.95 | 45 | 0 | esc | 0.00097009 | 3.3892e-07 | 0.00097009 | 3.3892e-07
[120 empty] | 7.3.3.17.5 (Remote Grid) Updates to grid topology to minimize risk of ignition in HFTDs Remote GridWLDFRContact from objectAggregated | WLDFR | HFTD - Distribution - Tier 2 - 4QU CoRE ¦ 5QU LoRE | Non-Red Flag Warning - Small Fires | Contact from object | Aggregated | 2025 | 0.00034938 | 470.836 | 0.1645 | 2025 | Mitigation | 0.95 | 45 | 0 | esc | 0.00097009 | 3.3892e-07 | 0.00097009 | 3.3892e-07
[120 empty] | 7.3.3.17.5 (Remote Grid) Updates to grid topology to minimize risk of ignition in HFTDs Remote GridWLDFRContact from objectAggregated | WLDFR | HFTD - Distribution - Tier 2 - 4QU CoRE ¦ 5QU LoRE | Non-Red Flag Warning - Small Fires | Contact from object | Aggregated | 2026 | 0.00034938 | 470.836 | 0.1645 | 2026 | Mitigation | 0.95 | 45 | 0 | esc | 0.00097009 | 3.3892e-07 | 0.00097009 | 3.3892e-07
[120 empty] | 7.3.3.17.5 (Remote Grid) Updates to grid topology to minimize risk of ignition in HFTDs Remote GridWLDFRContact from objectAggregated | WLDFR | HFTD - Distribution - Tier 2 - 4QU CoRE ¦ 5QU LoRE | Non-Red Flag Warning - Small Fires | Contact from object | Aggregated | 2027 | 0.00034938 | 470.836 | 0.1645 | 2027 | Mitigation | 0.95 | 45 | 0 | esc | 0.00097009 | 3.3892e-07 | 0.00097009 | 3.3892e-07
[120 empty] | 7.3.3.17.5 (Remote Grid) Updates to grid topology to minimize risk of ignition in HFTDs Remote GridWLDFRContact from objectAggregated | WLDFR | HFTD - Distribution - Tier 2 - 4QU CoRE ¦ 5QU LoRE | Non-Red Flag Warning - Small Fires | Contact from object | Aggregated | 2028 | 0.00034938 | 470.836 | 0.1645 | 2028 | Mitigation | 0.95 | 45 | 0 | esc | 0.00097009 | 3.3892e-07 | 0.00097009 | 3.3892e-07
[120 empty] | 7.3.3.17.5 (Remote Grid) Updates to grid topology to minimize risk of ignition in HFTDs Remote GridWLDFRContact from objectAggregated | WLDFR | HFTD - Distribution - Tier 2 - 4QU CoRE ¦ 5QU LoRE | Non-Red Flag Warning - Small Fires | Contact from object | Aggregated | 2029 | 0.00034938 | 470.836 | 0.1645 | 2029 | Mitigation | 0.95 | 45 | 0 | esc | 0.00097009 | 3.3892e-07 | 0.00097009 | 3.3892e-07
[120 empty] | 7.3.3.17.5 (Remote Grid) Updates to grid topology to minimize risk of ignition in HFTDs Remote GridWLDFRContact from objectAggregated | WLDFR | HFTD - Distribution - Tier 2 - 4QU CoRE ¦ 5QU LoRE | Non-Red Flag Warning - Small Fires | Contact from object | Aggregated | 2030 | 0.00034938 | 470.836 | 0.1645 | 2030 | Mitigation | 0.95 | 45 | 0 | esc | 0.00097009 | 3.3892e-07 | 0.00097009 | 3.3892e-07
[120 empty] | 7.3.3.17.5 (Remote Grid) Updates to grid topology to minimize risk of ignition in HFTDs Remote GridWLDFRContact from objectAggregated | WLDFR | HFTD - Distribution - Tier 2 - 4QU CoRE ¦ 5QU LoRE | Non-Red Flag Warning - Small Fires | Contact from object | Aggregated | 2031 | 0.00034938 | 470.836 | 0.1645 | 2031 | Mitigation | 0.95 | 45 | 0 | esc | 0.00097009 | 3.3892e-07 | 0.00097009 | 3.3892e-07
[120 empty] | 7.3.3.17.5 (Remote Grid) Updates to grid topology to minimize risk of ignition in HFTDs Remote GridWLDFRContact from objectAggregated | WLDFR | HFTD - Distribution - Tier 2 - 4QU CoRE ¦ 5QU LoRE | Non-Red Flag Warning - Small Fires | Contact from object | Aggregated | 2032 | 0.00034938 | 470.836 | 0.1645 | 2032 | Mitigation | 0.95 | 45 | 0 | esc | 0.00097009 | 3.3892e-07 | 0.00097009 | 3.3892e-07
[120 empty] | 7.3.3.17.5 (Remote Grid) Updates to grid topology to minimize risk of ignition in HFTDs Remote GridWLDFRContact from objectAggregated | WLDFR | HFTD - Distribution - Tier 2 - 4QU CoRE ¦ 5QU LoRE | Non-Red Flag Warning - Small Fires | Contact from object | Aggregated | 2033 | 0.00034938 | 470.836 | 0.1645 | 2033 | Mitigation | 0.95 | 45 | 0 | esc | 0.00097009 | 3.3892e-07 | 0.00097009 | 3.3892e-07
[120 empty] | 7.3.3.17.5 (Remote Grid) Updates to grid topology to minimize risk of ignition in HFTDs Remote GridWLDFRContact from objectAggregated | WLDFR | HFTD - Distribution - Tier 2 - 4QU CoRE ¦ 5QU LoRE | Non-Red Flag Warning - Small Fires | Contact from object | Aggregated | 2034 | 0.00034938 | 470.836 | 0.1645 | 2034 | Mitigation | 0.95 | 45 | 0 | esc | 0.00097009 | 3.3892e-07 | 0.00097009 | 3.3892e-07
[120 empty] | 7.3.3.17.5 (Remote Grid) Updates to grid topology to minimize risk of ignition in HFTDs Remote GridWLDFRContact from objectAggregated | WLDFR | HFTD - Distribution - Tier 2 - 4QU CoRE ¦ 5QU LoRE | Non-Red Flag Warning - Small Fires | Contact from object | Aggregated | 2035 | 0.00034938 | 470.836 | 0.1645 | 2035 | Mitigation | 0.95 | 45 | 0 | esc | 0.00097009 | 3.3892e-07 | 0.00097009 | 3.3892e-07
[120 empty] | 7.3.3.17.5 (Remote Grid) Updates to grid topology to minimize risk of ignition in HFTDs Remote GridWLDFRContact from objectAggregated | WLDFR | HFTD - Distribution - Tier 2 - 4QU CoRE ¦ 5QU LoRE | Non-Red Flag Warning - Small Fires | Contact from object | Aggregated | 2036 | 0.00034938 | 470.836 | 0.1645 | 2036 | Mitigation | 0.95 | 45 | 0 | esc | 0.00097009 | 3.3892e-07 | 0.00097009 | 3.3892e-07
[120 empty] | 7.3.3.17.5 (Remote Grid) Updates to grid topology to minimize risk of ignition in HFTDs Remote GridWLDFRContact from objectAggregated | WLDFR | HFTD - Distribution - Tier 2 - 4QU CoRE ¦ 5QU LoRE | Non-Red Flag Warning - Small Fires | Contact from object | Aggregated | 2037 | 0.00034938 | 470.836 | 0.1645 | 2037 | Mitigation | 0.95 | 45 | 0 | esc | 0.00097009 | 3.3892e-07 | 0.00097009 | 3.3892e-07
[120 empty] | 7.3.3.17.5 (Remote Grid) Updates to grid topology to minimize risk of ignition in HFTDs Remote GridWLDFRContact from objectAggregated | WLDFR | HFTD - Distribution - Tier 2 - 4QU CoRE ¦ 5QU LoRE | Non-Red Flag Warning - Small Fires | Contact from object | Aggregated | 2038 | 0.00034938 | 470.836 | 0.1645 | 2038 | Mitigation | 0.95 | 45 | 0 | esc | 0.00097009 | 3.3892e-07 | 0.00097009 | 3.3892e-07
[120 empty] | 7.3.3.17.5 (Remote Grid) Updates to grid topology to minimize risk of ignition in HFTDs Remote GridWLDFRContact from objectAggregated | WLDFR | HFTD - Distribution - Tier 2 - 4QU CoRE ¦ 5QU LoRE | Non-Red Flag Warning - Small Fires | Contact from object | Aggregated | 2039 | 0.00034938 | 470.836 | 0.1645 | 2039 | Mitigation | 0.95 | 45 | 0 | esc | 0.00097009 | 3.3892e-07 | 0.00097009 | 3.3892e-07
[120 empty] | 7.3.3.17.5 (Remote Grid) Updates to grid topology to minimize risk of ignition in HFTDs Remote GridWLDFRContact from objectAggregated | WLDFR | HFTD - Distribution - Tier 2 - 4QU CoRE ¦ 5QU LoRE | Non-Red Flag Warning - Small Fires | Contact from object | Aggregated | 2040 | 0.00034938 | 470.836 | 0.1645 | 2040 | Mitigation | 0.95 | 45 | 0 | esc | 0.00097009 | 3.3892e-07 | 0.00097009 | 3.3892e-07
[120 empty] | 7.3.3.17.5 (Remote Grid) Updates to grid topology to minimize risk of ignition in HFTDs Remote GridWLDFRContact from objectAggregated | WLDFR | HFTD - Distribution - Tier 2 - 4QU CoRE ¦ 5QU LoRE | Non-Red Flag Warning - Small Fires | Contact from object | Aggregated | 2041 | 0.00034938 | 470.836 | 0.1645 | 2041 | Mitigation | 0.95 | 45 | 0 | esc | 0.00097009 | 3.3892e-07 | 0.00097009 | 3.3892e-07
[120 empty] | 7.3.3.17.5 (Remote Grid) Updates to grid topology to minimize risk of ignition in HFTDs Remote GridWLDFRContact from objectAggregated | WLDFR | HFTD - Distribution - Tier 2 - 4QU CoRE ¦ 5QU LoRE | Non-Red Flag Warning - Small Fires | Contact from object | Aggregated | 2042 | 0.00034938 | 470.836 | 0.1645 | 2042 | Mitigation | 0.95 | 45 | 0 | esc | 0.00097009 | 3.3892e-07 | 0.00097009 | 3.3892e-07
[120 empty] | 7.3.3.17.5 (Remote Grid) Updates to grid topology to minimize risk of ignition in HFTDs Remote GridWLDFRContact from objectAggregated | WLDFR | HFTD - Distribution - Tier 2 - 4QU CoRE ¦ 5QU LoRE | Non-Red Flag Warning - Small Fires | Contact from object | Aggregated | 2043 | 0.00034938 | 470.836 | 0.1645 | 2043 | Mitigation | 0.95 | 45 | 0 | esc | 0.00097009 | 3.3892e-07 | 0.00097009 | 3.3892e-07
[120 empty] | 7.3.3.17.5 (Remote Grid) Updates to grid topology to minimize risk of ignition in HFTDs Remote GridWLDFRContact from objectAggregated | WLDFR | HFTD - Distribution - Tier 2 - 4QU CoRE ¦ 5QU LoRE | Non-Red Flag Warning - Small Fires | Contact from object | Aggregated | 2044 | 0.00034938 | 470.836 | 0.1645 | 2044 | Mitigation | 0.95 | 45 | 0 | esc | 0.00097009 | 3.3892e-07 | 0.00097009 | 3.3892e-07
[120 empty] | 7.3.3.17.5 (Remote Grid) Updates to grid topology to minimize risk of ignition in HFTDs Remote GridWLDFRContact from objectAggregated | WLDFR | HFTD - Distribution - Tier 2 - 4QU CoRE ¦ 5QU LoRE | Non-Red Flag Warning - Small Fires | Contact from object | Aggregated | 2045 | 0.00034938 | 470.836 | 0.1645 | 2045 | Mitigation | 0.95 | 45 | 0 | esc | 0.00097009 | 3.3892e-07 | 0.00097009 | 3.3892e-07
[120 empty] | 7.3.3.17.5 (Remote Grid) Updates to grid topology to minimize risk of ignition in HFTDs Remote GridWLDFRContact from objectAggregated | WLDFR | HFTD - Distribution - Tier 2 - 4QU CoRE ¦ 5QU LoRE | Non-Red Flag Warning - Small Fires | Contact from object | Aggregated | 2046 | 0.00034938 | 470.836 | 0.1645 | 2046 | Mitigation | 0.95 | 45 | 0 | esc | 0.00097009 | 3.3892e-07 | 0.00097009 | 3.3892e-07
[120 empty] | 7.3.3.17.5 (Remote Grid) Updates to grid topology to minimize risk of ignition in HFTDs Remote GridWLDFRContact from objectAggregated | WLDFR | HFTD - Distribution - Tier 2 - 4QU CoRE ¦ 5QU LoRE | Non-Red Flag Warning - Small Fires | Contact from object | Aggregated | 2047 | 0.00034938 | 470.836 | 0.1645 | 2047 | Mitigation | 0.95 | 45 | 0 | esc | 0.00097009 | 3.3892e-07 | 0.00097009 | 3.3892e-07
[120 empty] | 7.3.3.17.5 (Remote Grid) Updates to grid topology to minimize risk of ignition in HFTDs Remote GridWLDFRContact from objectAggregated | WLDFR | HFTD - Distribution - Tier 2 - 4QU CoRE ¦ 5QU LoRE | Non-Red Flag Warning - Small Fires | Contact from object | Aggregated | 2048 | 0.00034938 | 470.836 | 0.1645 | 2048 | Mitigation | 0.95 | 45 | 0 | esc | 0.00097009 | 3.3892e-07 | 0.00097009 | 3.3892e-07
[120 empty] | 7.3.3.17.5 (Remote Grid) Updates to grid topology to minimize risk of ignition in HFTDs Remote GridWLDFRContact from objectAggregated | WLDFR | HFTD - Distribution - Tier 2 - 4QU CoRE ¦ 5QU LoRE | Non-Red Flag Warning - Small Fires | Contact from object | Aggregated | 2049 | 0.00034938 | 470.836 | 0.1645 | 2049 | Mitigation | 0.95 | 45 | 0 | esc | 0.00097009 | 3.3892e-07 | 0.00097009 | 3.3892e-07
[120 empty] | 7.3.3.17.5 (Remote Grid) Updates to grid topology to minimize risk of ignition in HFTDs Remote GridWLDFRContact from objectAggregated | WLDFR | HFTD - Distribution - Tier 2 - 4QU CoRE ¦ 5QU LoRE | Non-Red Flag Warning - Small Fires | Contact from object | Aggregated | 2050 | 0.00034938 | 470.836 | 0.1645 | 2050 | Mitigation | 0.95 | 45 | 0 | esc | 0.00097009 | 3.3892e-07 | 0.00097009 | 3.3892e-07
[120 empty] | 7.3.3.17.5 (Remote Grid) Updates to grid topology to minimize risk of ignition in HFTDs Remote GridWLDFRContact from objectAggregated | WLDFR | HFTD - Distribution - Tier 2 - 4QU CoRE ¦ 5QU LoRE | Non-Red Flag Warning - Small Fires | Contact from object | Aggregated | 2051 | 0.00034938 | 470.836 | 0.1645 | 2051 | Mitigation | 0.95 | 45 | 0 | esc | 0.00097009 | 3.3892e-07 | 0.00097009 | 3.3892e-07
[120 empty] | 7.3.3.17.5 (Remote Grid) Updates to grid topology to minimize risk of ignition in HFTDs Remote GridWLDFRContact from objectAggregated | WLDFR | HFTD - Distribution - Tier 2 - 4QU CoRE ¦ 5QU LoRE | Non-Red Flag Warning - Small Fires | Contact from object | Aggregated | 2052 | 0.00034938 | 470.836 | 0.1645 | 2052 | Mitigation | 0.95 | 45 | 0 | esc | 0.00097009 | 3.3892e-07 | 0.00097009 | 3.3892e-07
[120 empty] | 7.3.3.17.5 (Remote Grid) Updates to grid topology to minimize risk of ignition in HFTDs Remote GridWLDFRContact from objectAggregated | WLDFR | HFTD - Distribution - Tier 2 - 4QU CoRE ¦ 5QU LoRE | Non-Red Flag Warning - Small Fires | Contact from object | Aggregated | 2053 | 0.00034938 | 470.836 | 0.1645 | 2053 | Mitigation | 0.95 | 45 | 0 | esc | 0.00097009 | 3.3892e-07 | 0.00097009 | 3.3892e-07
[120 empty] | 7.3.3.17.5 (Remote Grid) Updates to grid topology to minimize risk of ignition in HFTDs Remote GridWLDFRContact from objectAggregated | WLDFR | HFTD - Distribution - Tier 2 - 4QU CoRE ¦ 5QU LoRE | Non-Red Flag Warning - Small Fires | Contact from object | Aggregated | 2054 | 0.00034938 | 470.836 | 0.1645 | 2054 | Mitigation | 0.95 | 45 | 0 | esc | 0.00097009 | 3.3892e-07 | 0.00097009 | 3.3892e-07
[120 empty] | 7.3.3.17.5 (Remote Grid) Updates to grid topology to minimize risk of ignition in HFTDs Remote GridWLDFRContact from objectAggregated | WLDFR | HFTD - Distribution - Tier 2 - 4QU CoRE ¦ 5QU LoRE | Non-Red Flag Warning - Small Fires | Contact from object | Aggregated | 2055 | 0.00034938 | 470.836 | 0.1645 | 2055 | Mitigation | 0.95 | 45 | 0 | esc | 0.00097009 | 3.3892e-07 | 0.00097009 | 3.3892e-07
[120 empty] | 7.3.3.17.5 (Remote Grid) Updates to grid topology to minimize risk of ignition in HFTDs Remote GridWLDFRContact from objectAggregated | WLDFR | HFTD - Distribution - Tier 2 - 4QU CoRE ¦ 5QU LoRE | Non-Red Flag Warning - Small Fires | Contact from object | Aggregated | 2056 | 0.00034938 | 470.836 | 0.1645 | 2056 | Mitigation | 0.95 | 45 | 0 | esc | 0.00097009 | 3.3892e-07 | 0.00097009 | 3.3892e-07
[120 empty] | 7.3.3.17.5 (Remote Grid) Updates to grid topology to minimize risk of ignition in HFTDs Remote GridWLDFRContact from objectAggregated | WLDFR | HFTD - Distribution - Tier 2 - 4QU CoRE ¦ 5QU LoRE | Non-Red Flag Warning - Small Fires | Contact from object | Aggregated | 2057 | 0.00034938 | 470.836 | 0.1645 | 2057 | Mitigation | 0.95 | 45 | 0 | esc | 0.00097009 | 3.3892e-07 | 0.00097009 | 3.3892e-07
[120 empty] | 7.3.3.17.5 (Remote Grid) Updates to grid topology to minimize risk of ignition in HFTDs Remote GridWLDFRContact from objectAggregated | WLDFR | HFTD - Distribution - Tier 2 - 4QU CoRE ¦ 5QU LoRE | Non-Red Flag Warning - Small Fires | Contact from object | Aggregated | 2058 | 0.00034938 | 470.836 | 0.1645 | 2058 | Mitigation | 0.95 | 45 | 0 | esc | 0.00097009 | 3.3892e-07 | 0.00097009 | 3.3892e-07
[120 empty] | 7.3.3.17.5 (Remote Grid) Updates to grid topology to minimize risk of ignition in HFTDs Remote GridWLDFRContact from objectAggregated | WLDFR | HFTD - Distribution - Tier 2 - 4QU CoRE ¦ 5QU LoRE | Non-Red Flag Warning - Small Fires | Contact from object | Aggregated | 2059 | 0.00034938 | 470.836 | 0.1645 | 2059 | Mitigation | 0.95 | 45 | 0 | esc | 0.00097009 | 3.3892e-07 | 0.00097009 | 3.3892e-07
[120 empty] | 7.3.3.17.5 (Remote Grid) Updates to grid topology to minimize risk of ignition in HFTDs Remote GridWLDFRContact from objectAggregated | WLDFR | HFTD - Distribution - Tier 2 - 4QU CoRE ¦ 5QU LoRE | Non-Red Flag Warning - Small Fires | Contact from object | Aggregated | 2060 | 0.00034938 | 470.836 | 0.1645 | 2060 | Mitigation | 0.95 | 45 | 0 | esc | 0.00097009 | 3.3892e-07 | 0.00097009 | 3.3892e-07
[120 empty] | 7.3.3.17.5 (Remote Grid) Updates to grid topology to minimize risk of ignition in HFTDs Remote GridWLDFRContact from objectAggregated | WLDFR | HFTD - Distribution - Tier 2 - 4QU CoRE ¦ 5QU LoRE | Non-Red Flag Warning - Small Fires | Contact from object | Aggregated | 2061 | 0.00034938 | 470.836 | 0.1645 | 2061 | Mitigation | 0.95 | 45 | 0 | esc | 0.00097009 | 3.3892e-07 | 0.00097009 | 3.3892e-07
[120 empty] | 7.3.3.17.5 (Remote Grid) Updates to grid topology to minimize risk of ignition in HFTDs Remote GridWLDFRContact from objectAggregated | WLDFR | HFTD - Distribution - Tier 2 - 4QU CoRE ¦ 5QU LoRE | Non-Red Flag Warning - Small Fires | Contact from object | Aggregated | 2062 | 0.00034938 | 470.836 | 0.1645 | 2062 | Mitigation | 0.95 | 45 | 0 | esc | 0.00097009 | 3.3892e-07 | 0.00097009 | 3.3892e-07
[120 empty] | 7.3.3.17.5 (Remote Grid) Updates to grid topology to minimize risk of ignition in HFTDs Remote GridWLDFRContact from objectAggregated | WLDFR | HFTD - Distribution - Tier 2 - 4QU CoRE ¦ 5QU LoRE | Non-Red Flag Warning - Small Fires | Contact from object | Aggregated | 2063 | 0.00034938 | 470.836 | 0.1645 | 2063 | Mitigation | 0.95 | 45 | 0 | esc | 0.00097009 | 3.3892e-07 | 0.00097009 | 3.3892e-07
[120 empty] | 7.3.3.17.5 (Remote Grid) Updates to grid topology to minimize risk of ignition in HFTDs Remote GridWLDFRContact from objectAggregated | WLDFR | HFTD - Distribution - Tier 2 - 4QU CoRE ¦ 5QU LoRE | Non-Red Flag Warning - Small Fires | Contact from object | Aggregated | 2064 | 0.00034938 | 470.836 | 0.1645 | 2064 | Mitigation | 0.95 | 45 | 0 | esc | 0.00097009 | 3.3892e-07 | 0.00097009 | 3.3892e-07
[120 empty] | 7.3.3.17.5 (Remote Grid) Updates to grid topology to minimize risk of ignition in HFTDs Remote GridWLDFRContact from objectAggregated | WLDFR | HFTD - Distribution - Tier 2 - 4QU CoRE ¦ 5QU LoRE | Non-Red Flag Warning - Small Fires | Contact from object | Aggregated | 2065 | 0.00034938 | 470.836 | 0.1645 | 2065 | Mitigation | 0.95 | 45 | 0 | esc | 0.00097009 | 3.3892e-07 | 0.00097009 | 3.3892e-07
[120 empty] | 7.3.3.17.5 (Remote Grid) Updates to grid topology to minimize risk of ignition in HFTDs Remote GridWLDFRContact from objectAggregated | WLDFR | HFTD - Distribution - Tier 2 - 4QU CoRE ¦ 5QU LoRE | Non-Red Flag Warning - Small Fires | Contact from object | Aggregated | 2066 | 0.00034938 | 470.836 | 0.1645 | 2066 | Mitigation | 0.95 | 45 | 0 | esc | 0.00097009 | 3.3892e-07 | 0.00097009 | 3.3892e-07
[120 empty] | 7.3.3.17.5 (Remote Grid) Updates to grid topology to minimize risk of ignition in HFTDs Remote GridWLDFRContact from objectAggregated | WLDFR | HFTD - Distribution - Tier 2 - 4QU CoRE ¦ 5QU LoRE | Non-Red Flag Warning - Small Fires | Contact from object | Aggregated | 2067 | 0.00034938 | 470.836 | 0.1645 | 2067 | Mitigation | 0.95 | 45 | 0 | esc | 0 | 0 | 0.00097009 | 3.3892e-07
[120 empty] | 7.3.3.17.5 (Remote Grid) Updates to grid topology to minimize risk of ignition in HFTDs Remote GridWLDFRContaminationAggregated | WLDFR | HFTD - Distribution - Tier 2 - 4QU CoRE ¦ 5QU LoRE | Non-Red Flag Warning - Small Fires | Contamination | Aggregated | 2022 | 9.237e-06 | 470.836 | 0.0043491 | 2022 | Mitigation | 0.95 | 45 | 0 | esc | 0.00097009 | 8.9607e-09 | 0 | 0
[120 empty] | 7.3.3.17.5 (Remote Grid) Updates to grid topology to minimize risk of ignition in HFTDs Remote GridWLDFRContaminationAggregated | WLDFR | HFTD - Distribution - Tier 2 - 4QU CoRE ¦ 5QU LoRE | Non-Red Flag Warning - Small Fires | Contamination | Aggregated | 2023 | 9.237e-06 | 470.836 | 0.0043491 | 2023 | Mitigation | 0.95 | 45 | 0 | esc | 0.00097009 | 8.9607e-09 | 0.00097009 | 8.9607e-09
[120 empty] | 7.3.3.17.5 (Remote Grid) Updates to grid topology to minimize risk of ignition in HFTDs Remote GridWLDFRContaminationAggregated | WLDFR | HFTD - Distribution - Tier 2 - 4QU CoRE ¦ 5QU LoRE | Non-Red Flag Warning - Small Fires | Contamination | Aggregated | 2024 | 9.237e-06 | 470.836 | 0.0043491 | 2024 | Mitigation | 0.95 | 45 | 0 | esc | 0.00097009 | 8.9607e-09 | 0.00097009 | 8.9607e-09
[120 empty] | 7.3.3.17.5 (Remote Grid) Updates to grid topology to minimize risk of ignition in HFTDs Remote GridWLDFRContaminationAggregated | WLDFR | HFTD - Distribution - Tier 2 - 4QU CoRE ¦ 5QU LoRE | Non-Red Flag Warning - Small Fires | Contamination | Aggregated | 2025 | 9.237e-06 | 470.836 | 0.0043491 | 2025 | Mitigation | 0.95 | 45 | 0 | esc | 0.00097009 | 8.9607e-09 | 0.00097009 | 8.9607e-09
[120 empty] | 7.3.3.17.5 (Remote Grid) Updates to grid topology to minimize risk of ignition in HFTDs Remote GridWLDFRContaminationAggregated | WLDFR | HFTD - Distribution - Tier 2 - 4QU CoRE ¦ 5QU LoRE | Non-Red Flag Warning - Small Fires | Contamination | Aggregated | 2026 | 9.237e-06 | 470.836 | 0.0043491 | 2026 | Mitigation | 0.95 | 45 | 0 | esc | 0.00097009 | 8.9607e-09 | 0.00097009 | 8.9607e-09
[120 empty] | 7.3.3.17.5 (Remote Grid) Updates to grid topology to minimize risk of ignition in HFTDs Remote GridWLDFRContaminationAggregated | WLDFR | HFTD - Distribution - Tier 2 - 4QU CoRE ¦ 5QU LoRE | Non-Red Flag Warning - Small Fires | Contamination | Aggregated | 2027 | 9.237e-06 | 470.836 | 0.0043491 | 2027 | Mitigation | 0.95 | 45 | 0 | esc | 0.00097009 | 8.9607e-09 | 0.00097009 | 8.9607e-09
[120 empty] | 7.3.3.17.5 (Remote Grid) Updates to grid topology to minimize risk of ignition in HFTDs Remote GridWLDFRContaminationAggregated | WLDFR | HFTD - Distribution - Tier 2 - 4QU CoRE ¦ 5QU LoRE | Non-Red Flag Warning - Small Fires | Contamination | Aggregated | 2028 | 9.237e-06 | 470.836 | 0.0043491 | 2028 | Mitigation | 0.95 | 45 | 0 | esc | 0.00097009 | 8.9607e-09 | 0.00097009 | 8.9607e-09
[120 empty] | 7.3.3.17.5 (Remote Grid) Updates to grid topology to minimize risk of ignition in HFTDs Remote GridWLDFRContaminationAggregated | WLDFR | HFTD - Distribution - Tier 2 - 4QU CoRE ¦ 5QU LoRE | Non-Red Flag Warning - Small Fires | Contamination | Aggregated | 2029 | 9.237e-06 | 470.836 | 0.0043491 | 2029 | Mitigation | 0.95 | 45 | 0 | esc | 0.00097009 | 8.9607e-09 | 0.00097009 | 8.9607e-09
[120 empty] | 7.3.3.17.5 (Remote Grid) Updates to grid topology to minimize risk of ignition in HFTDs Remote GridWLDFRContaminationAggregated | WLDFR | HFTD - Distribution - Tier 2 - 4QU CoRE ¦ 5QU LoRE | Non-Red Flag Warning - Small Fires | Contamination | Aggregated | 2030 | 9.237e-06 | 470.836 | 0.0043491 | 2030 | Mitigation | 0.95 | 45 | 0 | esc | 0.00097009 | 8.9607e-09 | 0.00097009 | 8.9607e-09
[120 empty] | 7.3.3.17.5 (Remote Grid) Updates to grid topology to minimize risk of ignition in HFTDs Remote GridWLDFRContaminationAggregated | WLDFR | HFTD - Distribution - Tier 2 - 4QU CoRE ¦ 5QU LoRE | Non-Red Flag Warning - Small Fires | Contamination | Aggregated | 2031 | 9.237e-06 | 470.836 | 0.0043491 | 2031 | Mitigation | 0.95 | 45 | 0 | esc | 0.00097009 | 8.9607e-09 | 0.00097009 | 8.9607e-09
[120 empty] | 7.3.3.17.5 (Remote Grid) Updates to grid topology to minimize risk of ignition in HFTDs Remote GridWLDFRContaminationAggregated | WLDFR | HFTD - Distribution - Tier 2 - 4QU CoRE ¦ 5QU LoRE | Non-Red Flag Warning - Small Fires | Contamination | Aggregated | 2032 | 9.237e-06 | 470.836 | 0.0043491 | 2032 | Mitigation | 0.95 | 45 | 0 | esc | 0.00097009 | 8.9607e-09 | 0.00097009 | 8.9607e-09
[120 empty] | 7.3.3.17.5 (Remote Grid) Updates to grid topology to minimize risk of ignition in HFTDs Remote GridWLDFRContaminationAggregated | WLDFR | HFTD - Distribution - Tier 2 - 4QU CoRE ¦ 5QU LoRE | Non-Red Flag Warning - Small Fires | Contamination | Aggregated | 2033 | 9.237e-06 | 470.836 | 0.0043491 | 2033 | Mitigation | 0.95 | 45 | 0 | esc | 0.00097009 | 8.9607e-09 | 0.00097009 | 8.9607e-09
[120 empty] | 7.3.3.17.5 (Remote Grid) Updates to grid topology to minimize risk of ignition in HFTDs Remote GridWLDFRContaminationAggregated | WLDFR | HFTD - Distribution - Tier 2 - 4QU CoRE ¦ 5QU LoRE | Non-Red Flag Warning - Small Fires | Contamination | Aggregated | 2034 | 9.237e-06 | 470.836 | 0.0043491 | 2034 | Mitigation | 0.95 | 45 | 0 | esc | 0.00097009 | 8.9607e-09 | 0.00097009 | 8.9607e-09
[120 empty] | 7.3.3.17.5 (Remote Grid) Updates to grid topology to minimize risk of ignition in HFTDs Remote GridWLDFRContaminationAggregated | WLDFR | HFTD - Distribution - Tier 2 - 4QU CoRE ¦ 5QU LoRE | Non-Red Flag Warning - Small Fires | Contamination | Aggregated | 2035 | 9.237e-06 | 470.836 | 0.0043491 | 2035 | Mitigation | 0.95 | 45 | 0 | esc | 0.00097009 | 8.9607e-09 | 0.00097009 | 8.9607e-09
[120 empty] | 7.3.3.17.5 (Remote Grid) Updates to grid topology to minimize risk of ignition in HFTDs Remote GridWLDFRContaminationAggregated | WLDFR | HFTD - Distribution - Tier 2 - 4QU CoRE ¦ 5QU LoRE | Non-Red Flag Warning - Small Fires | Contamination | Aggregated | 2036 | 9.237e-06 | 470.836 | 0.0043491 | 2036 | Mitigation | 0.95 | 45 | 0 | esc | 0.00097009 | 8.9607e-09 | 0.00097009 | 8.9607e-09
[120 empty] | 7.3.3.17.5 (Remote Grid) Updates to grid topology to minimize risk of ignition in HFTDs Remote GridWLDFRContaminationAggregated | WLDFR | HFTD - Distribution - Tier 2 - 4QU CoRE ¦ 5QU LoRE | Non-Red Flag Warning - Small Fires | Contamination | Aggregated | 2037 | 9.237e-06 | 470.836 | 0.0043491 | 2037 | Mitigation | 0.95 | 45 | 0 | esc | 0.00097009 | 8.9607e-09 | 0.00097009 | 8.9607e-09
[120 empty] | 7.3.3.17.5 (Remote Grid) Updates to grid topology to minimize risk of ignition in HFTDs Remote GridWLDFRContaminationAggregated | WLDFR | HFTD - Distribution - Tier 2 - 4QU CoRE ¦ 5QU LoRE | Non-Red Flag Warning - Small Fires | Contamination | Aggregated | 2038 | 9.237e-06 | 470.836 | 0.0043491 | 2038 | Mitigation | 0.95 | 45 | 0 | esc | 0.00097009 | 8.9607e-09 | 0.00097009 | 8.9607e-09
[120 empty] | 7.3.3.17.5 (Remote Grid) Updates to grid topology to minimize risk of ignition in HFTDs Remote GridWLDFRContaminationAggregated | WLDFR | HFTD - Distribution - Tier 2 - 4QU CoRE ¦ 5QU LoRE | Non-Red Flag Warning - Small Fires | Contamination | Aggregated | 2039 | 9.237e-06 | 470.836 | 0.0043491 | 2039 | Mitigation | 0.95 | 45 | 0 | esc | 0.00097009 | 8.9607e-09 | 0.00097009 | 8.9607e-09
[120 empty] | 7.3.3.17.5 (Remote Grid) Updates to grid topology to minimize risk of ignition in HFTDs Remote GridWLDFRContaminationAggregated | WLDFR | HFTD - Distribution - Tier 2 - 4QU CoRE ¦ 5QU LoRE | Non-Red Flag Warning - Small Fires | Contamination | Aggregated | 2040 | 9.237e-06 | 470.836 | 0.0043491 | 2040 | Mitigation | 0.95 | 45 | 0 | esc | 0.00097009 | 8.9607e-09 | 0.00097009 | 8.9607e-09
[120 empty] | 7.3.3.17.5 (Remote Grid) Updates to grid topology to minimize risk of ignition in HFTDs Remote GridWLDFRContaminationAggregated | WLDFR | HFTD - Distribution - Tier 2 - 4QU CoRE ¦ 5QU LoRE | Non-Red Flag Warning - Small Fires | Contamination | Aggregated | 2041 | 9.237e-06 | 470.836 | 0.0043491 | 2041 | Mitigation | 0.95 | 45 | 0 | esc | 0.00097009 | 8.9607e-09 | 0.00097009 | 8.9607e-09
[120 empty] | 7.3.3.17.5 (Remote Grid) Updates to grid topology to minimize risk of ignition in HFTDs Remote GridWLDFRContaminationAggregated | WLDFR | HFTD - Distribution - Tier 2 - 4QU CoRE ¦ 5QU LoRE | Non-Red Flag Warning - Small Fires | Contamination | Aggregated | 2042 | 9.237e-06 | 470.836 | 0.0043491 | 2042 | Mitigation | 0.95 | 45 | 0 | esc | 0.00097009 | 8.9607e-09 | 0.00097009 | 8.9607e-09
[120 empty] | 7.3.3.17.5 (Remote Grid) Updates to grid topology to minimize risk of ignition in HFTDs Remote GridWLDFRContaminationAggregated | WLDFR | HFTD - Distribution - Tier 2 - 4QU CoRE ¦ 5QU LoRE | Non-Red Flag Warning - Small Fires | Contamination | Aggregated | 2043 | 9.237e-06 | 470.836 | 0.0043491 | 2043 | Mitigation | 0.95 | 45 | 0 | esc | 0.00097009 | 8.9607e-09 | 0.00097009 | 8.9607e-09
[120 empty] | 7.3.3.17.5 (Remote Grid) Updates to grid topology to minimize risk of ignition in HFTDs Remote GridWLDFRContaminationAggregated | WLDFR | HFTD - Distribution - Tier 2 - 4QU CoRE ¦ 5QU LoRE | Non-Red Flag Warning - Small Fires | Contamination | Aggregated | 2044 | 9.237e-06 | 470.836 | 0.0043491 | 2044 | Mitigation | 0.95 | 45 | 0 | esc | 0.00097009 | 8.9607e-09 | 0.00097009 | 8.9607e-09
[120 empty] | 7.3.3.17.5 (Remote Grid) Updates to grid topology to minimize risk of ignition in HFTDs Remote GridWLDFRContaminationAggregated | WLDFR | HFTD - Distribution - Tier 2 - 4QU CoRE ¦ 5QU LoRE | Non-Red Flag Warning - Small Fires | Contamination | Aggregated | 2045 | 9.237e-06 | 470.836 | 0.0043491 | 2045 | Mitigation | 0.95 | 45 | 0 | esc | 0.00097009 | 8.9607e-09 | 0.00097009 | 8.9607e-09
[120 empty] | 7.3.3.17.5 (Remote Grid) Updates to grid topology to minimize risk of ignition in HFTDs Remote GridWLDFRContaminationAggregated | WLDFR | HFTD - Distribution - Tier 2 - 4QU CoRE ¦ 5QU LoRE | Non-Red Flag Warning - Small Fires | Contamination | Aggregated | 2046 | 9.237e-06 | 470.836 | 0.0043491 | 2046 | Mitigation | 0.95 | 45 | 0 | esc | 0.00097009 | 8.9607e-09 | 0.00097009 | 8.9607e-09
[120 empty] | 7.3.3.17.5 (Remote Grid) Updates to grid topology to minimize risk of ignition in HFTDs Remote GridWLDFRContaminationAggregated | WLDFR | HFTD - Distribution - Tier 2 - 4QU CoRE ¦ 5QU LoRE | Non-Red Flag Warning - Small Fires | Contamination | Aggregated | 2047 | 9.237e-06 | 470.836 | 0.0043491 | 2047 | Mitigation | 0.95 | 45 | 0 | esc | 0.00097009 | 8.9607e-09 | 0.00097009 | 8.9607e-09
[120 empty] | 7.3.3.17.5 (Remote Grid) Updates to grid topology to minimize risk of ignition in HFTDs Remote GridWLDFRContaminationAggregated | WLDFR | HFTD - Distribution - Tier 2 - 4QU CoRE ¦ 5QU LoRE | Non-Red Flag Warning - Small Fires | Contamination | Aggregated | 2048 | 9.237e-06 | 470.836 | 0.0043491 | 2048 | Mitigation | 0.95 | 45 | 0 | esc | 0.00097009 | 8.9607e-09 | 0.00097009 | 8.9607e-09
[120 empty] | 7.3.3.17.5 (Remote Grid) Updates to grid topology to minimize risk of ignition in HFTDs Remote GridWLDFRContaminationAggregated | WLDFR | HFTD - Distribution - Tier 2 - 4QU CoRE ¦ 5QU LoRE | Non-Red Flag Warning - Small Fires | Contamination | Aggregated | 2049 | 9.237e-06 | 470.836 | 0.0043491 | 2049 | Mitigation | 0.95 | 45 | 0 | esc | 0.00097009 | 8.9607e-09 | 0.00097009 | 8.9607e-09
[120 empty] | 7.3.3.17.5 (Remote Grid) Updates to grid topology to minimize risk of ignition in HFTDs Remote GridWLDFRContaminationAggregated | WLDFR | HFTD - Distribution - Tier 2 - 4QU CoRE ¦ 5QU LoRE | Non-Red Flag Warning - Small Fires | Contamination | Aggregated | 2050 | 9.237e-06 | 470.836 | 0.0043491 | 2050 | Mitigation | 0.95 | 45 | 0 | esc | 0.00097009 | 8.9607e-09 | 0.00097009 | 8.9607e-09
[120 empty] | 7.3.3.17.5 (Remote Grid) Updates to grid topology to minimize risk of ignition in HFTDs Remote GridWLDFRContaminationAggregated | WLDFR | HFTD - Distribution - Tier 2 - 4QU CoRE ¦ 5QU LoRE | Non-Red Flag Warning - Small Fires | Contamination | Aggregated | 2051 | 9.237e-06 | 470.836 | 0.0043491 | 2051 | Mitigation | 0.95 | 45 | 0 | esc | 0.00097009 | 8.9607e-09 | 0.00097009 | 8.9607e-09
[120 empty] | 7.3.3.17.5 (Remote Grid) Updates to grid topology to minimize risk of ignition in HFTDs Remote GridWLDFRContaminationAggregated | WLDFR | HFTD - Distribution - Tier 2 - 4QU CoRE ¦ 5QU LoRE | Non-Red Flag Warning - Small Fires | Contamination | Aggregated | 2052 | 9.237e-06 | 470.836 | 0.0043491 | 2052 | Mitigation | 0.95 | 45 | 0 | esc | 0.00097009 | 8.9607e-09 | 0.00097009 | 8.9607e-09
[120 empty] | 7.3.3.17.5 (Remote Grid) Updates to grid topology to minimize risk of ignition in HFTDs Remote GridWLDFRContaminationAggregated | WLDFR | HFTD - Distribution - Tier 2 - 4QU CoRE ¦ 5QU LoRE | Non-Red Flag Warning - Small Fires | Contamination | Aggregated | 2053 | 9.237e-06 | 470.836 | 0.0043491 | 2053 | Mitigation | 0.95 | 45 | 0 | esc | 0.00097009 | 8.9607e-09 | 0.00097009 | 8.9607e-09
[120 empty] | 7.3.3.17.5 (Remote Grid) Updates to grid topology to minimize risk of ignition in HFTDs Remote GridWLDFRContaminationAggregated | WLDFR | HFTD - Distribution - Tier 2 - 4QU CoRE ¦ 5QU LoRE | Non-Red Flag Warning - Small Fires | Contamination | Aggregated | 2054 | 9.237e-06 | 470.836 | 0.0043491 | 2054 | Mitigation | 0.95 | 45 | 0 | esc | 0.00097009 | 8.9607e-09 | 0.00097009 | 8.9607e-09
[120 empty] | 7.3.3.17.5 (Remote Grid) Updates to grid topology to minimize risk of ignition in HFTDs Remote GridWLDFRContaminationAggregated | WLDFR | HFTD - Distribution - Tier 2 - 4QU CoRE ¦ 5QU LoRE | Non-Red Flag Warning - Small Fires | Contamination | Aggregated | 2055 | 9.237e-06 | 470.836 | 0.0043491 | 2055 | Mitigation | 0.95 | 45 | 0 | esc | 0.00097009 | 8.9607e-09 | 0.00097009 | 8.9607e-09
[120 empty] | 7.3.3.17.5 (Remote Grid) Updates to grid topology to minimize risk of ignition in HFTDs Remote GridWLDFRContaminationAggregated | WLDFR | HFTD - Distribution - Tier 2 - 4QU CoRE ¦ 5QU LoRE | Non-Red Flag Warning - Small Fires | Contamination | Aggregated | 2056 | 9.237e-06 | 470.836 | 0.0043491 | 2056 | Mitigation | 0.95 | 45 | 0 | esc | 0.00097009 | 8.9607e-09 | 0.00097009 | 8.9607e-09
[120 empty] | 7.3.3.17.5 (Remote Grid) Updates to grid topology to minimize risk of ignition in HFTDs Remote GridWLDFRContaminationAggregated | WLDFR | HFTD - Distribution - Tier 2 - 4QU CoRE ¦ 5QU LoRE | Non-Red Flag Warning - Small Fires | Contamination | Aggregated | 2057 | 9.237e-06 | 470.836 | 0.0043491 | 2057 | Mitigation | 0.95 | 45 | 0 | esc | 0.00097009 | 8.9607e-09 | 0.00097009 | 8.9607e-09
[120 empty] | 7.3.3.17.5 (Remote Grid) Updates to grid topology to minimize risk of ignition in HFTDs Remote GridWLDFRContaminationAggregated | WLDFR | HFTD - Distribution - Tier 2 - 4QU CoRE ¦ 5QU LoRE | Non-Red Flag Warning - Small Fires | Contamination | Aggregated | 2058 | 9.237e-06 | 470.836 | 0.0043491 | 2058 | Mitigation | 0.95 | 45 | 0 | esc | 0.00097009 | 8.9607e-09 | 0.00097009 | 8.9607e-09
[120 empty] | 7.3.3.17.5 (Remote Grid) Updates to grid topology to minimize risk of ignition in HFTDs Remote GridWLDFRContaminationAggregated | WLDFR | HFTD - Distribution - Tier 2 - 4QU CoRE ¦ 5QU LoRE | Non-Red Flag Warning - Small Fires | Contamination | Aggregated | 2059 | 9.237e-06 | 470.836 | 0.0043491 | 2059 | Mitigation | 0.95 | 45 | 0 | esc | 0.00097009 | 8.9607e-09 | 0.00097009 | 8.9607e-09
[120 empty] | 7.3.3.17.5 (Remote Grid) Updates to grid topology to minimize risk of ignition in HFTDs Remote GridWLDFRContaminationAggregated | WLDFR | HFTD - Distribution - Tier 2 - 4QU CoRE ¦ 5QU LoRE | Non-Red Flag Warning - Small Fires | Contamination | Aggregated | 2060 | 9.237e-06 | 470.836 | 0.0043491 | 2060 | Mitigation | 0.95 | 45 | 0 | esc | 0.00097009 | 8.9607e-09 | 0.00097009 | 8.9607e-09
[120 empty] | 7.3.3.17.5 (Remote Grid) Updates to grid topology to minimize risk of ignition in HFTDs Remote GridWLDFRContaminationAggregated | WLDFR | HFTD - Distribution - Tier 2 - 4QU CoRE ¦ 5QU LoRE | Non-Red Flag Warning - Small Fires | Contamination | Aggregated | 2061 | 9.237e-06 | 470.836 | 0.0043491 | 2061 | Mitigation | 0.95 | 45 | 0 | esc | 0.00097009 | 8.9607e-09 | 0.00097009 | 8.9607e-09
[120 empty] | 7.3.3.17.5 (Remote Grid) Updates to grid topology to minimize risk of ignition in HFTDs Remote GridWLDFRContaminationAggregated | WLDFR | HFTD - Distribution - Tier 2 - 4QU CoRE ¦ 5QU LoRE | Non-Red Flag Warning - Small Fires | Contamination | Aggregated | 2062 | 9.237e-06 | 470.836 | 0.0043491 | 2062 | Mitigation | 0.95 | 45 | 0 | esc | 0.00097009 | 8.9607e-09 | 0.00097009 | 8.9607e-09
[120 empty] | 7.3.3.17.5 (Remote Grid) Updates to grid topology to minimize risk of ignition in HFTDs Remote GridWLDFRContaminationAggregated | WLDFR | HFTD - Distribution - Tier 2 - 4QU CoRE ¦ 5QU LoRE | Non-Red Flag Warning - Small Fires | Contamination | Aggregated | 2063 | 9.237e-06 | 470.836 | 0.0043491 | 2063 | Mitigation | 0.95 | 45 | 0 | esc | 0.00097009 | 8.9607e-09 | 0.00097009 | 8.9607e-09
[120 empty] | 7.3.3.17.5 (Remote Grid) Updates to grid topology to minimize risk of ignition in HFTDs Remote GridWLDFRContaminationAggregated | WLDFR | HFTD - Distribution - Tier 2 - 4QU CoRE ¦ 5QU LoRE | Non-Red Flag Warning - Small Fires | Contamination | Aggregated | 2064 | 9.237e-06 | 470.836 | 0.0043491 | 2064 | Mitigation | 0.95 | 45 | 0 | esc | 0.00097009 | 8.9607e-09 | 0.00097009 | 8.9607e-09
[120 empty] | 7.3.3.17.5 (Remote Grid) Updates to grid topology to minimize risk of ignition in HFTDs Remote GridWLDFRContaminationAggregated | WLDFR | HFTD - Distribution - Tier 2 - 4QU CoRE ¦ 5QU LoRE | Non-Red Flag Warning - Small Fires | Contamination | Aggregated | 2065 | 9.237e-06 | 470.836 | 0.0043491 | 2065 | Mitigation | 0.95 | 45 | 0 | esc | 0.00097009 | 8.9607e-09 | 0.00097009 | 8.9607e-09
[120 empty] | 7.3.3.17.5 (Remote Grid) Updates to grid topology to minimize risk of ignition in HFTDs Remote GridWLDFRContaminationAggregated | WLDFR | HFTD - Distribution - Tier 2 - 4QU CoRE ¦ 5QU LoRE | Non-Red Flag Warning - Small Fires | Contamination | Aggregated | 2066 | 9.237e-06 | 470.836 | 0.0043491 | 2066 | Mitigation | 0.95 | 45 | 0 | esc | 0.00097009 | 8.9607e-09 | 0.00097009 | 8.9607e-09
[120 empty] | 7.3.3.17.5 (Remote Grid) Updates to grid topology to minimize risk of ignition in HFTDs Remote GridWLDFRContaminationAggregated | WLDFR | HFTD - Distribution - Tier 2 - 4QU CoRE ¦ 5QU LoRE | Non-Red Flag Warning - Small Fires | Contamination | Aggregated | 2067 | 9.237e-06 | 470.836 | 0.0043491 | 2067 | Mitigation | 0.95 | 45 | 0 | esc | 0 | 0 | 0.00097009 | 8.9607e-09
[120 empty] | 7.3.3.17.5 (Remote Grid) Updates to grid topology to minimize risk of ignition in HFTDs Remote GridWLDFREquipment / facility failureAggregated | WLDFR | HFTD - Distribution - Tier 2 - 4QU CoRE ¦ 5QU LoRE | Non-Red Flag Warning - Small Fires | Equipment / facility failure | Aggregated | 2022 | 0.00049544 | 470.836 | 0.23327 | 2022 | Mitigation | 0.95 | 45 | 0 | esc | 0.00097009 | 4.8062e-07 | 0 | 0
[120 empty] | 7.3.3.17.5 (Remote Grid) Updates to grid topology to minimize risk of ignition in HFTDs Remote GridWLDFREquipment / facility failureAggregated | WLDFR | HFTD - Distribution - Tier 2 - 4QU CoRE ¦ 5QU LoRE | Non-Red Flag Warning - Small Fires | Equipment / facility failure | Aggregated | 2023 | 0.00049544 | 470.836 | 0.23327 | 2023 | Mitigation | 0.95 | 45 | 0 | esc | 0.00097009 | 4.8062e-07 | 0.00097009 | 4.8062e-07
[120 empty] | 7.3.3.17.5 (Remote Grid) Updates to grid topology to minimize risk of ignition in HFTDs Remote GridWLDFREquipment / facility failureAggregated | WLDFR | HFTD - Distribution - Tier 2 - 4QU CoRE ¦ 5QU LoRE | Non-Red Flag Warning - Small Fires | Equipment / facility failure | Aggregated | 2024 | 0.00049544 | 470.836 | 0.23327 | 2024 | Mitigation | 0.95 | 45 | 0 | esc | 0.00097009 | 4.8062e-07 | 0.00097009 | 4.8062e-07
[120 empty] | 7.3.3.17.5 (Remote Grid) Updates to grid topology to minimize risk of ignition in HFTDs Remote GridWLDFREquipment / facility failureAggregated | WLDFR | HFTD - Distribution - Tier 2 - 4QU CoRE ¦ 5QU LoRE | Non-Red Flag Warning - Small Fires | Equipment / facility failure | Aggregated | 2025 | 0.00049544 | 470.836 | 0.23327 | 2025 | Mitigation | 0.95 | 45 | 0 | esc | 0.00097009 | 4.8062e-07 | 0.00097009 | 4.8062e-07
[120 empty] | 7.3.3.17.5 (Remote Grid) Updates to grid topology to minimize risk of ignition in HFTDs Remote GridWLDFREquipment / facility failureAggregated | WLDFR | HFTD - Distribution - Tier 2 - 4QU CoRE ¦ 5QU LoRE | Non-Red Flag Warning - Small Fires | Equipment / facility failure | Aggregated | 2026 | 0.00049544 | 470.836 | 0.23327 | 2026 | Mitigation | 0.95 | 45 | 0 | esc | 0.00097009 | 4.8062e-07 | 0.00097009 | 4.8062e-07
[120 empty] | 7.3.3.17.5 (Remote Grid) Updates to grid topology to minimize risk of ignition in HFTDs Remote GridWLDFREquipment / facility failureAggregated | WLDFR | HFTD - Distribution - Tier 2 - 4QU CoRE ¦ 5QU LoRE | Non-Red Flag Warning - Small Fires | Equipment / facility failure | Aggregated | 2027 | 0.00049544 | 470.836 | 0.23327 | 2027 | Mitigation | 0.95 | 45 | 0 | esc | 0.00097009 | 4.8062e-07 | 0.00097009 | 4.8062e-07
[120 empty] | 7.3.3.17.5 (Remote Grid) Updates to grid topology to minimize risk of ignition in HFTDs Remote GridWLDFREquipment / facility failureAggregated | WLDFR | HFTD - Distribution - Tier 2 - 4QU CoRE ¦ 5QU LoRE | Non-Red Flag Warning - Small Fires | Equipment / facility failure | Aggregated | 2028 | 0.00049544 | 470.836 | 0.23327 | 2028 | Mitigation | 0.95 | 45 | 0 | esc | 0.00097009 | 4.8062e-07 | 0.00097009 | 4.8062e-07
[120 empty] | 7.3.3.17.5 (Remote Grid) Updates to grid topology to minimize risk of ignition in HFTDs Remote GridWLDFREquipment / facility failureAggregated | WLDFR | HFTD - Distribution - Tier 2 - 4QU CoRE ¦ 5QU LoRE | Non-Red Flag Warning - Small Fires | Equipment / facility failure | Aggregated | 2029 | 0.00049544 | 470.836 | 0.23327 | 2029 | Mitigation | 0.95 | 45 | 0 | esc | 0.00097009 | 4.8062e-07 | 0.00097009 | 4.8062e-07
[120 empty] | 7.3.3.17.5 (Remote Grid) Updates to grid topology to minimize risk of ignition in HFTDs Remote GridWLDFREquipment / facility failureAggregated | WLDFR | HFTD - Distribution - Tier 2 - 4QU CoRE ¦ 5QU LoRE | Non-Red Flag Warning - Small Fires | Equipment / facility failure | Aggregated | 2030 | 0.00049544 | 470.836 | 0.23327 | 2030 | Mitigation | 0.95 | 45 | 0 | esc | 0.00097009 | 4.8062e-07 | 0.00097009 | 4.8062e-07
[120 empty] | 7.3.3.17.5 (Remote Grid) Updates to grid topology to minimize risk of ignition in HFTDs Remote GridWLDFREquipment / facility failureAggregated | WLDFR | HFTD - Distribution - Tier 2 - 4QU CoRE ¦ 5QU LoRE | Non-Red Flag Warning - Small Fires | Equipment / facility failure | Aggregated | 2031 | 0.00049544 | 470.836 | 0.23327 | 2031 | Mitigation | 0.95 | 45 | 0 | esc | 0.00097009 | 4.8062e-07 | 0.00097009 | 4.8062e-07
[120 empty] | 7.3.3.17.5 (Remote Grid) Updates to grid topology to minimize risk of ignition in HFTDs Remote GridWLDFREquipment / facility failureAggregated | WLDFR | HFTD - Distribution - Tier 2 - 4QU CoRE ¦ 5QU LoRE | Non-Red Flag Warning - Small Fires | Equipment / facility failure | Aggregated | 2032 | 0.00049544 | 470.836 | 0.23327 | 2032 | Mitigation | 0.95 | 45 | 0 | esc | 0.00097009 | 4.8062e-07 | 0.00097009 | 4.8062e-07
[120 empty] | 7.3.3.17.5 (Remote Grid) Updates to grid topology to minimize risk of ignition in HFTDs Remote GridWLDFREquipment / facility failureAggregated | WLDFR | HFTD - Distribution - Tier 2 - 4QU CoRE ¦ 5QU LoRE | Non-Red Flag Warning - Small Fires | Equipment / facility failure | Aggregated | 2033 | 0.00049544 | 470.836 | 0.23327 | 2033 | Mitigation | 0.95 | 45 | 0 | esc | 0.00097009 | 4.8062e-07 | 0.00097009 | 4.8062e-07
[120 empty] | 7.3.3.17.5 (Remote Grid) Updates to grid topology to minimize risk of ignition in HFTDs Remote GridWLDFREquipment / facility failureAggregated | WLDFR | HFTD - Distribution - Tier 2 - 4QU CoRE ¦ 5QU LoRE | Non-Red Flag Warning - Small Fires | Equipment / facility failure | Aggregated | 2034 | 0.00049544 | 470.836 | 0.23327 | 2034 | Mitigation | 0.95 | 45 | 0 | esc | 0.00097009 | 4.8062e-07 | 0.00097009 | 4.8062e-07
[120 empty] | 7.3.3.17.5 (Remote Grid) Updates to grid topology to minimize risk of ignition in HFTDs Remote GridWLDFREquipment / facility failureAggregated | WLDFR | HFTD - Distribution - Tier 2 - 4QU CoRE ¦ 5QU LoRE | Non-Red Flag Warning - Small Fires | Equipment / facility failure | Aggregated | 2035 | 0.00049544 | 470.836 | 0.23327 | 2035 | Mitigation | 0.95 | 45 | 0 | esc | 0.00097009 | 4.8062e-07 | 0.00097009 | 4.8062e-07
[120 empty] | 7.3.3.17.5 (Remote Grid) Updates to grid topology to minimize risk of ignition in HFTDs Remote GridWLDFREquipment / facility failureAggregated | WLDFR | HFTD - Distribution - Tier 2 - 4QU CoRE ¦ 5QU LoRE | Non-Red Flag Warning - Small Fires | Equipment / facility failure | Aggregated | 2036 | 0.00049544 | 470.836 | 0.23327 | 2036 | Mitigation | 0.95 | 45 | 0 | esc | 0.00097009 | 4.8062e-07 | 0.00097009 | 4.8062e-07
[120 empty] | 7.3.3.17.5 (Remote Grid) Updates to grid topology to minimize risk of ignition in HFTDs Remote GridWLDFREquipment / facility failureAggregated | WLDFR | HFTD - Distribution - Tier 2 - 4QU CoRE ¦ 5QU LoRE | Non-Red Flag Warning - Small Fires | Equipment / facility failure | Aggregated | 2037 | 0.00049544 | 470.836 | 0.23327 | 2037 | Mitigation | 0.95 | 45 | 0 | esc | 0.00097009 | 4.8062e-07 | 0.00097009 | 4.8062e-07
[120 empty] | 7.3.3.17.5 (Remote Grid) Updates to grid topology to minimize risk of ignition in HFTDs Remote GridWLDFREquipment / facility failureAggregated | WLDFR | HFTD - Distribution - Tier 2 - 4QU CoRE ¦ 5QU LoRE | Non-Red Flag Warning - Small Fires | Equipment / facility failure | Aggregated | 2038 | 0.00049544 | 470.836 | 0.23327 | 2038 | Mitigation | 0.95 | 45 | 0 | esc | 0.00097009 | 4.8062e-07 | 0.00097009 | 4.8062e-07
[120 empty] | 7.3.3.17.5 (Remote Grid) Updates to grid topology to minimize risk of ignition in HFTDs Remote GridWLDFREquipment / facility failureAggregated | WLDFR | HFTD - Distribution - Tier 2 - 4QU CoRE ¦ 5QU LoRE | Non-Red Flag Warning - Small Fires | Equipment / facility failure | Aggregated | 2039 | 0.00049544 | 470.836 | 0.23327 | 2039 | Mitigation | 0.95 | 45 | 0 | esc | 0.00097009 | 4.8062e-07 | 0.00097009 | 4.8062e-07
[120 empty] | 7.3.3.17.5 (Remote Grid) Updates to grid topology to minimize risk of ignition in HFTDs Remote GridWLDFREquipment / facility failureAggregated | WLDFR | HFTD - Distribution - Tier 2 - 4QU CoRE ¦ 5QU LoRE | Non-Red Flag Warning - Small Fires | Equipment / facility failure | Aggregated | 2040 | 0.00049544 | 470.836 | 0.23327 | 2040 | Mitigation | 0.95 | 45 | 0 | esc | 0.00097009 | 4.8062e-07 | 0.00097009 | 4.8062e-07
[120 empty] | 7.3.3.17.5 (Remote Grid) Updates to grid topology to minimize risk of ignition in HFTDs Remote GridWLDFREquipment / facility failureAggregated | WLDFR | HFTD - Distribution - Tier 2 - 4QU CoRE ¦ 5QU LoRE | Non-Red Flag Warning - Small Fires | Equipment / facility failure | Aggregated | 2041 | 0.00049544 | 470.836 | 0.23327 | 2041 | Mitigation | 0.95 | 45 | 0 | esc | 0.00097009 | 4.8062e-07 | 0.00097009 | 4.8062e-07
[120 empty] | 7.3.3.17.5 (Remote Grid) Updates to grid topology to minimize risk of ignition in HFTDs Remote GridWLDFREquipment / facility failureAggregated | WLDFR | HFTD - Distribution - Tier 2 - 4QU CoRE ¦ 5QU LoRE | Non-Red Flag Warning - Small Fires | Equipment / facility failure | Aggregated | 2042 | 0.00049544 | 470.836 | 0.23327 | 2042 | Mitigation | 0.95 | 45 | 0 | esc | 0.00097009 | 4.8062e-07 | 0.00097009 | 4.8062e-07
[120 empty] | 7.3.3.17.5 (Remote Grid) Updates to grid topology to minimize risk of ignition in HFTDs Remote GridWLDFREquipment / facility failureAggregated | WLDFR | HFTD - Distribution - Tier 2 - 4QU CoRE ¦ 5QU LoRE | Non-Red Flag Warning - Small Fires | Equipment / facility failure | Aggregated | 2043 | 0.00049544 | 470.836 | 0.23327 | 2043 | Mitigation | 0.95 | 45 | 0 | esc | 0.00097009 | 4.8062e-07 | 0.00097009 | 4.8062e-07
[120 empty] | 7.3.3.17.5 (Remote Grid) Updates to grid topology to minimize risk of ignition in HFTDs Remote GridWLDFREquipment / facility failureAggregated | WLDFR | HFTD - Distribution - Tier 2 - 4QU CoRE ¦ 5QU LoRE | Non-Red Flag Warning - Small Fires | Equipment / facility failure | Aggregated | 2044 | 0.00049544 | 470.836 | 0.23327 | 2044 | Mitigation | 0.95 | 45 | 0 | esc | 0.00097009 | 4.8062e-07 | 0.00097009 | 4.8062e-07
[120 empty] | 7.3.3.17.5 (Remote Grid) Updates to grid topology to minimize risk of ignition in HFTDs Remote GridWLDFREquipment / facility failureAggregated | WLDFR | HFTD - Distribution - Tier 2 - 4QU CoRE ¦ 5QU LoRE | Non-Red Flag Warning - Small Fires | Equipment / facility failure | Aggregated | 2045 | 0.00049544 | 470.836 | 0.23327 | 2045 | Mitigation | 0.95 | 45 | 0 | esc | 0.00097009 | 4.8062e-07 | 0.00097009 | 4.8062e-07
[120 empty] | 7.3.3.17.5 (Remote Grid) Updates to grid topology to minimize risk of ignition in HFTDs Remote GridWLDFREquipment / facility failureAggregated | WLDFR | HFTD - Distribution - Tier 2 - 4QU CoRE ¦ 5QU LoRE | Non-Red Flag Warning - Small Fires | Equipment / facility failure | Aggregated | 2046 | 0.00049544 | 470.836 | 0.23327 | 2046 | Mitigation | 0.95 | 45 | 0 | esc | 0.00097009 | 4.8062e-07 | 0.00097009 | 4.8062e-07
[120 empty] | 7.3.3.17.5 (Remote Grid) Updates to grid topology to minimize risk of ignition in HFTDs Remote GridWLDFREquipment / facility failureAggregated | WLDFR | HFTD - Distribution - Tier 2 - 4QU CoRE ¦ 5QU LoRE | Non-Red Flag Warning - Small Fires | Equipment / facility failure | Aggregated | 2047 | 0.00049544 | 470.836 | 0.23327 | 2047 | Mitigation | 0.95 | 45 | 0 | esc | 0.00097009 | 4.8062e-07 | 0.00097009 | 4.8062e-07
[120 empty] | 7.3.3.17.5 (Remote Grid) Updates to grid topology to minimize risk of ignition in HFTDs Remote GridWLDFREquipment / facility failureAggregated | WLDFR | HFTD - Distribution - Tier 2 - 4QU CoRE ¦ 5QU LoRE | Non-Red Flag Warning - Small Fires | Equipment / facility failure | Aggregated | 2048 | 0.00049544 | 470.836 | 0.23327 | 2048 | Mitigation | 0.95 | 45 | 0 | esc | 0.00097009 | 4.8062e-07 | 0.00097009 | 4.8062e-07
[120 empty] | 7.3.3.17.5 (Remote Grid) Updates to grid topology to minimize risk of ignition in HFTDs Remote GridWLDFREquipment / facility failureAggregated | WLDFR | HFTD - Distribution - Tier 2 - 4QU CoRE ¦ 5QU LoRE | Non-Red Flag Warning - Small Fires | Equipment / facility failure | Aggregated | 2049 | 0.00049544 | 470.836 | 0.23327 | 2049 | Mitigation | 0.95 | 45 | 0 | esc | 0.00097009 | 4.8062e-07 | 0.00097009 | 4.8062e-07
[120 empty] | 7.3.3.17.5 (Remote Grid) Updates to grid topology to minimize risk of ignition in HFTDs Remote GridWLDFREquipment / facility failureAggregated | WLDFR | HFTD - Distribution - Tier 2 - 4QU CoRE ¦ 5QU LoRE | Non-Red Flag Warning - Small Fires | Equipment / facility failure | Aggregated | 2050 | 0.00049544 | 470.836 | 0.23327 | 2050 | Mitigation | 0.95 | 45 | 0 | esc | 0.00097009 | 4.8062e-07 | 0.00097009 | 4.8062e-07
[120 empty] | 7.3.3.17.5 (Remote Grid) Updates to grid topology to minimize risk of ignition in HFTDs Remote GridWLDFREquipment / facility failureAggregated | WLDFR | HFTD - Distribution - Tier 2 - 4QU CoRE ¦ 5QU LoRE | Non-Red Flag Warning - Small Fires | Equipment / facility failure | Aggregated | 2051 | 0.00049544 | 470.836 | 0.23327 | 2051 | Mitigation | 0.95 | 45 | 0 | esc | 0.00097009 | 4.8062e-07 | 0.00097009 | 4.8062e-07
[120 empty] | 7.3.3.17.5 (Remote Grid) Updates to grid topology to minimize risk of ignition in HFTDs Remote GridWLDFREquipment / facility failureAggregated | WLDFR | HFTD - Distribution - Tier 2 - 4QU CoRE ¦ 5QU LoRE | Non-Red Flag Warning - Small Fires | Equipment / facility failure | Aggregated | 2052 | 0.00049544 | 470.836 | 0.23327 | 2052 | Mitigation | 0.95 | 45 | 0 | esc | 0.00097009 | 4.8062e-07 | 0.00097009 | 4.8062e-07
[120 empty] | 7.3.3.17.5 (Remote Grid) Updates to grid topology to minimize risk of ignition in HFTDs Remote GridWLDFREquipment / facility failureAggregated | WLDFR | HFTD - Distribution - Tier 2 - 4QU CoRE ¦ 5QU LoRE | Non-Red Flag Warning - Small Fires | Equipment / facility failure | Aggregated | 2053 | 0.00049544 | 470.836 | 0.23327 | 2053 | Mitigation | 0.95 | 45 | 0 | esc | 0.00097009 | 4.8062e-07 | 0.00097009 | 4.8062e-07
[120 empty] | 7.3.3.17.5 (Remote Grid) Updates to grid topology to minimize risk of ignition in HFTDs Remote GridWLDFREquipment / facility failureAggregated | WLDFR | HFTD - Distribution - Tier 2 - 4QU CoRE ¦ 5QU LoRE | Non-Red Flag Warning - Small Fires | Equipment / facility failure | Aggregated | 2054 | 0.00049544 | 470.836 | 0.23327 | 2054 | Mitigation | 0.95 | 45 | 0 | esc | 0.00097009 | 4.8062e-07 | 0.00097009 | 4.8062e-07
[120 empty] | 7.3.3.17.5 (Remote Grid) Updates to grid topology to minimize risk of ignition in HFTDs Remote GridWLDFREquipment / facility failureAggregated | WLDFR | HFTD - Distribution - Tier 2 - 4QU CoRE ¦ 5QU LoRE | Non-Red Flag Warning - Small Fires | Equipment / facility failure | Aggregated | 2055 | 0.00049544 | 470.836 | 0.23327 | 2055 | Mitigation | 0.95 | 45 | 0 | esc | 0.00097009 | 4.8062e-07 | 0.00097009 | 4.8062e-07
[120 empty] | 7.3.3.17.5 (Remote Grid) Updates to grid topology to minimize risk of ignition in HFTDs Remote GridWLDFREquipment / facility failureAggregated | WLDFR | HFTD - Distribution - Tier 2 - 4QU CoRE ¦ 5QU LoRE | Non-Red Flag Warning - Small Fires | Equipment / facility failure | Aggregated | 2056 | 0.00049544 | 470.836 | 0.23327 | 2056 | Mitigation | 0.95 | 45 | 0 | esc | 0.00097009 | 4.8062e-07 | 0.00097009 | 4.8062e-07
[120 empty] | 7.3.3.17.5 (Remote Grid) Updates to grid topology to minimize risk of ignition in HFTDs Remote GridWLDFREquipment / facility failureAggregated | WLDFR | HFTD - Distribution - Tier 2 - 4QU CoRE ¦ 5QU LoRE | Non-Red Flag Warning - Small Fires | Equipment / facility failure | Aggregated | 2057 | 0.00049544 | 470.836 | 0.23327 | 2057 | Mitigation | 0.95 | 45 | 0 | esc | 0.00097009 | 4.8062e-07 | 0.00097009 | 4.8062e-07
[120 empty] | 7.3.3.17.5 (Remote Grid) Updates to grid topology to minimize risk of ignition in HFTDs Remote GridWLDFREquipment / facility failureAggregated | WLDFR | HFTD - Distribution - Tier 2 - 4QU CoRE ¦ 5QU LoRE | Non-Red Flag Warning - Small Fires | Equipment / facility failure | Aggregated | 2058 | 0.00049544 | 470.836 | 0.23327 | 2058 | Mitigation | 0.95 | 45 | 0 | esc | 0.00097009 | 4.8062e-07 | 0.00097009 | 4.8062e-07
[120 empty] | 7.3.3.17.5 (Remote Grid) Updates to grid topology to minimize risk of ignition in HFTDs Remote GridWLDFREquipment / facility failureAggregated | WLDFR | HFTD - Distribution - Tier 2 - 4QU CoRE ¦ 5QU LoRE | Non-Red Flag Warning - Small Fires | Equipment / facility failure | Aggregated | 2059 | 0.00049544 | 470.836 | 0.23327 | 2059 | Mitigation | 0.95 | 45 | 0 | esc | 0.00097009 | 4.8062e-07 | 0.00097009 | 4.8062e-07
[120 empty] | 7.3.3.17.5 (Remote Grid) Updates to grid topology to minimize risk of ignition in HFTDs Remote GridWLDFREquipment / facility failureAggregated | WLDFR | HFTD - Distribution - Tier 2 - 4QU CoRE ¦ 5QU LoRE | Non-Red Flag Warning - Small Fires | Equipment / facility failure | Aggregated | 2060 | 0.00049544 | 470.836 | 0.23327 | 2060 | Mitigation | 0.95 | 45 | 0 | esc | 0.00097009 | 4.8062e-07 | 0.00097009 | 4.8062e-07
[120 empty] | 7.3.3.17.5 (Remote Grid) Updates to grid topology to minimize risk of ignition in HFTDs Remote GridWLDFREquipment / facility failureAggregated | WLDFR | HFTD - Distribution - Tier 2 - 4QU CoRE ¦ 5QU LoRE | Non-Red Flag Warning - Small Fires | Equipment / facility failure | Aggregated | 2061 | 0.00049544 | 470.836 | 0.23327 | 2061 | Mitigation | 0.95 | 45 | 0 | esc | 0.00097009 | 4.8062e-07 | 0.00097009 | 4.8062e-07
[120 empty] | 7.3.3.17.5 (Remote Grid) Updates to grid topology to minimize risk of ignition in HFTDs Remote GridWLDFREquipment / facility failureAggregated | WLDFR | HFTD - Distribution - Tier 2 - 4QU CoRE ¦ 5QU LoRE | Non-Red Flag Warning - Small Fires | Equipment / facility failure | Aggregated | 2062 | 0.00049544 | 470.836 | 0.23327 | 2062 | Mitigation | 0.95 | 45 | 0 | esc | 0.00097009 | 4.8062e-07 | 0.00097009 | 4.8062e-07
[120 empty] | 7.3.3.17.5 (Remote Grid) Updates to grid topology to minimize risk of ignition in HFTDs Remote GridWLDFREquipment / facility failureAggregated | WLDFR | HFTD - Distribution - Tier 2 - 4QU CoRE ¦ 5QU LoRE | Non-Red Flag Warning - Small Fires | Equipment / facility failure | Aggregated | 2063 | 0.00049544 | 470.836 | 0.23327 | 2063 | Mitigation | 0.95 | 45 | 0 | esc | 0.00097009 | 4.8062e-07 | 0.00097009 | 4.8062e-07
[120 empty] | 7.3.3.17.5 (Remote Grid) Updates to grid topology to minimize risk of ignition in HFTDs Remote GridWLDFREquipment / facility failureAggregated | WLDFR | HFTD - Distribution - Tier 2 - 4QU CoRE ¦ 5QU LoRE | Non-Red Flag Warning - Small Fires | Equipment / facility failure | Aggregated | 2064 | 0.00049544 | 470.836 | 0.23327 | 2064 | Mitigation | 0.95 | 45 | 0 | esc | 0.00097009 | 4.8062e-07 | 0.00097009 | 4.8062e-07
[120 empty] | 7.3.3.17.5 (Remote Grid) Updates to grid topology to minimize risk of ignition in HFTDs Remote GridWLDFREquipment / facility failureAggregated | WLDFR | HFTD - Distribution - Tier 2 - 4QU CoRE ¦ 5QU LoRE | Non-Red Flag Warning - Small Fires | Equipment / facility failure | Aggregated | 2065 | 0.00049544 | 470.836 | 0.23327 | 2065 | Mitigation | 0.95 | 45 | 0 | esc | 0.00097009 | 4.8062e-07 | 0.00097009 | 4.8062e-07
[120 empty] | 7.3.3.17.5 (Remote Grid) Updates to grid topology to minimize risk of ignition in HFTDs Remote GridWLDFREquipment / facility failureAggregated | WLDFR | HFTD - Distribution - Tier 2 - 4QU CoRE ¦ 5QU LoRE | Non-Red Flag Warning - Small Fires | Equipment / facility failure | Aggregated | 2066 | 0.00049544 | 470.836 | 0.23327 | 2066 | Mitigation | 0.95 | 45 | 0 | esc | 0.00097009 | 4.8062e-07 | 0.00097009 | 4.8062e-07
[120 empty] | 7.3.3.17.5 (Remote Grid) Updates to grid topology to minimize risk of ignition in HFTDs Remote GridWLDFREquipment / facility failureAggregated | WLDFR | HFTD - Distribution - Tier 2 - 4QU CoRE ¦ 5QU LoRE | Non-Red Flag Warning - Small Fires | Equipment / facility failure | Aggregated | 2067 | 0.00049544 | 470.836 | 0.23327 | 2067 | Mitigation | 0.95 | 45 | 0 | esc | 0 | 0 | 0.00097009 | 4.8062e-07
[120 empty] | 7.3.3.17.5 (Remote Grid) Updates to grid topology to minimize risk of ignition in HFTDs Remote GridWLDFRVegetation ContactAggregated | WLDFR | HFTD - Distribution - Tier 2 - 4QU CoRE ¦ 5QU LoRE | Non-Red Flag Warning - Small Fires | Vegetation Contact | Aggregated | 2022 | 0.00090003 | 470.836 | 0.42377 | 2022 | Mitigation | 0.95 | 45 | 0 | esc | 0.00097009 | 8.7311e-07 | 0 | 0
[120 empty] | 7.3.3.17.5 (Remote Grid) Updates to grid topology to minimize risk of ignition in HFTDs Remote GridWLDFRVegetation ContactAggregated | WLDFR | HFTD - Distribution - Tier 2 - 4QU CoRE ¦ 5QU LoRE | Non-Red Flag Warning - Small Fires | Vegetation Contact | Aggregated | 2023 | 0.00090003 | 470.836 | 0.42377 | 2023 | Mitigation | 0.95 | 45 | 0 | esc | 0.00097009 | 8.7311e-07 | 0.00097009 | 8.7311e-07
[120 empty] | 7.3.3.17.5 (Remote Grid) Updates to grid topology to minimize risk of ignition in HFTDs Remote GridWLDFRVegetation ContactAggregated | WLDFR | HFTD - Distribution - Tier 2 - 4QU CoRE ¦ 5QU LoRE | Non-Red Flag Warning - Small Fires | Vegetation Contact | Aggregated | 2024 | 0.00090003 | 470.836 | 0.42377 | 2024 | Mitigation | 0.95 | 45 | 0 | esc | 0.00097009 | 8.7311e-07 | 0.00097009 | 8.7311e-07
[120 empty] | 7.3.3.17.5 (Remote Grid) Updates to grid topology to minimize risk of ignition in HFTDs Remote GridWLDFRVegetation ContactAggregated | WLDFR | HFTD - Distribution - Tier 2 - 4QU CoRE ¦ 5QU LoRE | Non-Red Flag Warning - Small Fires | Vegetation Contact | Aggregated | 2025 | 0.00090003 | 470.836 | 0.42377 | 2025 | Mitigation | 0.95 | 45 | 0 | esc | 0.00097009 | 8.7311e-07 | 0.00097009 | 8.7311e-07
[120 empty] | 7.3.3.17.5 (Remote Grid) Updates to grid topology to minimize risk of ignition in HFTDs Remote GridWLDFRVegetation ContactAggregated | WLDFR | HFTD - Distribution - Tier 2 - 4QU CoRE ¦ 5QU LoRE | Non-Red Flag Warning - Small Fires | Vegetation Contact | Aggregated | 2026 | 0.00090003 | 470.836 | 0.42377 | 2026 | Mitigation | 0.95 | 45 | 0 | esc | 0.00097009 | 8.7311e-07 | 0.00097009 | 8.7311e-07
[120 empty] | 7.3.3.17.5 (Remote Grid) Updates to grid topology to minimize risk of ignition in HFTDs Remote GridWLDFRVegetation ContactAggregated | WLDFR | HFTD - Distribution - Tier 2 - 4QU CoRE ¦ 5QU LoRE | Non-Red Flag Warning - Small Fires | Vegetation Contact | Aggregated | 2027 | 0.00090003 | 470.836 | 0.42377 | 2027 | Mitigation | 0.95 | 45 | 0 | esc | 0.00097009 | 8.7311e-07 | 0.00097009 | 8.7311e-07
[120 empty] | 7.3.3.17.5 (Remote Grid) Updates to grid topology to minimize risk of ignition in HFTDs Remote GridWLDFRVegetation ContactAggregated | WLDFR | HFTD - Distribution - Tier 2 - 4QU CoRE ¦ 5QU LoRE | Non-Red Flag Warning - Small Fires | Vegetation Contact | Aggregated | 2028 | 0.00090003 | 470.836 | 0.42377 | 2028 | Mitigation | 0.95 | 45 | 0 | esc | 0.00097009 | 8.7311e-07 | 0.00097009 | 8.7311e-07
[120 empty] | 7.3.3.17.5 (Remote Grid) Updates to grid topology to minimize risk of ignition in HFTDs Remote GridWLDFRVegetation ContactAggregated | WLDFR | HFTD - Distribution - Tier 2 - 4QU CoRE ¦ 5QU LoRE | Non-Red Flag Warning - Small Fires | Vegetation Contact | Aggregated | 2029 | 0.00090003 | 470.836 | 0.42377 | 2029 | Mitigation | 0.95 | 45 | 0 | esc | 0.00097009 | 8.7311e-07 | 0.00097009 | 8.7311e-07
[120 empty] | 7.3.3.17.5 (Remote Grid) Updates to grid topology to minimize risk of ignition in HFTDs Remote GridWLDFRVegetation ContactAggregated | WLDFR | HFTD - Distribution - Tier 2 - 4QU CoRE ¦ 5QU LoRE | Non-Red Flag Warning - Small Fires | Vegetation Contact | Aggregated | 2030 | 0.00090003 | 470.836 | 0.42377 | 2030 | Mitigation | 0.95 | 45 | 0 | esc | 0.00097009 | 8.7311e-07 | 0.00097009 | 8.7311e-07
[120 empty] | 7.3.3.17.5 (Remote Grid) Updates to grid topology to minimize risk of ignition in HFTDs Remote GridWLDFRVegetation ContactAggregated | WLDFR | HFTD - Distribution - Tier 2 - 4QU CoRE ¦ 5QU LoRE | Non-Red Flag Warning - Small Fires | Vegetation Contact | Aggregated | 2031 | 0.00090003 | 470.836 | 0.42377 | 2031 | Mitigation | 0.95 | 45 | 0 | esc | 0.00097009 | 8.7311e-07 | 0.00097009 | 8.7311e-07
[120 empty] | 7.3.3.17.5 (Remote Grid) Updates to grid topology to minimize risk of ignition in HFTDs Remote GridWLDFRVegetation ContactAggregated | WLDFR | HFTD - Distribution - Tier 2 - 4QU CoRE ¦ 5QU LoRE | Non-Red Flag Warning - Small Fires | Vegetation Contact | Aggregated | 2032 | 0.00090003 | 470.836 | 0.42377 | 2032 | Mitigation | 0.95 | 45 | 0 | esc | 0.00097009 | 8.7311e-07 | 0.00097009 | 8.7311e-07
[120 empty] | 7.3.3.17.5 (Remote Grid) Updates to grid topology to minimize risk of ignition in HFTDs Remote GridWLDFRVegetation ContactAggregated | WLDFR | HFTD - Distribution - Tier 2 - 4QU CoRE ¦ 5QU LoRE | Non-Red Flag Warning - Small Fires | Vegetation Contact | Aggregated | 2033 | 0.00090003 | 470.836 | 0.42377 | 2033 | Mitigation | 0.95 | 45 | 0 | esc | 0.00097009 | 8.7311e-07 | 0.00097009 | 8.7311e-07
[120 empty] | 7.3.3.17.5 (Remote Grid) Updates to grid topology to minimize risk of ignition in HFTDs Remote GridWLDFRVegetation ContactAggregated | WLDFR | HFTD - Distribution - Tier 2 - 4QU CoRE ¦ 5QU LoRE | Non-Red Flag Warning - Small Fires | Vegetation Contact | Aggregated | 2034 | 0.00090003 | 470.836 | 0.42377 | 2034 | Mitigation | 0.95 | 45 | 0 | esc | 0.00097009 | 8.7311e-07 | 0.00097009 | 8.7311e-07
[120 empty] | 7.3.3.17.5 (Remote Grid) Updates to grid topology to minimize risk of ignition in HFTDs Remote GridWLDFRVegetation ContactAggregated | WLDFR | HFTD - Distribution - Tier 2 - 4QU CoRE ¦ 5QU LoRE | Non-Red Flag Warning - Small Fires | Vegetation Contact | Aggregated | 2035 | 0.00090003 | 470.836 | 0.42377 | 2035 | Mitigation | 0.95 | 45 | 0 | esc | 0.00097009 | 8.7311e-07 | 0.00097009 | 8.7311e-07
[120 empty] | 7.3.3.17.5 (Remote Grid) Updates to grid topology to minimize risk of ignition in HFTDs Remote GridWLDFRVegetation ContactAggregated | WLDFR | HFTD - Distribution - Tier 2 - 4QU CoRE ¦ 5QU LoRE | Non-Red Flag Warning - Small Fires | Vegetation Contact | Aggregated | 2036 | 0.00090003 | 470.836 | 0.42377 | 2036 | Mitigation | 0.95 | 45 | 0 | esc | 0.00097009 | 8.7311e-07 | 0.00097009 | 8.7311e-07
[120 empty] | 7.3.3.17.5 (Remote Grid) Updates to grid topology to minimize risk of ignition in HFTDs Remote GridWLDFRVegetation ContactAggregated | WLDFR | HFTD - Distribution - Tier 2 - 4QU CoRE ¦ 5QU LoRE | Non-Red Flag Warning - Small Fires | Vegetation Contact | Aggregated | 2037 | 0.00090003 | 470.836 | 0.42377 | 2037 | Mitigation | 0.95 | 45 | 0 | esc | 0.00097009 | 8.7311e-07 | 0.00097009 | 8.7311e-07
[120 empty] | 7.3.3.17.5 (Remote Grid) Updates to grid topology to minimize risk of ignition in HFTDs Remote GridWLDFRVegetation ContactAggregated | WLDFR | HFTD - Distribution - Tier 2 - 4QU CoRE ¦ 5QU LoRE | Non-Red Flag Warning - Small Fires | Vegetation Contact | Aggregated | 2038 | 0.00090003 | 470.836 | 0.42377 | 2038 | Mitigation | 0.95 | 45 | 0 | esc | 0.00097009 | 8.7311e-07 | 0.00097009 | 8.7311e-07
[120 empty] | 7.3.3.17.5 (Remote Grid) Updates to grid topology to minimize risk of ignition in HFTDs Remote GridWLDFRVegetation ContactAggregated | WLDFR | HFTD - Distribution - Tier 2 - 4QU CoRE ¦ 5QU LoRE | Non-Red Flag Warning - Small Fires | Vegetation Contact | Aggregated | 2039 | 0.00090003 | 470.836 | 0.42377 | 2039 | Mitigation | 0.95 | 45 | 0 | esc | 0.00097009 | 8.7311e-07 | 0.00097009 | 8.7311e-07
[120 empty] | 7.3.3.17.5 (Remote Grid) Updates to grid topology to minimize risk of ignition in HFTDs Remote GridWLDFRVegetation ContactAggregated | WLDFR | HFTD - Distribution - Tier 2 - 4QU CoRE ¦ 5QU LoRE | Non-Red Flag Warning - Small Fires | Vegetation Contact | Aggregated | 2040 | 0.00090003 | 470.836 | 0.42377 | 2040 | Mitigation | 0.95 | 45 | 0 | esc | 0.00097009 | 8.7311e-07 | 0.00097009 | 8.7311e-07
[120 empty] | 7.3.3.17.5 (Remote Grid) Updates to grid topology to minimize risk of ignition in HFTDs Remote GridWLDFRVegetation ContactAggregated | WLDFR | HFTD - Distribution - Tier 2 - 4QU CoRE ¦ 5QU LoRE | Non-Red Flag Warning - Small Fires | Vegetation Contact | Aggregated | 2041 | 0.00090003 | 470.836 | 0.42377 | 2041 | Mitigation | 0.95 | 45 | 0 | esc | 0.00097009 | 8.7311e-07 | 0.00097009 | 8.7311e-07
[120 empty] | 7.3.3.17.5 (Remote Grid) Updates to grid topology to minimize risk of ignition in HFTDs Remote GridWLDFRVegetation ContactAggregated | WLDFR | HFTD - Distribution - Tier 2 - 4QU CoRE ¦ 5QU LoRE | Non-Red Flag Warning - Small Fires | Vegetation Contact | Aggregated | 2042 | 0.00090003 | 470.836 | 0.42377 | 2042 | Mitigation | 0.95 | 45 | 0 | esc | 0.00097009 | 8.7311e-07 | 0.00097009 | 8.7311e-07
[120 empty] | 7.3.3.17.5 (Remote Grid) Updates to grid topology to minimize risk of ignition in HFTDs Remote GridWLDFRVegetation ContactAggregated | WLDFR | HFTD - Distribution - Tier 2 - 4QU CoRE ¦ 5QU LoRE | Non-Red Flag Warning - Small Fires | Vegetation Contact | Aggregated | 2043 | 0.00090003 | 470.836 | 0.42377 | 2043 | Mitigation | 0.95 | 45 | 0 | esc | 0.00097009 | 8.7311e-07 | 0.00097009 | 8.7311e-07
[120 empty] | 7.3.3.17.5 (Remote Grid) Updates to grid topology to minimize risk of ignition in HFTDs Remote GridWLDFRVegetation ContactAggregated | WLDFR | HFTD - Distribution - Tier 2 - 4QU CoRE ¦ 5QU LoRE | Non-Red Flag Warning - Small Fires | Vegetation Contact | Aggregated | 2044 | 0.00090003 | 470.836 | 0.42377 | 2044 | Mitigation | 0.95 | 45 | 0 | esc | 0.00097009 | 8.7311e-07 | 0.00097009 | 8.7311e-07
[120 empty] | 7.3.3.17.5 (Remote Grid) Updates to grid topology to minimize risk of ignition in HFTDs Remote GridWLDFRVegetation ContactAggregated | WLDFR | HFTD - Distribution - Tier 2 - 4QU CoRE ¦ 5QU LoRE | Non-Red Flag Warning - Small Fires | Vegetation Contact | Aggregated | 2045 | 0.00090003 | 470.836 | 0.42377 | 2045 | Mitigation | 0.95 | 45 | 0 | esc | 0.00097009 | 8.7311e-07 | 0.00097009 | 8.7311e-07
[120 empty] | 7.3.3.17.5 (Remote Grid) Updates to grid topology to minimize risk of ignition in HFTDs Remote GridWLDFRVegetation ContactAggregated | WLDFR | HFTD - Distribution - Tier 2 - 4QU CoRE ¦ 5QU LoRE | Non-Red Flag Warning - Small Fires | Vegetation Contact | Aggregated | 2046 | 0.00090003 | 470.836 | 0.42377 | 2046 | Mitigation | 0.95 | 45 | 0 | esc | 0.00097009 | 8.7311e-07 | 0.00097009 | 8.7311e-07
[120 empty] | 7.3.3.17.5 (Remote Grid) Updates to grid topology to minimize risk of ignition in HFTDs Remote GridWLDFRVegetation ContactAggregated | WLDFR | HFTD - Distribution - Tier 2 - 4QU CoRE ¦ 5QU LoRE | Non-Red Flag Warning - Small Fires | Vegetation Contact | Aggregated | 2047 | 0.00090003 | 470.836 | 0.42377 | 2047 | Mitigation | 0.95 | 45 | 0 | esc | 0.00097009 | 8.7311e-07 | 0.00097009 | 8.7311e-07
[120 empty] | 7.3.3.17.5 (Remote Grid) Updates to grid topology to minimize risk of ignition in HFTDs Remote GridWLDFRVegetation ContactAggregated | WLDFR | HFTD - Distribution - Tier 2 - 4QU CoRE ¦ 5QU LoRE | Non-Red Flag Warning - Small Fires | Vegetation Contact | Aggregated | 2048 | 0.00090003 | 470.836 | 0.42377 | 2048 | Mitigation | 0.95 | 45 | 0 | esc | 0.00097009 | 8.7311e-07 | 0.00097009 | 8.7311e-07
[120 empty] | 7.3.3.17.5 (Remote Grid) Updates to grid topology to minimize risk of ignition in HFTDs Remote GridWLDFRVegetation ContactAggregated | WLDFR | HFTD - Distribution - Tier 2 - 4QU CoRE ¦ 5QU LoRE | Non-Red Flag Warning - Small Fires | Vegetation Contact | Aggregated | 2049 | 0.00090003 | 470.836 | 0.42377 | 2049 | Mitigation | 0.95 | 45 | 0 | esc | 0.00097009 | 8.7311e-07 | 0.00097009 | 8.7311e-07
[120 empty] | 7.3.3.17.5 (Remote Grid) Updates to grid topology to minimize risk of ignition in HFTDs Remote GridWLDFRVegetation ContactAggregated | WLDFR | HFTD - Distribution - Tier 2 - 4QU CoRE ¦ 5QU LoRE | Non-Red Flag Warning - Small Fires | Vegetation Contact | Aggregated | 2050 | 0.00090003 | 470.836 | 0.42377 | 2050 | Mitigation | 0.95 | 45 | 0 | esc | 0.00097009 | 8.7311e-07 | 0.00097009 | 8.7311e-07
[120 empty] | 7.3.3.17.5 (Remote Grid) Updates to grid topology to minimize risk of ignition in HFTDs Remote GridWLDFRVegetation ContactAggregated | WLDFR | HFTD - Distribution - Tier 2 - 4QU CoRE ¦ 5QU LoRE | Non-Red Flag Warning - Small Fires | Vegetation Contact | Aggregated | 2051 | 0.00090003 | 470.836 | 0.42377 | 2051 | Mitigation | 0.95 | 45 | 0 | esc | 0.00097009 | 8.7311e-07 | 0.00097009 | 8.7311e-07
[120 empty] | 7.3.3.17.5 (Remote Grid) Updates to grid topology to minimize risk of ignition in HFTDs Remote GridWLDFRVegetation ContactAggregated | WLDFR | HFTD - Distribution - Tier 2 - 4QU CoRE ¦ 5QU LoRE | Non-Red Flag Warning - Small Fires | Vegetation Contact | Aggregated | 2052 | 0.00090003 | 470.836 | 0.42377 | 2052 | Mitigation | 0.95 | 45 | 0 | esc | 0.00097009 | 8.7311e-07 | 0.00097009 | 8.7311e-07
[120 empty] | 7.3.3.17.5 (Remote Grid) Updates to grid topology to minimize risk of ignition in HFTDs Remote GridWLDFRVegetation ContactAggregated | WLDFR | HFTD - Distribution - Tier 2 - 4QU CoRE ¦ 5QU LoRE | Non-Red Flag Warning - Small Fires | Vegetation Contact | Aggregated | 2053 | 0.00090003 | 470.836 | 0.42377 | 2053 | Mitigation | 0.95 | 45 | 0 | esc | 0.00097009 | 8.7311e-07 | 0.00097009 | 8.7311e-07
[120 empty] | 7.3.3.17.5 (Remote Grid) Updates to grid topology to minimize risk of ignition in HFTDs Remote GridWLDFRVegetation ContactAggregated | WLDFR | HFTD - Distribution - Tier 2 - 4QU CoRE ¦ 5QU LoRE | Non-Red Flag Warning - Small Fires | Vegetation Contact | Aggregated | 2054 | 0.00090003 | 470.836 | 0.42377 | 2054 | Mitigation | 0.95 | 45 | 0 | esc | 0.00097009 | 8.7311e-07 | 0.00097009 | 8.7311e-07
[120 empty] | 7.3.3.17.5 (Remote Grid) Updates to grid topology to minimize risk of ignition in HFTDs Remote GridWLDFRVegetation ContactAggregated | WLDFR | HFTD - Distribution - Tier 2 - 4QU CoRE ¦ 5QU LoRE | Non-Red Flag Warning - Small Fires | Vegetation Contact | Aggregated | 2055 | 0.00090003 | 470.836 | 0.42377 | 2055 | Mitigation | 0.95 | 45 | 0 | esc | 0.00097009 | 8.7311e-07 | 0.00097009 | 8.7311e-07
[120 empty] | 7.3.3.17.5 (Remote Grid) Updates to grid topology to minimize risk of ignition in HFTDs Remote GridWLDFRVegetation ContactAggregated | WLDFR | HFTD - Distribution - Tier 2 - 4QU CoRE ¦ 5QU LoRE | Non-Red Flag Warning - Small Fires | Vegetation Contact | Aggregated | 2056 | 0.00090003 | 470.836 | 0.42377 | 2056 | Mitigation | 0.95 | 45 | 0 | esc | 0.00097009 | 8.7311e-07 | 0.00097009 | 8.7311e-07
[120 empty] | 7.3.3.17.5 (Remote Grid) Updates to grid topology to minimize risk of ignition in HFTDs Remote GridWLDFRVegetation ContactAggregated | WLDFR | HFTD - Distribution - Tier 2 - 4QU CoRE ¦ 5QU LoRE | Non-Red Flag Warning - Small Fires | Vegetation Contact | Aggregated | 2057 | 0.00090003 | 470.836 | 0.42377 | 2057 | Mitigation | 0.95 | 45 | 0 | esc | 0.00097009 | 8.7311e-07 | 0.00097009 | 8.7311e-07
[120 empty] | 7.3.3.17.5 (Remote Grid) Updates to grid topology to minimize risk of ignition in HFTDs Remote GridWLDFRVegetation ContactAggregated | WLDFR | HFTD - Distribution - Tier 2 - 4QU CoRE ¦ 5QU LoRE | Non-Red Flag Warning - Small Fires | Vegetation Contact | Aggregated | 2058 | 0.00090003 | 470.836 | 0.42377 | 2058 | Mitigation | 0.95 | 45 | 0 | esc | 0.00097009 | 8.7311e-07 | 0.00097009 | 8.7311e-07
[120 empty] | 7.3.3.17.5 (Remote Grid) Updates to grid topology to minimize risk of ignition in HFTDs Remote GridWLDFRVegetation ContactAggregated | WLDFR | HFTD - Distribution - Tier 2 - 4QU CoRE ¦ 5QU LoRE | Non-Red Flag Warning - Small Fires | Vegetation Contact | Aggregated | 2059 | 0.00090003 | 470.836 | 0.42377 | 2059 | Mitigation | 0.95 | 45 | 0 | esc | 0.00097009 | 8.7311e-07 | 0.00097009 | 8.7311e-07
[120 empty] | 7.3.3.17.5 (Remote Grid) Updates to grid topology to minimize risk of ignition in HFTDs Remote GridWLDFRVegetation ContactAggregated | WLDFR | HFTD - Distribution - Tier 2 - 4QU CoRE ¦ 5QU LoRE | Non-Red Flag Warning - Small Fires | Vegetation Contact | Aggregated | 2060 | 0.00090003 | 470.836 | 0.42377 | 2060 | Mitigation | 0.95 | 45 | 0 | esc | 0.00097009 | 8.7311e-07 | 0.00097009 | 8.7311e-07
[120 empty] | 7.3.3.17.5 (Remote Grid) Updates to grid topology to minimize risk of ignition in HFTDs Remote GridWLDFRVegetation ContactAggregated | WLDFR | HFTD - Distribution - Tier 2 - 4QU CoRE ¦ 5QU LoRE | Non-Red Flag Warning - Small Fires | Vegetation Contact | Aggregated | 2061 | 0.00090003 | 470.836 | 0.42377 | 2061 | Mitigation | 0.95 | 45 | 0 | esc | 0.00097009 | 8.7311e-07 | 0.00097009 | 8.7311e-07
[120 empty] | 7.3.3.17.5 (Remote Grid) Updates to grid topology to minimize risk of ignition in HFTDs Remote GridWLDFRVegetation ContactAggregated | WLDFR | HFTD - Distribution - Tier 2 - 4QU CoRE ¦ 5QU LoRE | Non-Red Flag Warning - Small Fires | Vegetation Contact | Aggregated | 2062 | 0.00090003 | 470.836 | 0.42377 | 2062 | Mitigation | 0.95 | 45 | 0 | esc | 0.00097009 | 8.7311e-07 | 0.00097009 | 8.7311e-07
[120 empty] | 7.3.3.17.5 (Remote Grid) Updates to grid topology to minimize risk of ignition in HFTDs Remote GridWLDFRVegetation ContactAggregated | WLDFR | HFTD - Distribution - Tier 2 - 4QU CoRE ¦ 5QU LoRE | Non-Red Flag Warning - Small Fires | Vegetation Contact | Aggregated | 2063 | 0.00090003 | 470.836 | 0.42377 | 2063 | Mitigation | 0.95 | 45 | 0 | esc | 0.00097009 | 8.7311e-07 | 0.00097009 | 8.7311e-07
[120 empty] | 7.3.3.17.5 (Remote Grid) Updates to grid topology to minimize risk of ignition in HFTDs Remote GridWLDFRVegetation ContactAggregated | WLDFR | HFTD - Distribution - Tier 2 - 4QU CoRE ¦ 5QU LoRE | Non-Red Flag Warning - Small Fires | Vegetation Contact | Aggregated | 2064 | 0.00090003 | 470.836 | 0.42377 | 2064 | Mitigation | 0.95 | 45 | 0 | esc | 0.00097009 | 8.7311e-07 | 0.00097009 | 8.7311e-07
[120 empty] | 7.3.3.17.5 (Remote Grid) Updates to grid topology to minimize risk of ignition in HFTDs Remote GridWLDFRVegetation ContactAggregated | WLDFR | HFTD - Distribution - Tier 2 - 4QU CoRE ¦ 5QU LoRE | Non-Red Flag Warning - Small Fires | Vegetation Contact | Aggregated | 2065 | 0.00090003 | 470.836 | 0.42377 | 2065 | Mitigation | 0.95 | 45 | 0 | esc | 0.00097009 | 8.7311e-07 | 0.00097009 | 8.7311e-07
[120 empty] | 7.3.3.17.5 (Remote Grid) Updates to grid topology to minimize risk of ignition in HFTDs Remote GridWLDFRVegetation ContactAggregated | WLDFR | HFTD - Distribution - Tier 2 - 4QU CoRE ¦ 5QU LoRE | Non-Red Flag Warning - Small Fires | Vegetation Contact | Aggregated | 2066 | 0.00090003 | 470.836 | 0.42377 | 2066 | Mitigation | 0.95 | 45 | 0 | esc | 0.00097009 | 8.7311e-07 | 0.00097009 | 8.7311e-07
[120 empty] | 7.3.3.17.5 (Remote Grid) Updates to grid topology to minimize risk of ignition in HFTDs Remote GridWLDFRVegetation ContactAggregated | WLDFR | HFTD - Distribution - Tier 2 - 4QU CoRE ¦ 5QU LoRE | Non-Red Flag Warning - Small Fires | Vegetation Contact | Aggregated | 2067 | 0.00090003 | 470.836 | 0.42377 | 2067 | Mitigation | 0.95 | 45 | 0 | esc | 0 | 0 | 0.00097009 | 8.7311e-07
[120 empty] | 7.3.3.17.5 (Remote Grid) Updates to grid topology to minimize risk of ignition in HFTDs Remote GridWLDFRWire-to-wire contactAggregated | WLDFR | HFTD - Distribution - Tier 2 - 4QU CoRE ¦ 5QU LoRE | Non-Red Flag Warning - Small Fires | Wire-to-wire contact | Aggregated | 2022 | 0.00022255 | 470.836 | 0.10479 | 2022 | Mitigation | 0.95 | 45 | 0 | esc | 0.00097009 | 2.159e-07 | 0 | 0
[120 empty] | 7.3.3.17.5 (Remote Grid) Updates to grid topology to minimize risk of ignition in HFTDs Remote GridWLDFRWire-to-wire contactAggregated | WLDFR | HFTD - Distribution - Tier 2 - 4QU CoRE ¦ 5QU LoRE | Non-Red Flag Warning - Small Fires | Wire-to-wire contact | Aggregated | 2023 | 0.00022255 | 470.836 | 0.10479 | 2023 | Mitigation | 0.95 | 45 | 0 | esc | 0.00097009 | 2.159e-07 | 0.00097009 | 2.159e-07
[120 empty] | 7.3.3.17.5 (Remote Grid) Updates to grid topology to minimize risk of ignition in HFTDs Remote GridWLDFRWire-to-wire contactAggregated | WLDFR | HFTD - Distribution - Tier 2 - 4QU CoRE ¦ 5QU LoRE | Non-Red Flag Warning - Small Fires | Wire-to-wire contact | Aggregated | 2024 | 0.00022255 | 470.836 | 0.10479 | 2024 | Mitigation | 0.95 | 45 | 0 | esc | 0.00097009 | 2.159e-07 | 0.00097009 | 2.159e-07
[120 empty] | 7.3.3.17.5 (Remote Grid) Updates to grid topology to minimize risk of ignition in HFTDs Remote GridWLDFRWire-to-wire contactAggregated | WLDFR | HFTD - Distribution - Tier 2 - 4QU CoRE ¦ 5QU LoRE | Non-Red Flag Warning - Small Fires | Wire-to-wire contact | Aggregated | 2025 | 0.00022255 | 470.836 | 0.10479 | 2025 | Mitigation | 0.95 | 45 | 0 | esc | 0.00097009 | 2.159e-07 | 0.00097009 | 2.159e-07
[120 empty] | 7.3.3.17.5 (Remote Grid) Updates to grid topology to minimize risk of ignition in HFTDs Remote GridWLDFRWire-to-wire contactAggregated | WLDFR | HFTD - Distribution - Tier 2 - 4QU CoRE ¦ 5QU LoRE | Non-Red Flag Warning - Small Fires | Wire-to-wire contact | Aggregated | 2026 | 0.00022255 | 470.836 | 0.10479 | 2026 | Mitigation | 0.95 | 45 | 0 | esc | 0.00097009 | 2.159e-07 | 0.00097009 | 2.159e-07
[120 empty] | 7.3.3.17.5 (Remote Grid) Updates to grid topology to minimize risk of ignition in HFTDs Remote GridWLDFRWire-to-wire contactAggregated | WLDFR | HFTD - Distribution - Tier 2 - 4QU CoRE ¦ 5QU LoRE | Non-Red Flag Warning - Small Fires | Wire-to-wire contact | Aggregated | 2027 | 0.00022255 | 470.836 | 0.10479 | 2027 | Mitigation | 0.95 | 45 | 0 | esc | 0.00097009 | 2.159e-07 | 0.00097009 | 2.159e-07
[120 empty] | 7.3.3.17.5 (Remote Grid) Updates to grid topology to minimize risk of ignition in HFTDs Remote GridWLDFRWire-to-wire contactAggregated | WLDFR | HFTD - Distribution - Tier 2 - 4QU CoRE ¦ 5QU LoRE | Non-Red Flag Warning - Small Fires | Wire-to-wire contact | Aggregated | 2028 | 0.00022255 | 470.836 | 0.10479 | 2028 | Mitigation | 0.95 | 45 | 0 | esc | 0.00097009 | 2.159e-07 | 0.00097009 | 2.159e-07
[120 empty] | 7.3.3.17.5 (Remote Grid) Updates to grid topology to minimize risk of ignition in HFTDs Remote GridWLDFRWire-to-wire contactAggregated | WLDFR | HFTD - Distribution - Tier 2 - 4QU CoRE ¦ 5QU LoRE | Non-Red Flag Warning - Small Fires | Wire-to-wire contact | Aggregated | 2029 | 0.00022255 | 470.836 | 0.10479 | 2029 | Mitigation | 0.95 | 45 | 0 | esc | 0.00097009 | 2.159e-07 | 0.00097009 | 2.159e-07
[120 empty] | 7.3.3.17.5 (Remote Grid) Updates to grid topology to minimize risk of ignition in HFTDs Remote GridWLDFRWire-to-wire contactAggregated | WLDFR | HFTD - Distribution - Tier 2 - 4QU CoRE ¦ 5QU LoRE | Non-Red Flag Warning - Small Fires | Wire-to-wire contact | Aggregated | 2030 | 0.00022255 | 470.836 | 0.10479 | 2030 | Mitigation | 0.95 | 45 | 0 | esc | 0.00097009 | 2.159e-07 | 0.00097009 | 2.159e-07
[120 empty] | 7.3.3.17.5 (Remote Grid) Updates to grid topology to minimize risk of ignition in HFTDs Remote GridWLDFRWire-to-wire contactAggregated | WLDFR | HFTD - Distribution - Tier 2 - 4QU CoRE ¦ 5QU LoRE | Non-Red Flag Warning - Small Fires | Wire-to-wire contact | Aggregated | 2031 | 0.00022255 | 470.836 | 0.10479 | 2031 | Mitigation | 0.95 | 45 | 0 | esc | 0.00097009 | 2.159e-07 | 0.00097009 | 2.159e-07
[120 empty] | 7.3.3.17.5 (Remote Grid) Updates to grid topology to minimize risk of ignition in HFTDs Remote GridWLDFRWire-to-wire contactAggregated | WLDFR | HFTD - Distribution - Tier 2 - 4QU CoRE ¦ 5QU LoRE | Non-Red Flag Warning - Small Fires | Wire-to-wire contact | Aggregated | 2032 | 0.00022255 | 470.836 | 0.10479 | 2032 | Mitigation | 0.95 | 45 | 0 | esc | 0.00097009 | 2.159e-07 | 0.00097009 | 2.159e-07
[120 empty] | 7.3.3.17.5 (Remote Grid) Updates to grid topology to minimize risk of ignition in HFTDs Remote GridWLDFRWire-to-wire contactAggregated | WLDFR | HFTD - Distribution - Tier 2 - 4QU CoRE ¦ 5QU LoRE | Non-Red Flag Warning - Small Fires | Wire-to-wire contact | Aggregated | 2033 | 0.00022255 | 470.836 | 0.10479 | 2033 | Mitigation | 0.95 | 45 | 0 | esc | 0.00097009 | 2.159e-07 | 0.00097009 | 2.159e-07
[120 empty] | 7.3.3.17.5 (Remote Grid) Updates to grid topology to minimize risk of ignition in HFTDs Remote GridWLDFRWire-to-wire contactAggregated | WLDFR | HFTD - Distribution - Tier 2 - 4QU CoRE ¦ 5QU LoRE | Non-Red Flag Warning - Small Fires | Wire-to-wire contact | Aggregated | 2034 | 0.00022255 | 470.836 | 0.10479 | 2034 | Mitigation | 0.95 | 45 | 0 | esc | 0.00097009 | 2.159e-07 | 0.00097009 | 2.159e-07
[120 empty] | 7.3.3.17.5 (Remote Grid) Updates to grid topology to minimize risk of ignition in HFTDs Remote GridWLDFRWire-to-wire contactAggregated | WLDFR | HFTD - Distribution - Tier 2 - 4QU CoRE ¦ 5QU LoRE | Non-Red Flag Warning - Small Fires | Wire-to-wire contact | Aggregated | 2035 | 0.00022255 | 470.836 | 0.10479 | 2035 | Mitigation | 0.95 | 45 | 0 | esc | 0.00097009 | 2.159e-07 | 0.00097009 | 2.159e-07
[120 empty] | 7.3.3.17.5 (Remote Grid) Updates to grid topology to minimize risk of ignition in HFTDs Remote GridWLDFRWire-to-wire contactAggregated | WLDFR | HFTD - Distribution - Tier 2 - 4QU CoRE ¦ 5QU LoRE | Non-Red Flag Warning - Small Fires | Wire-to-wire contact | Aggregated | 2036 | 0.00022255 | 470.836 | 0.10479 | 2036 | Mitigation | 0.95 | 45 | 0 | esc | 0.00097009 | 2.159e-07 | 0.00097009 | 2.159e-07
[120 empty] | 7.3.3.17.5 (Remote Grid) Updates to grid topology to minimize risk of ignition in HFTDs Remote GridWLDFRWire-to-wire contactAggregated | WLDFR | HFTD - Distribution - Tier 2 - 4QU CoRE ¦ 5QU LoRE | Non-Red Flag Warning - Small Fires | Wire-to-wire contact | Aggregated | 2037 | 0.00022255 | 470.836 | 0.10479 | 2037 | Mitigation | 0.95 | 45 | 0 | esc | 0.00097009 | 2.159e-07 | 0.00097009 | 2.159e-07
[120 empty] | 7.3.3.17.5 (Remote Grid) Updates to grid topology to minimize risk of ignition in HFTDs Remote GridWLDFRWire-to-wire contactAggregated | WLDFR | HFTD - Distribution - Tier 2 - 4QU CoRE ¦ 5QU LoRE | Non-Red Flag Warning - Small Fires | Wire-to-wire contact | Aggregated | 2038 | 0.00022255 | 470.836 | 0.10479 | 2038 | Mitigation | 0.95 | 45 | 0 | esc | 0.00097009 | 2.159e-07 | 0.00097009 | 2.159e-07
[120 empty] | 7.3.3.17.5 (Remote Grid) Updates to grid topology to minimize risk of ignition in HFTDs Remote GridWLDFRWire-to-wire contactAggregated | WLDFR | HFTD - Distribution - Tier 2 - 4QU CoRE ¦ 5QU LoRE | Non-Red Flag Warning - Small Fires | Wire-to-wire contact | Aggregated | 2039 | 0.00022255 | 470.836 | 0.10479 | 2039 | Mitigation | 0.95 | 45 | 0 | esc | 0.00097009 | 2.159e-07 | 0.00097009 | 2.159e-07
[120 empty] | 7.3.3.17.5 (Remote Grid) Updates to grid topology to minimize risk of ignition in HFTDs Remote GridWLDFRWire-to-wire contactAggregated | WLDFR | HFTD - Distribution - Tier 2 - 4QU CoRE ¦ 5QU LoRE | Non-Red Flag Warning - Small Fires | Wire-to-wire contact | Aggregated | 2040 | 0.00022255 | 470.836 | 0.10479 | 2040 | Mitigation | 0.95 | 45 | 0 | esc | 0.00097009 | 2.159e-07 | 0.00097009 | 2.159e-07
[120 empty] | 7.3.3.17.5 (Remote Grid) Updates to grid topology to minimize risk of ignition in HFTDs Remote GridWLDFRWire-to-wire contactAggregated | WLDFR | HFTD - Distribution - Tier 2 - 4QU CoRE ¦ 5QU LoRE | Non-Red Flag Warning - Small Fires | Wire-to-wire contact | Aggregated | 2041 | 0.00022255 | 470.836 | 0.10479 | 2041 | Mitigation | 0.95 | 45 | 0 | esc | 0.00097009 | 2.159e-07 | 0.00097009 | 2.159e-07
[120 empty] | 7.3.3.17.5 (Remote Grid) Updates to grid topology to minimize risk of ignition in HFTDs Remote GridWLDFRWire-to-wire contactAggregated | WLDFR | HFTD - Distribution - Tier 2 - 4QU CoRE ¦ 5QU LoRE | Non-Red Flag Warning - Small Fires | Wire-to-wire contact | Aggregated | 2042 | 0.00022255 | 470.836 | 0.10479 | 2042 | Mitigation | 0.95 | 45 | 0 | esc | 0.00097009 | 2.159e-07 | 0.00097009 | 2.159e-07
[120 empty] | 7.3.3.17.5 (Remote Grid) Updates to grid topology to minimize risk of ignition in HFTDs Remote GridWLDFRWire-to-wire contactAggregated | WLDFR | HFTD - Distribution - Tier 2 - 4QU CoRE ¦ 5QU LoRE | Non-Red Flag Warning - Small Fires | Wire-to-wire contact | Aggregated | 2043 | 0.00022255 | 470.836 | 0.10479 | 2043 | Mitigation | 0.95 | 45 | 0 | esc | 0.00097009 | 2.159e-07 | 0.00097009 | 2.159e-07
[120 empty] | 7.3.3.17.5 (Remote Grid) Updates to grid topology to minimize risk of ignition in HFTDs Remote GridWLDFRWire-to-wire contactAggregated | WLDFR | HFTD - Distribution - Tier 2 - 4QU CoRE ¦ 5QU LoRE | Non-Red Flag Warning - Small Fires | Wire-to-wire contact | Aggregated | 2044 | 0.00022255 | 470.836 | 0.10479 | 2044 | Mitigation | 0.95 | 45 | 0 | esc | 0.00097009 | 2.159e-07 | 0.00097009 | 2.159e-07
[120 empty] | 7.3.3.17.5 (Remote Grid) Updates to grid topology to minimize risk of ignition in HFTDs Remote GridWLDFRWire-to-wire contactAggregated | WLDFR | HFTD - Distribution - Tier 2 - 4QU CoRE ¦ 5QU LoRE | Non-Red Flag Warning - Small Fires | Wire-to-wire contact | Aggregated | 2045 | 0.00022255 | 470.836 | 0.10479 | 2045 | Mitigation | 0.95 | 45 | 0 | esc | 0.00097009 | 2.159e-07 | 0.00097009 | 2.159e-07
[120 empty] | 7.3.3.17.5 (Remote Grid) Updates to grid topology to minimize risk of ignition in HFTDs Remote GridWLDFRWire-to-wire contactAggregated | WLDFR | HFTD - Distribution - Tier 2 - 4QU CoRE ¦ 5QU LoRE | Non-Red Flag Warning - Small Fires | Wire-to-wire contact | Aggregated | 2046 | 0.00022255 | 470.836 | 0.10479 | 2046 | Mitigation | 0.95 | 45 | 0 | esc | 0.00097009 | 2.159e-07 | 0.00097009 | 2.159e-07
[120 empty] | 7.3.3.17.5 (Remote Grid) Updates to grid topology to minimize risk of ignition in HFTDs Remote GridWLDFRWire-to-wire contactAggregated | WLDFR | HFTD - Distribution - Tier 2 - 4QU CoRE ¦ 5QU LoRE | Non-Red Flag Warning - Small Fires | Wire-to-wire contact | Aggregated | 2047 | 0.00022255 | 470.836 | 0.10479 | 2047 | Mitigation | 0.95 | 45 | 0 | esc | 0.00097009 | 2.159e-07 | 0.00097009 | 2.159e-07
[120 empty] | 7.3.3.17.5 (Remote Grid) Updates to grid topology to minimize risk of ignition in HFTDs Remote GridWLDFRWire-to-wire contactAggregated | WLDFR | HFTD - Distribution - Tier 2 - 4QU CoRE ¦ 5QU LoRE | Non-Red Flag Warning - Small Fires | Wire-to-wire contact | Aggregated | 2048 | 0.00022255 | 470.836 | 0.10479 | 2048 | Mitigation | 0.95 | 45 | 0 | esc | 0.00097009 | 2.159e-07 | 0.00097009 | 2.159e-07
[120 empty] | 7.3.3.17.5 (Remote Grid) Updates to grid topology to minimize risk of ignition in HFTDs Remote GridWLDFRWire-to-wire contactAggregated | WLDFR | HFTD - Distribution - Tier 2 - 4QU CoRE ¦ 5QU LoRE | Non-Red Flag Warning - Small Fires | Wire-to-wire contact | Aggregated | 2049 | 0.00022255 | 470.836 | 0.10479 | 2049 | Mitigation | 0.95 | 45 | 0 | esc | 0.00097009 | 2.159e-07 | 0.00097009 | 2.159e-07
[120 empty] | 7.3.3.17.5 (Remote Grid) Updates to grid topology to minimize risk of ignition in HFTDs Remote GridWLDFRWire-to-wire contactAggregated | WLDFR | HFTD - Distribution - Tier 2 - 4QU CoRE ¦ 5QU LoRE | Non-Red Flag Warning - Small Fires | Wire-to-wire contact | Aggregated | 2050 | 0.00022255 | 470.836 | 0.10479 | 2050 | Mitigation | 0.95 | 45 | 0 | esc | 0.00097009 | 2.159e-07 | 0.00097009 | 2.159e-07
[120 empty] | 7.3.3.17.5 (Remote Grid) Updates to grid topology to minimize risk of ignition in HFTDs Remote GridWLDFRWire-to-wire contactAggregated | WLDFR | HFTD - Distribution - Tier 2 - 4QU CoRE ¦ 5QU LoRE | Non-Red Flag Warning - Small Fires | Wire-to-wire contact | Aggregated | 2051 | 0.00022255 | 470.836 | 0.10479 | 2051 | Mitigation | 0.95 | 45 | 0 | esc | 0.00097009 | 2.159e-07 | 0.00097009 | 2.159e-07
[120 empty] | 7.3.3.17.5 (Remote Grid) Updates to grid topology to minimize risk of ignition in HFTDs Remote GridWLDFRWire-to-wire contactAggregated | WLDFR | HFTD - Distribution - Tier 2 - 4QU CoRE ¦ 5QU LoRE | Non-Red Flag Warning - Small Fires | Wire-to-wire contact | Aggregated | 2052 | 0.00022255 | 470.836 | 0.10479 | 2052 | Mitigation | 0.95 | 45 | 0 | esc | 0.00097009 | 2.159e-07 | 0.00097009 | 2.159e-07
[120 empty] | 7.3.3.17.5 (Remote Grid) Updates to grid topology to minimize risk of ignition in HFTDs Remote GridWLDFRWire-to-wire contactAggregated | WLDFR | HFTD - Distribution - Tier 2 - 4QU CoRE ¦ 5QU LoRE | Non-Red Flag Warning - Small Fires | Wire-to-wire contact | Aggregated | 2053 | 0.00022255 | 470.836 | 0.10479 | 2053 | Mitigation | 0.95 | 45 | 0 | esc | 0.00097009 | 2.159e-07 | 0.00097009 | 2.159e-07
[120 empty] | 7.3.3.17.5 (Remote Grid) Updates to grid topology to minimize risk of ignition in HFTDs Remote GridWLDFRWire-to-wire contactAggregated | WLDFR | HFTD - Distribution - Tier 2 - 4QU CoRE ¦ 5QU LoRE | Non-Red Flag Warning - Small Fires | Wire-to-wire contact | Aggregated | 2054 | 0.00022255 | 470.836 | 0.10479 | 2054 | Mitigation | 0.95 | 45 | 0 | esc | 0.00097009 | 2.159e-07 | 0.00097009 | 2.159e-07
[120 empty] | 7.3.3.17.5 (Remote Grid) Updates to grid topology to minimize risk of ignition in HFTDs Remote GridWLDFRWire-to-wire contactAggregated | WLDFR | HFTD - Distribution - Tier 2 - 4QU CoRE ¦ 5QU LoRE | Non-Red Flag Warning - Small Fires | Wire-to-wire contact | Aggregated | 2055 | 0.00022255 | 470.836 | 0.10479 | 2055 | Mitigation | 0.95 | 45 | 0 | esc | 0.00097009 | 2.159e-07 | 0.00097009 | 2.159e-07
[120 empty] | 7.3.3.17.5 (Remote Grid) Updates to grid topology to minimize risk of ignition in HFTDs Remote GridWLDFRWire-to-wire contactAggregated | WLDFR | HFTD - Distribution - Tier 2 - 4QU CoRE ¦ 5QU LoRE | Non-Red Flag Warning - Small Fires | Wire-to-wire contact | Aggregated | 2056 | 0.00022255 | 470.836 | 0.10479 | 2056 | Mitigation | 0.95 | 45 | 0 | esc | 0.00097009 | 2.159e-07 | 0.00097009 | 2.159e-07
[120 empty] | 7.3.3.17.5 (Remote Grid) Updates to grid topology to minimize risk of ignition in HFTDs Remote GridWLDFRWire-to-wire contactAggregated | WLDFR | HFTD - Distribution - Tier 2 - 4QU CoRE ¦ 5QU LoRE | Non-Red Flag Warning - Small Fires | Wire-to-wire contact | Aggregated | 2057 | 0.00022255 | 470.836 | 0.10479 | 2057 | Mitigation | 0.95 | 45 | 0 | esc | 0.00097009 | 2.159e-07 | 0.00097009 | 2.159e-07
[120 empty] | 7.3.3.17.5 (Remote Grid) Updates to grid topology to minimize risk of ignition in HFTDs Remote GridWLDFRWire-to-wire contactAggregated | WLDFR | HFTD - Distribution - Tier 2 - 4QU CoRE ¦ 5QU LoRE | Non-Red Flag Warning - Small Fires | Wire-to-wire contact | Aggregated | 2058 | 0.00022255 | 470.836 | 0.10479 | 2058 | Mitigation | 0.95 | 45 | 0 | esc | 0.00097009 | 2.159e-07 | 0.00097009 | 2.159e-07
[120 empty] | 7.3.3.17.5 (Remote Grid) Updates to grid topology to minimize risk of ignition in HFTDs Remote GridWLDFRWire-to-wire contactAggregated | WLDFR | HFTD - Distribution - Tier 2 - 4QU CoRE ¦ 5QU LoRE | Non-Red Flag Warning - Small Fires | Wire-to-wire contact | Aggregated | 2059 | 0.00022255 | 470.836 | 0.10479 | 2059 | Mitigation | 0.95 | 45 | 0 | esc | 0.00097009 | 2.159e-07 | 0.00097009 | 2.159e-07
[120 empty] | 7.3.3.17.5 (Remote Grid) Updates to grid topology to minimize risk of ignition in HFTDs Remote GridWLDFRWire-to-wire contactAggregated | WLDFR | HFTD - Distribution - Tier 2 - 4QU CoRE ¦ 5QU LoRE | Non-Red Flag Warning - Small Fires | Wire-to-wire contact | Aggregated | 2060 | 0.00022255 | 470.836 | 0.10479 | 2060 | Mitigation | 0.95 | 45 | 0 | esc | 0.00097009 | 2.159e-07 | 0.00097009 | 2.159e-07
[120 empty] | 7.3.3.17.5 (Remote Grid) Updates to grid topology to minimize risk of ignition in HFTDs Remote GridWLDFRWire-to-wire contactAggregated | WLDFR | HFTD - Distribution - Tier 2 - 4QU CoRE ¦ 5QU LoRE | Non-Red Flag Warning - Small Fires | Wire-to-wire contact | Aggregated | 2061 | 0.00022255 | 470.836 | 0.10479 | 2061 | Mitigation | 0.95 | 45 | 0 | esc | 0.00097009 | 2.159e-07 | 0.00097009 | 2.159e-07
[120 empty] | 7.3.3.17.5 (Remote Grid) Updates to grid topology to minimize risk of ignition in HFTDs Remote GridWLDFRWire-to-wire contactAggregated | WLDFR | HFTD - Distribution - Tier 2 - 4QU CoRE ¦ 5QU LoRE | Non-Red Flag Warning - Small Fires | Wire-to-wire contact | Aggregated | 2062 | 0.00022255 | 470.836 | 0.10479 | 2062 | Mitigation | 0.95 | 45 | 0 | esc | 0.00097009 | 2.159e-07 | 0.00097009 | 2.159e-07
[120 empty] | 7.3.3.17.5 (Remote Grid) Updates to grid topology to minimize risk of ignition in HFTDs Remote GridWLDFRWire-to-wire contactAggregated | WLDFR | HFTD - Distribution - Tier 2 - 4QU CoRE ¦ 5QU LoRE | Non-Red Flag Warning - Small Fires | Wire-to-wire contact | Aggregated | 2063 | 0.00022255 | 470.836 | 0.10479 | 2063 | Mitigation | 0.95 | 45 | 0 | esc | 0.00097009 | 2.159e-07 | 0.00097009 | 2.159e-07
[120 empty] | 7.3.3.17.5 (Remote Grid) Updates to grid topology to minimize risk of ignition in HFTDs Remote GridWLDFRWire-to-wire contactAggregated | WLDFR | HFTD - Distribution - Tier 2 - 4QU CoRE ¦ 5QU LoRE | Non-Red Flag Warning - Small Fires | Wire-to-wire contact | Aggregated | 2064 | 0.00022255 | 470.836 | 0.10479 | 2064 | Mitigation | 0.95 | 45 | 0 | esc | 0.00097009 | 2.159e-07 | 0.00097009 | 2.159e-07
[120 empty] | 7.3.3.17.5 (Remote Grid) Updates to grid topology to minimize risk of ignition in HFTDs Remote GridWLDFRWire-to-wire contactAggregated | WLDFR | HFTD - Distribution - Tier 2 - 4QU CoRE ¦ 5QU LoRE | Non-Red Flag Warning - Small Fires | Wire-to-wire contact | Aggregated | 2065 | 0.00022255 | 470.836 | 0.10479 | 2065 | Mitigation | 0.95 | 45 | 0 | esc | 0.00097009 | 2.159e-07 | 0.00097009 | 2.159e-07
[120 empty] | 7.3.3.17.5 (Remote Grid) Updates to grid topology to minimize risk of ignition in HFTDs Remote GridWLDFRWire-to-wire contactAggregated | WLDFR | HFTD - Distribution - Tier 2 - 4QU CoRE ¦ 5QU LoRE | Non-Red Flag Warning - Small Fires | Wire-to-wire contact | Aggregated | 2066 | 0.00022255 | 470.836 | 0.10479 | 2066 | Mitigation | 0.95 | 45 | 0 | esc | 0.00097009 | 2.159e-07 | 0.00097009 | 2.159e-07
[120 empty] | 7.3.3.17.5 (Remote Grid) Updates to grid topology to minimize risk of ignition in HFTDs Remote GridWLDFRWire-to-wire contactAggregated | WLDFR | HFTD - Distribution - Tier 2 - 4QU CoRE ¦ 5QU LoRE | Non-Red Flag Warning - Small Fires | Wire-to-wire contact | Aggregated | 2067 | 0.00022255 | 470.836 | 0.10479 | 2067 | Mitigation | 0.95 | 45 | 0 | esc | 0 | 0 | 0.00097009 | 2.159e-07
[120 empty] | 7.3.3.17.5 (Remote Grid) Updates to grid topology to minimize risk of ignition in HFTDs Remote GridWLDFREquipment / facility failureAggregated | WLDFR | HFTD - Distribution - Tier 2 - 4QU CoRE ¦ 5QU LoRE | Red Flag Warning - Catastrophic Fires | Equipment / facility failure | Aggregated | 2022 | 2.2572e-06 | 470.836 | 0.0010627 | 2022 | Mitigation | 0.95 | 45 | 0 | esc | 0.00097009 | 2.1896e-09 | 0 | 0
[120 empty] | 7.3.3.17.5 (Remote Grid) Updates to grid topology to minimize risk of ignition in HFTDs Remote GridWLDFREquipment / facility failureAggregated | WLDFR | HFTD - Distribution - Tier 2 - 4QU CoRE ¦ 5QU LoRE | Red Flag Warning - Catastrophic Fires | Equipment / facility failure | Aggregated | 2023 | 2.2572e-06 | 470.836 | 0.0010627 | 2023 | Mitigation | 0.95 | 45 | 0 | esc | 0.00097009 | 2.1896e-09 | 0.00097009 | 2.1896e-09
[120 empty] | 7.3.3.17.5 (Remote Grid) Updates to grid topology to minimize risk of ignition in HFTDs Remote GridWLDFREquipment / facility failureAggregated | WLDFR | HFTD - Distribution - Tier 2 - 4QU CoRE ¦ 5QU LoRE | Red Flag Warning - Catastrophic Fires | Equipment / facility failure | Aggregated | 2024 | 2.2572e-06 | 470.836 | 0.0010627 | 2024 | Mitigation | 0.95 | 45 | 0 | esc | 0.00097009 | 2.1896e-09 | 0.00097009 | 2.1896e-09
[120 empty] | 7.3.3.17.5 (Remote Grid) Updates to grid topology to minimize risk of ignition in HFTDs Remote GridWLDFREquipment / facility failureAggregated | WLDFR | HFTD - Distribution - Tier 2 - 4QU CoRE ¦ 5QU LoRE | Red Flag Warning - Catastrophic Fires | Equipment / facility failure | Aggregated | 2025 | 2.2572e-06 | 470.836 | 0.0010627 | 2025 | Mitigation | 0.95 | 45 | 0 | esc | 0.00097009 | 2.1896e-09 | 0.00097009 | 2.1896e-09
[120 empty] | 7.3.3.17.5 (Remote Grid) Updates to grid topology to minimize risk of ignition in HFTDs Remote GridWLDFREquipment / facility failureAggregated | WLDFR | HFTD - Distribution - Tier 2 - 4QU CoRE ¦ 5QU LoRE | Red Flag Warning - Catastrophic Fires | Equipment / facility failure | Aggregated | 2026 | 2.2572e-06 | 470.836 | 0.0010627 | 2026 | Mitigation | 0.95 | 45 | 0 | esc | 0.00097009 | 2.1896e-09 | 0.00097009 | 2.1896e-09
[120 empty] | 7.3.3.17.5 (Remote Grid) Updates to grid topology to minimize risk of ignition in HFTDs Remote GridWLDFREquipment / facility failureAggregated | WLDFR | HFTD - Distribution - Tier 2 - 4QU CoRE ¦ 5QU LoRE | Red Flag Warning - Catastrophic Fires | Equipment / facility failure | Aggregated | 2027 | 2.2572e-06 | 470.836 | 0.0010627 | 2027 | Mitigation | 0.95 | 45 | 0 | esc | 0.00097009 | 2.1896e-09 | 0.00097009 | 2.1896e-09
[120 empty] | 7.3.3.17.5 (Remote Grid) Updates to grid topology to minimize risk of ignition in HFTDs Remote GridWLDFREquipment / facility failureAggregated | WLDFR | HFTD - Distribution - Tier 2 - 4QU CoRE ¦ 5QU LoRE | Red Flag Warning - Catastrophic Fires | Equipment / facility failure | Aggregated | 2028 | 2.2572e-06 | 470.836 | 0.0010627 | 2028 | Mitigation | 0.95 | 45 | 0 | esc | 0.00097009 | 2.1896e-09 | 0.00097009 | 2.1896e-09
[120 empty] | 7.3.3.17.5 (Remote Grid) Updates to grid topology to minimize risk of ignition in HFTDs Remote GridWLDFREquipment / facility failureAggregated | WLDFR | HFTD - Distribution - Tier 2 - 4QU CoRE ¦ 5QU LoRE | Red Flag Warning - Catastrophic Fires | Equipment / facility failure | Aggregated | 2029 | 2.2572e-06 | 470.836 | 0.0010627 | 2029 | Mitigation | 0.95 | 45 | 0 | esc | 0.00097009 | 2.1896e-09 | 0.00097009 | 2.1896e-09
[120 empty] | 7.3.3.17.5 (Remote Grid) Updates to grid topology to minimize risk of ignition in HFTDs Remote GridWLDFREquipment / facility failureAggregated | WLDFR | HFTD - Distribution - Tier 2 - 4QU CoRE ¦ 5QU LoRE | Red Flag Warning - Catastrophic Fires | Equipment / facility failure | Aggregated | 2030 | 2.2572e-06 | 470.836 | 0.0010627 | 2030 | Mitigation | 0.95 | 45 | 0 | esc | 0.00097009 | 2.1896e-09 | 0.00097009 | 2.1896e-09
[120 empty] | 7.3.3.17.5 (Remote Grid) Updates to grid topology to minimize risk of ignition in HFTDs Remote GridWLDFREquipment / facility failureAggregated | WLDFR | HFTD - Distribution - Tier 2 - 4QU CoRE ¦ 5QU LoRE | Red Flag Warning - Catastrophic Fires | Equipment / facility failure | Aggregated | 2031 | 2.2572e-06 | 470.836 | 0.0010627 | 2031 | Mitigation | 0.95 | 45 | 0 | esc | 0.00097009 | 2.1896e-09 | 0.00097009 | 2.1896e-09
[120 empty] | 7.3.3.17.5 (Remote Grid) Updates to grid topology to minimize risk of ignition in HFTDs Remote GridWLDFREquipment / facility failureAggregated | WLDFR | HFTD - Distribution - Tier 2 - 4QU CoRE ¦ 5QU LoRE | Red Flag Warning - Catastrophic Fires | Equipment / facility failure | Aggregated | 2032 | 2.2572e-06 | 470.836 | 0.0010627 | 2032 | Mitigation | 0.95 | 45 | 0 | esc | 0.00097009 | 2.1896e-09 | 0.00097009 | 2.1896e-09
[120 empty] | 7.3.3.17.5 (Remote Grid) Updates to grid topology to minimize risk of ignition in HFTDs Remote GridWLDFREquipment / facility failureAggregated | WLDFR | HFTD - Distribution - Tier 2 - 4QU CoRE ¦ 5QU LoRE | Red Flag Warning - Catastrophic Fires | Equipment / facility failure | Aggregated | 2033 | 2.2572e-06 | 470.836 | 0.0010627 | 2033 | Mitigation | 0.95 | 45 | 0 | esc | 0.00097009 | 2.1896e-09 | 0.00097009 | 2.1896e-09
[120 empty] | 7.3.3.17.5 (Remote Grid) Updates to grid topology to minimize risk of ignition in HFTDs Remote GridWLDFREquipment / facility failureAggregated | WLDFR | HFTD - Distribution - Tier 2 - 4QU CoRE ¦ 5QU LoRE | Red Flag Warning - Catastrophic Fires | Equipment / facility failure | Aggregated | 2034 | 2.2572e-06 | 470.836 | 0.0010627 | 2034 | Mitigation | 0.95 | 45 | 0 | esc | 0.00097009 | 2.1896e-09 | 0.00097009 | 2.1896e-09
[120 empty] | 7.3.3.17.5 (Remote Grid) Updates to grid topology to minimize risk of ignition in HFTDs Remote GridWLDFREquipment / facility failureAggregated | WLDFR | HFTD - Distribution - Tier 2 - 4QU CoRE ¦ 5QU LoRE | Red Flag Warning - Catastrophic Fires | Equipment / facility failure | Aggregated | 2035 | 2.2572e-06 | 470.836 | 0.0010627 | 2035 | Mitigation | 0.95 | 45 | 0 | esc | 0.00097009 | 2.1896e-09 | 0.00097009 | 2.1896e-09
[120 empty] | 7.3.3.17.5 (Remote Grid) Updates to grid topology to minimize risk of ignition in HFTDs Remote GridWLDFREquipment / facility failureAggregated | WLDFR | HFTD - Distribution - Tier 2 - 4QU CoRE ¦ 5QU LoRE | Red Flag Warning - Catastrophic Fires | Equipment / facility failure | Aggregated | 2036 | 2.2572e-06 | 470.836 | 0.0010627 | 2036 | Mitigation | 0.95 | 45 | 0 | esc | 0.00097009 | 2.1896e-09 | 0.00097009 | 2.1896e-09
[120 empty] | 7.3.3.17.5 (Remote Grid) Updates to grid topology to minimize risk of ignition in HFTDs Remote GridWLDFREquipment / facility failureAggregated | WLDFR | HFTD - Distribution - Tier 2 - 4QU CoRE ¦ 5QU LoRE | Red Flag Warning - Catastrophic Fires | Equipment / facility failure | Aggregated | 2037 | 2.2572e-06 | 470.836 | 0.0010627 | 2037 | Mitigation | 0.95 | 45 | 0 | esc | 0.00097009 | 2.1896e-09 | 0.00097009 | 2.1896e-09
[120 empty] | 7.3.3.17.5 (Remote Grid) Updates to grid topology to minimize risk of ignition in HFTDs Remote GridWLDFREquipment / facility failureAggregated | WLDFR | HFTD - Distribution - Tier 2 - 4QU CoRE ¦ 5QU LoRE | Red Flag Warning - Catastrophic Fires | Equipment / facility failure | Aggregated | 2038 | 2.2572e-06 | 470.836 | 0.0010627 | 2038 | Mitigation | 0.95 | 45 | 0 | esc | 0.00097009 | 2.1896e-09 | 0.00097009 | 2.1896e-09
[120 empty] | 7.3.3.17.5 (Remote Grid) Updates to grid topology to minimize risk of ignition in HFTDs Remote GridWLDFREquipment / facility failureAggregated | WLDFR | HFTD - Distribution - Tier 2 - 4QU CoRE ¦ 5QU LoRE | Red Flag Warning - Catastrophic Fires | Equipment / facility failure | Aggregated | 2039 | 2.2572e-06 | 470.836 | 0.0010627 | 2039 | Mitigation | 0.95 | 45 | 0 | esc | 0.00097009 | 2.1896e-09 | 0.00097009 | 2.1896e-09
[120 empty] | 7.3.3.17.5 (Remote Grid) Updates to grid topology to minimize risk of ignition in HFTDs Remote GridWLDFREquipment / facility failureAggregated | WLDFR | HFTD - Distribution - Tier 2 - 4QU CoRE ¦ 5QU LoRE | Red Flag Warning - Catastrophic Fires | Equipment / facility failure | Aggregated | 2040 | 2.2572e-06 | 470.836 | 0.0010627 | 2040 | Mitigation | 0.95 | 45 | 0 | esc | 0.00097009 | 2.1896e-09 | 0.00097009 | 2.1896e-09
[120 empty] | 7.3.3.17.5 (Remote Grid) Updates to grid topology to minimize risk of ignition in HFTDs Remote GridWLDFREquipment / facility failureAggregated | WLDFR | HFTD - Distribution - Tier 2 - 4QU CoRE ¦ 5QU LoRE | Red Flag Warning - Catastrophic Fires | Equipment / facility failure | Aggregated | 2041 | 2.2572e-06 | 470.836 | 0.0010627 | 2041 | Mitigation | 0.95 | 45 | 0 | esc | 0.00097009 | 2.1896e-09 | 0.00097009 | 2.1896e-09
[120 empty] | 7.3.3.17.5 (Remote Grid) Updates to grid topology to minimize risk of ignition in HFTDs Remote GridWLDFREquipment / facility failureAggregated | WLDFR | HFTD - Distribution - Tier 2 - 4QU CoRE ¦ 5QU LoRE | Red Flag Warning - Catastrophic Fires | Equipment / facility failure | Aggregated | 2042 | 2.2572e-06 | 470.836 | 0.0010627 | 2042 | Mitigation | 0.95 | 45 | 0 | esc | 0.00097009 | 2.1896e-09 | 0.00097009 | 2.1896e-09
[120 empty] | 7.3.3.17.5 (Remote Grid) Updates to grid topology to minimize risk of ignition in HFTDs Remote GridWLDFREquipment / facility failureAggregated | WLDFR | HFTD - Distribution - Tier 2 - 4QU CoRE ¦ 5QU LoRE | Red Flag Warning - Catastrophic Fires | Equipment / facility failure | Aggregated | 2043 | 2.2572e-06 | 470.836 | 0.0010627 | 2043 | Mitigation | 0.95 | 45 | 0 | esc | 0.00097009 | 2.1896e-09 | 0.00097009 | 2.1896e-09
[120 empty] | 7.3.3.17.5 (Remote Grid) Updates to grid topology to minimize risk of ignition in HFTDs Remote GridWLDFREquipment / facility failureAggregated | WLDFR | HFTD - Distribution - Tier 2 - 4QU CoRE ¦ 5QU LoRE | Red Flag Warning - Catastrophic Fires | Equipment / facility failure | Aggregated | 2044 | 2.2572e-06 | 470.836 | 0.0010627 | 2044 | Mitigation | 0.95 | 45 | 0 | esc | 0.00097009 | 2.1896e-09 | 0.00097009 | 2.1896e-09
[120 empty] | 7.3.3.17.5 (Remote Grid) Updates to grid topology to minimize risk of ignition in HFTDs Remote GridWLDFREquipment / facility failureAggregated | WLDFR | HFTD - Distribution - Tier 2 - 4QU CoRE ¦ 5QU LoRE | Red Flag Warning - Catastrophic Fires | Equipment / facility failure | Aggregated | 2045 | 2.2572e-06 | 470.836 | 0.0010627 | 2045 | Mitigation | 0.95 | 45 | 0 | esc | 0.00097009 | 2.1896e-09 | 0.00097009 | 2.1896e-09
[120 empty] | 7.3.3.17.5 (Remote Grid) Updates to grid topology to minimize risk of ignition in HFTDs Remote GridWLDFREquipment / facility failureAggregated | WLDFR | HFTD - Distribution - Tier 2 - 4QU CoRE ¦ 5QU LoRE | Red Flag Warning - Catastrophic Fires | Equipment / facility failure | Aggregated | 2046 | 2.2572e-06 | 470.836 | 0.0010627 | 2046 | Mitigation | 0.95 | 45 | 0 | esc | 0.00097009 | 2.1896e-09 | 0.00097009 | 2.1896e-09
[120 empty] | 7.3.3.17.5 (Remote Grid) Updates to grid topology to minimize risk of ignition in HFTDs Remote GridWLDFREquipment / facility failureAggregated | WLDFR | HFTD - Distribution - Tier 2 - 4QU CoRE ¦ 5QU LoRE | Red Flag Warning - Catastrophic Fires | Equipment / facility failure | Aggregated | 2047 | 2.2572e-06 | 470.836 | 0.0010627 | 2047 | Mitigation | 0.95 | 45 | 0 | esc | 0.00097009 | 2.1896e-09 | 0.00097009 | 2.1896e-09
[120 empty] | 7.3.3.17.5 (Remote Grid) Updates to grid topology to minimize risk of ignition in HFTDs Remote GridWLDFREquipment / facility failureAggregated | WLDFR | HFTD - Distribution - Tier 2 - 4QU CoRE ¦ 5QU LoRE | Red Flag Warning - Catastrophic Fires | Equipment / facility failure | Aggregated | 2048 | 2.2572e-06 | 470.836 | 0.0010627 | 2048 | Mitigation | 0.95 | 45 | 0 | esc | 0.00097009 | 2.1896e-09 | 0.00097009 | 2.1896e-09
[120 empty] | 7.3.3.17.5 (Remote Grid) Updates to grid topology to minimize risk of ignition in HFTDs Remote GridWLDFREquipment / facility failureAggregated | WLDFR | HFTD - Distribution - Tier 2 - 4QU CoRE ¦ 5QU LoRE | Red Flag Warning - Catastrophic Fires | Equipment / facility failure | Aggregated | 2049 | 2.2572e-06 | 470.836 | 0.0010627 | 2049 | Mitigation | 0.95 | 45 | 0 | esc | 0.00097009 | 2.1896e-09 | 0.00097009 | 2.1896e-09
[120 empty] | 7.3.3.17.5 (Remote Grid) Updates to grid topology to minimize risk of ignition in HFTDs Remote GridWLDFREquipment / facility failureAggregated | WLDFR | HFTD - Distribution - Tier 2 - 4QU CoRE ¦ 5QU LoRE | Red Flag Warning - Catastrophic Fires | Equipment / facility failure | Aggregated | 2050 | 2.2572e-06 | 470.836 | 0.0010627 | 2050 | Mitigation | 0.95 | 45 | 0 | esc | 0.00097009 | 2.1896e-09 | 0.00097009 | 2.1896e-09
[120 empty] | 7.3.3.17.5 (Remote Grid) Updates to grid topology to minimize risk of ignition in HFTDs Remote GridWLDFREquipment / facility failureAggregated | WLDFR | HFTD - Distribution - Tier 2 - 4QU CoRE ¦ 5QU LoRE | Red Flag Warning - Catastrophic Fires | Equipment / facility failure | Aggregated | 2051 | 2.2572e-06 | 470.836 | 0.0010627 | 2051 | Mitigation | 0.95 | 45 | 0 | esc | 0.00097009 | 2.1896e-09 | 0.00097009 | 2.1896e-09
[120 empty] | 7.3.3.17.5 (Remote Grid) Updates to grid topology to minimize risk of ignition in HFTDs Remote GridWLDFREquipment / facility failureAggregated | WLDFR | HFTD - Distribution - Tier 2 - 4QU CoRE ¦ 5QU LoRE | Red Flag Warning - Catastrophic Fires | Equipment / facility failure | Aggregated | 2052 | 2.2572e-06 | 470.836 | 0.0010627 | 2052 | Mitigation | 0.95 | 45 | 0 | esc | 0.00097009 | 2.1896e-09 | 0.00097009 | 2.1896e-09
[120 empty] | 7.3.3.17.5 (Remote Grid) Updates to grid topology to minimize risk of ignition in HFTDs Remote GridWLDFREquipment / facility failureAggregated | WLDFR | HFTD - Distribution - Tier 2 - 4QU CoRE ¦ 5QU LoRE | Red Flag Warning - Catastrophic Fires | Equipment / facility failure | Aggregated | 2053 | 2.2572e-06 | 470.836 | 0.0010627 | 2053 | Mitigation | 0.95 | 45 | 0 | esc | 0.00097009 | 2.1896e-09 | 0.00097009 | 2.1896e-09
[120 empty] | 7.3.3.17.5 (Remote Grid) Updates to grid topology to minimize risk of ignition in HFTDs Remote GridWLDFREquipment / facility failureAggregated | WLDFR | HFTD - Distribution - Tier 2 - 4QU CoRE ¦ 5QU LoRE | Red Flag Warning - Catastrophic Fires | Equipment / facility failure | Aggregated | 2054 | 2.2572e-06 | 470.836 | 0.0010627 | 2054 | Mitigation | 0.95 | 45 | 0 | esc | 0.00097009 | 2.1896e-09 | 0.00097009 | 2.1896e-09
[120 empty] | 7.3.3.17.5 (Remote Grid) Updates to grid topology to minimize risk of ignition in HFTDs Remote GridWLDFREquipment / facility failureAggregated | WLDFR | HFTD - Distribution - Tier 2 - 4QU CoRE ¦ 5QU LoRE | Red Flag Warning - Catastrophic Fires | Equipment / facility failure | Aggregated | 2055 | 2.2572e-06 | 470.836 | 0.0010627 | 2055 | Mitigation | 0.95 | 45 | 0 | esc | 0.00097009 | 2.1896e-09 | 0.00097009 | 2.1896e-09
[120 empty] | 7.3.3.17.5 (Remote Grid) Updates to grid topology to minimize risk of ignition in HFTDs Remote GridWLDFREquipment / facility failureAggregated | WLDFR | HFTD - Distribution - Tier 2 - 4QU CoRE ¦ 5QU LoRE | Red Flag Warning - Catastrophic Fires | Equipment / facility failure | Aggregated | 2056 | 2.2572e-06 | 470.836 | 0.0010627 | 2056 | Mitigation | 0.95 | 45 | 0 | esc | 0.00097009 | 2.1896e-09 | 0.00097009 | 2.1896e-09
[120 empty] | 7.3.3.17.5 (Remote Grid) Updates to grid topology to minimize risk of ignition in HFTDs Remote GridWLDFREquipment / facility failureAggregated | WLDFR | HFTD - Distribution - Tier 2 - 4QU CoRE ¦ 5QU LoRE | Red Flag Warning - Catastrophic Fires | Equipment / facility failure | Aggregated | 2057 | 2.2572e-06 | 470.836 | 0.0010627 | 2057 | Mitigation | 0.95 | 45 | 0 | esc | 0.00097009 | 2.1896e-09 | 0.00097009 | 2.1896e-09
[120 empty] | 7.3.3.17.5 (Remote Grid) Updates to grid topology to minimize risk of ignition in HFTDs Remote GridWLDFREquipment / facility failureAggregated | WLDFR | HFTD - Distribution - Tier 2 - 4QU CoRE ¦ 5QU LoRE | Red Flag Warning - Catastrophic Fires | Equipment / facility failure | Aggregated | 2058 | 2.2572e-06 | 470.836 | 0.0010627 | 2058 | Mitigation | 0.95 | 45 | 0 | esc | 0.00097009 | 2.1896e-09 | 0.00097009 | 2.1896e-09
[120 empty] | 7.3.3.17.5 (Remote Grid) Updates to grid topology to minimize risk of ignition in HFTDs Remote GridWLDFREquipment / facility failureAggregated | WLDFR | HFTD - Distribution - Tier 2 - 4QU CoRE ¦ 5QU LoRE | Red Flag Warning - Catastrophic Fires | Equipment / facility failure | Aggregated | 2059 | 2.2572e-06 | 470.836 | 0.0010627 | 2059 | Mitigation | 0.95 | 45 | 0 | esc | 0.00097009 | 2.1896e-09 | 0.00097009 | 2.1896e-09
[120 empty] | 7.3.3.17.5 (Remote Grid) Updates to grid topology to minimize risk of ignition in HFTDs Remote GridWLDFREquipment / facility failureAggregated | WLDFR | HFTD - Distribution - Tier 2 - 4QU CoRE ¦ 5QU LoRE | Red Flag Warning - Catastrophic Fires | Equipment / facility failure | Aggregated | 2060 | 2.2572e-06 | 470.836 | 0.0010627 | 2060 | Mitigation | 0.95 | 45 | 0 | esc | 0.00097009 | 2.1896e-09 | 0.00097009 | 2.1896e-09
[120 empty] | 7.3.3.17.5 (Remote Grid) Updates to grid topology to minimize risk of ignition in HFTDs Remote GridWLDFREquipment / facility failureAggregated | WLDFR | HFTD - Distribution - Tier 2 - 4QU CoRE ¦ 5QU LoRE | Red Flag Warning - Catastrophic Fires | Equipment / facility failure | Aggregated | 2061 | 2.2572e-06 | 470.836 | 0.0010627 | 2061 | Mitigation | 0.95 | 45 | 0 | esc | 0.00097009 | 2.1896e-09 | 0.00097009 | 2.1896e-09
[120 empty] | 7.3.3.17.5 (Remote Grid) Updates to grid topology to minimize risk of ignition in HFTDs Remote GridWLDFREquipment / facility failureAggregated | WLDFR | HFTD - Distribution - Tier 2 - 4QU CoRE ¦ 5QU LoRE | Red Flag Warning - Catastrophic Fires | Equipment / facility failure | Aggregated | 2062 | 2.2572e-06 | 470.836 | 0.0010627 | 2062 | Mitigation | 0.95 | 45 | 0 | esc | 0.00097009 | 2.1896e-09 | 0.00097009 | 2.1896e-09
[120 empty] | 7.3.3.17.5 (Remote Grid) Updates to grid topology to minimize risk of ignition in HFTDs Remote GridWLDFREquipment / facility failureAggregated | WLDFR | HFTD - Distribution - Tier 2 - 4QU CoRE ¦ 5QU LoRE | Red Flag Warning - Catastrophic Fires | Equipment / facility failure | Aggregated | 2063 | 2.2572e-06 | 470.836 | 0.0010627 | 2063 | Mitigation | 0.95 | 45 | 0 | esc | 0.00097009 | 2.1896e-09 | 0.00097009 | 2.1896e-09
[120 empty] | 7.3.3.17.5 (Remote Grid) Updates to grid topology to minimize risk of ignition in HFTDs Remote GridWLDFREquipment / facility failureAggregated | WLDFR | HFTD - Distribution - Tier 2 - 4QU CoRE ¦ 5QU LoRE | Red Flag Warning - Catastrophic Fires | Equipment / facility failure | Aggregated | 2064 | 2.2572e-06 | 470.836 | 0.0010627 | 2064 | Mitigation | 0.95 | 45 | 0 | esc | 0.00097009 | 2.1896e-09 | 0.00097009 | 2.1896e-09
[120 empty] | 7.3.3.17.5 (Remote Grid) Updates to grid topology to minimize risk of ignition in HFTDs Remote GridWLDFREquipment / facility failureAggregated | WLDFR | HFTD - Distribution - Tier 2 - 4QU CoRE ¦ 5QU LoRE | Red Flag Warning - Catastrophic Fires | Equipment / facility failure | Aggregated | 2065 | 2.2572e-06 | 470.836 | 0.0010627 | 2065 | Mitigation | 0.95 | 45 | 0 | esc | 0.00097009 | 2.1896e-09 | 0.00097009 | 2.1896e-09
[120 empty] | 7.3.3.17.5 (Remote Grid) Updates to grid topology to minimize risk of ignition in HFTDs Remote GridWLDFREquipment / facility failureAggregated | WLDFR | HFTD - Distribution - Tier 2 - 4QU CoRE ¦ 5QU LoRE | Red Flag Warning - Catastrophic Fires | Equipment / facility failure | Aggregated | 2066 | 2.2572e-06 | 470.836 | 0.0010627 | 2066 | Mitigation | 0.95 | 45 | 0 | esc | 0.00097009 | 2.1896e-09 | 0.00097009 | 2.1896e-09
[120 empty] | 7.3.3.17.5 (Remote Grid) Updates to grid topology to minimize risk of ignition in HFTDs Remote GridWLDFREquipment / facility failureAggregated | WLDFR | HFTD - Distribution - Tier 2 - 4QU CoRE ¦ 5QU LoRE | Red Flag Warning - Catastrophic Fires | Equipment / facility failure | Aggregated | 2067 | 2.2572e-06 | 470.836 | 0.0010627 | 2067 | Mitigation | 0.95 | 45 | 0 | esc | 0 | 0 | 0.00097009 | 2.1896e-09
[120 empty] | 7.3.3.17.5 (Remote Grid) Updates to grid topology to minimize risk of ignition in HFTDs Remote GridWLDFRVegetation ContactAggregated | WLDFR | HFTD - Distribution - Tier 2 - 4QU CoRE ¦ 5QU LoRE | Red Flag Warning - Catastrophic Fires | Vegetation Contact | Aggregated | 2022 | 3.1504e-06 | 470.836 | 0.0014833 | 2022 | Mitigation | 0.95 | 45 | 0 | esc | 0.00097009 | 3.0561e-09 | 0 | 0
[120 empty] | 7.3.3.17.5 (Remote Grid) Updates to grid topology to minimize risk of ignition in HFTDs Remote GridWLDFRVegetation ContactAggregated | WLDFR | HFTD - Distribution - Tier 2 - 4QU CoRE ¦ 5QU LoRE | Red Flag Warning - Catastrophic Fires | Vegetation Contact | Aggregated | 2023 | 3.1504e-06 | 470.836 | 0.0014833 | 2023 | Mitigation | 0.95 | 45 | 0 | esc | 0.00097009 | 3.0561e-09 | 0.00097009 | 3.0561e-09
[120 empty] | 7.3.3.17.5 (Remote Grid) Updates to grid topology to minimize risk of ignition in HFTDs Remote GridWLDFRVegetation ContactAggregated | WLDFR | HFTD - Distribution - Tier 2 - 4QU CoRE ¦ 5QU LoRE | Red Flag Warning - Catastrophic Fires | Vegetation Contact | Aggregated | 2024 | 3.1504e-06 | 470.836 | 0.0014833 | 2024 | Mitigation | 0.95 | 45 | 0 | esc | 0.00097009 | 3.0561e-09 | 0.00097009 | 3.0561e-09
[120 empty] | 7.3.3.17.5 (Remote Grid) Updates to grid topology to minimize risk of ignition in HFTDs Remote GridWLDFRVegetation ContactAggregated | WLDFR | HFTD - Distribution - Tier 2 - 4QU CoRE ¦ 5QU LoRE | Red Flag Warning - Catastrophic Fires | Vegetation Contact | Aggregated | 2025 | 3.1504e-06 | 470.836 | 0.0014833 | 2025 | Mitigation | 0.95 | 45 | 0 | esc | 0.00097009 | 3.0561e-09 | 0.00097009 | 3.0561e-09
[120 empty] | 7.3.3.17.5 (Remote Grid) Updates to grid topology to minimize risk of ignition in HFTDs Remote GridWLDFRVegetation ContactAggregated | WLDFR | HFTD - Distribution - Tier 2 - 4QU CoRE ¦ 5QU LoRE | Red Flag Warning - Catastrophic Fires | Vegetation Contact | Aggregated | 2026 | 3.1504e-06 | 470.836 | 0.0014833 | 2026 | Mitigation | 0.95 | 45 | 0 | esc | 0.00097009 | 3.0561e-09 | 0.00097009 | 3.0561e-09
[120 empty] | 7.3.3.17.5 (Remote Grid) Updates to grid topology to minimize risk of ignition in HFTDs Remote GridWLDFRVegetation ContactAggregated | WLDFR | HFTD - Distribution - Tier 2 - 4QU CoRE ¦ 5QU LoRE | Red Flag Warning - Catastrophic Fires | Vegetation Contact | Aggregated | 2027 | 3.1504e-06 | 470.836 | 0.0014833 | 2027 | Mitigation | 0.95 | 45 | 0 | esc | 0.00097009 | 3.0561e-09 | 0.00097009 | 3.0561e-09
[120 empty] | 7.3.3.17.5 (Remote Grid) Updates to grid topology to minimize risk of ignition in HFTDs Remote GridWLDFRVegetation ContactAggregated | WLDFR | HFTD - Distribution - Tier 2 - 4QU CoRE ¦ 5QU LoRE | Red Flag Warning - Catastrophic Fires | Vegetation Contact | Aggregated | 2028 | 3.1504e-06 | 470.836 | 0.0014833 | 2028 | Mitigation | 0.95 | 45 | 0 | esc | 0.00097009 | 3.0561e-09 | 0.00097009 | 3.0561e-09
[120 empty] | 7.3.3.17.5 (Remote Grid) Updates to grid topology to minimize risk of ignition in HFTDs Remote GridWLDFRVegetation ContactAggregated | WLDFR | HFTD - Distribution - Tier 2 - 4QU CoRE ¦ 5QU LoRE | Red Flag Warning - Catastrophic Fires | Vegetation Contact | Aggregated | 2029 | 3.1504e-06 | 470.836 | 0.0014833 | 2029 | Mitigation | 0.95 | 45 | 0 | esc | 0.00097009 | 3.0561e-09 | 0.00097009 | 3.0561e-09
[120 empty] | 7.3.3.17.5 (Remote Grid) Updates to grid topology to minimize risk of ignition in HFTDs Remote GridWLDFRVegetation ContactAggregated | WLDFR | HFTD - Distribution - Tier 2 - 4QU CoRE ¦ 5QU LoRE | Red Flag Warning - Catastrophic Fires | Vegetation Contact | Aggregated | 2030 | 3.1504e-06 | 470.836 | 0.0014833 | 2030 | Mitigation | 0.95 | 45 | 0 | esc | 0.00097009 | 3.0561e-09 | 0.00097009 | 3.0561e-09
[120 empty] | 7.3.3.17.5 (Remote Grid) Updates to grid topology to minimize risk of ignition in HFTDs Remote GridWLDFRVegetation ContactAggregated | WLDFR | HFTD - Distribution - Tier 2 - 4QU CoRE ¦ 5QU LoRE | Red Flag Warning - Catastrophic Fires | Vegetation Contact | Aggregated | 2031 | 3.1504e-06 | 470.836 | 0.0014833 | 2031 | Mitigation | 0.95 | 45 | 0 | esc | 0.00097009 | 3.0561e-09 | 0.00097009 | 3.0561e-09
[120 empty] | 7.3.3.17.5 (Remote Grid) Updates to grid topology to minimize risk of ignition in HFTDs Remote GridWLDFRVegetation ContactAggregated | WLDFR | HFTD - Distribution - Tier 2 - 4QU CoRE ¦ 5QU LoRE | Red Flag Warning - Catastrophic Fires | Vegetation Contact | Aggregated | 2032 | 3.1504e-06 | 470.836 | 0.0014833 | 2032 | Mitigation | 0.95 | 45 | 0 | esc | 0.00097009 | 3.0561e-09 | 0.00097009 | 3.0561e-09
[120 empty] | 7.3.3.17.5 (Remote Grid) Updates to grid topology to minimize risk of ignition in HFTDs Remote GridWLDFRVegetation ContactAggregated | WLDFR | HFTD - Distribution - Tier 2 - 4QU CoRE ¦ 5QU LoRE | Red Flag Warning - Catastrophic Fires | Vegetation Contact | Aggregated | 2033 | 3.1504e-06 | 470.836 | 0.0014833 | 2033 | Mitigation | 0.95 | 45 | 0 | esc | 0.00097009 | 3.0561e-09 | 0.00097009 | 3.0561e-09
[120 empty] | 7.3.3.17.5 (Remote Grid) Updates to grid topology to minimize risk of ignition in HFTDs Remote GridWLDFRVegetation ContactAggregated | WLDFR | HFTD - Distribution - Tier 2 - 4QU CoRE ¦ 5QU LoRE | Red Flag Warning - Catastrophic Fires | Vegetation Contact | Aggregated | 2034 | 3.1504e-06 | 470.836 | 0.0014833 | 2034 | Mitigation | 0.95 | 45 | 0 | esc | 0.00097009 | 3.0561e-09 | 0.00097009 | 3.0561e-09
[120 empty] | 7.3.3.17.5 (Remote Grid) Updates to grid topology to minimize risk of ignition in HFTDs Remote GridWLDFRVegetation ContactAggregated | WLDFR | HFTD - Distribution - Tier 2 - 4QU CoRE ¦ 5QU LoRE | Red Flag Warning - Catastrophic Fires | Vegetation Contact | Aggregated | 2035 | 3.1504e-06 | 470.836 | 0.0014833 | 2035 | Mitigation | 0.95 | 45 | 0 | esc | 0.00097009 | 3.0561e-09 | 0.00097009 | 3.0561e-09
[120 empty] | 7.3.3.17.5 (Remote Grid) Updates to grid topology to minimize risk of ignition in HFTDs Remote GridWLDFRVegetation ContactAggregated | WLDFR | HFTD - Distribution - Tier 2 - 4QU CoRE ¦ 5QU LoRE | Red Flag Warning - Catastrophic Fires | Vegetation Contact | Aggregated | 2036 | 3.1504e-06 | 470.836 | 0.0014833 | 2036 | Mitigation | 0.95 | 45 | 0 | esc | 0.00097009 | 3.0561e-09 | 0.00097009 | 3.0561e-09
[120 empty] | 7.3.3.17.5 (Remote Grid) Updates to grid topology to minimize risk of ignition in HFTDs Remote GridWLDFRVegetation ContactAggregated | WLDFR | HFTD - Distribution - Tier 2 - 4QU CoRE ¦ 5QU LoRE | Red Flag Warning - Catastrophic Fires | Vegetation Contact | Aggregated | 2037 | 3.1504e-06 | 470.836 | 0.0014833 | 2037 | Mitigation | 0.95 | 45 | 0 | esc | 0.00097009 | 3.0561e-09 | 0.00097009 | 3.0561e-09
[120 empty] | 7.3.3.17.5 (Remote Grid) Updates to grid topology to minimize risk of ignition in HFTDs Remote GridWLDFRVegetation ContactAggregated | WLDFR | HFTD - Distribution - Tier 2 - 4QU CoRE ¦ 5QU LoRE | Red Flag Warning - Catastrophic Fires | Vegetation Contact | Aggregated | 2038 | 3.1504e-06 | 470.836 | 0.0014833 | 2038 | Mitigation | 0.95 | 45 | 0 | esc | 0.00097009 | 3.0561e-09 | 0.00097009 | 3.0561e-09
[120 empty] | 7.3.3.17.5 (Remote Grid) Updates to grid topology to minimize risk of ignition in HFTDs Remote GridWLDFRVegetation ContactAggregated | WLDFR | HFTD - Distribution - Tier 2 - 4QU CoRE ¦ 5QU LoRE | Red Flag Warning - Catastrophic Fires | Vegetation Contact | Aggregated | 2039 | 3.1504e-06 | 470.836 | 0.0014833 | 2039 | Mitigation | 0.95 | 45 | 0 | esc | 0.00097009 | 3.0561e-09 | 0.00097009 | 3.0561e-09
[120 empty] | 7.3.3.17.5 (Remote Grid) Updates to grid topology to minimize risk of ignition in HFTDs Remote GridWLDFRVegetation ContactAggregated | WLDFR | HFTD - Distribution - Tier 2 - 4QU CoRE ¦ 5QU LoRE | Red Flag Warning - Catastrophic Fires | Vegetation Contact | Aggregated | 2040 | 3.1504e-06 | 470.836 | 0.0014833 | 2040 | Mitigation | 0.95 | 45 | 0 | esc | 0.00097009 | 3.0561e-09 | 0.00097009 | 3.0561e-09
[120 empty] | 7.3.3.17.5 (Remote Grid) Updates to grid topology to minimize risk of ignition in HFTDs Remote GridWLDFRVegetation ContactAggregated | WLDFR | HFTD - Distribution - Tier 2 - 4QU CoRE ¦ 5QU LoRE | Red Flag Warning - Catastrophic Fires | Vegetation Contact | Aggregated | 2041 | 3.1504e-06 | 470.836 | 0.0014833 | 2041 | Mitigation | 0.95 | 45 | 0 | esc | 0.00097009 | 3.0561e-09 | 0.00097009 | 3.0561e-09
[120 empty] | 7.3.3.17.5 (Remote Grid) Updates to grid topology to minimize risk of ignition in HFTDs Remote GridWLDFRVegetation ContactAggregated | WLDFR | HFTD - Distribution - Tier 2 - 4QU CoRE ¦ 5QU LoRE | Red Flag Warning - Catastrophic Fires | Vegetation Contact | Aggregated | 2042 | 3.1504e-06 | 470.836 | 0.0014833 | 2042 | Mitigation | 0.95 | 45 | 0 | esc | 0.00097009 | 3.0561e-09 | 0.00097009 | 3.0561e-09
[120 empty] | 7.3.3.17.5 (Remote Grid) Updates to grid topology to minimize risk of ignition in HFTDs Remote GridWLDFRVegetation ContactAggregated | WLDFR | HFTD - Distribution - Tier 2 - 4QU CoRE ¦ 5QU LoRE | Red Flag Warning - Catastrophic Fires | Vegetation Contact | Aggregated | 2043 | 3.1504e-06 | 470.836 | 0.0014833 | 2043 | Mitigation | 0.95 | 45 | 0 | esc | 0.00097009 | 3.0561e-09 | 0.00097009 | 3.0561e-09
[120 empty] | 7.3.3.17.5 (Remote Grid) Updates to grid topology to minimize risk of ignition in HFTDs Remote GridWLDFRVegetation ContactAggregated | WLDFR | HFTD - Distribution - Tier 2 - 4QU CoRE ¦ 5QU LoRE | Red Flag Warning - Catastrophic Fires | Vegetation Contact | Aggregated | 2044 | 3.1504e-06 | 470.836 | 0.0014833 | 2044 | Mitigation | 0.95 | 45 | 0 | esc | 0.00097009 | 3.0561e-09 | 0.00097009 | 3.0561e-09
[120 empty] | 7.3.3.17.5 (Remote Grid) Updates to grid topology to minimize risk of ignition in HFTDs Remote GridWLDFRVegetation ContactAggregated | WLDFR | HFTD - Distribution - Tier 2 - 4QU CoRE ¦ 5QU LoRE | Red Flag Warning - Catastrophic Fires | Vegetation Contact | Aggregated | 2045 | 3.1504e-06 | 470.836 | 0.0014833 | 2045 | Mitigation | 0.95 | 45 | 0 | esc | 0.00097009 | 3.0561e-09 | 0.00097009 | 3.0561e-09
[120 empty] | 7.3.3.17.5 (Remote Grid) Updates to grid topology to minimize risk of ignition in HFTDs Remote GridWLDFRVegetation ContactAggregated | WLDFR | HFTD - Distribution - Tier 2 - 4QU CoRE ¦ 5QU LoRE | Red Flag Warning - Catastrophic Fires | Vegetation Contact | Aggregated | 2046 | 3.1504e-06 | 470.836 | 0.0014833 | 2046 | Mitigation | 0.95 | 45 | 0 | esc | 0.00097009 | 3.0561e-09 | 0.00097009 | 3.0561e-09
[120 empty] | 7.3.3.17.5 (Remote Grid) Updates to grid topology to minimize risk of ignition in HFTDs Remote GridWLDFRVegetation ContactAggregated | WLDFR | HFTD - Distribution - Tier 2 - 4QU CoRE ¦ 5QU LoRE | Red Flag Warning - Catastrophic Fires | Vegetation Contact | Aggregated | 2047 | 3.1504e-06 | 470.836 | 0.0014833 | 2047 | Mitigation | 0.95 | 45 | 0 | esc | 0.00097009 | 3.0561e-09 | 0.00097009 | 3.0561e-09
[120 empty] | 7.3.3.17.5 (Remote Grid) Updates to grid topology to minimize risk of ignition in HFTDs Remote GridWLDFRVegetation ContactAggregated | WLDFR | HFTD - Distribution - Tier 2 - 4QU CoRE ¦ 5QU LoRE | Red Flag Warning - Catastrophic Fires | Vegetation Contact | Aggregated | 2048 | 3.1504e-06 | 470.836 | 0.0014833 | 2048 | Mitigation | 0.95 | 45 | 0 | esc | 0.00097009 | 3.0561e-09 | 0.00097009 | 3.0561e-09
[120 empty] | 7.3.3.17.5 (Remote Grid) Updates to grid topology to minimize risk of ignition in HFTDs Remote GridWLDFRVegetation ContactAggregated | WLDFR | HFTD - Distribution - Tier 2 - 4QU CoRE ¦ 5QU LoRE | Red Flag Warning - Catastrophic Fires | Vegetation Contact | Aggregated | 2049 | 3.1504e-06 | 470.836 | 0.0014833 | 2049 | Mitigation | 0.95 | 45 | 0 | esc | 0.00097009 | 3.0561e-09 | 0.00097009 | 3.0561e-09
[120 empty] | 7.3.3.17.5 (Remote Grid) Updates to grid topology to minimize risk of ignition in HFTDs Remote GridWLDFRVegetation ContactAggregated | WLDFR | HFTD - Distribution - Tier 2 - 4QU CoRE ¦ 5QU LoRE | Red Flag Warning - Catastrophic Fires | Vegetation Contact | Aggregated | 2050 | 3.1504e-06 | 470.836 | 0.0014833 | 2050 | Mitigation | 0.95 | 45 | 0 | esc | 0.00097009 | 3.0561e-09 | 0.00097009 | 3.0561e-09
[120 empty] | 7.3.3.17.5 (Remote Grid) Updates to grid topology to minimize risk of ignition in HFTDs Remote GridWLDFRVegetation ContactAggregated | WLDFR | HFTD - Distribution - Tier 2 - 4QU CoRE ¦ 5QU LoRE | Red Flag Warning - Catastrophic Fires | Vegetation Contact | Aggregated | 2051 | 3.1504e-06 | 470.836 | 0.0014833 | 2051 | Mitigation | 0.95 | 45 | 0 | esc | 0.00097009 | 3.0561e-09 | 0.00097009 | 3.0561e-09
[120 empty] | 7.3.3.17.5 (Remote Grid) Updates to grid topology to minimize risk of ignition in HFTDs Remote GridWLDFRVegetation ContactAggregated | WLDFR | HFTD - Distribution - Tier 2 - 4QU CoRE ¦ 5QU LoRE | Red Flag Warning - Catastrophic Fires | Vegetation Contact | Aggregated | 2052 | 3.1504e-06 | 470.836 | 0.0014833 | 2052 | Mitigation | 0.95 | 45 | 0 | esc | 0.00097009 | 3.0561e-09 | 0.00097009 | 3.0561e-09
[120 empty] | 7.3.3.17.5 (Remote Grid) Updates to grid topology to minimize risk of ignition in HFTDs Remote GridWLDFRVegetation ContactAggregated | WLDFR | HFTD - Distribution - Tier 2 - 4QU CoRE ¦ 5QU LoRE | Red Flag Warning - Catastrophic Fires | Vegetation Contact | Aggregated | 2053 | 3.1504e-06 | 470.836 | 0.0014833 | 2053 | Mitigation | 0.95 | 45 | 0 | esc | 0.00097009 | 3.0561e-09 | 0.00097009 | 3.0561e-09
[120 empty] | 7.3.3.17.5 (Remote Grid) Updates to grid topology to minimize risk of ignition in HFTDs Remote GridWLDFRVegetation ContactAggregated | WLDFR | HFTD - Distribution - Tier 2 - 4QU CoRE ¦ 5QU LoRE | Red Flag Warning - Catastrophic Fires | Vegetation Contact | Aggregated | 2054 | 3.1504e-06 | 470.836 | 0.0014833 | 2054 | Mitigation | 0.95 | 45 | 0 | esc | 0.00097009 | 3.0561e-09 | 0.00097009 | 3.0561e-09
[120 empty] | 7.3.3.17.5 (Remote Grid) Updates to grid topology to minimize risk of ignition in HFTDs Remote GridWLDFRVegetation ContactAggregated | WLDFR | HFTD - Distribution - Tier 2 - 4QU CoRE ¦ 5QU LoRE | Red Flag Warning - Catastrophic Fires | Vegetation Contact | Aggregated | 2055 | 3.1504e-06 | 470.836 | 0.0014833 | 2055 | Mitigation | 0.95 | 45 | 0 | esc | 0.00097009 | 3.0561e-09 | 0.00097009 | 3.0561e-09
[120 empty] | 7.3.3.17.5 (Remote Grid) Updates to grid topology to minimize risk of ignition in HFTDs Remote GridWLDFRVegetation ContactAggregated | WLDFR | HFTD - Distribution - Tier 2 - 4QU CoRE ¦ 5QU LoRE | Red Flag Warning - Catastrophic Fires | Vegetation Contact | Aggregated | 2056 | 3.1504e-06 | 470.836 | 0.0014833 | 2056 | Mitigation | 0.95 | 45 | 0 | esc | 0.00097009 | 3.0561e-09 | 0.00097009 | 3.0561e-09
[120 empty] | 7.3.3.17.5 (Remote Grid) Updates to grid topology to minimize risk of ignition in HFTDs Remote GridWLDFRVegetation ContactAggregated | WLDFR | HFTD - Distribution - Tier 2 - 4QU CoRE ¦ 5QU LoRE | Red Flag Warning - Catastrophic Fires | Vegetation Contact | Aggregated | 2057 | 3.1504e-06 | 470.836 | 0.0014833 | 2057 | Mitigation | 0.95 | 45 | 0 | esc | 0.00097009 | 3.0561e-09 | 0.00097009 | 3.0561e-09
[120 empty] | 7.3.3.17.5 (Remote Grid) Updates to grid topology to minimize risk of ignition in HFTDs Remote GridWLDFRVegetation ContactAggregated | WLDFR | HFTD - Distribution - Tier 2 - 4QU CoRE ¦ 5QU LoRE | Red Flag Warning - Catastrophic Fires | Vegetation Contact | Aggregated | 2058 | 3.1504e-06 | 470.836 | 0.0014833 | 2058 | Mitigation | 0.95 | 45 | 0 | esc | 0.00097009 | 3.0561e-09 | 0.00097009 | 3.0561e-09
[120 empty] | 7.3.3.17.5 (Remote Grid) Updates to grid topology to minimize risk of ignition in HFTDs Remote GridWLDFRVegetation ContactAggregated | WLDFR | HFTD - Distribution - Tier 2 - 4QU CoRE ¦ 5QU LoRE | Red Flag Warning - Catastrophic Fires | Vegetation Contact | Aggregated | 2059 | 3.1504e-06 | 470.836 | 0.0014833 | 2059 | Mitigation | 0.95 | 45 | 0 | esc | 0.00097009 | 3.0561e-09 | 0.00097009 | 3.0561e-09
[120 empty] | 7.3.3.17.5 (Remote Grid) Updates to grid topology to minimize risk of ignition in HFTDs Remote GridWLDFRVegetation ContactAggregated | WLDFR | HFTD - Distribution - Tier 2 - 4QU CoRE ¦ 5QU LoRE | Red Flag Warning - Catastrophic Fires | Vegetation Contact | Aggregated | 2060 | 3.1504e-06 | 470.836 | 0.0014833 | 2060 | Mitigation | 0.95 | 45 | 0 | esc | 0.00097009 | 3.0561e-09 | 0.00097009 | 3.0561e-09
[120 empty] | 7.3.3.17.5 (Remote Grid) Updates to grid topology to minimize risk of ignition in HFTDs Remote GridWLDFRVegetation ContactAggregated | WLDFR | HFTD - Distribution - Tier 2 - 4QU CoRE ¦ 5QU LoRE | Red Flag Warning - Catastrophic Fires | Vegetation Contact | Aggregated | 2061 | 3.1504e-06 | 470.836 | 0.0014833 | 2061 | Mitigation | 0.95 | 45 | 0 | esc | 0.00097009 | 3.0561e-09 | 0.00097009 | 3.0561e-09
[120 empty] | 7.3.3.17.5 (Remote Grid) Updates to grid topology to minimize risk of ignition in HFTDs Remote GridWLDFRVegetation ContactAggregated | WLDFR | HFTD - Distribution - Tier 2 - 4QU CoRE ¦ 5QU LoRE | Red Flag Warning - Catastrophic Fires | Vegetation Contact | Aggregated | 2062 | 3.1504e-06 | 470.836 | 0.0014833 | 2062 | Mitigation | 0.95 | 45 | 0 | esc | 0.00097009 | 3.0561e-09 | 0.00097009 | 3.0561e-09
[120 empty] | 7.3.3.17.5 (Remote Grid) Updates to grid topology to minimize risk of ignition in HFTDs Remote GridWLDFRVegetation ContactAggregated | WLDFR | HFTD - Distribution - Tier 2 - 4QU CoRE ¦ 5QU LoRE | Red Flag Warning - Catastrophic Fires | Vegetation Contact | Aggregated | 2063 | 3.1504e-06 | 470.836 | 0.0014833 | 2063 | Mitigation | 0.95 | 45 | 0 | esc | 0.00097009 | 3.0561e-09 | 0.00097009 | 3.0561e-09
[120 empty] | 7.3.3.17.5 (Remote Grid) Updates to grid topology to minimize risk of ignition in HFTDs Remote GridWLDFRVegetation ContactAggregated | WLDFR | HFTD - Distribution - Tier 2 - 4QU CoRE ¦ 5QU LoRE | Red Flag Warning - Catastrophic Fires | Vegetation Contact | Aggregated | 2064 | 3.1504e-06 | 470.836 | 0.0014833 | 2064 | Mitigation | 0.95 | 45 | 0 | esc | 0.00097009 | 3.0561e-09 | 0.00097009 | 3.0561e-09
[120 empty] | 7.3.3.17.5 (Remote Grid) Updates to grid topology to minimize risk of ignition in HFTDs Remote GridWLDFRVegetation ContactAggregated | WLDFR | HFTD - Distribution - Tier 2 - 4QU CoRE ¦ 5QU LoRE | Red Flag Warning - Catastrophic Fires | Vegetation Contact | Aggregated | 2065 | 3.1504e-06 | 470.836 | 0.0014833 | 2065 | Mitigation | 0.95 | 45 | 0 | esc | 0.00097009 | 3.0561e-09 | 0.00097009 | 3.0561e-09
[120 empty] | 7.3.3.17.5 (Remote Grid) Updates to grid topology to minimize risk of ignition in HFTDs Remote GridWLDFRVegetation ContactAggregated | WLDFR | HFTD - Distribution - Tier 2 - 4QU CoRE ¦ 5QU LoRE | Red Flag Warning - Catastrophic Fires | Vegetation Contact | Aggregated | 2066 | 3.1504e-06 | 470.836 | 0.0014833 | 2066 | Mitigation | 0.95 | 45 | 0 | esc | 0.00097009 | 3.0561e-09 | 0.00097009 | 3.0561e-09
[120 empty] | 7.3.3.17.5 (Remote Grid) Updates to grid topology to minimize risk of ignition in HFTDs Remote GridWLDFRVegetation ContactAggregated | WLDFR | HFTD - Distribution - Tier 2 - 4QU CoRE ¦ 5QU LoRE | Red Flag Warning - Catastrophic Fires | Vegetation Contact | Aggregated | 2067 | 3.1504e-06 | 470.836 | 0.0014833 | 2067 | Mitigation | 0.95 | 45 | 0 | esc | 0 | 0 | 0.00097009 | 3.0561e-09
[120 empty] | 7.3.3.17.5 (Remote Grid) Updates to grid topology to minimize risk of ignition in HFTDs Remote GridWLDFREquipment / facility failureAggregated | WLDFR | HFTD - Distribution - Tier 2 - 4QU CoRE ¦ 5QU LoRE | Red Flag Warning - Destructive Fires | Equipment / facility failure | Aggregated | 2022 | 4.6047e-07 | 470.836 | 0.00021681 | 2022 | Mitigation | 0.95 | 45 | 0 | esc | 0.00097009 | 4.467e-10 | 0 | 0
[120 empty] | 7.3.3.17.5 (Remote Grid) Updates to grid topology to minimize risk of ignition in HFTDs Remote GridWLDFREquipment / facility failureAggregated | WLDFR | HFTD - Distribution - Tier 2 - 4QU CoRE ¦ 5QU LoRE | Red Flag Warning - Destructive Fires | Equipment / facility failure | Aggregated | 2023 | 4.6047e-07 | 470.836 | 0.00021681 | 2023 | Mitigation | 0.95 | 45 | 0 | esc | 0.00097009 | 4.467e-10 | 0.00097009 | 4.467e-10
[120 empty] | 7.3.3.17.5 (Remote Grid) Updates to grid topology to minimize risk of ignition in HFTDs Remote GridWLDFREquipment / facility failureAggregated | WLDFR | HFTD - Distribution - Tier 2 - 4QU CoRE ¦ 5QU LoRE | Red Flag Warning - Destructive Fires | Equipment / facility failure | Aggregated | 2024 | 4.6047e-07 | 470.836 | 0.00021681 | 2024 | Mitigation | 0.95 | 45 | 0 | esc | 0.00097009 | 4.467e-10 | 0.00097009 | 4.467e-10
[120 empty] | 7.3.3.17.5 (Remote Grid) Updates to grid topology to minimize risk of ignition in HFTDs Remote GridWLDFREquipment / facility failureAggregated | WLDFR | HFTD - Distribution - Tier 2 - 4QU CoRE ¦ 5QU LoRE | Red Flag Warning - Destructive Fires | Equipment / facility failure | Aggregated | 2025 | 4.6047e-07 | 470.836 | 0.00021681 | 2025 | Mitigation | 0.95 | 45 | 0 | esc | 0.00097009 | 4.467e-10 | 0.00097009 | 4.467e-10
[120 empty] | 7.3.3.17.5 (Remote Grid) Updates to grid topology to minimize risk of ignition in HFTDs Remote GridWLDFREquipment / facility failureAggregated | WLDFR | HFTD - Distribution - Tier 2 - 4QU CoRE ¦ 5QU LoRE | Red Flag Warning - Destructive Fires | Equipment / facility failure | Aggregated | 2026 | 4.6047e-07 | 470.836 | 0.00021681 | 2026 | Mitigation | 0.95 | 45 | 0 | esc | 0.00097009 | 4.467e-10 | 0.00097009 | 4.467e-10
[120 empty] | 7.3.3.17.5 (Remote Grid) Updates to grid topology to minimize risk of ignition in HFTDs Remote GridWLDFREquipment / facility failureAggregated | WLDFR | HFTD - Distribution - Tier 2 - 4QU CoRE ¦ 5QU LoRE | Red Flag Warning - Destructive Fires | Equipment / facility failure | Aggregated | 2027 | 4.6047e-07 | 470.836 | 0.00021681 | 2027 | Mitigation | 0.95 | 45 | 0 | esc | 0.00097009 | 4.467e-10 | 0.00097009 | 4.467e-10
[120 empty] | 7.3.3.17.5 (Remote Grid) Updates to grid topology to minimize risk of ignition in HFTDs Remote GridWLDFREquipment / facility failureAggregated | WLDFR | HFTD - Distribution - Tier 2 - 4QU CoRE ¦ 5QU LoRE | Red Flag Warning - Destructive Fires | Equipment / facility failure | Aggregated | 2028 | 4.6047e-07 | 470.836 | 0.00021681 | 2028 | Mitigation | 0.95 | 45 | 0 | esc | 0.00097009 | 4.467e-10 | 0.00097009 | 4.467e-10
[120 empty] | 7.3.3.17.5 (Remote Grid) Updates to grid topology to minimize risk of ignition in HFTDs Remote GridWLDFREquipment / facility failureAggregated | WLDFR | HFTD - Distribution - Tier 2 - 4QU CoRE ¦ 5QU LoRE | Red Flag Warning - Destructive Fires | Equipment / facility failure | Aggregated | 2029 | 4.6047e-07 | 470.836 | 0.00021681 | 2029 | Mitigation | 0.95 | 45 | 0 | esc | 0.00097009 | 4.467e-10 | 0.00097009 | 4.467e-10
[120 empty] | 7.3.3.17.5 (Remote Grid) Updates to grid topology to minimize risk of ignition in HFTDs Remote GridWLDFREquipment / facility failureAggregated | WLDFR | HFTD - Distribution - Tier 2 - 4QU CoRE ¦ 5QU LoRE | Red Flag Warning - Destructive Fires | Equipment / facility failure | Aggregated | 2030 | 4.6047e-07 | 470.836 | 0.00021681 | 2030 | Mitigation | 0.95 | 45 | 0 | esc | 0.00097009 | 4.467e-10 | 0.00097009 | 4.467e-10
[120 empty] | 7.3.3.17.5 (Remote Grid) Updates to grid topology to minimize risk of ignition in HFTDs Remote GridWLDFREquipment / facility failureAggregated | WLDFR | HFTD - Distribution - Tier 2 - 4QU CoRE ¦ 5QU LoRE | Red Flag Warning - Destructive Fires | Equipment / facility failure | Aggregated | 2031 | 4.6047e-07 | 470.836 | 0.00021681 | 2031 | Mitigation | 0.95 | 45 | 0 | esc | 0.00097009 | 4.467e-10 | 0.00097009 | 4.467e-10
[120 empty] | 7.3.3.17.5 (Remote Grid) Updates to grid topology to minimize risk of ignition in HFTDs Remote GridWLDFREquipment / facility failureAggregated | WLDFR | HFTD - Distribution - Tier 2 - 4QU CoRE ¦ 5QU LoRE | Red Flag Warning - Destructive Fires | Equipment / facility failure | Aggregated | 2032 | 4.6047e-07 | 470.836 | 0.00021681 | 2032 | Mitigation | 0.95 | 45 | 0 | esc | 0.00097009 | 4.467e-10 | 0.00097009 | 4.467e-10
[120 empty] | 7.3.3.17.5 (Remote Grid) Updates to grid topology to minimize risk of ignition in HFTDs Remote GridWLDFREquipment / facility failureAggregated | WLDFR | HFTD - Distribution - Tier 2 - 4QU CoRE ¦ 5QU LoRE | Red Flag Warning - Destructive Fires | Equipment / facility failure | Aggregated | 2033 | 4.6047e-07 | 470.836 | 0.00021681 | 2033 | Mitigation | 0.95 | 45 | 0 | esc | 0.00097009 | 4.467e-10 | 0.00097009 | 4.467e-10
[120 empty] | 7.3.3.17.5 (Remote Grid) Updates to grid topology to minimize risk of ignition in HFTDs Remote GridWLDFREquipment / facility failureAggregated | WLDFR | HFTD - Distribution - Tier 2 - 4QU CoRE ¦ 5QU LoRE | Red Flag Warning - Destructive Fires | Equipment / facility failure | Aggregated | 2034 | 4.6047e-07 | 470.836 | 0.00021681 | 2034 | Mitigation | 0.95 | 45 | 0 | esc | 0.00097009 | 4.467e-10 | 0.00097009 | 4.467e-10
[120 empty] | 7.3.3.17.5 (Remote Grid) Updates to grid topology to minimize risk of ignition in HFTDs Remote GridWLDFREquipment / facility failureAggregated | WLDFR | HFTD - Distribution - Tier 2 - 4QU CoRE ¦ 5QU LoRE | Red Flag Warning - Destructive Fires | Equipment / facility failure | Aggregated | 2035 | 4.6047e-07 | 470.836 | 0.00021681 | 2035 | Mitigation | 0.95 | 45 | 0 | esc | 0.00097009 | 4.467e-10 | 0.00097009 | 4.467e-10
[120 empty] | 7.3.3.17.5 (Remote Grid) Updates to grid topology to minimize risk of ignition in HFTDs Remote GridWLDFREquipment / facility failureAggregated | WLDFR | HFTD - Distribution - Tier 2 - 4QU CoRE ¦ 5QU LoRE | Red Flag Warning - Destructive Fires | Equipment / facility failure | Aggregated | 2036 | 4.6047e-07 | 470.836 | 0.00021681 | 2036 | Mitigation | 0.95 | 45 | 0 | esc | 0.00097009 | 4.467e-10 | 0.00097009 | 4.467e-10
[120 empty] | 7.3.3.17.5 (Remote Grid) Updates to grid topology to minimize risk of ignition in HFTDs Remote GridWLDFREquipment / facility failureAggregated | WLDFR | HFTD - Distribution - Tier 2 - 4QU CoRE ¦ 5QU LoRE | Red Flag Warning - Destructive Fires | Equipment / facility failure | Aggregated | 2037 | 4.6047e-07 | 470.836 | 0.00021681 | 2037 | Mitigation | 0.95 | 45 | 0 | esc | 0.00097009 | 4.467e-10 | 0.00097009 | 4.467e-10
[120 empty] | 7.3.3.17.5 (Remote Grid) Updates to grid topology to minimize risk of ignition in HFTDs Remote GridWLDFREquipment / facility failureAggregated | WLDFR | HFTD - Distribution - Tier 2 - 4QU CoRE ¦ 5QU LoRE | Red Flag Warning - Destructive Fires | Equipment / facility failure | Aggregated | 2038 | 4.6047e-07 | 470.836 | 0.00021681 | 2038 | Mitigation | 0.95 | 45 | 0 | esc | 0.00097009 | 4.467e-10 | 0.00097009 | 4.467e-10
[120 empty] | 7.3.3.17.5 (Remote Grid) Updates to grid topology to minimize risk of ignition in HFTDs Remote GridWLDFREquipment / facility failureAggregated | WLDFR | HFTD - Distribution - Tier 2 - 4QU CoRE ¦ 5QU LoRE | Red Flag Warning - Destructive Fires | Equipment / facility failure | Aggregated | 2039 | 4.6047e-07 | 470.836 | 0.00021681 | 2039 | Mitigation | 0.95 | 45 | 0 | esc | 0.00097009 | 4.467e-10 | 0.00097009 | 4.467e-10
[120 empty] | 7.3.3.17.5 (Remote Grid) Updates to grid topology to minimize risk of ignition in HFTDs Remote GridWLDFREquipment / facility failureAggregated | WLDFR | HFTD - Distribution - Tier 2 - 4QU CoRE ¦ 5QU LoRE | Red Flag Warning - Destructive Fires | Equipment / facility failure | Aggregated | 2040 | 4.6047e-07 | 470.836 | 0.00021681 | 2040 | Mitigation | 0.95 | 45 | 0 | esc | 0.00097009 | 4.467e-10 | 0.00097009 | 4.467e-10
[120 empty] | 7.3.3.17.5 (Remote Grid) Updates to grid topology to minimize risk of ignition in HFTDs Remote GridWLDFREquipment / facility failureAggregated | WLDFR | HFTD - Distribution - Tier 2 - 4QU CoRE ¦ 5QU LoRE | Red Flag Warning - Destructive Fires | Equipment / facility failure | Aggregated | 2041 | 4.6047e-07 | 470.836 | 0.00021681 | 2041 | Mitigation | 0.95 | 45 | 0 | esc | 0.00097009 | 4.467e-10 | 0.00097009 | 4.467e-10
[120 empty] | 7.3.3.17.5 (Remote Grid) Updates to grid topology to minimize risk of ignition in HFTDs Remote GridWLDFREquipment / facility failureAggregated | WLDFR | HFTD - Distribution - Tier 2 - 4QU CoRE ¦ 5QU LoRE | Red Flag Warning - Destructive Fires | Equipment / facility failure | Aggregated | 2042 | 4.6047e-07 | 470.836 | 0.00021681 | 2042 | Mitigation | 0.95 | 45 | 0 | esc | 0.00097009 | 4.467e-10 | 0.00097009 | 4.467e-10
[120 empty] | 7.3.3.17.5 (Remote Grid) Updates to grid topology to minimize risk of ignition in HFTDs Remote GridWLDFREquipment / facility failureAggregated | WLDFR | HFTD - Distribution - Tier 2 - 4QU CoRE ¦ 5QU LoRE | Red Flag Warning - Destructive Fires | Equipment / facility failure | Aggregated | 2043 | 4.6047e-07 | 470.836 | 0.00021681 | 2043 | Mitigation | 0.95 | 45 | 0 | esc | 0.00097009 | 4.467e-10 | 0.00097009 | 4.467e-10
[120 empty] | 7.3.3.17.5 (Remote Grid) Updates to grid topology to minimize risk of ignition in HFTDs Remote GridWLDFREquipment / facility failureAggregated | WLDFR | HFTD - Distribution - Tier 2 - 4QU CoRE ¦ 5QU LoRE | Red Flag Warning - Destructive Fires | Equipment / facility failure | Aggregated | 2044 | 4.6047e-07 | 470.836 | 0.00021681 | 2044 | Mitigation | 0.95 | 45 | 0 | esc | 0.00097009 | 4.467e-10 | 0.00097009 | 4.467e-10
[120 empty] | 7.3.3.17.5 (Remote Grid) Updates to grid topology to minimize risk of ignition in HFTDs Remote GridWLDFREquipment / facility failureAggregated | WLDFR | HFTD - Distribution - Tier 2 - 4QU CoRE ¦ 5QU LoRE | Red Flag Warning - Destructive Fires | Equipment / facility failure | Aggregated | 2045 | 4.6047e-07 | 470.836 | 0.00021681 | 2045 | Mitigation | 0.95 | 45 | 0 | esc | 0.00097009 | 4.467e-10 | 0.00097009 | 4.467e-10
[120 empty] | 7.3.3.17.5 (Remote Grid) Updates to grid topology to minimize risk of ignition in HFTDs Remote GridWLDFREquipment / facility failureAggregated | WLDFR | HFTD - Distribution - Tier 2 - 4QU CoRE ¦ 5QU LoRE | Red Flag Warning - Destructive Fires | Equipment / facility failure | Aggregated | 2046 | 4.6047e-07 | 470.836 | 0.00021681 | 2046 | Mitigation | 0.95 | 45 | 0 | esc | 0.00097009 | 4.467e-10 | 0.00097009 | 4.467e-10
[120 empty] | 7.3.3.17.5 (Remote Grid) Updates to grid topology to minimize risk of ignition in HFTDs Remote GridWLDFREquipment / facility failureAggregated | WLDFR | HFTD - Distribution - Tier 2 - 4QU CoRE ¦ 5QU LoRE | Red Flag Warning - Destructive Fires | Equipment / facility failure | Aggregated | 2047 | 4.6047e-07 | 470.836 | 0.00021681 | 2047 | Mitigation | 0.95 | 45 | 0 | esc | 0.00097009 | 4.467e-10 | 0.00097009 | 4.467e-10
[120 empty] | 7.3.3.17.5 (Remote Grid) Updates to grid topology to minimize risk of ignition in HFTDs Remote GridWLDFREquipment / facility failureAggregated | WLDFR | HFTD - Distribution - Tier 2 - 4QU CoRE ¦ 5QU LoRE | Red Flag Warning - Destructive Fires | Equipment / facility failure | Aggregated | 2048 | 4.6047e-07 | 470.836 | 0.00021681 | 2048 | Mitigation | 0.95 | 45 | 0 | esc | 0.00097009 | 4.467e-10 | 0.00097009 | 4.467e-10
[120 empty] | 7.3.3.17.5 (Remote Grid) Updates to grid topology to minimize risk of ignition in HFTDs Remote GridWLDFREquipment / facility failureAggregated | WLDFR | HFTD - Distribution - Tier 2 - 4QU CoRE ¦ 5QU LoRE | Red Flag Warning - Destructive Fires | Equipment / facility failure | Aggregated | 2049 | 4.6047e-07 | 470.836 | 0.00021681 | 2049 | Mitigation | 0.95 | 45 | 0 | esc | 0.00097009 | 4.467e-10 | 0.00097009 | 4.467e-10
[120 empty] | 7.3.3.17.5 (Remote Grid) Updates to grid topology to minimize risk of ignition in HFTDs Remote GridWLDFREquipment / facility failureAggregated | WLDFR | HFTD - Distribution - Tier 2 - 4QU CoRE ¦ 5QU LoRE | Red Flag Warning - Destructive Fires | Equipment / facility failure | Aggregated | 2050 | 4.6047e-07 | 470.836 | 0.00021681 | 2050 | Mitigation | 0.95 | 45 | 0 | esc | 0.00097009 | 4.467e-10 | 0.00097009 | 4.467e-10
[120 empty] | 7.3.3.17.5 (Remote Grid) Updates to grid topology to minimize risk of ignition in HFTDs Remote GridWLDFREquipment / facility failureAggregated | WLDFR | HFTD - Distribution - Tier 2 - 4QU CoRE ¦ 5QU LoRE | Red Flag Warning - Destructive Fires | Equipment / facility failure | Aggregated | 2051 | 4.6047e-07 | 470.836 | 0.00021681 | 2051 | Mitigation | 0.95 | 45 | 0 | esc | 0.00097009 | 4.467e-10 | 0.00097009 | 4.467e-10
[120 empty] | 7.3.3.17.5 (Remote Grid) Updates to grid topology to minimize risk of ignition in HFTDs Remote GridWLDFREquipment / facility failureAggregated | WLDFR | HFTD - Distribution - Tier 2 - 4QU CoRE ¦ 5QU LoRE | Red Flag Warning - Destructive Fires | Equipment / facility failure | Aggregated | 2052 | 4.6047e-07 | 470.836 | 0.00021681 | 2052 | Mitigation | 0.95 | 45 | 0 | esc | 0.00097009 | 4.467e-10 | 0.00097009 | 4.467e-10
[120 empty] | 7.3.3.17.5 (Remote Grid) Updates to grid topology to minimize risk of ignition in HFTDs Remote GridWLDFREquipment / facility failureAggregated | WLDFR | HFTD - Distribution - Tier 2 - 4QU CoRE ¦ 5QU LoRE | Red Flag Warning - Destructive Fires | Equipment / facility failure | Aggregated | 2053 | 4.6047e-07 | 470.836 | 0.00021681 | 2053 | Mitigation | 0.95 | 45 | 0 | esc | 0.00097009 | 4.467e-10 | 0.00097009 | 4.467e-10
[120 empty] | 7.3.3.17.5 (Remote Grid) Updates to grid topology to minimize risk of ignition in HFTDs Remote GridWLDFREquipment / facility failureAggregated | WLDFR | HFTD - Distribution - Tier 2 - 4QU CoRE ¦ 5QU LoRE | Red Flag Warning - Destructive Fires | Equipment / facility failure | Aggregated | 2054 | 4.6047e-07 | 470.836 | 0.00021681 | 2054 | Mitigation | 0.95 | 45 | 0 | esc | 0.00097009 | 4.467e-10 | 0.00097009 | 4.467e-10
[120 empty] | 7.3.3.17.5 (Remote Grid) Updates to grid topology to minimize risk of ignition in HFTDs Remote GridWLDFREquipment / facility failureAggregated | WLDFR | HFTD - Distribution - Tier 2 - 4QU CoRE ¦ 5QU LoRE | Red Flag Warning - Destructive Fires | Equipment / facility failure | Aggregated | 2055 | 4.6047e-07 | 470.836 | 0.00021681 | 2055 | Mitigation | 0.95 | 45 | 0 | esc | 0.00097009 | 4.467e-10 | 0.00097009 | 4.467e-10
[120 empty] | 7.3.3.17.5 (Remote Grid) Updates to grid topology to minimize risk of ignition in HFTDs Remote GridWLDFREquipment / facility failureAggregated | WLDFR | HFTD - Distribution - Tier 2 - 4QU CoRE ¦ 5QU LoRE | Red Flag Warning - Destructive Fires | Equipment / facility failure | Aggregated | 2056 | 4.6047e-07 | 470.836 | 0.00021681 | 2056 | Mitigation | 0.95 | 45 | 0 | esc | 0.00097009 | 4.467e-10 | 0.00097009 | 4.467e-10
[120 empty] | 7.3.3.17.5 (Remote Grid) Updates to grid topology to minimize risk of ignition in HFTDs Remote GridWLDFREquipment / facility failureAggregated | WLDFR | HFTD - Distribution - Tier 2 - 4QU CoRE ¦ 5QU LoRE | Red Flag Warning - Destructive Fires | Equipment / facility failure | Aggregated | 2057 | 4.6047e-07 | 470.836 | 0.00021681 | 2057 | Mitigation | 0.95 | 45 | 0 | esc | 0.00097009 | 4.467e-10 | 0.00097009 | 4.467e-10
[120 empty] | 7.3.3.17.5 (Remote Grid) Updates to grid topology to minimize risk of ignition in HFTDs Remote GridWLDFREquipment / facility failureAggregated | WLDFR | HFTD - Distribution - Tier 2 - 4QU CoRE ¦ 5QU LoRE | Red Flag Warning - Destructive Fires | Equipment / facility failure | Aggregated | 2058 | 4.6047e-07 | 470.836 | 0.00021681 | 2058 | Mitigation | 0.95 | 45 | 0 | esc | 0.00097009 | 4.467e-10 | 0.00097009 | 4.467e-10
[120 empty] | 7.3.3.17.5 (Remote Grid) Updates to grid topology to minimize risk of ignition in HFTDs Remote GridWLDFREquipment / facility failureAggregated | WLDFR | HFTD - Distribution - Tier 2 - 4QU CoRE ¦ 5QU LoRE | Red Flag Warning - Destructive Fires | Equipment / facility failure | Aggregated | 2059 | 4.6047e-07 | 470.836 | 0.00021681 | 2059 | Mitigation | 0.95 | 45 | 0 | esc | 0.00097009 | 4.467e-10 | 0.00097009 | 4.467e-10
[120 empty] | 7.3.3.17.5 (Remote Grid) Updates to grid topology to minimize risk of ignition in HFTDs Remote GridWLDFREquipment / facility failureAggregated | WLDFR | HFTD - Distribution - Tier 2 - 4QU CoRE ¦ 5QU LoRE | Red Flag Warning - Destructive Fires | Equipment / facility failure | Aggregated | 2060 | 4.6047e-07 | 470.836 | 0.00021681 | 2060 | Mitigation | 0.95 | 45 | 0 | esc | 0.00097009 | 4.467e-10 | 0.00097009 | 4.467e-10
[120 empty] | 7.3.3.17.5 (Remote Grid) Updates to grid topology to minimize risk of ignition in HFTDs Remote GridWLDFREquipment / facility failureAggregated | WLDFR | HFTD - Distribution - Tier 2 - 4QU CoRE ¦ 5QU LoRE | Red Flag Warning - Destructive Fires | Equipment / facility failure | Aggregated | 2061 | 4.6047e-07 | 470.836 | 0.00021681 | 2061 | Mitigation | 0.95 | 45 | 0 | esc | 0.00097009 | 4.467e-10 | 0.00097009 | 4.467e-10
[120 empty] | 7.3.3.17.5 (Remote Grid) Updates to grid topology to minimize risk of ignition in HFTDs Remote GridWLDFREquipment / facility failureAggregated | WLDFR | HFTD - Distribution - Tier 2 - 4QU CoRE ¦ 5QU LoRE | Red Flag Warning - Destructive Fires | Equipment / facility failure | Aggregated | 2062 | 4.6047e-07 | 470.836 | 0.00021681 | 2062 | Mitigation | 0.95 | 45 | 0 | esc | 0.00097009 | 4.467e-10 | 0.00097009 | 4.467e-10
[120 empty] | 7.3.3.17.5 (Remote Grid) Updates to grid topology to minimize risk of ignition in HFTDs Remote GridWLDFREquipment / facility failureAggregated | WLDFR | HFTD - Distribution - Tier 2 - 4QU CoRE ¦ 5QU LoRE | Red Flag Warning - Destructive Fires | Equipment / facility failure | Aggregated | 2063 | 4.6047e-07 | 470.836 | 0.00021681 | 2063 | Mitigation | 0.95 | 45 | 0 | esc | 0.00097009 | 4.467e-10 | 0.00097009 | 4.467e-10
[120 empty] | 7.3.3.17.5 (Remote Grid) Updates to grid topology to minimize risk of ignition in HFTDs Remote GridWLDFREquipment / facility failureAggregated | WLDFR | HFTD - Distribution - Tier 2 - 4QU CoRE ¦ 5QU LoRE | Red Flag Warning - Destructive Fires | Equipment / facility failure | Aggregated | 2064 | 4.6047e-07 | 470.836 | 0.00021681 | 2064 | Mitigation | 0.95 | 45 | 0 | esc | 0.00097009 | 4.467e-10 | 0.00097009 | 4.467e-10
[120 empty] | 7.3.3.17.5 (Remote Grid) Updates to grid topology to minimize risk of ignition in HFTDs Remote GridWLDFREquipment / facility failureAggregated | WLDFR | HFTD - Distribution - Tier 2 - 4QU CoRE ¦ 5QU LoRE | Red Flag Warning - Destructive Fires | Equipment / facility failure | Aggregated | 2065 | 4.6047e-07 | 470.836 | 0.00021681 | 2065 | Mitigation | 0.95 | 45 | 0 | esc | 0.00097009 | 4.467e-10 | 0.00097009 | 4.467e-10
[120 empty] | 7.3.3.17.5 (Remote Grid) Updates to grid topology to minimize risk of ignition in HFTDs Remote GridWLDFREquipment / facility failureAggregated | WLDFR | HFTD - Distribution - Tier 2 - 4QU CoRE ¦ 5QU LoRE | Red Flag Warning - Destructive Fires | Equipment / facility failure | Aggregated | 2066 | 4.6047e-07 | 470.836 | 0.00021681 | 2066 | Mitigation | 0.95 | 45 | 0 | esc | 0.00097009 | 4.467e-10 | 0.00097009 | 4.467e-10
[120 empty] | 7.3.3.17.5 (Remote Grid) Updates to grid topology to minimize risk of ignition in HFTDs Remote GridWLDFREquipment / facility failureAggregated | WLDFR | HFTD - Distribution - Tier 2 - 4QU CoRE ¦ 5QU LoRE | Red Flag Warning - Destructive Fires | Equipment / facility failure | Aggregated | 2067 | 4.6047e-07 | 470.836 | 0.00021681 | 2067 | Mitigation | 0.95 | 45 | 0 | esc | 0 | 0 | 0.00097009 | 4.467e-10
[120 empty] | 7.3.3.17.5 (Remote Grid) Updates to grid topology to minimize risk of ignition in HFTDs Remote GridWLDFRVegetation ContactAggregated | WLDFR | HFTD - Distribution - Tier 2 - 4QU CoRE ¦ 5QU LoRE | Red Flag Warning - Destructive Fires | Vegetation Contact | Aggregated | 2022 | 4.4424e-07 | 470.836 | 0.00020917 | 2022 | Mitigation | 0.95 | 45 | 0 | esc | 0.00097009 | 4.3095e-10 | 0 | 0
[120 empty] | 7.3.3.17.5 (Remote Grid) Updates to grid topology to minimize risk of ignition in HFTDs Remote GridWLDFRVegetation ContactAggregated | WLDFR | HFTD - Distribution - Tier 2 - 4QU CoRE ¦ 5QU LoRE | Red Flag Warning - Destructive Fires | Vegetation Contact | Aggregated | 2023 | 4.4424e-07 | 470.836 | 0.00020917 | 2023 | Mitigation | 0.95 | 45 | 0 | esc | 0.00097009 | 4.3095e-10 | 0.00097009 | 4.3095e-10
[120 empty] | 7.3.3.17.5 (Remote Grid) Updates to grid topology to minimize risk of ignition in HFTDs Remote GridWLDFRVegetation ContactAggregated | WLDFR | HFTD - Distribution - Tier 2 - 4QU CoRE ¦ 5QU LoRE | Red Flag Warning - Destructive Fires | Vegetation Contact | Aggregated | 2024 | 4.4424e-07 | 470.836 | 0.00020917 | 2024 | Mitigation | 0.95 | 45 | 0 | esc | 0.00097009 | 4.3095e-10 | 0.00097009 | 4.3095e-10
[120 empty] | 7.3.3.17.5 (Remote Grid) Updates to grid topology to minimize risk of ignition in HFTDs Remote GridWLDFRVegetation ContactAggregated | WLDFR | HFTD - Distribution - Tier 2 - 4QU CoRE ¦ 5QU LoRE | Red Flag Warning - Destructive Fires | Vegetation Contact | Aggregated | 2025 | 4.4424e-07 | 470.836 | 0.00020917 | 2025 | Mitigation | 0.95 | 45 | 0 | esc | 0.00097009 | 4.3095e-10 | 0.00097009 | 4.3095e-10
[120 empty] | 7.3.3.17.5 (Remote Grid) Updates to grid topology to minimize risk of ignition in HFTDs Remote GridWLDFRVegetation ContactAggregated | WLDFR | HFTD - Distribution - Tier 2 - 4QU CoRE ¦ 5QU LoRE | Red Flag Warning - Destructive Fires | Vegetation Contact | Aggregated | 2026 | 4.4424e-07 | 470.836 | 0.00020917 | 2026 | Mitigation | 0.95 | 45 | 0 | esc | 0.00097009 | 4.3095e-10 | 0.00097009 | 4.3095e-10
[120 empty] | 7.3.3.17.5 (Remote Grid) Updates to grid topology to minimize risk of ignition in HFTDs Remote GridWLDFRVegetation ContactAggregated | WLDFR | HFTD - Distribution - Tier 2 - 4QU CoRE ¦ 5QU LoRE | Red Flag Warning - Destructive Fires | Vegetation Contact | Aggregated | 2027 | 4.4424e-07 | 470.836 | 0.00020917 | 2027 | Mitigation | 0.95 | 45 | 0 | esc | 0.00097009 | 4.3095e-10 | 0.00097009 | 4.3095e-10
[120 empty] | 7.3.3.17.5 (Remote Grid) Updates to grid topology to minimize risk of ignition in HFTDs Remote GridWLDFRVegetation ContactAggregated | WLDFR | HFTD - Distribution - Tier 2 - 4QU CoRE ¦ 5QU LoRE | Red Flag Warning - Destructive Fires | Vegetation Contact | Aggregated | 2028 | 4.4424e-07 | 470.836 | 0.00020917 | 2028 | Mitigation | 0.95 | 45 | 0 | esc | 0.00097009 | 4.3095e-10 | 0.00097009 | 4.3095e-10
[120 empty] | 7.3.3.17.5 (Remote Grid) Updates to grid topology to minimize risk of ignition in HFTDs Remote GridWLDFRVegetation ContactAggregated | WLDFR | HFTD - Distribution - Tier 2 - 4QU CoRE ¦ 5QU LoRE | Red Flag Warning - Destructive Fires | Vegetation Contact | Aggregated | 2029 | 4.4424e-07 | 470.836 | 0.00020917 | 2029 | Mitigation | 0.95 | 45 | 0 | esc | 0.00097009 | 4.3095e-10 | 0.00097009 | 4.3095e-10
[120 empty] | 7.3.3.17.5 (Remote Grid) Updates to grid topology to minimize risk of ignition in HFTDs Remote GridWLDFRVegetation ContactAggregated | WLDFR | HFTD - Distribution - Tier 2 - 4QU CoRE ¦ 5QU LoRE | Red Flag Warning - Destructive Fires | Vegetation Contact | Aggregated | 2030 | 4.4424e-07 | 470.836 | 0.00020917 | 2030 | Mitigation | 0.95 | 45 | 0 | esc | 0.00097009 | 4.3095e-10 | 0.00097009 | 4.3095e-10
[120 empty] | 7.3.3.17.5 (Remote Grid) Updates to grid topology to minimize risk of ignition in HFTDs Remote GridWLDFRVegetation ContactAggregated | WLDFR | HFTD - Distribution - Tier 2 - 4QU CoRE ¦ 5QU LoRE | Red Flag Warning - Destructive Fires | Vegetation Contact | Aggregated | 2031 | 4.4424e-07 | 470.836 | 0.00020917 | 2031 | Mitigation | 0.95 | 45 | 0 | esc | 0.00097009 | 4.3095e-10 | 0.00097009 | 4.3095e-10
[120 empty] | 7.3.3.17.5 (Remote Grid) Updates to grid topology to minimize risk of ignition in HFTDs Remote GridWLDFRVegetation ContactAggregated | WLDFR | HFTD - Distribution - Tier 2 - 4QU CoRE ¦ 5QU LoRE | Red Flag Warning - Destructive Fires | Vegetation Contact | Aggregated | 2032 | 4.4424e-07 | 470.836 | 0.00020917 | 2032 | Mitigation | 0.95 | 45 | 0 | esc | 0.00097009 | 4.3095e-10 | 0.00097009 | 4.3095e-10
[120 empty] | 7.3.3.17.5 (Remote Grid) Updates to grid topology to minimize risk of ignition in HFTDs Remote GridWLDFRVegetation ContactAggregated | WLDFR | HFTD - Distribution - Tier 2 - 4QU CoRE ¦ 5QU LoRE | Red Flag Warning - Destructive Fires | Vegetation Contact | Aggregated | 2033 | 4.4424e-07 | 470.836 | 0.00020917 | 2033 | Mitigation | 0.95 | 45 | 0 | esc | 0.00097009 | 4.3095e-10 | 0.00097009 | 4.3095e-10
[120 empty] | 7.3.3.17.5 (Remote Grid) Updates to grid topology to minimize risk of ignition in HFTDs Remote GridWLDFRVegetation ContactAggregated | WLDFR | HFTD - Distribution - Tier 2 - 4QU CoRE ¦ 5QU LoRE | Red Flag Warning - Destructive Fires | Vegetation Contact | Aggregated | 2034 | 4.4424e-07 | 470.836 | 0.00020917 | 2034 | Mitigation | 0.95 | 45 | 0 | esc | 0.00097009 | 4.3095e-10 | 0.00097009 | 4.3095e-10
[120 empty] | 7.3.3.17.5 (Remote Grid) Updates to grid topology to minimize risk of ignition in HFTDs Remote GridWLDFRVegetation ContactAggregated | WLDFR | HFTD - Distribution - Tier 2 - 4QU CoRE ¦ 5QU LoRE | Red Flag Warning - Destructive Fires | Vegetation Contact | Aggregated | 2035 | 4.4424e-07 | 470.836 | 0.00020917 | 2035 | Mitigation | 0.95 | 45 | 0 | esc | 0.00097009 | 4.3095e-10 | 0.00097009 | 4.3095e-10
[120 empty] | 7.3.3.17.5 (Remote Grid) Updates to grid topology to minimize risk of ignition in HFTDs Remote GridWLDFRVegetation ContactAggregated | WLDFR | HFTD - Distribution - Tier 2 - 4QU CoRE ¦ 5QU LoRE | Red Flag Warning - Destructive Fires | Vegetation Contact | Aggregated | 2036 | 4.4424e-07 | 470.836 | 0.00020917 | 2036 | Mitigation | 0.95 | 45 | 0 | esc | 0.00097009 | 4.3095e-10 | 0.00097009 | 4.3095e-10
[120 empty] | 7.3.3.17.5 (Remote Grid) Updates to grid topology to minimize risk of ignition in HFTDs Remote GridWLDFRVegetation ContactAggregated | WLDFR | HFTD - Distribution - Tier 2 - 4QU CoRE ¦ 5QU LoRE | Red Flag Warning - Destructive Fires | Vegetation Contact | Aggregated | 2037 | 4.4424e-07 | 470.836 | 0.00020917 | 2037 | Mitigation | 0.95 | 45 | 0 | esc | 0.00097009 | 4.3095e-10 | 0.00097009 | 4.3095e-10
[120 empty] | 7.3.3.17.5 (Remote Grid) Updates to grid topology to minimize risk of ignition in HFTDs Remote GridWLDFRVegetation ContactAggregated | WLDFR | HFTD - Distribution - Tier 2 - 4QU CoRE ¦ 5QU LoRE | Red Flag Warning - Destructive Fires | Vegetation Contact | Aggregated | 2038 | 4.4424e-07 | 470.836 | 0.00020917 | 2038 | Mitigation | 0.95 | 45 | 0 | esc | 0.00097009 | 4.3095e-10 | 0.00097009 | 4.3095e-10
[120 empty] | 7.3.3.17.5 (Remote Grid) Updates to grid topology to minimize risk of ignition in HFTDs Remote GridWLDFRVegetation ContactAggregated | WLDFR | HFTD - Distribution - Tier 2 - 4QU CoRE ¦ 5QU LoRE | Red Flag Warning - Destructive Fires | Vegetation Contact | Aggregated | 2039 | 4.4424e-07 | 470.836 | 0.00020917 | 2039 | Mitigation | 0.95 | 45 | 0 | esc | 0.00097009 | 4.3095e-10 | 0.00097009 | 4.3095e-10
[120 empty] | 7.3.3.17.5 (Remote Grid) Updates to grid topology to minimize risk of ignition in HFTDs Remote GridWLDFRVegetation ContactAggregated | WLDFR | HFTD - Distribution - Tier 2 - 4QU CoRE ¦ 5QU LoRE | Red Flag Warning - Destructive Fires | Vegetation Contact | Aggregated | 2040 | 4.4424e-07 | 470.836 | 0.00020917 | 2040 | Mitigation | 0.95 | 45 | 0 | esc | 0.00097009 | 4.3095e-10 | 0.00097009 | 4.3095e-10
[120 empty] | 7.3.3.17.5 (Remote Grid) Updates to grid topology to minimize risk of ignition in HFTDs Remote GridWLDFRVegetation ContactAggregated | WLDFR | HFTD - Distribution - Tier 2 - 4QU CoRE ¦ 5QU LoRE | Red Flag Warning - Destructive Fires | Vegetation Contact | Aggregated | 2041 | 4.4424e-07 | 470.836 | 0.00020917 | 2041 | Mitigation | 0.95 | 45 | 0 | esc | 0.00097009 | 4.3095e-10 | 0.00097009 | 4.3095e-10
[120 empty] | 7.3.3.17.5 (Remote Grid) Updates to grid topology to minimize risk of ignition in HFTDs Remote GridWLDFRVegetation ContactAggregated | WLDFR | HFTD - Distribution - Tier 2 - 4QU CoRE ¦ 5QU LoRE | Red Flag Warning - Destructive Fires | Vegetation Contact | Aggregated | 2042 | 4.4424e-07 | 470.836 | 0.00020917 | 2042 | Mitigation | 0.95 | 45 | 0 | esc | 0.00097009 | 4.3095e-10 | 0.00097009 | 4.3095e-10
[120 empty] | 7.3.3.17.5 (Remote Grid) Updates to grid topology to minimize risk of ignition in HFTDs Remote GridWLDFRVegetation ContactAggregated | WLDFR | HFTD - Distribution - Tier 2 - 4QU CoRE ¦ 5QU LoRE | Red Flag Warning - Destructive Fires | Vegetation Contact | Aggregated | 2043 | 4.4424e-07 | 470.836 | 0.00020917 | 2043 | Mitigation | 0.95 | 45 | 0 | esc | 0.00097009 | 4.3095e-10 | 0.00097009 | 4.3095e-10
[120 empty] | 7.3.3.17.5 (Remote Grid) Updates to grid topology to minimize risk of ignition in HFTDs Remote GridWLDFRVegetation ContactAggregated | WLDFR | HFTD - Distribution - Tier 2 - 4QU CoRE ¦ 5QU LoRE | Red Flag Warning - Destructive Fires | Vegetation Contact | Aggregated | 2044 | 4.4424e-07 | 470.836 | 0.00020917 | 2044 | Mitigation | 0.95 | 45 | 0 | esc | 0.00097009 | 4.3095e-10 | 0.00097009 | 4.3095e-10
[120 empty] | 7.3.3.17.5 (Remote Grid) Updates to grid topology to minimize risk of ignition in HFTDs Remote GridWLDFRVegetation ContactAggregated | WLDFR | HFTD - Distribution - Tier 2 - 4QU CoRE ¦ 5QU LoRE | Red Flag Warning - Destructive Fires | Vegetation Contact | Aggregated | 2045 | 4.4424e-07 | 470.836 | 0.00020917 | 2045 | Mitigation | 0.95 | 45 | 0 | esc | 0.00097009 | 4.3095e-10 | 0.00097009 | 4.3095e-10
[120 empty] | 7.3.3.17.5 (Remote Grid) Updates to grid topology to minimize risk of ignition in HFTDs Remote GridWLDFRVegetation ContactAggregated | WLDFR | HFTD - Distribution - Tier 2 - 4QU CoRE ¦ 5QU LoRE | Red Flag Warning - Destructive Fires | Vegetation Contact | Aggregated | 2046 | 4.4424e-07 | 470.836 | 0.00020917 | 2046 | Mitigation | 0.95 | 45 | 0 | esc | 0.00097009 | 4.3095e-10 | 0.00097009 | 4.3095e-10
[120 empty] | 7.3.3.17.5 (Remote Grid) Updates to grid topology to minimize risk of ignition in HFTDs Remote GridWLDFRVegetation ContactAggregated | WLDFR | HFTD - Distribution - Tier 2 - 4QU CoRE ¦ 5QU LoRE | Red Flag Warning - Destructive Fires | Vegetation Contact | Aggregated | 2047 | 4.4424e-07 | 470.836 | 0.00020917 | 2047 | Mitigation | 0.95 | 45 | 0 | esc | 0.00097009 | 4.3095e-10 | 0.00097009 | 4.3095e-10
[120 empty] | 7.3.3.17.5 (Remote Grid) Updates to grid topology to minimize risk of ignition in HFTDs Remote GridWLDFRVegetation ContactAggregated | WLDFR | HFTD - Distribution - Tier 2 - 4QU CoRE ¦ 5QU LoRE | Red Flag Warning - Destructive Fires | Vegetation Contact | Aggregated | 2048 | 4.4424e-07 | 470.836 | 0.00020917 | 2048 | Mitigation | 0.95 | 45 | 0 | esc | 0.00097009 | 4.3095e-10 | 0.00097009 | 4.3095e-10
[120 empty] | 7.3.3.17.5 (Remote Grid) Updates to grid topology to minimize risk of ignition in HFTDs Remote GridWLDFRVegetation ContactAggregated | WLDFR | HFTD - Distribution - Tier 2 - 4QU CoRE ¦ 5QU LoRE | Red Flag Warning - Destructive Fires | Vegetation Contact | Aggregated | 2049 | 4.4424e-07 | 470.836 | 0.00020917 | 2049 | Mitigation | 0.95 | 45 | 0 | esc | 0.00097009 | 4.3095e-10 | 0.00097009 | 4.3095e-10
[120 empty] | 7.3.3.17.5 (Remote Grid) Updates to grid topology to minimize risk of ignition in HFTDs Remote GridWLDFRVegetation ContactAggregated | WLDFR | HFTD - Distribution - Tier 2 - 4QU CoRE ¦ 5QU LoRE | Red Flag Warning - Destructive Fires | Vegetation Contact | Aggregated | 2050 | 4.4424e-07 | 470.836 | 0.00020917 | 2050 | Mitigation | 0.95 | 45 | 0 | esc | 0.00097009 | 4.3095e-10 | 0.00097009 | 4.3095e-10
[120 empty] | 7.3.3.17.5 (Remote Grid) Updates to grid topology to minimize risk of ignition in HFTDs Remote GridWLDFRVegetation ContactAggregated | WLDFR | HFTD - Distribution - Tier 2 - 4QU CoRE ¦ 5QU LoRE | Red Flag Warning - Destructive Fires | Vegetation Contact | Aggregated | 2051 | 4.4424e-07 | 470.836 | 0.00020917 | 2051 | Mitigation | 0.95 | 45 | 0 | esc | 0.00097009 | 4.3095e-10 | 0.00097009 | 4.3095e-10
[120 empty] | 7.3.3.17.5 (Remote Grid) Updates to grid topology to minimize risk of ignition in HFTDs Remote GridWLDFRVegetation ContactAggregated | WLDFR | HFTD - Distribution - Tier 2 - 4QU CoRE ¦ 5QU LoRE | Red Flag Warning - Destructive Fires | Vegetation Contact | Aggregated | 2052 | 4.4424e-07 | 470.836 | 0.00020917 | 2052 | Mitigation | 0.95 | 45 | 0 | esc | 0.00097009 | 4.3095e-10 | 0.00097009 | 4.3095e-10
[120 empty] | 7.3.3.17.5 (Remote Grid) Updates to grid topology to minimize risk of ignition in HFTDs Remote GridWLDFRVegetation ContactAggregated | WLDFR | HFTD - Distribution - Tier 2 - 4QU CoRE ¦ 5QU LoRE | Red Flag Warning - Destructive Fires | Vegetation Contact | Aggregated | 2053 | 4.4424e-07 | 470.836 | 0.00020917 | 2053 | Mitigation | 0.95 | 45 | 0 | esc | 0.00097009 | 4.3095e-10 | 0.00097009 | 4.3095e-10
[120 empty] | 7.3.3.17.5 (Remote Grid) Updates to grid topology to minimize risk of ignition in HFTDs Remote GridWLDFRVegetation ContactAggregated | WLDFR | HFTD - Distribution - Tier 2 - 4QU CoRE ¦ 5QU LoRE | Red Flag Warning - Destructive Fires | Vegetation Contact | Aggregated | 2054 | 4.4424e-07 | 470.836 | 0.00020917 | 2054 | Mitigation | 0.95 | 45 | 0 | esc | 0.00097009 | 4.3095e-10 | 0.00097009 | 4.3095e-10
[120 empty] | 7.3.3.17.5 (Remote Grid) Updates to grid topology to minimize risk of ignition in HFTDs Remote GridWLDFRVegetation ContactAggregated | WLDFR | HFTD - Distribution - Tier 2 - 4QU CoRE ¦ 5QU LoRE | Red Flag Warning - Destructive Fires | Vegetation Contact | Aggregated | 2055 | 4.4424e-07 | 470.836 | 0.00020917 | 2055 | Mitigation | 0.95 | 45 | 0 | esc | 0.00097009 | 4.3095e-10 | 0.00097009 | 4.3095e-10
[120 empty] | 7.3.3.17.5 (Remote Grid) Updates to grid topology to minimize risk of ignition in HFTDs Remote GridWLDFRVegetation ContactAggregated | WLDFR | HFTD - Distribution - Tier 2 - 4QU CoRE ¦ 5QU LoRE | Red Flag Warning - Destructive Fires | Vegetation Contact | Aggregated | 2056 | 4.4424e-07 | 470.836 | 0.00020917 | 2056 | Mitigation | 0.95 | 45 | 0 | esc | 0.00097009 | 4.3095e-10 | 0.00097009 | 4.3095e-10
[120 empty] | 7.3.3.17.5 (Remote Grid) Updates to grid topology to minimize risk of ignition in HFTDs Remote GridWLDFRVegetation ContactAggregated | WLDFR | HFTD - Distribution - Tier 2 - 4QU CoRE ¦ 5QU LoRE | Red Flag Warning - Destructive Fires | Vegetation Contact | Aggregated | 2057 | 4.4424e-07 | 470.836 | 0.00020917 | 2057 | Mitigation | 0.95 | 45 | 0 | esc | 0.00097009 | 4.3095e-10 | 0.00097009 | 4.3095e-10
[120 empty] | 7.3.3.17.5 (Remote Grid) Updates to grid topology to minimize risk of ignition in HFTDs Remote GridWLDFRVegetation ContactAggregated | WLDFR | HFTD - Distribution - Tier 2 - 4QU CoRE ¦ 5QU LoRE | Red Flag Warning - Destructive Fires | Vegetation Contact | Aggregated | 2058 | 4.4424e-07 | 470.836 | 0.00020917 | 2058 | Mitigation | 0.95 | 45 | 0 | esc | 0.00097009 | 4.3095e-10 | 0.00097009 | 4.3095e-10
[120 empty] | 7.3.3.17.5 (Remote Grid) Updates to grid topology to minimize risk of ignition in HFTDs Remote GridWLDFRVegetation ContactAggregated | WLDFR | HFTD - Distribution - Tier 2 - 4QU CoRE ¦ 5QU LoRE | Red Flag Warning - Destructive Fires | Vegetation Contact | Aggregated | 2059 | 4.4424e-07 | 470.836 | 0.00020917 | 2059 | Mitigation | 0.95 | 45 | 0 | esc | 0.00097009 | 4.3095e-10 | 0.00097009 | 4.3095e-10
[120 empty] | 7.3.3.17.5 (Remote Grid) Updates to grid topology to minimize risk of ignition in HFTDs Remote GridWLDFRVegetation ContactAggregated | WLDFR | HFTD - Distribution - Tier 2 - 4QU CoRE ¦ 5QU LoRE | Red Flag Warning - Destructive Fires | Vegetation Contact | Aggregated | 2060 | 4.4424e-07 | 470.836 | 0.00020917 | 2060 | Mitigation | 0.95 | 45 | 0 | esc | 0.00097009 | 4.3095e-10 | 0.00097009 | 4.3095e-10
[120 empty] | 7.3.3.17.5 (Remote Grid) Updates to grid topology to minimize risk of ignition in HFTDs Remote GridWLDFRVegetation ContactAggregated | WLDFR | HFTD - Distribution - Tier 2 - 4QU CoRE ¦ 5QU LoRE | Red Flag Warning - Destructive Fires | Vegetation Contact | Aggregated | 2061 | 4.4424e-07 | 470.836 | 0.00020917 | 2061 | Mitigation | 0.95 | 45 | 0 | esc | 0.00097009 | 4.3095e-10 | 0.00097009 | 4.3095e-10
[120 empty] | 7.3.3.17.5 (Remote Grid) Updates to grid topology to minimize risk of ignition in HFTDs Remote GridWLDFRVegetation ContactAggregated | WLDFR | HFTD - Distribution - Tier 2 - 4QU CoRE ¦ 5QU LoRE | Red Flag Warning - Destructive Fires | Vegetation Contact | Aggregated | 2062 | 4.4424e-07 | 470.836 | 0.00020917 | 2062 | Mitigation | 0.95 | 45 | 0 | esc | 0.00097009 | 4.3095e-10 | 0.00097009 | 4.3095e-10
[120 empty] | 7.3.3.17.5 (Remote Grid) Updates to grid topology to minimize risk of ignition in HFTDs Remote GridWLDFRVegetation ContactAggregated | WLDFR | HFTD - Distribution - Tier 2 - 4QU CoRE ¦ 5QU LoRE | Red Flag Warning - Destructive Fires | Vegetation Contact | Aggregated | 2063 | 4.4424e-07 | 470.836 | 0.00020917 | 2063 | Mitigation | 0.95 | 45 | 0 | esc | 0.00097009 | 4.3095e-10 | 0.00097009 | 4.3095e-10
[120 empty] | 7.3.3.17.5 (Remote Grid) Updates to grid topology to minimize risk of ignition in HFTDs Remote GridWLDFRVegetation ContactAggregated | WLDFR | HFTD - Distribution - Tier 2 - 4QU CoRE ¦ 5QU LoRE | Red Flag Warning - Destructive Fires | Vegetation Contact | Aggregated | 2064 | 4.4424e-07 | 470.836 | 0.00020917 | 2064 | Mitigation | 0.95 | 45 | 0 | esc | 0.00097009 | 4.3095e-10 | 0.00097009 | 4.3095e-10
[120 empty] | 7.3.3.17.5 (Remote Grid) Updates to grid topology to minimize risk of ignition in HFTDs Remote GridWLDFRVegetation ContactAggregated | WLDFR | HFTD - Distribution - Tier 2 - 4QU CoRE ¦ 5QU LoRE | Red Flag Warning - Destructive Fires | Vegetation Contact | Aggregated | 2065 | 4.4424e-07 | 470.836 | 0.00020917 | 2065 | Mitigation | 0.95 | 45 | 0 | esc | 0.00097009 | 4.3095e-10 | 0.00097009 | 4.3095e-10
[120 empty] | 7.3.3.17.5 (Remote Grid) Updates to grid topology to minimize risk of ignition in HFTDs Remote GridWLDFRVegetation ContactAggregated | WLDFR | HFTD - Distribution - Tier 2 - 4QU CoRE ¦ 5QU LoRE | Red Flag Warning - Destructive Fires | Vegetation Contact | Aggregated | 2066 | 4.4424e-07 | 470.836 | 0.00020917 | 2066 | Mitigation | 0.95 | 45 | 0 | esc | 0.00097009 | 4.3095e-10 | 0.00097009 | 4.3095e-10
[120 empty] | 7.3.3.17.5 (Remote Grid) Updates to grid topology to minimize risk of ignition in HFTDs Remote GridWLDFRVegetation ContactAggregated | WLDFR | HFTD - Distribution - Tier 2 - 4QU CoRE ¦ 5QU LoRE | Red Flag Warning - Destructive Fires | Vegetation Contact | Aggregated | 2067 | 4.4424e-07 | 470.836 | 0.00020917 | 2067 | Mitigation | 0.95 | 45 | 0 | esc | 0 | 0 | 0.00097009 | 4.3095e-10
[120 empty] | 7.3.3.17.5 (Remote Grid) Updates to grid topology to minimize risk of ignition in HFTDs Remote GridWLDFREquipment / facility failureAggregated | WLDFR | HFTD - Distribution - Tier 2 - 4QU CoRE ¦ 5QU LoRE | Red Flag Warning - Large Fires | Equipment / facility failure | Aggregated | 2022 | 8.9103e-06 | 470.836 | 0.0041953 | 2022 | Mitigation | 0.95 | 45 | 0 | esc | 0.00097009 | 8.6438e-09 | 0 | 0
[120 empty] | 7.3.3.17.5 (Remote Grid) Updates to grid topology to minimize risk of ignition in HFTDs Remote GridWLDFREquipment / facility failureAggregated | WLDFR | HFTD - Distribution - Tier 2 - 4QU CoRE ¦ 5QU LoRE | Red Flag Warning - Large Fires | Equipment / facility failure | Aggregated | 2023 | 8.9103e-06 | 470.836 | 0.0041953 | 2023 | Mitigation | 0.95 | 45 | 0 | esc | 0.00097009 | 8.6438e-09 | 0.00097009 | 8.6438e-09
[120 empty] | 7.3.3.17.5 (Remote Grid) Updates to grid topology to minimize risk of ignition in HFTDs Remote GridWLDFREquipment / facility failureAggregated | WLDFR | HFTD - Distribution - Tier 2 - 4QU CoRE ¦ 5QU LoRE | Red Flag Warning - Large Fires | Equipment / facility failure | Aggregated | 2024 | 8.9103e-06 | 470.836 | 0.0041953 | 2024 | Mitigation | 0.95 | 45 | 0 | esc | 0.00097009 | 8.6438e-09 | 0.00097009 | 8.6438e-09
[120 empty] | 7.3.3.17.5 (Remote Grid) Updates to grid topology to minimize risk of ignition in HFTDs Remote GridWLDFREquipment / facility failureAggregated | WLDFR | HFTD - Distribution - Tier 2 - 4QU CoRE ¦ 5QU LoRE | Red Flag Warning - Large Fires | Equipment / facility failure | Aggregated | 2025 | 8.9103e-06 | 470.836 | 0.0041953 | 2025 | Mitigation | 0.95 | 45 | 0 | esc | 0.00097009 | 8.6438e-09 | 0.00097009 | 8.6438e-09
[120 empty] | 7.3.3.17.5 (Remote Grid) Updates to grid topology to minimize risk of ignition in HFTDs Remote GridWLDFREquipment / facility failureAggregated | WLDFR | HFTD - Distribution - Tier 2 - 4QU CoRE ¦ 5QU LoRE | Red Flag Warning - Large Fires | Equipment / facility failure | Aggregated | 2026 | 8.9103e-06 | 470.836 | 0.0041953 | 2026 | Mitigation | 0.95 | 45 | 0 | esc | 0.00097009 | 8.6438e-09 | 0.00097009 | 8.6438e-09
[120 empty] | 7.3.3.17.5 (Remote Grid) Updates to grid topology to minimize risk of ignition in HFTDs Remote GridWLDFREquipment / facility failureAggregated | WLDFR | HFTD - Distribution - Tier 2 - 4QU CoRE ¦ 5QU LoRE | Red Flag Warning - Large Fires | Equipment / facility failure | Aggregated | 2027 | 8.9103e-06 | 470.836 | 0.0041953 | 2027 | Mitigation | 0.95 | 45 | 0 | esc | 0.00097009 | 8.6438e-09 | 0.00097009 | 8.6438e-09
[120 empty] | 7.3.3.17.5 (Remote Grid) Updates to grid topology to minimize risk of ignition in HFTDs Remote GridWLDFREquipment / facility failureAggregated | WLDFR | HFTD - Distribution - Tier 2 - 4QU CoRE ¦ 5QU LoRE | Red Flag Warning - Large Fires | Equipment / facility failure | Aggregated | 2028 | 8.9103e-06 | 470.836 | 0.0041953 | 2028 | Mitigation | 0.95 | 45 | 0 | esc | 0.00097009 | 8.6438e-09 | 0.00097009 | 8.6438e-09
[120 empty] | 7.3.3.17.5 (Remote Grid) Updates to grid topology to minimize risk of ignition in HFTDs Remote GridWLDFREquipment / facility failureAggregated | WLDFR | HFTD - Distribution - Tier 2 - 4QU CoRE ¦ 5QU LoRE | Red Flag Warning - Large Fires | Equipment / facility failure | Aggregated | 2029 | 8.9103e-06 | 470.836 | 0.0041953 | 2029 | Mitigation | 0.95 | 45 | 0 | esc | 0.00097009 | 8.6438e-09 | 0.00097009 | 8.6438e-09
[120 empty] | 7.3.3.17.5 (Remote Grid) Updates to grid topology to minimize risk of ignition in HFTDs Remote GridWLDFREquipment / facility failureAggregated | WLDFR | HFTD - Distribution - Tier 2 - 4QU CoRE ¦ 5QU LoRE | Red Flag Warning - Large Fires | Equipment / facility failure | Aggregated | 2030 | 8.9103e-06 | 470.836 | 0.0041953 | 2030 | Mitigation | 0.95 | 45 | 0 | esc | 0.00097009 | 8.6438e-09 | 0.00097009 | 8.6438e-09
[120 empty] | 7.3.3.17.5 (Remote Grid) Updates to grid topology to minimize risk of ignition in HFTDs Remote GridWLDFREquipment / facility failureAggregated | WLDFR | HFTD - Distribution - Tier 2 - 4QU CoRE ¦ 5QU LoRE | Red Flag Warning - Large Fires | Equipment / facility failure | Aggregated | 2031 | 8.9103e-06 | 470.836 | 0.0041953 | 2031 | Mitigation | 0.95 | 45 | 0 | esc | 0.00097009 | 8.6438e-09 | 0.00097009 | 8.6438e-09
[120 empty] | 7.3.3.17.5 (Remote Grid) Updates to grid topology to minimize risk of ignition in HFTDs Remote GridWLDFREquipment / facility failureAggregated | WLDFR | HFTD - Distribution - Tier 2 - 4QU CoRE ¦ 5QU LoRE | Red Flag Warning - Large Fires | Equipment / facility failure | Aggregated | 2032 | 8.9103e-06 | 470.836 | 0.0041953 | 2032 | Mitigation | 0.95 | 45 | 0 | esc | 0.00097009 | 8.6438e-09 | 0.00097009 | 8.6438e-09
[120 empty] | 7.3.3.17.5 (Remote Grid) Updates to grid topology to minimize risk of ignition in HFTDs Remote GridWLDFREquipment / facility failureAggregated | WLDFR | HFTD - Distribution - Tier 2 - 4QU CoRE ¦ 5QU LoRE | Red Flag Warning - Large Fires | Equipment / facility failure | Aggregated | 2033 | 8.9103e-06 | 470.836 | 0.0041953 | 2033 | Mitigation | 0.95 | 45 | 0 | esc | 0.00097009 | 8.6438e-09 | 0.00097009 | 8.6438e-09
[120 empty] | 7.3.3.17.5 (Remote Grid) Updates to grid topology to minimize risk of ignition in HFTDs Remote GridWLDFREquipment / facility failureAggregated | WLDFR | HFTD - Distribution - Tier 2 - 4QU CoRE ¦ 5QU LoRE | Red Flag Warning - Large Fires | Equipment / facility failure | Aggregated | 2034 | 8.9103e-06 | 470.836 | 0.0041953 | 2034 | Mitigation | 0.95 | 45 | 0 | esc | 0.00097009 | 8.6438e-09 | 0.00097009 | 8.6438e-09
[120 empty] | 7.3.3.17.5 (Remote Grid) Updates to grid topology to minimize risk of ignition in HFTDs Remote GridWLDFREquipment / facility failureAggregated | WLDFR | HFTD - Distribution - Tier 2 - 4QU CoRE ¦ 5QU LoRE | Red Flag Warning - Large Fires | Equipment / facility failure | Aggregated | 2035 | 8.9103e-06 | 470.836 | 0.0041953 | 2035 | Mitigation | 0.95 | 45 | 0 | esc | 0.00097009 | 8.6438e-09 | 0.00097009 | 8.6438e-09
[120 empty] | 7.3.3.17.5 (Remote Grid) Updates to grid topology to minimize risk of ignition in HFTDs Remote GridWLDFREquipment / facility failureAggregated | WLDFR | HFTD - Distribution - Tier 2 - 4QU CoRE ¦ 5QU LoRE | Red Flag Warning - Large Fires | Equipment / facility failure | Aggregated | 2036 | 8.9103e-06 | 470.836 | 0.0041953 | 2036 | Mitigation | 0.95 | 45 | 0 | esc | 0.00097009 | 8.6438e-09 | 0.00097009 | 8.6438e-09
[120 empty] | 7.3.3.17.5 (Remote Grid) Updates to grid topology to minimize risk of ignition in HFTDs Remote GridWLDFREquipment / facility failureAggregated | WLDFR | HFTD - Distribution - Tier 2 - 4QU CoRE ¦ 5QU LoRE | Red Flag Warning - Large Fires | Equipment / facility failure | Aggregated | 2037 | 8.9103e-06 | 470.836 | 0.0041953 | 2037 | Mitigation | 0.95 | 45 | 0 | esc | 0.00097009 | 8.6438e-09 | 0.00097009 | 8.6438e-09
[120 empty] | 7.3.3.17.5 (Remote Grid) Updates to grid topology to minimize risk of ignition in HFTDs Remote GridWLDFREquipment / facility failureAggregated | WLDFR | HFTD - Distribution - Tier 2 - 4QU CoRE ¦ 5QU LoRE | Red Flag Warning - Large Fires | Equipment / facility failure | Aggregated | 2038 | 8.9103e-06 | 470.836 | 0.0041953 | 2038 | Mitigation | 0.95 | 45 | 0 | esc | 0.00097009 | 8.6438e-09 | 0.00097009 | 8.6438e-09
[120 empty] | 7.3.3.17.5 (Remote Grid) Updates to grid topology to minimize risk of ignition in HFTDs Remote GridWLDFREquipment / facility failureAggregated | WLDFR | HFTD - Distribution - Tier 2 - 4QU CoRE ¦ 5QU LoRE | Red Flag Warning - Large Fires | Equipment / facility failure | Aggregated | 2039 | 8.9103e-06 | 470.836 | 0.0041953 | 2039 | Mitigation | 0.95 | 45 | 0 | esc | 0.00097009 | 8.6438e-09 | 0.00097009 | 8.6438e-09
[120 empty] | 7.3.3.17.5 (Remote Grid) Updates to grid topology to minimize risk of ignition in HFTDs Remote GridWLDFREquipment / facility failureAggregated | WLDFR | HFTD - Distribution - Tier 2 - 4QU CoRE ¦ 5QU LoRE | Red Flag Warning - Large Fires | Equipment / facility failure | Aggregated | 2040 | 8.9103e-06 | 470.836 | 0.0041953 | 2040 | Mitigation | 0.95 | 45 | 0 | esc | 0.00097009 | 8.6438e-09 | 0.00097009 | 8.6438e-09
[120 empty] | 7.3.3.17.5 (Remote Grid) Updates to grid topology to minimize risk of ignition in HFTDs Remote GridWLDFREquipment / facility failureAggregated | WLDFR | HFTD - Distribution - Tier 2 - 4QU CoRE ¦ 5QU LoRE | Red Flag Warning - Large Fires | Equipment / facility failure | Aggregated | 2041 | 8.9103e-06 | 470.836 | 0.0041953 | 2041 | Mitigation | 0.95 | 45 | 0 | esc | 0.00097009 | 8.6438e-09 | 0.00097009 | 8.6438e-09
[120 empty] | 7.3.3.17.5 (Remote Grid) Updates to grid topology to minimize risk of ignition in HFTDs Remote GridWLDFREquipment / facility failureAggregated | WLDFR | HFTD - Distribution - Tier 2 - 4QU CoRE ¦ 5QU LoRE | Red Flag Warning - Large Fires | Equipment / facility failure | Aggregated | 2042 | 8.9103e-06 | 470.836 | 0.0041953 | 2042 | Mitigation | 0.95 | 45 | 0 | esc | 0.00097009 | 8.6438e-09 | 0.00097009 | 8.6438e-09
[120 empty] | 7.3.3.17.5 (Remote Grid) Updates to grid topology to minimize risk of ignition in HFTDs Remote GridWLDFREquipment / facility failureAggregated | WLDFR | HFTD - Distribution - Tier 2 - 4QU CoRE ¦ 5QU LoRE | Red Flag Warning - Large Fires | Equipment / facility failure | Aggregated | 2043 | 8.9103e-06 | 470.836 | 0.0041953 | 2043 | Mitigation | 0.95 | 45 | 0 | esc | 0.00097009 | 8.6438e-09 | 0.00097009 | 8.6438e-09
[120 empty] | 7.3.3.17.5 (Remote Grid) Updates to grid topology to minimize risk of ignition in HFTDs Remote GridWLDFREquipment / facility failureAggregated | WLDFR | HFTD - Distribution - Tier 2 - 4QU CoRE ¦ 5QU LoRE | Red Flag Warning - Large Fires | Equipment / facility failure | Aggregated | 2044 | 8.9103e-06 | 470.836 | 0.0041953 | 2044 | Mitigation | 0.95 | 45 | 0 | esc | 0.00097009 | 8.6438e-09 | 0.00097009 | 8.6438e-09
[120 empty] | 7.3.3.17.5 (Remote Grid) Updates to grid topology to minimize risk of ignition in HFTDs Remote GridWLDFREquipment / facility failureAggregated | WLDFR | HFTD - Distribution - Tier 2 - 4QU CoRE ¦ 5QU LoRE | Red Flag Warning - Large Fires | Equipment / facility failure | Aggregated | 2045 | 8.9103e-06 | 470.836 | 0.0041953 | 2045 | Mitigation | 0.95 | 45 | 0 | esc | 0.00097009 | 8.6438e-09 | 0.00097009 | 8.6438e-09
[120 empty] | 7.3.3.17.5 (Remote Grid) Updates to grid topology to minimize risk of ignition in HFTDs Remote GridWLDFREquipment / facility failureAggregated | WLDFR | HFTD - Distribution - Tier 2 - 4QU CoRE ¦ 5QU LoRE | Red Flag Warning - Large Fires | Equipment / facility failure | Aggregated | 2046 | 8.9103e-06 | 470.836 | 0.0041953 | 2046 | Mitigation | 0.95 | 45 | 0 | esc | 0.00097009 | 8.6438e-09 | 0.00097009 | 8.6438e-09
[120 empty] | 7.3.3.17.5 (Remote Grid) Updates to grid topology to minimize risk of ignition in HFTDs Remote GridWLDFREquipment / facility failureAggregated | WLDFR | HFTD - Distribution - Tier 2 - 4QU CoRE ¦ 5QU LoRE | Red Flag Warning - Large Fires | Equipment / facility failure | Aggregated | 2047 | 8.9103e-06 | 470.836 | 0.0041953 | 2047 | Mitigation | 0.95 | 45 | 0 | esc | 0.00097009 | 8.6438e-09 | 0.00097009 | 8.6438e-09
[120 empty] | 7.3.3.17.5 (Remote Grid) Updates to grid topology to minimize risk of ignition in HFTDs Remote GridWLDFREquipment / facility failureAggregated | WLDFR | HFTD - Distribution - Tier 2 - 4QU CoRE ¦ 5QU LoRE | Red Flag Warning - Large Fires | Equipment / facility failure | Aggregated | 2048 | 8.9103e-06 | 470.836 | 0.0041953 | 2048 | Mitigation | 0.95 | 45 | 0 | esc | 0.00097009 | 8.6438e-09 | 0.00097009 | 8.6438e-09
[120 empty] | 7.3.3.17.5 (Remote Grid) Updates to grid topology to minimize risk of ignition in HFTDs Remote GridWLDFREquipment / facility failureAggregated | WLDFR | HFTD - Distribution - Tier 2 - 4QU CoRE ¦ 5QU LoRE | Red Flag Warning - Large Fires | Equipment / facility failure | Aggregated | 2049 | 8.9103e-06 | 470.836 | 0.0041953 | 2049 | Mitigation | 0.95 | 45 | 0 | esc | 0.00097009 | 8.6438e-09 | 0.00097009 | 8.6438e-09
[120 empty] | 7.3.3.17.5 (Remote Grid) Updates to grid topology to minimize risk of ignition in HFTDs Remote GridWLDFREquipment / facility failureAggregated | WLDFR | HFTD - Distribution - Tier 2 - 4QU CoRE ¦ 5QU LoRE | Red Flag Warning - Large Fires | Equipment / facility failure | Aggregated | 2050 | 8.9103e-06 | 470.836 | 0.0041953 | 2050 | Mitigation | 0.95 | 45 | 0 | esc | 0.00097009 | 8.6438e-09 | 0.00097009 | 8.6438e-09
[120 empty] | 7.3.3.17.5 (Remote Grid) Updates to grid topology to minimize risk of ignition in HFTDs Remote GridWLDFREquipment / facility failureAggregated | WLDFR | HFTD - Distribution - Tier 2 - 4QU CoRE ¦ 5QU LoRE | Red Flag Warning - Large Fires | Equipment / facility failure | Aggregated | 2051 | 8.9103e-06 | 470.836 | 0.0041953 | 2051 | Mitigation | 0.95 | 45 | 0 | esc | 0.00097009 | 8.6438e-09 | 0.00097009 | 8.6438e-09
[120 empty] | 7.3.3.17.5 (Remote Grid) Updates to grid topology to minimize risk of ignition in HFTDs Remote GridWLDFREquipment / facility failureAggregated | WLDFR | HFTD - Distribution - Tier 2 - 4QU CoRE ¦ 5QU LoRE | Red Flag Warning - Large Fires | Equipment / facility failure | Aggregated | 2052 | 8.9103e-06 | 470.836 | 0.0041953 | 2052 | Mitigation | 0.95 | 45 | 0 | esc | 0.00097009 | 8.6438e-09 | 0.00097009 | 8.6438e-09
[120 empty] | 7.3.3.17.5 (Remote Grid) Updates to grid topology to minimize risk of ignition in HFTDs Remote GridWLDFREquipment / facility failureAggregated | WLDFR | HFTD - Distribution - Tier 2 - 4QU CoRE ¦ 5QU LoRE | Red Flag Warning - Large Fires | Equipment / facility failure | Aggregated | 2053 | 8.9103e-06 | 470.836 | 0.0041953 | 2053 | Mitigation | 0.95 | 45 | 0 | esc | 0.00097009 | 8.6438e-09 | 0.00097009 | 8.6438e-09
[120 empty] | 7.3.3.17.5 (Remote Grid) Updates to grid topology to minimize risk of ignition in HFTDs Remote GridWLDFREquipment / facility failureAggregated | WLDFR | HFTD - Distribution - Tier 2 - 4QU CoRE ¦ 5QU LoRE | Red Flag Warning - Large Fires | Equipment / facility failure | Aggregated | 2054 | 8.9103e-06 | 470.836 | 0.0041953 | 2054 | Mitigation | 0.95 | 45 | 0 | esc | 0.00097009 | 8.6438e-09 | 0.00097009 | 8.6438e-09
[120 empty] | 7.3.3.17.5 (Remote Grid) Updates to grid topology to minimize risk of ignition in HFTDs Remote GridWLDFREquipment / facility failureAggregated | WLDFR | HFTD - Distribution - Tier 2 - 4QU CoRE ¦ 5QU LoRE | Red Flag Warning - Large Fires | Equipment / facility failure | Aggregated | 2055 | 8.9103e-06 | 470.836 | 0.0041953 | 2055 | Mitigation | 0.95 | 45 | 0 | esc | 0.00097009 | 8.6438e-09 | 0.00097009 | 8.6438e-09
[120 empty] | 7.3.3.17.5 (Remote Grid) Updates to grid topology to minimize risk of ignition in HFTDs Remote GridWLDFREquipment / facility failureAggregated | WLDFR | HFTD - Distribution - Tier 2 - 4QU CoRE ¦ 5QU LoRE | Red Flag Warning - Large Fires | Equipment / facility failure | Aggregated | 2056 | 8.9103e-06 | 470.836 | 0.0041953 | 2056 | Mitigation | 0.95 | 45 | 0 | esc | 0.00097009 | 8.6438e-09 | 0.00097009 | 8.6438e-09
[120 empty] | 7.3.3.17.5 (Remote Grid) Updates to grid topology to minimize risk of ignition in HFTDs Remote GridWLDFREquipment / facility failureAggregated | WLDFR | HFTD - Distribution - Tier 2 - 4QU CoRE ¦ 5QU LoRE | Red Flag Warning - Large Fires | Equipment / facility failure | Aggregated | 2057 | 8.9103e-06 | 470.836 | 0.0041953 | 2057 | Mitigation | 0.95 | 45 | 0 | esc | 0.00097009 | 8.6438e-09 | 0.00097009 | 8.6438e-09
[120 empty] | 7.3.3.17.5 (Remote Grid) Updates to grid topology to minimize risk of ignition in HFTDs Remote GridWLDFREquipment / facility failureAggregated | WLDFR | HFTD - Distribution - Tier 2 - 4QU CoRE ¦ 5QU LoRE | Red Flag Warning - Large Fires | Equipment / facility failure | Aggregated | 2058 | 8.9103e-06 | 470.836 | 0.0041953 | 2058 | Mitigation | 0.95 | 45 | 0 | esc | 0.00097009 | 8.6438e-09 | 0.00097009 | 8.6438e-09
[120 empty] | 7.3.3.17.5 (Remote Grid) Updates to grid topology to minimize risk of ignition in HFTDs Remote GridWLDFREquipment / facility failureAggregated | WLDFR | HFTD - Distribution - Tier 2 - 4QU CoRE ¦ 5QU LoRE | Red Flag Warning - Large Fires | Equipment / facility failure | Aggregated | 2059 | 8.9103e-06 | 470.836 | 0.0041953 | 2059 | Mitigation | 0.95 | 45 | 0 | esc | 0.00097009 | 8.6438e-09 | 0.00097009 | 8.6438e-09
[120 empty] | 7.3.3.17.5 (Remote Grid) Updates to grid topology to minimize risk of ignition in HFTDs Remote GridWLDFREquipment / facility failureAggregated | WLDFR | HFTD - Distribution - Tier 2 - 4QU CoRE ¦ 5QU LoRE | Red Flag Warning - Large Fires | Equipment / facility failure | Aggregated | 2060 | 8.9103e-06 | 470.836 | 0.0041953 | 2060 | Mitigation | 0.95 | 45 | 0 | esc | 0.00097009 | 8.6438e-09 | 0.00097009 | 8.6438e-09
[120 empty] | 7.3.3.17.5 (Remote Grid) Updates to grid topology to minimize risk of ignition in HFTDs Remote GridWLDFREquipment / facility failureAggregated | WLDFR | HFTD - Distribution - Tier 2 - 4QU CoRE ¦ 5QU LoRE | Red Flag Warning - Large Fires | Equipment / facility failure | Aggregated | 2061 | 8.9103e-06 | 470.836 | 0.0041953 | 2061 | Mitigation | 0.95 | 45 | 0 | esc | 0.00097009 | 8.6438e-09 | 0.00097009 | 8.6438e-09
[120 empty] | 7.3.3.17.5 (Remote Grid) Updates to grid topology to minimize risk of ignition in HFTDs Remote GridWLDFREquipment / facility failureAggregated | WLDFR | HFTD - Distribution - Tier 2 - 4QU CoRE ¦ 5QU LoRE | Red Flag Warning - Large Fires | Equipment / facility failure | Aggregated | 2062 | 8.9103e-06 | 470.836 | 0.0041953 | 2062 | Mitigation | 0.95 | 45 | 0 | esc | 0.00097009 | 8.6438e-09 | 0.00097009 | 8.6438e-09
[120 empty] | 7.3.3.17.5 (Remote Grid) Updates to grid topology to minimize risk of ignition in HFTDs Remote GridWLDFREquipment / facility failureAggregated | WLDFR | HFTD - Distribution - Tier 2 - 4QU CoRE ¦ 5QU LoRE | Red Flag Warning - Large Fires | Equipment / facility failure | Aggregated | 2063 | 8.9103e-06 | 470.836 | 0.0041953 | 2063 | Mitigation | 0.95 | 45 | 0 | esc | 0.00097009 | 8.6438e-09 | 0.00097009 | 8.6438e-09
[120 empty] | 7.3.3.17.5 (Remote Grid) Updates to grid topology to minimize risk of ignition in HFTDs Remote GridWLDFREquipment / facility failureAggregated | WLDFR | HFTD - Distribution - Tier 2 - 4QU CoRE ¦ 5QU LoRE | Red Flag Warning - Large Fires | Equipment / facility failure | Aggregated | 2064 | 8.9103e-06 | 470.836 | 0.0041953 | 2064 | Mitigation | 0.95 | 45 | 0 | esc | 0.00097009 | 8.6438e-09 | 0.00097009 | 8.6438e-09
[120 empty] | 7.3.3.17.5 (Remote Grid) Updates to grid topology to minimize risk of ignition in HFTDs Remote GridWLDFREquipment / facility failureAggregated | WLDFR | HFTD - Distribution - Tier 2 - 4QU CoRE ¦ 5QU LoRE | Red Flag Warning - Large Fires | Equipment / facility failure | Aggregated | 2065 | 8.9103e-06 | 470.836 | 0.0041953 | 2065 | Mitigation | 0.95 | 45 | 0 | esc | 0.00097009 | 8.6438e-09 | 0.00097009 | 8.6438e-09
[120 empty] | 7.3.3.17.5 (Remote Grid) Updates to grid topology to minimize risk of ignition in HFTDs Remote GridWLDFREquipment / facility failureAggregated | WLDFR | HFTD - Distribution - Tier 2 - 4QU CoRE ¦ 5QU LoRE | Red Flag Warning - Large Fires | Equipment / facility failure | Aggregated | 2066 | 8.9103e-06 | 470.836 | 0.0041953 | 2066 | Mitigation | 0.95 | 45 | 0 | esc | 0.00097009 | 8.6438e-09 | 0.00097009 | 8.6438e-09
[120 empty] | 7.3.3.17.5 (Remote Grid) Updates to grid topology to minimize risk of ignition in HFTDs Remote GridWLDFREquipment / facility failureAggregated | WLDFR | HFTD - Distribution - Tier 2 - 4QU CoRE ¦ 5QU LoRE | Red Flag Warning - Large Fires | Equipment / facility failure | Aggregated | 2067 | 8.9103e-06 | 470.836 | 0.0041953 | 2067 | Mitigation | 0.95 | 45 | 0 | esc | 0 | 0 | 0.00097009 | 8.6438e-09
[120 empty] | 7.3.3.17.5 (Remote Grid) Updates to grid topology to minimize risk of ignition in HFTDs Remote GridWLDFRVegetation ContactAggregated | WLDFR | HFTD - Distribution - Tier 2 - 4QU CoRE ¦ 5QU LoRE | Red Flag Warning - Large Fires | Vegetation Contact | Aggregated | 2022 | 8.7523e-06 | 470.836 | 0.0041209 | 2022 | Mitigation | 0.95 | 45 | 0 | esc | 0.00097009 | 8.4904e-09 | 0 | 0
[120 empty] | 7.3.3.17.5 (Remote Grid) Updates to grid topology to minimize risk of ignition in HFTDs Remote GridWLDFRVegetation ContactAggregated | WLDFR | HFTD - Distribution - Tier 2 - 4QU CoRE ¦ 5QU LoRE | Red Flag Warning - Large Fires | Vegetation Contact | Aggregated | 2023 | 8.7523e-06 | 470.836 | 0.0041209 | 2023 | Mitigation | 0.95 | 45 | 0 | esc | 0.00097009 | 8.4904e-09 | 0.00097009 | 8.4904e-09
[120 empty] | 7.3.3.17.5 (Remote Grid) Updates to grid topology to minimize risk of ignition in HFTDs Remote GridWLDFRVegetation ContactAggregated | WLDFR | HFTD - Distribution - Tier 2 - 4QU CoRE ¦ 5QU LoRE | Red Flag Warning - Large Fires | Vegetation Contact | Aggregated | 2024 | 8.7523e-06 | 470.836 | 0.0041209 | 2024 | Mitigation | 0.95 | 45 | 0 | esc | 0.00097009 | 8.4904e-09 | 0.00097009 | 8.4904e-09
[120 empty] | 7.3.3.17.5 (Remote Grid) Updates to grid topology to minimize risk of ignition in HFTDs Remote GridWLDFRVegetation ContactAggregated | WLDFR | HFTD - Distribution - Tier 2 - 4QU CoRE ¦ 5QU LoRE | Red Flag Warning - Large Fires | Vegetation Contact | Aggregated | 2025 | 8.7523e-06 | 470.836 | 0.0041209 | 2025 | Mitigation | 0.95 | 45 | 0 | esc | 0.00097009 | 8.4904e-09 | 0.00097009 | 8.4904e-09
[120 empty] | 7.3.3.17.5 (Remote Grid) Updates to grid topology to minimize risk of ignition in HFTDs Remote GridWLDFRVegetation ContactAggregated | WLDFR | HFTD - Distribution - Tier 2 - 4QU CoRE ¦ 5QU LoRE | Red Flag Warning - Large Fires | Vegetation Contact | Aggregated | 2026 | 8.7523e-06 | 470.836 | 0.0041209 | 2026 | Mitigation | 0.95 | 45 | 0 | esc | 0.00097009 | 8.4904e-09 | 0.00097009 | 8.4904e-09
[120 empty] | 7.3.3.17.5 (Remote Grid) Updates to grid topology to minimize risk of ignition in HFTDs Remote GridWLDFRVegetation ContactAggregated | WLDFR | HFTD - Distribution - Tier 2 - 4QU CoRE ¦ 5QU LoRE | Red Flag Warning - Large Fires | Vegetation Contact | Aggregated | 2027 | 8.7523e-06 | 470.836 | 0.0041209 | 2027 | Mitigation | 0.95 | 45 | 0 | esc | 0.00097009 | 8.4904e-09 | 0.00097009 | 8.4904e-09
[120 empty] | 7.3.3.17.5 (Remote Grid) Updates to grid topology to minimize risk of ignition in HFTDs Remote GridWLDFRVegetation ContactAggregated | WLDFR | HFTD - Distribution - Tier 2 - 4QU CoRE ¦ 5QU LoRE | Red Flag Warning - Large Fires | Vegetation Contact | Aggregated | 2028 | 8.7523e-06 | 470.836 | 0.0041209 | 2028 | Mitigation | 0.95 | 45 | 0 | esc | 0.00097009 | 8.4904e-09 | 0.00097009 | 8.4904e-09
[120 empty] | 7.3.3.17.5 (Remote Grid) Updates to grid topology to minimize risk of ignition in HFTDs Remote GridWLDFRVegetation ContactAggregated | WLDFR | HFTD - Distribution - Tier 2 - 4QU CoRE ¦ 5QU LoRE | Red Flag Warning - Large Fires | Vegetation Contact | Aggregated | 2029 | 8.7523e-06 | 470.836 | 0.0041209 | 2029 | Mitigation | 0.95 | 45 | 0 | esc | 0.00097009 | 8.4904e-09 | 0.00097009 | 8.4904e-09
[120 empty] | 7.3.3.17.5 (Remote Grid) Updates to grid topology to minimize risk of ignition in HFTDs Remote GridWLDFRVegetation ContactAggregated | WLDFR | HFTD - Distribution - Tier 2 - 4QU CoRE ¦ 5QU LoRE | Red Flag Warning - Large Fires | Vegetation Contact | Aggregated | 2030 | 8.7523e-06 | 470.836 | 0.0041209 | 2030 | Mitigation | 0.95 | 45 | 0 | esc | 0.00097009 | 8.4904e-09 | 0.00097009 | 8.4904e-09
[120 empty] | 7.3.3.17.5 (Remote Grid) Updates to grid topology to minimize risk of ignition in HFTDs Remote GridWLDFRVegetation ContactAggregated | WLDFR | HFTD - Distribution - Tier 2 - 4QU CoRE ¦ 5QU LoRE | Red Flag Warning - Large Fires | Vegetation Contact | Aggregated | 2031 | 8.7523e-06 | 470.836 | 0.0041209 | 2031 | Mitigation | 0.95 | 45 | 0 | esc | 0.00097009 | 8.4904e-09 | 0.00097009 | 8.4904e-09
[120 empty] | 7.3.3.17.5 (Remote Grid) Updates to grid topology to minimize risk of ignition in HFTDs Remote GridWLDFRVegetation ContactAggregated | WLDFR | HFTD - Distribution - Tier 2 - 4QU CoRE ¦ 5QU LoRE | Red Flag Warning - Large Fires | Vegetation Contact | Aggregated | 2032 | 8.7523e-06 | 470.836 | 0.0041209 | 2032 | Mitigation | 0.95 | 45 | 0 | esc | 0.00097009 | 8.4904e-09 | 0.00097009 | 8.4904e-09
[120 empty] | 7.3.3.17.5 (Remote Grid) Updates to grid topology to minimize risk of ignition in HFTDs Remote GridWLDFRVegetation ContactAggregated | WLDFR | HFTD - Distribution - Tier 2 - 4QU CoRE ¦ 5QU LoRE | Red Flag Warning - Large Fires | Vegetation Contact | Aggregated | 2033 | 8.7523e-06 | 470.836 | 0.0041209 | 2033 | Mitigation | 0.95 | 45 | 0 | esc | 0.00097009 | 8.4904e-09 | 0.00097009 | 8.4904e-09
[120 empty] | 7.3.3.17.5 (Remote Grid) Updates to grid topology to minimize risk of ignition in HFTDs Remote GridWLDFRVegetation ContactAggregated | WLDFR | HFTD - Distribution - Tier 2 - 4QU CoRE ¦ 5QU LoRE | Red Flag Warning - Large Fires | Vegetation Contact | Aggregated | 2034 | 8.7523e-06 | 470.836 | 0.0041209 | 2034 | Mitigation | 0.95 | 45 | 0 | esc | 0.00097009 | 8.4904e-09 | 0.00097009 | 8.4904e-09
[120 empty] | 7.3.3.17.5 (Remote Grid) Updates to grid topology to minimize risk of ignition in HFTDs Remote GridWLDFRVegetation ContactAggregated | WLDFR | HFTD - Distribution - Tier 2 - 4QU CoRE ¦ 5QU LoRE | Red Flag Warning - Large Fires | Vegetation Contact | Aggregated | 2035 | 8.7523e-06 | 470.836 | 0.0041209 | 2035 | Mitigation | 0.95 | 45 | 0 | esc | 0.00097009 | 8.4904e-09 | 0.00097009 | 8.4904e-09
[120 empty] | 7.3.3.17.5 (Remote Grid) Updates to grid topology to minimize risk of ignition in HFTDs Remote GridWLDFRVegetation ContactAggregated | WLDFR | HFTD - Distribution - Tier 2 - 4QU CoRE ¦ 5QU LoRE | Red Flag Warning - Large Fires | Vegetation Contact | Aggregated | 2036 | 8.7523e-06 | 470.836 | 0.0041209 | 2036 | Mitigation | 0.95 | 45 | 0 | esc | 0.00097009 | 8.4904e-09 | 0.00097009 | 8.4904e-09
[120 empty] | 7.3.3.17.5 (Remote Grid) Updates to grid topology to minimize risk of ignition in HFTDs Remote GridWLDFRVegetation ContactAggregated | WLDFR | HFTD - Distribution - Tier 2 - 4QU CoRE ¦ 5QU LoRE | Red Flag Warning - Large Fires | Vegetation Contact | Aggregated | 2037 | 8.7523e-06 | 470.836 | 0.0041209 | 2037 | Mitigation | 0.95 | 45 | 0 | esc | 0.00097009 | 8.4904e-09 | 0.00097009 | 8.4904e-09
[120 empty] | 7.3.3.17.5 (Remote Grid) Updates to grid topology to minimize risk of ignition in HFTDs Remote GridWLDFRVegetation ContactAggregated | WLDFR | HFTD - Distribution - Tier 2 - 4QU CoRE ¦ 5QU LoRE | Red Flag Warning - Large Fires | Vegetation Contact | Aggregated | 2038 | 8.7523e-06 | 470.836 | 0.0041209 | 2038 | Mitigation | 0.95 | 45 | 0 | esc | 0.00097009 | 8.4904e-09 | 0.00097009 | 8.4904e-09
[120 empty] | 7.3.3.17.5 (Remote Grid) Updates to grid topology to minimize risk of ignition in HFTDs Remote GridWLDFRVegetation ContactAggregated | WLDFR | HFTD - Distribution - Tier 2 - 4QU CoRE ¦ 5QU LoRE | Red Flag Warning - Large Fires | Vegetation Contact | Aggregated | 2039 | 8.7523e-06 | 470.836 | 0.0041209 | 2039 | Mitigation | 0.95 | 45 | 0 | esc | 0.00097009 | 8.4904e-09 | 0.00097009 | 8.4904e-09
[120 empty] | 7.3.3.17.5 (Remote Grid) Updates to grid topology to minimize risk of ignition in HFTDs Remote GridWLDFRVegetation ContactAggregated | WLDFR | HFTD - Distribution - Tier 2 - 4QU CoRE ¦ 5QU LoRE | Red Flag Warning - Large Fires | Vegetation Contact | Aggregated | 2040 | 8.7523e-06 | 470.836 | 0.0041209 | 2040 | Mitigation | 0.95 | 45 | 0 | esc | 0.00097009 | 8.4904e-09 | 0.00097009 | 8.4904e-09
[120 empty] | 7.3.3.17.5 (Remote Grid) Updates to grid topology to minimize risk of ignition in HFTDs Remote GridWLDFRVegetation ContactAggregated | WLDFR | HFTD - Distribution - Tier 2 - 4QU CoRE ¦ 5QU LoRE | Red Flag Warning - Large Fires | Vegetation Contact | Aggregated | 2041 | 8.7523e-06 | 470.836 | 0.0041209 | 2041 | Mitigation | 0.95 | 45 | 0 | esc | 0.00097009 | 8.4904e-09 | 0.00097009 | 8.4904e-09
[120 empty] | 7.3.3.17.5 (Remote Grid) Updates to grid topology to minimize risk of ignition in HFTDs Remote GridWLDFRVegetation ContactAggregated | WLDFR | HFTD - Distribution - Tier 2 - 4QU CoRE ¦ 5QU LoRE | Red Flag Warning - Large Fires | Vegetation Contact | Aggregated | 2042 | 8.7523e-06 | 470.836 | 0.0041209 | 2042 | Mitigation | 0.95 | 45 | 0 | esc | 0.00097009 | 8.4904e-09 | 0.00097009 | 8.4904e-09
[120 empty] | 7.3.3.17.5 (Remote Grid) Updates to grid topology to minimize risk of ignition in HFTDs Remote GridWLDFRVegetation ContactAggregated | WLDFR | HFTD - Distribution - Tier 2 - 4QU CoRE ¦ 5QU LoRE | Red Flag Warning - Large Fires | Vegetation Contact | Aggregated | 2043 | 8.7523e-06 | 470.836 | 0.0041209 | 2043 | Mitigation | 0.95 | 45 | 0 | esc | 0.00097009 | 8.4904e-09 | 0.00097009 | 8.4904e-09
[120 empty] | 7.3.3.17.5 (Remote Grid) Updates to grid topology to minimize risk of ignition in HFTDs Remote GridWLDFRVegetation ContactAggregated | WLDFR | HFTD - Distribution - Tier 2 - 4QU CoRE ¦ 5QU LoRE | Red Flag Warning - Large Fires | Vegetation Contact | Aggregated | 2044 | 8.7523e-06 | 470.836 | 0.0041209 | 2044 | Mitigation | 0.95 | 45 | 0 | esc | 0.00097009 | 8.4904e-09 | 0.00097009 | 8.4904e-09
[120 empty] | 7.3.3.17.5 (Remote Grid) Updates to grid topology to minimize risk of ignition in HFTDs Remote GridWLDFRVegetation ContactAggregated | WLDFR | HFTD - Distribution - Tier 2 - 4QU CoRE ¦ 5QU LoRE | Red Flag Warning - Large Fires | Vegetation Contact | Aggregated | 2045 | 8.7523e-06 | 470.836 | 0.0041209 | 2045 | Mitigation | 0.95 | 45 | 0 | esc | 0.00097009 | 8.4904e-09 | 0.00097009 | 8.4904e-09
[120 empty] | 7.3.3.17.5 (Remote Grid) Updates to grid topology to minimize risk of ignition in HFTDs Remote GridWLDFRVegetation ContactAggregated | WLDFR | HFTD - Distribution - Tier 2 - 4QU CoRE ¦ 5QU LoRE | Red Flag Warning - Large Fires | Vegetation Contact | Aggregated | 2046 | 8.7523e-06 | 470.836 | 0.0041209 | 2046 | Mitigation | 0.95 | 45 | 0 | esc | 0.00097009 | 8.4904e-09 | 0.00097009 | 8.4904e-09
[120 empty] | 7.3.3.17.5 (Remote Grid) Updates to grid topology to minimize risk of ignition in HFTDs Remote GridWLDFRVegetation ContactAggregated | WLDFR | HFTD - Distribution - Tier 2 - 4QU CoRE ¦ 5QU LoRE | Red Flag Warning - Large Fires | Vegetation Contact | Aggregated | 2047 | 8.7523e-06 | 470.836 | 0.0041209 | 2047 | Mitigation | 0.95 | 45 | 0 | esc | 0.00097009 | 8.4904e-09 | 0.00097009 | 8.4904e-09
[120 empty] | 7.3.3.17.5 (Remote Grid) Updates to grid topology to minimize risk of ignition in HFTDs Remote GridWLDFRVegetation ContactAggregated | WLDFR | HFTD - Distribution - Tier 2 - 4QU CoRE ¦ 5QU LoRE | Red Flag Warning - Large Fires | Vegetation Contact | Aggregated | 2048 | 8.7523e-06 | 470.836 | 0.0041209 | 2048 | Mitigation | 0.95 | 45 | 0 | esc | 0.00097009 | 8.4904e-09 | 0.00097009 | 8.4904e-09
[120 empty] | 7.3.3.17.5 (Remote Grid) Updates to grid topology to minimize risk of ignition in HFTDs Remote GridWLDFRVegetation ContactAggregated | WLDFR | HFTD - Distribution - Tier 2 - 4QU CoRE ¦ 5QU LoRE | Red Flag Warning - Large Fires | Vegetation Contact | Aggregated | 2049 | 8.7523e-06 | 470.836 | 0.0041209 | 2049 | Mitigation | 0.95 | 45 | 0 | esc | 0.00097009 | 8.4904e-09 | 0.00097009 | 8.4904e-09
[120 empty] | 7.3.3.17.5 (Remote Grid) Updates to grid topology to minimize risk of ignition in HFTDs Remote GridWLDFRVegetation ContactAggregated | WLDFR | HFTD - Distribution - Tier 2 - 4QU CoRE ¦ 5QU LoRE | Red Flag Warning - Large Fires | Vegetation Contact | Aggregated | 2050 | 8.7523e-06 | 470.836 | 0.0041209 | 2050 | Mitigation | 0.95 | 45 | 0 | esc | 0.00097009 | 8.4904e-09 | 0.00097009 | 8.4904e-09
[120 empty] | 7.3.3.17.5 (Remote Grid) Updates to grid topology to minimize risk of ignition in HFTDs Remote GridWLDFRVegetation ContactAggregated | WLDFR | HFTD - Distribution - Tier 2 - 4QU CoRE ¦ 5QU LoRE | Red Flag Warning - Large Fires | Vegetation Contact | Aggregated | 2051 | 8.7523e-06 | 470.836 | 0.0041209 | 2051 | Mitigation | 0.95 | 45 | 0 | esc | 0.00097009 | 8.4904e-09 | 0.00097009 | 8.4904e-09
[120 empty] | 7.3.3.17.5 (Remote Grid) Updates to grid topology to minimize risk of ignition in HFTDs Remote GridWLDFRVegetation ContactAggregated | WLDFR | HFTD - Distribution - Tier 2 - 4QU CoRE ¦ 5QU LoRE | Red Flag Warning - Large Fires | Vegetation Contact | Aggregated | 2052 | 8.7523e-06 | 470.836 | 0.0041209 | 2052 | Mitigation | 0.95 | 45 | 0 | esc | 0.00097009 | 8.4904e-09 | 0.00097009 | 8.4904e-09
[120 empty] | 7.3.3.17.5 (Remote Grid) Updates to grid topology to minimize risk of ignition in HFTDs Remote GridWLDFRVegetation ContactAggregated | WLDFR | HFTD - Distribution - Tier 2 - 4QU CoRE ¦ 5QU LoRE | Red Flag Warning - Large Fires | Vegetation Contact | Aggregated | 2053 | 8.7523e-06 | 470.836 | 0.0041209 | 2053 | Mitigation | 0.95 | 45 | 0 | esc | 0.00097009 | 8.4904e-09 | 0.00097009 | 8.4904e-09
[120 empty] | 7.3.3.17.5 (Remote Grid) Updates to grid topology to minimize risk of ignition in HFTDs Remote GridWLDFRVegetation ContactAggregated | WLDFR | HFTD - Distribution - Tier 2 - 4QU CoRE ¦ 5QU LoRE | Red Flag Warning - Large Fires | Vegetation Contact | Aggregated | 2054 | 8.7523e-06 | 470.836 | 0.0041209 | 2054 | Mitigation | 0.95 | 45 | 0 | esc | 0.00097009 | 8.4904e-09 | 0.00097009 | 8.4904e-09
[120 empty] | 7.3.3.17.5 (Remote Grid) Updates to grid topology to minimize risk of ignition in HFTDs Remote GridWLDFRVegetation ContactAggregated | WLDFR | HFTD - Distribution - Tier 2 - 4QU CoRE ¦ 5QU LoRE | Red Flag Warning - Large Fires | Vegetation Contact | Aggregated | 2055 | 8.7523e-06 | 470.836 | 0.0041209 | 2055 | Mitigation | 0.95 | 45 | 0 | esc | 0.00097009 | 8.4904e-09 | 0.00097009 | 8.4904e-09
[120 empty] | 7.3.3.17.5 (Remote Grid) Updates to grid topology to minimize risk of ignition in HFTDs Remote GridWLDFRVegetation ContactAggregated | WLDFR | HFTD - Distribution - Tier 2 - 4QU CoRE ¦ 5QU LoRE | Red Flag Warning - Large Fires | Vegetation Contact | Aggregated | 2056 | 8.7523e-06 | 470.836 | 0.0041209 | 2056 | Mitigation | 0.95 | 45 | 0 | esc | 0.00097009 | 8.4904e-09 | 0.00097009 | 8.4904e-09
[120 empty] | 7.3.3.17.5 (Remote Grid) Updates to grid topology to minimize risk of ignition in HFTDs Remote GridWLDFRVegetation ContactAggregated | WLDFR | HFTD - Distribution - Tier 2 - 4QU CoRE ¦ 5QU LoRE | Red Flag Warning - Large Fires | Vegetation Contact | Aggregated | 2057 | 8.7523e-06 | 470.836 | 0.0041209 | 2057 | Mitigation | 0.95 | 45 | 0 | esc | 0.00097009 | 8.4904e-09 | 0.00097009 | 8.4904e-09
[120 empty] | 7.3.3.17.5 (Remote Grid) Updates to grid topology to minimize risk of ignition in HFTDs Remote GridWLDFRVegetation ContactAggregated | WLDFR | HFTD - Distribution - Tier 2 - 4QU CoRE ¦ 5QU LoRE | Red Flag Warning - Large Fires | Vegetation Contact | Aggregated | 2058 | 8.7523e-06 | 470.836 | 0.0041209 | 2058 | Mitigation | 0.95 | 45 | 0 | esc | 0.00097009 | 8.4904e-09 | 0.00097009 | 8.4904e-09
[120 empty] | 7.3.3.17.5 (Remote Grid) Updates to grid topology to minimize risk of ignition in HFTDs Remote GridWLDFRVegetation ContactAggregated | WLDFR | HFTD - Distribution - Tier 2 - 4QU CoRE ¦ 5QU LoRE | Red Flag Warning - Large Fires | Vegetation Contact | Aggregated | 2059 | 8.7523e-06 | 470.836 | 0.0041209 | 2059 | Mitigation | 0.95 | 45 | 0 | esc | 0.00097009 | 8.4904e-09 | 0.00097009 | 8.4904e-09
[120 empty] | 7.3.3.17.5 (Remote Grid) Updates to grid topology to minimize risk of ignition in HFTDs Remote GridWLDFRVegetation ContactAggregated | WLDFR | HFTD - Distribution - Tier 2 - 4QU CoRE ¦ 5QU LoRE | Red Flag Warning - Large Fires | Vegetation Contact | Aggregated | 2060 | 8.7523e-06 | 470.836 | 0.0041209 | 2060 | Mitigation | 0.95 | 45 | 0 | esc | 0.00097009 | 8.4904e-09 | 0.00097009 | 8.4904e-09
[120 empty] | 7.3.3.17.5 (Remote Grid) Updates to grid topology to minimize risk of ignition in HFTDs Remote GridWLDFRVegetation ContactAggregated | WLDFR | HFTD - Distribution - Tier 2 - 4QU CoRE ¦ 5QU LoRE | Red Flag Warning - Large Fires | Vegetation Contact | Aggregated | 2061 | 8.7523e-06 | 470.836 | 0.0041209 | 2061 | Mitigation | 0.95 | 45 | 0 | esc | 0.00097009 | 8.4904e-09 | 0.00097009 | 8.4904e-09
[120 empty] | 7.3.3.17.5 (Remote Grid) Updates to grid topology to minimize risk of ignition in HFTDs Remote GridWLDFRVegetation ContactAggregated | WLDFR | HFTD - Distribution - Tier 2 - 4QU CoRE ¦ 5QU LoRE | Red Flag Warning - Large Fires | Vegetation Contact | Aggregated | 2062 | 8.7523e-06 | 470.836 | 0.0041209 | 2062 | Mitigation | 0.95 | 45 | 0 | esc | 0.00097009 | 8.4904e-09 | 0.00097009 | 8.4904e-09
[120 empty] | 7.3.3.17.5 (Remote Grid) Updates to grid topology to minimize risk of ignition in HFTDs Remote GridWLDFRVegetation ContactAggregated | WLDFR | HFTD - Distribution - Tier 2 - 4QU CoRE ¦ 5QU LoRE | Red Flag Warning - Large Fires | Vegetation Contact | Aggregated | 2063 | 8.7523e-06 | 470.836 | 0.0041209 | 2063 | Mitigation | 0.95 | 45 | 0 | esc | 0.00097009 | 8.4904e-09 | 0.00097009 | 8.4904e-09
[120 empty] | 7.3.3.17.5 (Remote Grid) Updates to grid topology to minimize risk of ignition in HFTDs Remote GridWLDFRVegetation ContactAggregated | WLDFR | HFTD - Distribution - Tier 2 - 4QU CoRE ¦ 5QU LoRE | Red Flag Warning - Large Fires | Vegetation Contact | Aggregated | 2064 | 8.7523e-06 | 470.836 | 0.0041209 | 2064 | Mitigation | 0.95 | 45 | 0 | esc | 0.00097009 | 8.4904e-09 | 0.00097009 | 8.4904e-09
[120 empty] | 7.3.3.17.5 (Remote Grid) Updates to grid topology to minimize risk of ignition in HFTDs Remote GridWLDFRVegetation ContactAggregated | WLDFR | HFTD - Distribution - Tier 2 - 4QU CoRE ¦ 5QU LoRE | Red Flag Warning - Large Fires | Vegetation Contact | Aggregated | 2065 | 8.7523e-06 | 470.836 | 0.0041209 | 2065 | Mitigation | 0.95 | 45 | 0 | esc | 0.00097009 | 8.4904e-09 | 0.00097009 | 8.4904e-09
[120 empty] | 7.3.3.17.5 (Remote Grid) Updates to grid topology to minimize risk of ignition in HFTDs Remote GridWLDFRVegetation ContactAggregated | WLDFR | HFTD - Distribution - Tier 2 - 4QU CoRE ¦ 5QU LoRE | Red Flag Warning - Large Fires | Vegetation Contact | Aggregated | 2066 | 8.7523e-06 | 470.836 | 0.0041209 | 2066 | Mitigation | 0.95 | 45 | 0 | esc | 0.00097009 | 8.4904e-09 | 0.00097009 | 8.4904e-09
[120 empty] | 7.3.3.17.5 (Remote Grid) Updates to grid topology to minimize risk of ignition in HFTDs Remote GridWLDFRVegetation ContactAggregated | WLDFR | HFTD - Distribution - Tier 2 - 4QU CoRE ¦ 5QU LoRE | Red Flag Warning - Large Fires | Vegetation Contact | Aggregated | 2067 | 8.7523e-06 | 470.836 | 0.0041209 | 2067 | Mitigation | 0.95 | 45 | 0 | esc | 0 | 0 | 0.00097009 | 8.4904e-09
[120 empty] | 7.3.3.17.5 (Remote Grid) Updates to grid topology to minimize risk of ignition in HFTDs Remote GridWLDFRContact from objectAggregated | WLDFR | HFTD - Distribution - Tier 2 - 4QU CoRE ¦ 5QU LoRE | Red Flag Warning - Small Fires | Contact from object | Aggregated | 2022 | 1.0941e-05 | 470.836 | 0.0051513 | 2022 | Mitigation | 0.95 | 45 | 0 | esc | 0.00097009 | 1.0613e-08 | 0 | 0
[120 empty] | 7.3.3.17.5 (Remote Grid) Updates to grid topology to minimize risk of ignition in HFTDs Remote GridWLDFRContact from objectAggregated | WLDFR | HFTD - Distribution - Tier 2 - 4QU CoRE ¦ 5QU LoRE | Red Flag Warning - Small Fires | Contact from object | Aggregated | 2023 | 1.0941e-05 | 470.836 | 0.0051513 | 2023 | Mitigation | 0.95 | 45 | 0 | esc | 0.00097009 | 1.0613e-08 | 0.00097009 | 1.0613e-08
[120 empty] | 7.3.3.17.5 (Remote Grid) Updates to grid topology to minimize risk of ignition in HFTDs Remote GridWLDFRContact from objectAggregated | WLDFR | HFTD - Distribution - Tier 2 - 4QU CoRE ¦ 5QU LoRE | Red Flag Warning - Small Fires | Contact from object | Aggregated | 2024 | 1.0941e-05 | 470.836 | 0.0051513 | 2024 | Mitigation | 0.95 | 45 | 0 | esc | 0.00097009 | 1.0613e-08 | 0.00097009 | 1.0613e-08
[120 empty] | 7.3.3.17.5 (Remote Grid) Updates to grid topology to minimize risk of ignition in HFTDs Remote GridWLDFRContact from objectAggregated | WLDFR | HFTD - Distribution - Tier 2 - 4QU CoRE ¦ 5QU LoRE | Red Flag Warning - Small Fires | Contact from object | Aggregated | 2025 | 1.0941e-05 | 470.836 | 0.0051513 | 2025 | Mitigation | 0.95 | 45 | 0 | esc | 0.00097009 | 1.0613e-08 | 0.00097009 | 1.0613e-08
[120 empty] | 7.3.3.17.5 (Remote Grid) Updates to grid topology to minimize risk of ignition in HFTDs Remote GridWLDFRContact from objectAggregated | WLDFR | HFTD - Distribution - Tier 2 - 4QU CoRE ¦ 5QU LoRE | Red Flag Warning - Small Fires | Contact from object | Aggregated | 2026 | 1.0941e-05 | 470.836 | 0.0051513 | 2026 | Mitigation | 0.95 | 45 | 0 | esc | 0.00097009 | 1.0613e-08 | 0.00097009 | 1.0613e-08
[120 empty] | 7.3.3.17.5 (Remote Grid) Updates to grid topology to minimize risk of ignition in HFTDs Remote GridWLDFRContact from objectAggregated | WLDFR | HFTD - Distribution - Tier 2 - 4QU CoRE ¦ 5QU LoRE | Red Flag Warning - Small Fires | Contact from object | Aggregated | 2027 | 1.0941e-05 | 470.836 | 0.0051513 | 2027 | Mitigation | 0.95 | 45 | 0 | esc | 0.00097009 | 1.0613e-08 | 0.00097009 | 1.0613e-08
[120 empty] | 7.3.3.17.5 (Remote Grid) Updates to grid topology to minimize risk of ignition in HFTDs Remote GridWLDFRContact from objectAggregated | WLDFR | HFTD - Distribution - Tier 2 - 4QU CoRE ¦ 5QU LoRE | Red Flag Warning - Small Fires | Contact from object | Aggregated | 2028 | 1.0941e-05 | 470.836 | 0.0051513 | 2028 | Mitigation | 0.95 | 45 | 0 | esc | 0.00097009 | 1.0613e-08 | 0.00097009 | 1.0613e-08
[120 empty] | 7.3.3.17.5 (Remote Grid) Updates to grid topology to minimize risk of ignition in HFTDs Remote GridWLDFRContact from objectAggregated | WLDFR | HFTD - Distribution - Tier 2 - 4QU CoRE ¦ 5QU LoRE | Red Flag Warning - Small Fires | Contact from object | Aggregated | 2029 | 1.0941e-05 | 470.836 | 0.0051513 | 2029 | Mitigation | 0.95 | 45 | 0 | esc | 0.00097009 | 1.0613e-08 | 0.00097009 | 1.0613e-08
[120 empty] | 7.3.3.17.5 (Remote Grid) Updates to grid topology to minimize risk of ignition in HFTDs Remote GridWLDFRContact from objectAggregated | WLDFR | HFTD - Distribution - Tier 2 - 4QU CoRE ¦ 5QU LoRE | Red Flag Warning - Small Fires | Contact from object | Aggregated | 2030 | 1.0941e-05 | 470.836 | 0.0051513 | 2030 | Mitigation | 0.95 | 45 | 0 | esc | 0.00097009 | 1.0613e-08 | 0.00097009 | 1.0613e-08
[120 empty] | 7.3.3.17.5 (Remote Grid) Updates to grid topology to minimize risk of ignition in HFTDs Remote GridWLDFRContact from objectAggregated | WLDFR | HFTD - Distribution - Tier 2 - 4QU CoRE ¦ 5QU LoRE | Red Flag Warning - Small Fires | Contact from object | Aggregated | 2031 | 1.0941e-05 | 470.836 | 0.0051513 | 2031 | Mitigation | 0.95 | 45 | 0 | esc | 0.00097009 | 1.0613e-08 | 0.00097009 | 1.0613e-08
[120 empty] | 7.3.3.17.5 (Remote Grid) Updates to grid topology to minimize risk of ignition in HFTDs Remote GridWLDFRContact from objectAggregated | WLDFR | HFTD - Distribution - Tier 2 - 4QU CoRE ¦ 5QU LoRE | Red Flag Warning - Small Fires | Contact from object | Aggregated | 2032 | 1.0941e-05 | 470.836 | 0.0051513 | 2032 | Mitigation | 0.95 | 45 | 0 | esc | 0.00097009 | 1.0613e-08 | 0.00097009 | 1.0613e-08
[120 empty] | 7.3.3.17.5 (Remote Grid) Updates to grid topology to minimize risk of ignition in HFTDs Remote GridWLDFRContact from objectAggregated | WLDFR | HFTD - Distribution - Tier 2 - 4QU CoRE ¦ 5QU LoRE | Red Flag Warning - Small Fires | Contact from object | Aggregated | 2033 | 1.0941e-05 | 470.836 | 0.0051513 | 2033 | Mitigation | 0.95 | 45 | 0 | esc | 0.00097009 | 1.0613e-08 | 0.00097009 | 1.0613e-08
[120 empty] | 7.3.3.17.5 (Remote Grid) Updates to grid topology to minimize risk of ignition in HFTDs Remote GridWLDFRContact from objectAggregated | WLDFR | HFTD - Distribution - Tier 2 - 4QU CoRE ¦ 5QU LoRE | Red Flag Warning - Small Fires | Contact from object | Aggregated | 2034 | 1.0941e-05 | 470.836 | 0.0051513 | 2034 | Mitigation | 0.95 | 45 | 0 | esc | 0.00097009 | 1.0613e-08 | 0.00097009 | 1.0613e-08
[120 empty] | 7.3.3.17.5 (Remote Grid) Updates to grid topology to minimize risk of ignition in HFTDs Remote GridWLDFRContact from objectAggregated | WLDFR | HFTD - Distribution - Tier 2 - 4QU CoRE ¦ 5QU LoRE | Red Flag Warning - Small Fires | Contact from object | Aggregated | 2035 | 1.0941e-05 | 470.836 | 0.0051513 | 2035 | Mitigation | 0.95 | 45 | 0 | esc | 0.00097009 | 1.0613e-08 | 0.00097009 | 1.0613e-08
[120 empty] | 7.3.3.17.5 (Remote Grid) Updates to grid topology to minimize risk of ignition in HFTDs Remote GridWLDFRContact from objectAggregated | WLDFR | HFTD - Distribution - Tier 2 - 4QU CoRE ¦ 5QU LoRE | Red Flag Warning - Small Fires | Contact from object | Aggregated | 2036 | 1.0941e-05 | 470.836 | 0.0051513 | 2036 | Mitigation | 0.95 | 45 | 0 | esc | 0.00097009 | 1.0613e-08 | 0.00097009 | 1.0613e-08
[120 empty] | 7.3.3.17.5 (Remote Grid) Updates to grid topology to minimize risk of ignition in HFTDs Remote GridWLDFRContact from objectAggregated | WLDFR | HFTD - Distribution - Tier 2 - 4QU CoRE ¦ 5QU LoRE | Red Flag Warning - Small Fires | Contact from object | Aggregated | 2037 | 1.0941e-05 | 470.836 | 0.0051513 | 2037 | Mitigation | 0.95 | 45 | 0 | esc | 0.00097009 | 1.0613e-08 | 0.00097009 | 1.0613e-08
[120 empty] | 7.3.3.17.5 (Remote Grid) Updates to grid topology to minimize risk of ignition in HFTDs Remote GridWLDFRContact from objectAggregated | WLDFR | HFTD - Distribution - Tier 2 - 4QU CoRE ¦ 5QU LoRE | Red Flag Warning - Small Fires | Contact from object | Aggregated | 2038 | 1.0941e-05 | 470.836 | 0.0051513 | 2038 | Mitigation | 0.95 | 45 | 0 | esc | 0.00097009 | 1.0613e-08 | 0.00097009 | 1.0613e-08
[120 empty] | 7.3.3.17.5 (Remote Grid) Updates to grid topology to minimize risk of ignition in HFTDs Remote GridWLDFRContact from objectAggregated | WLDFR | HFTD - Distribution - Tier 2 - 4QU CoRE ¦ 5QU LoRE | Red Flag Warning - Small Fires | Contact from object | Aggregated | 2039 | 1.0941e-05 | 470.836 | 0.0051513 | 2039 | Mitigation | 0.95 | 45 | 0 | esc | 0.00097009 | 1.0613e-08 | 0.00097009 | 1.0613e-08
[120 empty] | 7.3.3.17.5 (Remote Grid) Updates to grid topology to minimize risk of ignition in HFTDs Remote GridWLDFRContact from objectAggregated | WLDFR | HFTD - Distribution - Tier 2 - 4QU CoRE ¦ 5QU LoRE | Red Flag Warning - Small Fires | Contact from object | Aggregated | 2040 | 1.0941e-05 | 470.836 | 0.0051513 | 2040 | Mitigation | 0.95 | 45 | 0 | esc | 0.00097009 | 1.0613e-08 | 0.00097009 | 1.0613e-08
[120 empty] | 7.3.3.17.5 (Remote Grid) Updates to grid topology to minimize risk of ignition in HFTDs Remote GridWLDFRContact from objectAggregated | WLDFR | HFTD - Distribution - Tier 2 - 4QU CoRE ¦ 5QU LoRE | Red Flag Warning - Small Fires | Contact from object | Aggregated | 2041 | 1.0941e-05 | 470.836 | 0.0051513 | 2041 | Mitigation | 0.95 | 45 | 0 | esc | 0.00097009 | 1.0613e-08 | 0.00097009 | 1.0613e-08
[120 empty] | 7.3.3.17.5 (Remote Grid) Updates to grid topology to minimize risk of ignition in HFTDs Remote GridWLDFRContact from objectAggregated | WLDFR | HFTD - Distribution - Tier 2 - 4QU CoRE ¦ 5QU LoRE | Red Flag Warning - Small Fires | Contact from object | Aggregated | 2042 | 1.0941e-05 | 470.836 | 0.0051513 | 2042 | Mitigation | 0.95 | 45 | 0 | esc | 0.00097009 | 1.0613e-08 | 0.00097009 | 1.0613e-08
[120 empty] | 7.3.3.17.5 (Remote Grid) Updates to grid topology to minimize risk of ignition in HFTDs Remote GridWLDFRContact from objectAggregated | WLDFR | HFTD - Distribution - Tier 2 - 4QU CoRE ¦ 5QU LoRE | Red Flag Warning - Small Fires | Contact from object | Aggregated | 2043 | 1.0941e-05 | 470.836 | 0.0051513 | 2043 | Mitigation | 0.95 | 45 | 0 | esc | 0.00097009 | 1.0613e-08 | 0.00097009 | 1.0613e-08
[120 empty] | 7.3.3.17.5 (Remote Grid) Updates to grid topology to minimize risk of ignition in HFTDs Remote GridWLDFRContact from objectAggregated | WLDFR | HFTD - Distribution - Tier 2 - 4QU CoRE ¦ 5QU LoRE | Red Flag Warning - Small Fires | Contact from object | Aggregated | 2044 | 1.0941e-05 | 470.836 | 0.0051513 | 2044 | Mitigation | 0.95 | 45 | 0 | esc | 0.00097009 | 1.0613e-08 | 0.00097009 | 1.0613e-08
[120 empty] | 7.3.3.17.5 (Remote Grid) Updates to grid topology to minimize risk of ignition in HFTDs Remote GridWLDFRContact from objectAggregated | WLDFR | HFTD - Distribution - Tier 2 - 4QU CoRE ¦ 5QU LoRE | Red Flag Warning - Small Fires | Contact from object | Aggregated | 2045 | 1.0941e-05 | 470.836 | 0.0051513 | 2045 | Mitigation | 0.95 | 45 | 0 | esc | 0.00097009 | 1.0613e-08 | 0.00097009 | 1.0613e-08
[120 empty] | 7.3.3.17.5 (Remote Grid) Updates to grid topology to minimize risk of ignition in HFTDs Remote GridWLDFRContact from objectAggregated | WLDFR | HFTD - Distribution - Tier 2 - 4QU CoRE ¦ 5QU LoRE | Red Flag Warning - Small Fires | Contact from object | Aggregated | 2046 | 1.0941e-05 | 470.836 | 0.0051513 | 2046 | Mitigation | 0.95 | 45 | 0 | esc | 0.00097009 | 1.0613e-08 | 0.00097009 | 1.0613e-08
[120 empty] | 7.3.3.17.5 (Remote Grid) Updates to grid topology to minimize risk of ignition in HFTDs Remote GridWLDFRContact from objectAggregated | WLDFR | HFTD - Distribution - Tier 2 - 4QU CoRE ¦ 5QU LoRE | Red Flag Warning - Small Fires | Contact from object | Aggregated | 2047 | 1.0941e-05 | 470.836 | 0.0051513 | 2047 | Mitigation | 0.95 | 45 | 0 | esc | 0.00097009 | 1.0613e-08 | 0.00097009 | 1.0613e-08
[120 empty] | 7.3.3.17.5 (Remote Grid) Updates to grid topology to minimize risk of ignition in HFTDs Remote GridWLDFRContact from objectAggregated | WLDFR | HFTD - Distribution - Tier 2 - 4QU CoRE ¦ 5QU LoRE | Red Flag Warning - Small Fires | Contact from object | Aggregated | 2048 | 1.0941e-05 | 470.836 | 0.0051513 | 2048 | Mitigation | 0.95 | 45 | 0 | esc | 0.00097009 | 1.0613e-08 | 0.00097009 | 1.0613e-08
[120 empty] | 7.3.3.17.5 (Remote Grid) Updates to grid topology to minimize risk of ignition in HFTDs Remote GridWLDFRContact from objectAggregated | WLDFR | HFTD - Distribution - Tier 2 - 4QU CoRE ¦ 5QU LoRE | Red Flag Warning - Small Fires | Contact from object | Aggregated | 2049 | 1.0941e-05 | 470.836 | 0.0051513 | 2049 | Mitigation | 0.95 | 45 | 0 | esc | 0.00097009 | 1.0613e-08 | 0.00097009 | 1.0613e-08
[120 empty] | 7.3.3.17.5 (Remote Grid) Updates to grid topology to minimize risk of ignition in HFTDs Remote GridWLDFRContact from objectAggregated | WLDFR | HFTD - Distribution - Tier 2 - 4QU CoRE ¦ 5QU LoRE | Red Flag Warning - Small Fires | Contact from object | Aggregated | 2050 | 1.0941e-05 | 470.836 | 0.0051513 | 2050 | Mitigation | 0.95 | 45 | 0 | esc | 0.00097009 | 1.0613e-08 | 0.00097009 | 1.0613e-08
[120 empty] | 7.3.3.17.5 (Remote Grid) Updates to grid topology to minimize risk of ignition in HFTDs Remote GridWLDFRContact from objectAggregated | WLDFR | HFTD - Distribution - Tier 2 - 4QU CoRE ¦ 5QU LoRE | Red Flag Warning - Small Fires | Contact from object | Aggregated | 2051 | 1.0941e-05 | 470.836 | 0.0051513 | 2051 | Mitigation | 0.95 | 45 | 0 | esc | 0.00097009 | 1.0613e-08 | 0.00097009 | 1.0613e-08
[120 empty] | 7.3.3.17.5 (Remote Grid) Updates to grid topology to minimize risk of ignition in HFTDs Remote GridWLDFRContact from objectAggregated | WLDFR | HFTD - Distribution - Tier 2 - 4QU CoRE ¦ 5QU LoRE | Red Flag Warning - Small Fires | Contact from object | Aggregated | 2052 | 1.0941e-05 | 470.836 | 0.0051513 | 2052 | Mitigation | 0.95 | 45 | 0 | esc | 0.00097009 | 1.0613e-08 | 0.00097009 | 1.0613e-08
[120 empty] | 7.3.3.17.5 (Remote Grid) Updates to grid topology to minimize risk of ignition in HFTDs Remote GridWLDFRContact from objectAggregated | WLDFR | HFTD - Distribution - Tier 2 - 4QU CoRE ¦ 5QU LoRE | Red Flag Warning - Small Fires | Contact from object | Aggregated | 2053 | 1.0941e-05 | 470.836 | 0.0051513 | 2053 | Mitigation | 0.95 | 45 | 0 | esc | 0.00097009 | 1.0613e-08 | 0.00097009 | 1.0613e-08
[120 empty] | 7.3.3.17.5 (Remote Grid) Updates to grid topology to minimize risk of ignition in HFTDs Remote GridWLDFRContact from objectAggregated | WLDFR | HFTD - Distribution - Tier 2 - 4QU CoRE ¦ 5QU LoRE | Red Flag Warning - Small Fires | Contact from object | Aggregated | 2054 | 1.0941e-05 | 470.836 | 0.0051513 | 2054 | Mitigation | 0.95 | 45 | 0 | esc | 0.00097009 | 1.0613e-08 | 0.00097009 | 1.0613e-08
[120 empty] | 7.3.3.17.5 (Remote Grid) Updates to grid topology to minimize risk of ignition in HFTDs Remote GridWLDFRContact from objectAggregated | WLDFR | HFTD - Distribution - Tier 2 - 4QU CoRE ¦ 5QU LoRE | Red Flag Warning - Small Fires | Contact from object | Aggregated | 2055 | 1.0941e-05 | 470.836 | 0.0051513 | 2055 | Mitigation | 0.95 | 45 | 0 | esc | 0.00097009 | 1.0613e-08 | 0.00097009 | 1.0613e-08
[120 empty] | 7.3.3.17.5 (Remote Grid) Updates to grid topology to minimize risk of ignition in HFTDs Remote GridWLDFRContact from objectAggregated | WLDFR | HFTD - Distribution - Tier 2 - 4QU CoRE ¦ 5QU LoRE | Red Flag Warning - Small Fires | Contact from object | Aggregated | 2056 | 1.0941e-05 | 470.836 | 0.0051513 | 2056 | Mitigation | 0.95 | 45 | 0 | esc | 0.00097009 | 1.0613e-08 | 0.00097009 | 1.0613e-08
[120 empty] | 7.3.3.17.5 (Remote Grid) Updates to grid topology to minimize risk of ignition in HFTDs Remote GridWLDFRContact from objectAggregated | WLDFR | HFTD - Distribution - Tier 2 - 4QU CoRE ¦ 5QU LoRE | Red Flag Warning - Small Fires | Contact from object | Aggregated | 2057 | 1.0941e-05 | 470.836 | 0.0051513 | 2057 | Mitigation | 0.95 | 45 | 0 | esc | 0.00097009 | 1.0613e-08 | 0.00097009 | 1.0613e-08
[120 empty] | 7.3.3.17.5 (Remote Grid) Updates to grid topology to minimize risk of ignition in HFTDs Remote GridWLDFRContact from objectAggregated | WLDFR | HFTD - Distribution - Tier 2 - 4QU CoRE ¦ 5QU LoRE | Red Flag Warning - Small Fires | Contact from object | Aggregated | 2058 | 1.0941e-05 | 470.836 | 0.0051513 | 2058 | Mitigation | 0.95 | 45 | 0 | esc | 0.00097009 | 1.0613e-08 | 0.00097009 | 1.0613e-08
[120 empty] | 7.3.3.17.5 (Remote Grid) Updates to grid topology to minimize risk of ignition in HFTDs Remote GridWLDFRContact from objectAggregated | WLDFR | HFTD - Distribution - Tier 2 - 4QU CoRE ¦ 5QU LoRE | Red Flag Warning - Small Fires | Contact from object | Aggregated | 2059 | 1.0941e-05 | 470.836 | 0.0051513 | 2059 | Mitigation | 0.95 | 45 | 0 | esc | 0.00097009 | 1.0613e-08 | 0.00097009 | 1.0613e-08
[120 empty] | 7.3.3.17.5 (Remote Grid) Updates to grid topology to minimize risk of ignition in HFTDs Remote GridWLDFRContact from objectAggregated | WLDFR | HFTD - Distribution - Tier 2 - 4QU CoRE ¦ 5QU LoRE | Red Flag Warning - Small Fires | Contact from object | Aggregated | 2060 | 1.0941e-05 | 470.836 | 0.0051513 | 2060 | Mitigation | 0.95 | 45 | 0 | esc | 0.00097009 | 1.0613e-08 | 0.00097009 | 1.0613e-08
[120 empty] | 7.3.3.17.5 (Remote Grid) Updates to grid topology to minimize risk of ignition in HFTDs Remote GridWLDFRContact from objectAggregated | WLDFR | HFTD - Distribution - Tier 2 - 4QU CoRE ¦ 5QU LoRE | Red Flag Warning - Small Fires | Contact from object | Aggregated | 2061 | 1.0941e-05 | 470.836 | 0.0051513 | 2061 | Mitigation | 0.95 | 45 | 0 | esc | 0.00097009 | 1.0613e-08 | 0.00097009 | 1.0613e-08
[120 empty] | 7.3.3.17.5 (Remote Grid) Updates to grid topology to minimize risk of ignition in HFTDs Remote GridWLDFRContact from objectAggregated | WLDFR | HFTD - Distribution - Tier 2 - 4QU CoRE ¦ 5QU LoRE | Red Flag Warning - Small Fires | Contact from object | Aggregated | 2062 | 1.0941e-05 | 470.836 | 0.0051513 | 2062 | Mitigation | 0.95 | 45 | 0 | esc | 0.00097009 | 1.0613e-08 | 0.00097009 | 1.0613e-08
[120 empty] | 7.3.3.17.5 (Remote Grid) Updates to grid topology to minimize risk of ignition in HFTDs Remote GridWLDFRContact from objectAggregated | WLDFR | HFTD - Distribution - Tier 2 - 4QU CoRE ¦ 5QU LoRE | Red Flag Warning - Small Fires | Contact from object | Aggregated | 2063 | 1.0941e-05 | 470.836 | 0.0051513 | 2063 | Mitigation | 0.95 | 45 | 0 | esc | 0.00097009 | 1.0613e-08 | 0.00097009 | 1.0613e-08
[120 empty] | 7.3.3.17.5 (Remote Grid) Updates to grid topology to minimize risk of ignition in HFTDs Remote GridWLDFRContact from objectAggregated | WLDFR | HFTD - Distribution - Tier 2 - 4QU CoRE ¦ 5QU LoRE | Red Flag Warning - Small Fires | Contact from object | Aggregated | 2064 | 1.0941e-05 | 470.836 | 0.0051513 | 2064 | Mitigation | 0.95 | 45 | 0 | esc | 0.00097009 | 1.0613e-08 | 0.00097009 | 1.0613e-08
[120 empty] | 7.3.3.17.5 (Remote Grid) Updates to grid topology to minimize risk of ignition in HFTDs Remote GridWLDFRContact from objectAggregated | WLDFR | HFTD - Distribution - Tier 2 - 4QU CoRE ¦ 5QU LoRE | Red Flag Warning - Small Fires | Contact from object | Aggregated | 2065 | 1.0941e-05 | 470.836 | 0.0051513 | 2065 | Mitigation | 0.95 | 45 | 0 | esc | 0.00097009 | 1.0613e-08 | 0.00097009 | 1.0613e-08
[120 empty] | 7.3.3.17.5 (Remote Grid) Updates to grid topology to minimize risk of ignition in HFTDs Remote GridWLDFRContact from objectAggregated | WLDFR | HFTD - Distribution - Tier 2 - 4QU CoRE ¦ 5QU LoRE | Red Flag Warning - Small Fires | Contact from object | Aggregated | 2066 | 1.0941e-05 | 470.836 | 0.0051513 | 2066 | Mitigation | 0.95 | 45 | 0 | esc | 0.00097009 | 1.0613e-08 | 0.00097009 | 1.0613e-08
[120 empty] | 7.3.3.17.5 (Remote Grid) Updates to grid topology to minimize risk of ignition in HFTDs Remote GridWLDFRContact from objectAggregated | WLDFR | HFTD - Distribution - Tier 2 - 4QU CoRE ¦ 5QU LoRE | Red Flag Warning - Small Fires | Contact from object | Aggregated | 2067 | 1.0941e-05 | 470.836 | 0.0051513 | 2067 | Mitigation | 0.95 | 45 | 0 | esc | 0 | 0 | 0.00097009 | 1.0613e-08
[120 empty] | 7.3.3.17.5 (Remote Grid) Updates to grid topology to minimize risk of ignition in HFTDs Remote GridWLDFRContaminationAggregated | WLDFR | HFTD - Distribution - Tier 2 - 4QU CoRE ¦ 5QU LoRE | Red Flag Warning - Small Fires | Contamination | Aggregated | 2022 | 9.7108e-08 | 470.836 | 4.5722e-05 | 2022 | Mitigation | 0.95 | 45 | 0 | esc | 0.00097009 | 9.4203e-11 | 0 | 0
[120 empty] | 7.3.3.17.5 (Remote Grid) Updates to grid topology to minimize risk of ignition in HFTDs Remote GridWLDFRContaminationAggregated | WLDFR | HFTD - Distribution - Tier 2 - 4QU CoRE ¦ 5QU LoRE | Red Flag Warning - Small Fires | Contamination | Aggregated | 2023 | 9.7108e-08 | 470.836 | 4.5722e-05 | 2023 | Mitigation | 0.95 | 45 | 0 | esc | 0.00097009 | 9.4203e-11 | 0.00097009 | 9.4203e-11
[120 empty] | 7.3.3.17.5 (Remote Grid) Updates to grid topology to minimize risk of ignition in HFTDs Remote GridWLDFRContaminationAggregated | WLDFR | HFTD - Distribution - Tier 2 - 4QU CoRE ¦ 5QU LoRE | Red Flag Warning - Small Fires | Contamination | Aggregated | 2024 | 9.7108e-08 | 470.836 | 4.5722e-05 | 2024 | Mitigation | 0.95 | 45 | 0 | esc | 0.00097009 | 9.4203e-11 | 0.00097009 | 9.4203e-11
[120 empty] | 7.3.3.17.5 (Remote Grid) Updates to grid topology to minimize risk of ignition in HFTDs Remote GridWLDFRContaminationAggregated | WLDFR | HFTD - Distribution - Tier 2 - 4QU CoRE ¦ 5QU LoRE | Red Flag Warning - Small Fires | Contamination | Aggregated | 2025 | 9.7108e-08 | 470.836 | 4.5722e-05 | 2025 | Mitigation | 0.95 | 45 | 0 | esc | 0.00097009 | 9.4203e-11 | 0.00097009 | 9.4203e-11
[120 empty] | 7.3.3.17.5 (Remote Grid) Updates to grid topology to minimize risk of ignition in HFTDs Remote GridWLDFRContaminationAggregated | WLDFR | HFTD - Distribution - Tier 2 - 4QU CoRE ¦ 5QU LoRE | Red Flag Warning - Small Fires | Contamination | Aggregated | 2026 | 9.7108e-08 | 470.836 | 4.5722e-05 | 2026 | Mitigation | 0.95 | 45 | 0 | esc | 0.00097009 | 9.4203e-11 | 0.00097009 | 9.4203e-11
[120 empty] | 7.3.3.17.5 (Remote Grid) Updates to grid topology to minimize risk of ignition in HFTDs Remote GridWLDFRContaminationAggregated | WLDFR | HFTD - Distribution - Tier 2 - 4QU CoRE ¦ 5QU LoRE | Red Flag Warning - Small Fires | Contamination | Aggregated | 2027 | 9.7108e-08 | 470.836 | 4.5722e-05 | 2027 | Mitigation | 0.95 | 45 | 0 | esc | 0.00097009 | 9.4203e-11 | 0.00097009 | 9.4203e-11
[120 empty] | 7.3.3.17.5 (Remote Grid) Updates to grid topology to minimize risk of ignition in HFTDs Remote GridWLDFRContaminationAggregated | WLDFR | HFTD - Distribution - Tier 2 - 4QU CoRE ¦ 5QU LoRE | Red Flag Warning - Small Fires | Contamination | Aggregated | 2028 | 9.7108e-08 | 470.836 | 4.5722e-05 | 2028 | Mitigation | 0.95 | 45 | 0 | esc | 0.00097009 | 9.4203e-11 | 0.00097009 | 9.4203e-11
[120 empty] | 7.3.3.17.5 (Remote Grid) Updates to grid topology to minimize risk of ignition in HFTDs Remote GridWLDFRContaminationAggregated | WLDFR | HFTD - Distribution - Tier 2 - 4QU CoRE ¦ 5QU LoRE | Red Flag Warning - Small Fires | Contamination | Aggregated | 2029 | 9.7108e-08 | 470.836 | 4.5722e-05 | 2029 | Mitigation | 0.95 | 45 | 0 | esc | 0.00097009 | 9.4203e-11 | 0.00097009 | 9.4203e-11
[120 empty] | 7.3.3.17.5 (Remote Grid) Updates to grid topology to minimize risk of ignition in HFTDs Remote GridWLDFRContaminationAggregated | WLDFR | HFTD - Distribution - Tier 2 - 4QU CoRE ¦ 5QU LoRE | Red Flag Warning - Small Fires | Contamination | Aggregated | 2030 | 9.7108e-08 | 470.836 | 4.5722e-05 | 2030 | Mitigation | 0.95 | 45 | 0 | esc | 0.00097009 | 9.4203e-11 | 0.00097009 | 9.4203e-11
[120 empty] | 7.3.3.17.5 (Remote Grid) Updates to grid topology to minimize risk of ignition in HFTDs Remote GridWLDFRContaminationAggregated | WLDFR | HFTD - Distribution - Tier 2 - 4QU CoRE ¦ 5QU LoRE | Red Flag Warning - Small Fires | Contamination | Aggregated | 2031 | 9.7108e-08 | 470.836 | 4.5722e-05 | 2031 | Mitigation | 0.95 | 45 | 0 | esc | 0.00097009 | 9.4203e-11 | 0.00097009 | 9.4203e-11
[120 empty] | 7.3.3.17.5 (Remote Grid) Updates to grid topology to minimize risk of ignition in HFTDs Remote GridWLDFRContaminationAggregated | WLDFR | HFTD - Distribution - Tier 2 - 4QU CoRE ¦ 5QU LoRE | Red Flag Warning - Small Fires | Contamination | Aggregated | 2032 | 9.7108e-08 | 470.836 | 4.5722e-05 | 2032 | Mitigation | 0.95 | 45 | 0 | esc | 0.00097009 | 9.4203e-11 | 0.00097009 | 9.4203e-11
[120 empty] | 7.3.3.17.5 (Remote Grid) Updates to grid topology to minimize risk of ignition in HFTDs Remote GridWLDFRContaminationAggregated | WLDFR | HFTD - Distribution - Tier 2 - 4QU CoRE ¦ 5QU LoRE | Red Flag Warning - Small Fires | Contamination | Aggregated | 2033 | 9.7108e-08 | 470.836 | 4.5722e-05 | 2033 | Mitigation | 0.95 | 45 | 0 | esc | 0.00097009 | 9.4203e-11 | 0.00097009 | 9.4203e-11
[120 empty] | 7.3.3.17.5 (Remote Grid) Updates to grid topology to minimize risk of ignition in HFTDs Remote GridWLDFRContaminationAggregated | WLDFR | HFTD - Distribution - Tier 2 - 4QU CoRE ¦ 5QU LoRE | Red Flag Warning - Small Fires | Contamination | Aggregated | 2034 | 9.7108e-08 | 470.836 | 4.5722e-05 | 2034 | Mitigation | 0.95 | 45 | 0 | esc | 0.00097009 | 9.4203e-11 | 0.00097009 | 9.4203e-11
[120 empty] | 7.3.3.17.5 (Remote Grid) Updates to grid topology to minimize risk of ignition in HFTDs Remote GridWLDFRContaminationAggregated | WLDFR | HFTD - Distribution - Tier 2 - 4QU CoRE ¦ 5QU LoRE | Red Flag Warning - Small Fires | Contamination | Aggregated | 2035 | 9.7108e-08 | 470.836 | 4.5722e-05 | 2035 | Mitigation | 0.95 | 45 | 0 | esc | 0.00097009 | 9.4203e-11 | 0.00097009 | 9.4203e-11
[120 empty] | 7.3.3.17.5 (Remote Grid) Updates to grid topology to minimize risk of ignition in HFTDs Remote GridWLDFRContaminationAggregated | WLDFR | HFTD - Distribution - Tier 2 - 4QU CoRE ¦ 5QU LoRE | Red Flag Warning - Small Fires | Contamination | Aggregated | 2036 | 9.7108e-08 | 470.836 | 4.5722e-05 | 2036 | Mitigation | 0.95 | 45 | 0 | esc | 0.00097009 | 9.4203e-11 | 0.00097009 | 9.4203e-11
[120 empty] | 7.3.3.17.5 (Remote Grid) Updates to grid topology to minimize risk of ignition in HFTDs Remote GridWLDFRContaminationAggregated | WLDFR | HFTD - Distribution - Tier 2 - 4QU CoRE ¦ 5QU LoRE | Red Flag Warning - Small Fires | Contamination | Aggregated | 2037 | 9.7108e-08 | 470.836 | 4.5722e-05 | 2037 | Mitigation | 0.95 | 45 | 0 | esc | 0.00097009 | 9.4203e-11 | 0.00097009 | 9.4203e-11
[120 empty] | 7.3.3.17.5 (Remote Grid) Updates to grid topology to minimize risk of ignition in HFTDs Remote GridWLDFRContaminationAggregated | WLDFR | HFTD - Distribution - Tier 2 - 4QU CoRE ¦ 5QU LoRE | Red Flag Warning - Small Fires | Contamination | Aggregated | 2038 | 9.7108e-08 | 470.836 | 4.5722e-05 | 2038 | Mitigation | 0.95 | 45 | 0 | esc | 0.00097009 | 9.4203e-11 | 0.00097009 | 9.4203e-11
[120 empty] | 7.3.3.17.5 (Remote Grid) Updates to grid topology to minimize risk of ignition in HFTDs Remote GridWLDFRContaminationAggregated | WLDFR | HFTD - Distribution - Tier 2 - 4QU CoRE ¦ 5QU LoRE | Red Flag Warning - Small Fires | Contamination | Aggregated | 2039 | 9.7108e-08 | 470.836 | 4.5722e-05 | 2039 | Mitigation | 0.95 | 45 | 0 | esc | 0.00097009 | 9.4203e-11 | 0.00097009 | 9.4203e-11
[120 empty] | 7.3.3.17.5 (Remote Grid) Updates to grid topology to minimize risk of ignition in HFTDs Remote GridWLDFRContaminationAggregated | WLDFR | HFTD - Distribution - Tier 2 - 4QU CoRE ¦ 5QU LoRE | Red Flag Warning - Small Fires | Contamination | Aggregated | 2040 | 9.7108e-08 | 470.836 | 4.5722e-05 | 2040 | Mitigation | 0.95 | 45 | 0 | esc | 0.00097009 | 9.4203e-11 | 0.00097009 | 9.4203e-11
[120 empty] | 7.3.3.17.5 (Remote Grid) Updates to grid topology to minimize risk of ignition in HFTDs Remote GridWLDFRContaminationAggregated | WLDFR | HFTD - Distribution - Tier 2 - 4QU CoRE ¦ 5QU LoRE | Red Flag Warning - Small Fires | Contamination | Aggregated | 2041 | 9.7108e-08 | 470.836 | 4.5722e-05 | 2041 | Mitigation | 0.95 | 45 | 0 | esc | 0.00097009 | 9.4203e-11 | 0.00097009 | 9.4203e-11
[120 empty] | 7.3.3.17.5 (Remote Grid) Updates to grid topology to minimize risk of ignition in HFTDs Remote GridWLDFRContaminationAggregated | WLDFR | HFTD - Distribution - Tier 2 - 4QU CoRE ¦ 5QU LoRE | Red Flag Warning - Small Fires | Contamination | Aggregated | 2042 | 9.7108e-08 | 470.836 | 4.5722e-05 | 2042 | Mitigation | 0.95 | 45 | 0 | esc | 0.00097009 | 9.4203e-11 | 0.00097009 | 9.4203e-11
[120 empty] | 7.3.3.17.5 (Remote Grid) Updates to grid topology to minimize risk of ignition in HFTDs Remote GridWLDFRContaminationAggregated | WLDFR | HFTD - Distribution - Tier 2 - 4QU CoRE ¦ 5QU LoRE | Red Flag Warning - Small Fires | Contamination | Aggregated | 2043 | 9.7108e-08 | 470.836 | 4.5722e-05 | 2043 | Mitigation | 0.95 | 45 | 0 | esc | 0.00097009 | 9.4203e-11 | 0.00097009 | 9.4203e-11
[120 empty] | 7.3.3.17.5 (Remote Grid) Updates to grid topology to minimize risk of ignition in HFTDs Remote GridWLDFRContaminationAggregated | WLDFR | HFTD - Distribution - Tier 2 - 4QU CoRE ¦ 5QU LoRE | Red Flag Warning - Small Fires | Contamination | Aggregated | 2044 | 9.7108e-08 | 470.836 | 4.5722e-05 | 2044 | Mitigation | 0.95 | 45 | 0 | esc | 0.00097009 | 9.4203e-11 | 0.00097009 | 9.4203e-11
[120 empty] | 7.3.3.17.5 (Remote Grid) Updates to grid topology to minimize risk of ignition in HFTDs Remote GridWLDFRContaminationAggregated | WLDFR | HFTD - Distribution - Tier 2 - 4QU CoRE ¦ 5QU LoRE | Red Flag Warning - Small Fires | Contamination | Aggregated | 2045 | 9.7108e-08 | 470.836 | 4.5722e-05 | 2045 | Mitigation | 0.95 | 45 | 0 | esc | 0.00097009 | 9.4203e-11 | 0.00097009 | 9.4203e-11
[120 empty] | 7.3.3.17.5 (Remote Grid) Updates to grid topology to minimize risk of ignition in HFTDs Remote GridWLDFRContaminationAggregated | WLDFR | HFTD - Distribution - Tier 2 - 4QU CoRE ¦ 5QU LoRE | Red Flag Warning - Small Fires | Contamination | Aggregated | 2046 | 9.7108e-08 | 470.836 | 4.5722e-05 | 2046 | Mitigation | 0.95 | 45 | 0 | esc | 0.00097009 | 9.4203e-11 | 0.00097009 | 9.4203e-11
[120 empty] | 7.3.3.17.5 (Remote Grid) Updates to grid topology to minimize risk of ignition in HFTDs Remote GridWLDFRContaminationAggregated | WLDFR | HFTD - Distribution - Tier 2 - 4QU CoRE ¦ 5QU LoRE | Red Flag Warning - Small Fires | Contamination | Aggregated | 2047 | 9.7108e-08 | 470.836 | 4.5722e-05 | 2047 | Mitigation | 0.95 | 45 | 0 | esc | 0.00097009 | 9.4203e-11 | 0.00097009 | 9.4203e-11
[120 empty] | 7.3.3.17.5 (Remote Grid) Updates to grid topology to minimize risk of ignition in HFTDs Remote GridWLDFRContaminationAggregated | WLDFR | HFTD - Distribution - Tier 2 - 4QU CoRE ¦ 5QU LoRE | Red Flag Warning - Small Fires | Contamination | Aggregated | 2048 | 9.7108e-08 | 470.836 | 4.5722e-05 | 2048 | Mitigation | 0.95 | 45 | 0 | esc | 0.00097009 | 9.4203e-11 | 0.00097009 | 9.4203e-11
[120 empty] | 7.3.3.17.5 (Remote Grid) Updates to grid topology to minimize risk of ignition in HFTDs Remote GridWLDFRContaminationAggregated | WLDFR | HFTD - Distribution - Tier 2 - 4QU CoRE ¦ 5QU LoRE | Red Flag Warning - Small Fires | Contamination | Aggregated | 2049 | 9.7108e-08 | 470.836 | 4.5722e-05 | 2049 | Mitigation | 0.95 | 45 | 0 | esc | 0.00097009 | 9.4203e-11 | 0.00097009 | 9.4203e-11
[120 empty] | 7.3.3.17.5 (Remote Grid) Updates to grid topology to minimize risk of ignition in HFTDs Remote GridWLDFRContaminationAggregated | WLDFR | HFTD - Distribution - Tier 2 - 4QU CoRE ¦ 5QU LoRE | Red Flag Warning - Small Fires | Contamination | Aggregated | 2050 | 9.7108e-08 | 470.836 | 4.5722e-05 | 2050 | Mitigation | 0.95 | 45 | 0 | esc | 0.00097009 | 9.4203e-11 | 0.00097009 | 9.4203e-11
[120 empty] | 7.3.3.17.5 (Remote Grid) Updates to grid topology to minimize risk of ignition in HFTDs Remote GridWLDFRContaminationAggregated | WLDFR | HFTD - Distribution - Tier 2 - 4QU CoRE ¦ 5QU LoRE | Red Flag Warning - Small Fires | Contamination | Aggregated | 2051 | 9.7108e-08 | 470.836 | 4.5722e-05 | 2051 | Mitigation | 0.95 | 45 | 0 | esc | 0.00097009 | 9.4203e-11 | 0.00097009 | 9.4203e-11
[120 empty] | 7.3.3.17.5 (Remote Grid) Updates to grid topology to minimize risk of ignition in HFTDs Remote GridWLDFRContaminationAggregated | WLDFR | HFTD - Distribution - Tier 2 - 4QU CoRE ¦ 5QU LoRE | Red Flag Warning - Small Fires | Contamination | Aggregated | 2052 | 9.7108e-08 | 470.836 | 4.5722e-05 | 2052 | Mitigation | 0.95 | 45 | 0 | esc | 0.00097009 | 9.4203e-11 | 0.00097009 | 9.4203e-11
[120 empty] | 7.3.3.17.5 (Remote Grid) Updates to grid topology to minimize risk of ignition in HFTDs Remote GridWLDFRContaminationAggregated | WLDFR | HFTD - Distribution - Tier 2 - 4QU CoRE ¦ 5QU LoRE | Red Flag Warning - Small Fires | Contamination | Aggregated | 2053 | 9.7108e-08 | 470.836 | 4.5722e-05 | 2053 | Mitigation | 0.95 | 45 | 0 | esc | 0.00097009 | 9.4203e-11 | 0.00097009 | 9.4203e-11
[120 empty] | 7.3.3.17.5 (Remote Grid) Updates to grid topology to minimize risk of ignition in HFTDs Remote GridWLDFRContaminationAggregated | WLDFR | HFTD - Distribution - Tier 2 - 4QU CoRE ¦ 5QU LoRE | Red Flag Warning - Small Fires | Contamination | Aggregated | 2054 | 9.7108e-08 | 470.836 | 4.5722e-05 | 2054 | Mitigation | 0.95 | 45 | 0 | esc | 0.00097009 | 9.4203e-11 | 0.00097009 | 9.4203e-11
[120 empty] | 7.3.3.17.5 (Remote Grid) Updates to grid topology to minimize risk of ignition in HFTDs Remote GridWLDFRContaminationAggregated | WLDFR | HFTD - Distribution - Tier 2 - 4QU CoRE ¦ 5QU LoRE | Red Flag Warning - Small Fires | Contamination | Aggregated | 2055 | 9.7108e-08 | 470.836 | 4.5722e-05 | 2055 | Mitigation | 0.95 | 45 | 0 | esc | 0.00097009 | 9.4203e-11 | 0.00097009 | 9.4203e-11
[120 empty] | 7.3.3.17.5 (Remote Grid) Updates to grid topology to minimize risk of ignition in HFTDs Remote GridWLDFRContaminationAggregated | WLDFR | HFTD - Distribution - Tier 2 - 4QU CoRE ¦ 5QU LoRE | Red Flag Warning - Small Fires | Contamination | Aggregated | 2056 | 9.7108e-08 | 470.836 | 4.5722e-05 | 2056 | Mitigation | 0.95 | 45 | 0 | esc | 0.00097009 | 9.4203e-11 | 0.00097009 | 9.4203e-11
[120 empty] | 7.3.3.17.5 (Remote Grid) Updates to grid topology to minimize risk of ignition in HFTDs Remote GridWLDFRContaminationAggregated | WLDFR | HFTD - Distribution - Tier 2 - 4QU CoRE ¦ 5QU LoRE | Red Flag Warning - Small Fires | Contamination | Aggregated | 2057 | 9.7108e-08 | 470.836 | 4.5722e-05 | 2057 | Mitigation | 0.95 | 45 | 0 | esc | 0.00097009 | 9.4203e-11 | 0.00097009 | 9.4203e-11
[120 empty] | 7.3.3.17.5 (Remote Grid) Updates to grid topology to minimize risk of ignition in HFTDs Remote GridWLDFRContaminationAggregated | WLDFR | HFTD - Distribution - Tier 2 - 4QU CoRE ¦ 5QU LoRE | Red Flag Warning - Small Fires | Contamination | Aggregated | 2058 | 9.7108e-08 | 470.836 | 4.5722e-05 | 2058 | Mitigation | 0.95 | 45 | 0 | esc | 0.00097009 | 9.4203e-11 | 0.00097009 | 9.4203e-11
[120 empty] | 7.3.3.17.5 (Remote Grid) Updates to grid topology to minimize risk of ignition in HFTDs Remote GridWLDFRContaminationAggregated | WLDFR | HFTD - Distribution - Tier 2 - 4QU CoRE ¦ 5QU LoRE | Red Flag Warning - Small Fires | Contamination | Aggregated | 2059 | 9.7108e-08 | 470.836 | 4.5722e-05 | 2059 | Mitigation | 0.95 | 45 | 0 | esc | 0.00097009 | 9.4203e-11 | 0.00097009 | 9.4203e-11
[120 empty] | 7.3.3.17.5 (Remote Grid) Updates to grid topology to minimize risk of ignition in HFTDs Remote GridWLDFRContaminationAggregated | WLDFR | HFTD - Distribution - Tier 2 - 4QU CoRE ¦ 5QU LoRE | Red Flag Warning - Small Fires | Contamination | Aggregated | 2060 | 9.7108e-08 | 470.836 | 4.5722e-05 | 2060 | Mitigation | 0.95 | 45 | 0 | esc | 0.00097009 | 9.4203e-11 | 0.00097009 | 9.4203e-11
[120 empty] | 7.3.3.17.5 (Remote Grid) Updates to grid topology to minimize risk of ignition in HFTDs Remote GridWLDFRContaminationAggregated | WLDFR | HFTD - Distribution - Tier 2 - 4QU CoRE ¦ 5QU LoRE | Red Flag Warning - Small Fires | Contamination | Aggregated | 2061 | 9.7108e-08 | 470.836 | 4.5722e-05 | 2061 | Mitigation | 0.95 | 45 | 0 | esc | 0.00097009 | 9.4203e-11 | 0.00097009 | 9.4203e-11
[120 empty] | 7.3.3.17.5 (Remote Grid) Updates to grid topology to minimize risk of ignition in HFTDs Remote GridWLDFRContaminationAggregated | WLDFR | HFTD - Distribution - Tier 2 - 4QU CoRE ¦ 5QU LoRE | Red Flag Warning - Small Fires | Contamination | Aggregated | 2062 | 9.7108e-08 | 470.836 | 4.5722e-05 | 2062 | Mitigation | 0.95 | 45 | 0 | esc | 0.00097009 | 9.4203e-11 | 0.00097009 | 9.4203e-11
[120 empty] | 7.3.3.17.5 (Remote Grid) Updates to grid topology to minimize risk of ignition in HFTDs Remote GridWLDFRContaminationAggregated | WLDFR | HFTD - Distribution - Tier 2 - 4QU CoRE ¦ 5QU LoRE | Red Flag Warning - Small Fires | Contamination | Aggregated | 2063 | 9.7108e-08 | 470.836 | 4.5722e-05 | 2063 | Mitigation | 0.95 | 45 | 0 | esc | 0.00097009 | 9.4203e-11 | 0.00097009 | 9.4203e-11
[120 empty] | 7.3.3.17.5 (Remote Grid) Updates to grid topology to minimize risk of ignition in HFTDs Remote GridWLDFRContaminationAggregated | WLDFR | HFTD - Distribution - Tier 2 - 4QU CoRE ¦ 5QU LoRE | Red Flag Warning - Small Fires | Contamination | Aggregated | 2064 | 9.7108e-08 | 470.836 | 4.5722e-05 | 2064 | Mitigation | 0.95 | 45 | 0 | esc | 0.00097009 | 9.4203e-11 | 0.00097009 | 9.4203e-11
[120 empty] | 7.3.3.17.5 (Remote Grid) Updates to grid topology to minimize risk of ignition in HFTDs Remote GridWLDFRContaminationAggregated | WLDFR | HFTD - Distribution - Tier 2 - 4QU CoRE ¦ 5QU LoRE | Red Flag Warning - Small Fires | Contamination | Aggregated | 2065 | 9.7108e-08 | 470.836 | 4.5722e-05 | 2065 | Mitigation | 0.95 | 45 | 0 | esc | 0.00097009 | 9.4203e-11 | 0.00097009 | 9.4203e-11
[120 empty] | 7.3.3.17.5 (Remote Grid) Updates to grid topology to minimize risk of ignition in HFTDs Remote GridWLDFRContaminationAggregated | WLDFR | HFTD - Distribution - Tier 2 - 4QU CoRE ¦ 5QU LoRE | Red Flag Warning - Small Fires | Contamination | Aggregated | 2066 | 9.7108e-08 | 470.836 | 4.5722e-05 | 2066 | Mitigation | 0.95 | 45 | 0 | esc | 0.00097009 | 9.4203e-11 | 0.00097009 | 9.4203e-11
[120 empty] | 7.3.3.17.5 (Remote Grid) Updates to grid topology to minimize risk of ignition in HFTDs Remote GridWLDFRContaminationAggregated | WLDFR | HFTD - Distribution - Tier 2 - 4QU CoRE ¦ 5QU LoRE | Red Flag Warning - Small Fires | Contamination | Aggregated | 2067 | 9.7108e-08 | 470.836 | 4.5722e-05 | 2067 | Mitigation | 0.95 | 45 | 0 | esc | 0 | 0 | 0.00097009 | 9.4203e-11
[120 empty] | 7.3.3.17.5 (Remote Grid) Updates to grid topology to minimize risk of ignition in HFTDs Remote GridWLDFREquipment / facility failureAggregated | WLDFR | HFTD - Distribution - Tier 2 - 4QU CoRE ¦ 5QU LoRE | Red Flag Warning - Small Fires | Equipment / facility failure | Aggregated | 2022 | 6.4383e-05 | 470.836 | 0.030314 | 2022 | Mitigation | 0.95 | 45 | 0 | esc | 0.00097009 | 6.2457e-08 | 0 | 0
[120 empty] | 7.3.3.17.5 (Remote Grid) Updates to grid topology to minimize risk of ignition in HFTDs Remote GridWLDFREquipment / facility failureAggregated | WLDFR | HFTD - Distribution - Tier 2 - 4QU CoRE ¦ 5QU LoRE | Red Flag Warning - Small Fires | Equipment / facility failure | Aggregated | 2023 | 6.4383e-05 | 470.836 | 0.030314 | 2023 | Mitigation | 0.95 | 45 | 0 | esc | 0.00097009 | 6.2457e-08 | 0.00097009 | 6.2457e-08
[120 empty] | 7.3.3.17.5 (Remote Grid) Updates to grid topology to minimize risk of ignition in HFTDs Remote GridWLDFREquipment / facility failureAggregated | WLDFR | HFTD - Distribution - Tier 2 - 4QU CoRE ¦ 5QU LoRE | Red Flag Warning - Small Fires | Equipment / facility failure | Aggregated | 2024 | 6.4383e-05 | 470.836 | 0.030314 | 2024 | Mitigation | 0.95 | 45 | 0 | esc | 0.00097009 | 6.2457e-08 | 0.00097009 | 6.2457e-08
[120 empty] | 7.3.3.17.5 (Remote Grid) Updates to grid topology to minimize risk of ignition in HFTDs Remote GridWLDFREquipment / facility failureAggregated | WLDFR | HFTD - Distribution - Tier 2 - 4QU CoRE ¦ 5QU LoRE | Red Flag Warning - Small Fires | Equipment / facility failure | Aggregated | 2025 | 6.4383e-05 | 470.836 | 0.030314 | 2025 | Mitigation | 0.95 | 45 | 0 | esc | 0.00097009 | 6.2457e-08 | 0.00097009 | 6.2457e-08
[120 empty] | 7.3.3.17.5 (Remote Grid) Updates to grid topology to minimize risk of ignition in HFTDs Remote GridWLDFREquipment / facility failureAggregated | WLDFR | HFTD - Distribution - Tier 2 - 4QU CoRE ¦ 5QU LoRE | Red Flag Warning - Small Fires | Equipment / facility failure | Aggregated | 2026 | 6.4383e-05 | 470.836 | 0.030314 | 2026 | Mitigation | 0.95 | 45 | 0 | esc | 0.00097009 | 6.2457e-08 | 0.00097009 | 6.2457e-08
[120 empty] | 7.3.3.17.5 (Remote Grid) Updates to grid topology to minimize risk of ignition in HFTDs Remote GridWLDFREquipment / facility failureAggregated | WLDFR | HFTD - Distribution - Tier 2 - 4QU CoRE ¦ 5QU LoRE | Red Flag Warning - Small Fires | Equipment / facility failure | Aggregated | 2027 | 6.4383e-05 | 470.836 | 0.030314 | 2027 | Mitigation | 0.95 | 45 | 0 | esc | 0.00097009 | 6.2457e-08 | 0.00097009 | 6.2457e-08
[120 empty] | 7.3.3.17.5 (Remote Grid) Updates to grid topology to minimize risk of ignition in HFTDs Remote GridWLDFREquipment / facility failureAggregated | WLDFR | HFTD - Distribution - Tier 2 - 4QU CoRE ¦ 5QU LoRE | Red Flag Warning - Small Fires | Equipment / facility failure | Aggregated | 2028 | 6.4383e-05 | 470.836 | 0.030314 | 2028 | Mitigation | 0.95 | 45 | 0 | esc | 0.00097009 | 6.2457e-08 | 0.00097009 | 6.2457e-08
[120 empty] | 7.3.3.17.5 (Remote Grid) Updates to grid topology to minimize risk of ignition in HFTDs Remote GridWLDFREquipment / facility failureAggregated | WLDFR | HFTD - Distribution - Tier 2 - 4QU CoRE ¦ 5QU LoRE | Red Flag Warning - Small Fires | Equipment / facility failure | Aggregated | 2029 | 6.4383e-05 | 470.836 | 0.030314 | 2029 | Mitigation | 0.95 | 45 | 0 | esc | 0.00097009 | 6.2457e-08 | 0.00097009 | 6.2457e-08
[120 empty] | 7.3.3.17.5 (Remote Grid) Updates to grid topology to minimize risk of ignition in HFTDs Remote GridWLDFREquipment / facility failureAggregated | WLDFR | HFTD - Distribution - Tier 2 - 4QU CoRE ¦ 5QU LoRE | Red Flag Warning - Small Fires | Equipment / facility failure | Aggregated | 2030 | 6.4383e-05 | 470.836 | 0.030314 | 2030 | Mitigation | 0.95 | 45 | 0 | esc | 0.00097009 | 6.2457e-08 | 0.00097009 | 6.2457e-08
[120 empty] | 7.3.3.17.5 (Remote Grid) Updates to grid topology to minimize risk of ignition in HFTDs Remote GridWLDFREquipment / facility failureAggregated | WLDFR | HFTD - Distribution - Tier 2 - 4QU CoRE ¦ 5QU LoRE | Red Flag Warning - Small Fires | Equipment / facility failure | Aggregated | 2031 | 6.4383e-05 | 470.836 | 0.030314 | 2031 | Mitigation | 0.95 | 45 | 0 | esc | 0.00097009 | 6.2457e-08 | 0.00097009 | 6.2457e-08
[120 empty] | 7.3.3.17.5 (Remote Grid) Updates to grid topology to minimize risk of ignition in HFTDs Remote GridWLDFREquipment / facility failureAggregated | WLDFR | HFTD - Distribution - Tier 2 - 4QU CoRE ¦ 5QU LoRE | Red Flag Warning - Small Fires | Equipment / facility failure | Aggregated | 2032 | 6.4383e-05 | 470.836 | 0.030314 | 2032 | Mitigation | 0.95 | 45 | 0 | esc | 0.00097009 | 6.2457e-08 | 0.00097009 | 6.2457e-08
[120 empty] | 7.3.3.17.5 (Remote Grid) Updates to grid topology to minimize risk of ignition in HFTDs Remote GridWLDFREquipment / facility failureAggregated | WLDFR | HFTD - Distribution - Tier 2 - 4QU CoRE ¦ 5QU LoRE | Red Flag Warning - Small Fires | Equipment / facility failure | Aggregated | 2033 | 6.4383e-05 | 470.836 | 0.030314 | 2033 | Mitigation | 0.95 | 45 | 0 | esc | 0.00097009 | 6.2457e-08 | 0.00097009 | 6.2457e-08
[120 empty] | 7.3.3.17.5 (Remote Grid) Updates to grid topology to minimize risk of ignition in HFTDs Remote GridWLDFREquipment / facility failureAggregated | WLDFR | HFTD - Distribution - Tier 2 - 4QU CoRE ¦ 5QU LoRE | Red Flag Warning - Small Fires | Equipment / facility failure | Aggregated | 2034 | 6.4383e-05 | 470.836 | 0.030314 | 2034 | Mitigation | 0.95 | 45 | 0 | esc | 0.00097009 | 6.2457e-08 | 0.00097009 | 6.2457e-08
[120 empty] | 7.3.3.17.5 (Remote Grid) Updates to grid topology to minimize risk of ignition in HFTDs Remote GridWLDFREquipment / facility failureAggregated | WLDFR | HFTD - Distribution - Tier 2 - 4QU CoRE ¦ 5QU LoRE | Red Flag Warning - Small Fires | Equipment / facility failure | Aggregated | 2035 | 6.4383e-05 | 470.836 | 0.030314 | 2035 | Mitigation | 0.95 | 45 | 0 | esc | 0.00097009 | 6.2457e-08 | 0.00097009 | 6.2457e-08
[120 empty] | 7.3.3.17.5 (Remote Grid) Updates to grid topology to minimize risk of ignition in HFTDs Remote GridWLDFREquipment / facility failureAggregated | WLDFR | HFTD - Distribution - Tier 2 - 4QU CoRE ¦ 5QU LoRE | Red Flag Warning - Small Fires | Equipment / facility failure | Aggregated | 2036 | 6.4383e-05 | 470.836 | 0.030314 | 2036 | Mitigation | 0.95 | 45 | 0 | esc | 0.00097009 | 6.2457e-08 | 0.00097009 | 6.2457e-08
[120 empty] | 7.3.3.17.5 (Remote Grid) Updates to grid topology to minimize risk of ignition in HFTDs Remote GridWLDFREquipment / facility failureAggregated | WLDFR | HFTD - Distribution - Tier 2 - 4QU CoRE ¦ 5QU LoRE | Red Flag Warning - Small Fires | Equipment / facility failure | Aggregated | 2037 | 6.4383e-05 | 470.836 | 0.030314 | 2037 | Mitigation | 0.95 | 45 | 0 | esc | 0.00097009 | 6.2457e-08 | 0.00097009 | 6.2457e-08
[120 empty] | 7.3.3.17.5 (Remote Grid) Updates to grid topology to minimize risk of ignition in HFTDs Remote GridWLDFREquipment / facility failureAggregated | WLDFR | HFTD - Distribution - Tier 2 - 4QU CoRE ¦ 5QU LoRE | Red Flag Warning - Small Fires | Equipment / facility failure | Aggregated | 2038 | 6.4383e-05 | 470.836 | 0.030314 | 2038 | Mitigation | 0.95 | 45 | 0 | esc | 0.00097009 | 6.2457e-08 | 0.00097009 | 6.2457e-08
[120 empty] | 7.3.3.17.5 (Remote Grid) Updates to grid topology to minimize risk of ignition in HFTDs Remote GridWLDFREquipment / facility failureAggregated | WLDFR | HFTD - Distribution - Tier 2 - 4QU CoRE ¦ 5QU LoRE | Red Flag Warning - Small Fires | Equipment / facility failure | Aggregated | 2039 | 6.4383e-05 | 470.836 | 0.030314 | 2039 | Mitigation | 0.95 | 45 | 0 | esc | 0.00097009 | 6.2457e-08 | 0.00097009 | 6.2457e-08
[120 empty] | 7.3.3.17.5 (Remote Grid) Updates to grid topology to minimize risk of ignition in HFTDs Remote GridWLDFREquipment / facility failureAggregated | WLDFR | HFTD - Distribution - Tier 2 - 4QU CoRE ¦ 5QU LoRE | Red Flag Warning - Small Fires | Equipment / facility failure | Aggregated | 2040 | 6.4383e-05 | 470.836 | 0.030314 | 2040 | Mitigation | 0.95 | 45 | 0 | esc | 0.00097009 | 6.2457e-08 | 0.00097009 | 6.2457e-08
[120 empty] | 7.3.3.17.5 (Remote Grid) Updates to grid topology to minimize risk of ignition in HFTDs Remote GridWLDFREquipment / facility failureAggregated | WLDFR | HFTD - Distribution - Tier 2 - 4QU CoRE ¦ 5QU LoRE | Red Flag Warning - Small Fires | Equipment / facility failure | Aggregated | 2041 | 6.4383e-05 | 470.836 | 0.030314 | 2041 | Mitigation | 0.95 | 45 | 0 | esc | 0.00097009 | 6.2457e-08 | 0.00097009 | 6.2457e-08
[120 empty] | 7.3.3.17.5 (Remote Grid) Updates to grid topology to minimize risk of ignition in HFTDs Remote GridWLDFREquipment / facility failureAggregated | WLDFR | HFTD - Distribution - Tier 2 - 4QU CoRE ¦ 5QU LoRE | Red Flag Warning - Small Fires | Equipment / facility failure | Aggregated | 2042 | 6.4383e-05 | 470.836 | 0.030314 | 2042 | Mitigation | 0.95 | 45 | 0 | esc | 0.00097009 | 6.2457e-08 | 0.00097009 | 6.2457e-08
[120 empty] | 7.3.3.17.5 (Remote Grid) Updates to grid topology to minimize risk of ignition in HFTDs Remote GridWLDFREquipment / facility failureAggregated | WLDFR | HFTD - Distribution - Tier 2 - 4QU CoRE ¦ 5QU LoRE | Red Flag Warning - Small Fires | Equipment / facility failure | Aggregated | 2043 | 6.4383e-05 | 470.836 | 0.030314 | 2043 | Mitigation | 0.95 | 45 | 0 | esc | 0.00097009 | 6.2457e-08 | 0.00097009 | 6.2457e-08
[120 empty] | 7.3.3.17.5 (Remote Grid) Updates to grid topology to minimize risk of ignition in HFTDs Remote GridWLDFREquipment / facility failureAggregated | WLDFR | HFTD - Distribution - Tier 2 - 4QU CoRE ¦ 5QU LoRE | Red Flag Warning - Small Fires | Equipment / facility failure | Aggregated | 2044 | 6.4383e-05 | 470.836 | 0.030314 | 2044 | Mitigation | 0.95 | 45 | 0 | esc | 0.00097009 | 6.2457e-08 | 0.00097009 | 6.2457e-08
[120 empty] | 7.3.3.17.5 (Remote Grid) Updates to grid topology to minimize risk of ignition in HFTDs Remote GridWLDFREquipment / facility failureAggregated | WLDFR | HFTD - Distribution - Tier 2 - 4QU CoRE ¦ 5QU LoRE | Red Flag Warning - Small Fires | Equipment / facility failure | Aggregated | 2045 | 6.4383e-05 | 470.836 | 0.030314 | 2045 | Mitigation | 0.95 | 45 | 0 | esc | 0.00097009 | 6.2457e-08 | 0.00097009 | 6.2457e-08
[120 empty] | 7.3.3.17.5 (Remote Grid) Updates to grid topology to minimize risk of ignition in HFTDs Remote GridWLDFREquipment / facility failureAggregated | WLDFR | HFTD - Distribution - Tier 2 - 4QU CoRE ¦ 5QU LoRE | Red Flag Warning - Small Fires | Equipment / facility failure | Aggregated | 2046 | 6.4383e-05 | 470.836 | 0.030314 | 2046 | Mitigation | 0.95 | 45 | 0 | esc | 0.00097009 | 6.2457e-08 | 0.00097009 | 6.2457e-08
[120 empty] | 7.3.3.17.5 (Remote Grid) Updates to grid topology to minimize risk of ignition in HFTDs Remote GridWLDFREquipment / facility failureAggregated | WLDFR | HFTD - Distribution - Tier 2 - 4QU CoRE ¦ 5QU LoRE | Red Flag Warning - Small Fires | Equipment / facility failure | Aggregated | 2047 | 6.4383e-05 | 470.836 | 0.030314 | 2047 | Mitigation | 0.95 | 45 | 0 | esc | 0.00097009 | 6.2457e-08 | 0.00097009 | 6.2457e-08
[120 empty] | 7.3.3.17.5 (Remote Grid) Updates to grid topology to minimize risk of ignition in HFTDs Remote GridWLDFREquipment / facility failureAggregated | WLDFR | HFTD - Distribution - Tier 2 - 4QU CoRE ¦ 5QU LoRE | Red Flag Warning - Small Fires | Equipment / facility failure | Aggregated | 2048 | 6.4383e-05 | 470.836 | 0.030314 | 2048 | Mitigation | 0.95 | 45 | 0 | esc | 0.00097009 | 6.2457e-08 | 0.00097009 | 6.2457e-08
[120 empty] | 7.3.3.17.5 (Remote Grid) Updates to grid topology to minimize risk of ignition in HFTDs Remote GridWLDFREquipment / facility failureAggregated | WLDFR | HFTD - Distribution - Tier 2 - 4QU CoRE ¦ 5QU LoRE | Red Flag Warning - Small Fires | Equipment / facility failure | Aggregated | 2049 | 6.4383e-05 | 470.836 | 0.030314 | 2049 | Mitigation | 0.95 | 45 | 0 | esc | 0.00097009 | 6.2457e-08 | 0.00097009 | 6.2457e-08
[120 empty] | 7.3.3.17.5 (Remote Grid) Updates to grid topology to minimize risk of ignition in HFTDs Remote GridWLDFREquipment / facility failureAggregated | WLDFR | HFTD - Distribution - Tier 2 - 4QU CoRE ¦ 5QU LoRE | Red Flag Warning - Small Fires | Equipment / facility failure | Aggregated | 2050 | 6.4383e-05 | 470.836 | 0.030314 | 2050 | Mitigation | 0.95 | 45 | 0 | esc | 0.00097009 | 6.2457e-08 | 0.00097009 | 6.2457e-08
[120 empty] | 7.3.3.17.5 (Remote Grid) Updates to grid topology to minimize risk of ignition in HFTDs Remote GridWLDFREquipment / facility failureAggregated | WLDFR | HFTD - Distribution - Tier 2 - 4QU CoRE ¦ 5QU LoRE | Red Flag Warning - Small Fires | Equipment / facility failure | Aggregated | 2051 | 6.4383e-05 | 470.836 | 0.030314 | 2051 | Mitigation | 0.95 | 45 | 0 | esc | 0.00097009 | 6.2457e-08 | 0.00097009 | 6.2457e-08
[120 empty] | 7.3.3.17.5 (Remote Grid) Updates to grid topology to minimize risk of ignition in HFTDs Remote GridWLDFREquipment / facility failureAggregated | WLDFR | HFTD - Distribution - Tier 2 - 4QU CoRE ¦ 5QU LoRE | Red Flag Warning - Small Fires | Equipment / facility failure | Aggregated | 2052 | 6.4383e-05 | 470.836 | 0.030314 | 2052 | Mitigation | 0.95 | 45 | 0 | esc | 0.00097009 | 6.2457e-08 | 0.00097009 | 6.2457e-08
[120 empty] | 7.3.3.17.5 (Remote Grid) Updates to grid topology to minimize risk of ignition in HFTDs Remote GridWLDFREquipment / facility failureAggregated | WLDFR | HFTD - Distribution - Tier 2 - 4QU CoRE ¦ 5QU LoRE | Red Flag Warning - Small Fires | Equipment / facility failure | Aggregated | 2053 | 6.4383e-05 | 470.836 | 0.030314 | 2053 | Mitigation | 0.95 | 45 | 0 | esc | 0.00097009 | 6.2457e-08 | 0.00097009 | 6.2457e-08
[120 empty] | 7.3.3.17.5 (Remote Grid) Updates to grid topology to minimize risk of ignition in HFTDs Remote GridWLDFREquipment / facility failureAggregated | WLDFR | HFTD - Distribution - Tier 2 - 4QU CoRE ¦ 5QU LoRE | Red Flag Warning - Small Fires | Equipment / facility failure | Aggregated | 2054 | 6.4383e-05 | 470.836 | 0.030314 | 2054 | Mitigation | 0.95 | 45 | 0 | esc | 0.00097009 | 6.2457e-08 | 0.00097009 | 6.2457e-08
[120 empty] | 7.3.3.17.5 (Remote Grid) Updates to grid topology to minimize risk of ignition in HFTDs Remote GridWLDFREquipment / facility failureAggregated | WLDFR | HFTD - Distribution - Tier 2 - 4QU CoRE ¦ 5QU LoRE | Red Flag Warning - Small Fires | Equipment / facility failure | Aggregated | 2055 | 6.4383e-05 | 470.836 | 0.030314 | 2055 | Mitigation | 0.95 | 45 | 0 | esc | 0.00097009 | 6.2457e-08 | 0.00097009 | 6.2457e-08
[120 empty] | 7.3.3.17.5 (Remote Grid) Updates to grid topology to minimize risk of ignition in HFTDs Remote GridWLDFREquipment / facility failureAggregated | WLDFR | HFTD - Distribution - Tier 2 - 4QU CoRE ¦ 5QU LoRE | Red Flag Warning - Small Fires | Equipment / facility failure | Aggregated | 2056 | 6.4383e-05 | 470.836 | 0.030314 | 2056 | Mitigation | 0.95 | 45 | 0 | esc | 0.00097009 | 6.2457e-08 | 0.00097009 | 6.2457e-08
[120 empty] | 7.3.3.17.5 (Remote Grid) Updates to grid topology to minimize risk of ignition in HFTDs Remote GridWLDFREquipment / facility failureAggregated | WLDFR | HFTD - Distribution - Tier 2 - 4QU CoRE ¦ 5QU LoRE | Red Flag Warning - Small Fires | Equipment / facility failure | Aggregated | 2057 | 6.4383e-05 | 470.836 | 0.030314 | 2057 | Mitigation | 0.95 | 45 | 0 | esc | 0.00097009 | 6.2457e-08 | 0.00097009 | 6.2457e-08
[120 empty] | 7.3.3.17.5 (Remote Grid) Updates to grid topology to minimize risk of ignition in HFTDs Remote GridWLDFREquipment / facility failureAggregated | WLDFR | HFTD - Distribution - Tier 2 - 4QU CoRE ¦ 5QU LoRE | Red Flag Warning - Small Fires | Equipment / facility failure | Aggregated | 2058 | 6.4383e-05 | 470.836 | 0.030314 | 2058 | Mitigation | 0.95 | 45 | 0 | esc | 0.00097009 | 6.2457e-08 | 0.00097009 | 6.2457e-08
[120 empty] | 7.3.3.17.5 (Remote Grid) Updates to grid topology to minimize risk of ignition in HFTDs Remote GridWLDFREquipment / facility failureAggregated | WLDFR | HFTD - Distribution - Tier 2 - 4QU CoRE ¦ 5QU LoRE | Red Flag Warning - Small Fires | Equipment / facility failure | Aggregated | 2059 | 6.4383e-05 | 470.836 | 0.030314 | 2059 | Mitigation | 0.95 | 45 | 0 | esc | 0.00097009 | 6.2457e-08 | 0.00097009 | 6.2457e-08
[120 empty] | 7.3.3.17.5 (Remote Grid) Updates to grid topology to minimize risk of ignition in HFTDs Remote GridWLDFREquipment / facility failureAggregated | WLDFR | HFTD - Distribution - Tier 2 - 4QU CoRE ¦ 5QU LoRE | Red Flag Warning - Small Fires | Equipment / facility failure | Aggregated | 2060 | 6.4383e-05 | 470.836 | 0.030314 | 2060 | Mitigation | 0.95 | 45 | 0 | esc | 0.00097009 | 6.2457e-08 | 0.00097009 | 6.2457e-08
[120 empty] | 7.3.3.17.5 (Remote Grid) Updates to grid topology to minimize risk of ignition in HFTDs Remote GridWLDFREquipment / facility failureAggregated | WLDFR | HFTD - Distribution - Tier 2 - 4QU CoRE ¦ 5QU LoRE | Red Flag Warning - Small Fires | Equipment / facility failure | Aggregated | 2061 | 6.4383e-05 | 470.836 | 0.030314 | 2061 | Mitigation | 0.95 | 45 | 0 | esc | 0.00097009 | 6.2457e-08 | 0.00097009 | 6.2457e-08
[120 empty] | 7.3.3.17.5 (Remote Grid) Updates to grid topology to minimize risk of ignition in HFTDs Remote GridWLDFREquipment / facility failureAggregated | WLDFR | HFTD - Distribution - Tier 2 - 4QU CoRE ¦ 5QU LoRE | Red Flag Warning - Small Fires | Equipment / facility failure | Aggregated | 2062 | 6.4383e-05 | 470.836 | 0.030314 | 2062 | Mitigation | 0.95 | 45 | 0 | esc | 0.00097009 | 6.2457e-08 | 0.00097009 | 6.2457e-08
[120 empty] | 7.3.3.17.5 (Remote Grid) Updates to grid topology to minimize risk of ignition in HFTDs Remote GridWLDFREquipment / facility failureAggregated | WLDFR | HFTD - Distribution - Tier 2 - 4QU CoRE ¦ 5QU LoRE | Red Flag Warning - Small Fires | Equipment / facility failure | Aggregated | 2063 | 6.4383e-05 | 470.836 | 0.030314 | 2063 | Mitigation | 0.95 | 45 | 0 | esc | 0.00097009 | 6.2457e-08 | 0.00097009 | 6.2457e-08
[120 empty] | 7.3.3.17.5 (Remote Grid) Updates to grid topology to minimize risk of ignition in HFTDs Remote GridWLDFREquipment / facility failureAggregated | WLDFR | HFTD - Distribution - Tier 2 - 4QU CoRE ¦ 5QU LoRE | Red Flag Warning - Small Fires | Equipment / facility failure | Aggregated | 2064 | 6.4383e-05 | 470.836 | 0.030314 | 2064 | Mitigation | 0.95 | 45 | 0 | esc | 0.00097009 | 6.2457e-08 | 0.00097009 | 6.2457e-08
[120 empty] | 7.3.3.17.5 (Remote Grid) Updates to grid topology to minimize risk of ignition in HFTDs Remote GridWLDFREquipment / facility failureAggregated | WLDFR | HFTD - Distribution - Tier 2 - 4QU CoRE ¦ 5QU LoRE | Red Flag Warning - Small Fires | Equipment / facility failure | Aggregated | 2065 | 6.4383e-05 | 470.836 | 0.030314 | 2065 | Mitigation | 0.95 | 45 | 0 | esc | 0.00097009 | 6.2457e-08 | 0.00097009 | 6.2457e-08
[120 empty] | 7.3.3.17.5 (Remote Grid) Updates to grid topology to minimize risk of ignition in HFTDs Remote GridWLDFREquipment / facility failureAggregated | WLDFR | HFTD - Distribution - Tier 2 - 4QU CoRE ¦ 5QU LoRE | Red Flag Warning - Small Fires | Equipment / facility failure | Aggregated | 2066 | 6.4383e-05 | 470.836 | 0.030314 | 2066 | Mitigation | 0.95 | 45 | 0 | esc | 0.00097009 | 6.2457e-08 | 0.00097009 | 6.2457e-08
[120 empty] | 7.3.3.17.5 (Remote Grid) Updates to grid topology to minimize risk of ignition in HFTDs Remote GridWLDFREquipment / facility failureAggregated | WLDFR | HFTD - Distribution - Tier 2 - 4QU CoRE ¦ 5QU LoRE | Red Flag Warning - Small Fires | Equipment / facility failure | Aggregated | 2067 | 6.4383e-05 | 470.836 | 0.030314 | 2067 | Mitigation | 0.95 | 45 | 0 | esc | 0 | 0 | 0.00097009 | 6.2457e-08
[120 empty] | 7.3.3.17.5 (Remote Grid) Updates to grid topology to minimize risk of ignition in HFTDs Remote GridWLDFRVegetation ContactAggregated | WLDFR | HFTD - Distribution - Tier 2 - 4QU CoRE ¦ 5QU LoRE | Red Flag Warning - Small Fires | Vegetation Contact | Aggregated | 2022 | 0.00018351 | 470.836 | 0.086404 | 2022 | Mitigation | 0.95 | 45 | 0 | esc | 0.00097009 | 1.7802e-07 | 0 | 0
[120 empty] | 7.3.3.17.5 (Remote Grid) Updates to grid topology to minimize risk of ignition in HFTDs Remote GridWLDFRVegetation ContactAggregated | WLDFR | HFTD - Distribution - Tier 2 - 4QU CoRE ¦ 5QU LoRE | Red Flag Warning - Small Fires | Vegetation Contact | Aggregated | 2023 | 0.00018351 | 470.836 | 0.086404 | 2023 | Mitigation | 0.95 | 45 | 0 | esc | 0.00097009 | 1.7802e-07 | 0.00097009 | 1.7802e-07
[120 empty] | 7.3.3.17.5 (Remote Grid) Updates to grid topology to minimize risk of ignition in HFTDs Remote GridWLDFRVegetation ContactAggregated | WLDFR | HFTD - Distribution - Tier 2 - 4QU CoRE ¦ 5QU LoRE | Red Flag Warning - Small Fires | Vegetation Contact | Aggregated | 2024 | 0.00018351 | 470.836 | 0.086404 | 2024 | Mitigation | 0.95 | 45 | 0 | esc | 0.00097009 | 1.7802e-07 | 0.00097009 | 1.7802e-07
[120 empty] | 7.3.3.17.5 (Remote Grid) Updates to grid topology to minimize risk of ignition in HFTDs Remote GridWLDFRVegetation ContactAggregated | WLDFR | HFTD - Distribution - Tier 2 - 4QU CoRE ¦ 5QU LoRE | Red Flag Warning - Small Fires | Vegetation Contact | Aggregated | 2025 | 0.00018351 | 470.836 | 0.086404 | 2025 | Mitigation | 0.95 | 45 | 0 | esc | 0.00097009 | 1.7802e-07 | 0.00097009 | 1.7802e-07
[120 empty] | 7.3.3.17.5 (Remote Grid) Updates to grid topology to minimize risk of ignition in HFTDs Remote GridWLDFRVegetation ContactAggregated | WLDFR | HFTD - Distribution - Tier 2 - 4QU CoRE ¦ 5QU LoRE | Red Flag Warning - Small Fires | Vegetation Contact | Aggregated | 2026 | 0.00018351 | 470.836 | 0.086404 | 2026 | Mitigation | 0.95 | 45 | 0 | esc | 0.00097009 | 1.7802e-07 | 0.00097009 | 1.7802e-07
[120 empty] | 7.3.3.17.5 (Remote Grid) Updates to grid topology to minimize risk of ignition in HFTDs Remote GridWLDFRVegetation ContactAggregated | WLDFR | HFTD - Distribution - Tier 2 - 4QU CoRE ¦ 5QU LoRE | Red Flag Warning - Small Fires | Vegetation Contact | Aggregated | 2027 | 0.00018351 | 470.836 | 0.086404 | 2027 | Mitigation | 0.95 | 45 | 0 | esc | 0.00097009 | 1.7802e-07 | 0.00097009 | 1.7802e-07
[120 empty] | 7.3.3.17.5 (Remote Grid) Updates to grid topology to minimize risk of ignition in HFTDs Remote GridWLDFRVegetation ContactAggregated | WLDFR | HFTD - Distribution - Tier 2 - 4QU CoRE ¦ 5QU LoRE | Red Flag Warning - Small Fires | Vegetation Contact | Aggregated | 2028 | 0.00018351 | 470.836 | 0.086404 | 2028 | Mitigation | 0.95 | 45 | 0 | esc | 0.00097009 | 1.7802e-07 | 0.00097009 | 1.7802e-07
[120 empty] | 7.3.3.17.5 (Remote Grid) Updates to grid topology to minimize risk of ignition in HFTDs Remote GridWLDFRVegetation ContactAggregated | WLDFR | HFTD - Distribution - Tier 2 - 4QU CoRE ¦ 5QU LoRE | Red Flag Warning - Small Fires | Vegetation Contact | Aggregated | 2029 | 0.00018351 | 470.836 | 0.086404 | 2029 | Mitigation | 0.95 | 45 | 0 | esc | 0.00097009 | 1.7802e-07 | 0.00097009 | 1.7802e-07
[120 empty] | 7.3.3.17.5 (Remote Grid) Updates to grid topology to minimize risk of ignition in HFTDs Remote GridWLDFRVegetation ContactAggregated | WLDFR | HFTD - Distribution - Tier 2 - 4QU CoRE ¦ 5QU LoRE | Red Flag Warning - Small Fires | Vegetation Contact | Aggregated | 2030 | 0.00018351 | 470.836 | 0.086404 | 2030 | Mitigation | 0.95 | 45 | 0 | esc | 0.00097009 | 1.7802e-07 | 0.00097009 | 1.7802e-07
[120 empty] | 7.3.3.17.5 (Remote Grid) Updates to grid topology to minimize risk of ignition in HFTDs Remote GridWLDFRVegetation ContactAggregated | WLDFR | HFTD - Distribution - Tier 2 - 4QU CoRE ¦ 5QU LoRE | Red Flag Warning - Small Fires | Vegetation Contact | Aggregated | 2031 | 0.00018351 | 470.836 | 0.086404 | 2031 | Mitigation | 0.95 | 45 | 0 | esc | 0.00097009 | 1.7802e-07 | 0.00097009 | 1.7802e-07
[120 empty] | 7.3.3.17.5 (Remote Grid) Updates to grid topology to minimize risk of ignition in HFTDs Remote GridWLDFRVegetation ContactAggregated | WLDFR | HFTD - Distribution - Tier 2 - 4QU CoRE ¦ 5QU LoRE | Red Flag Warning - Small Fires | Vegetation Contact | Aggregated | 2032 | 0.00018351 | 470.836 | 0.086404 | 2032 | Mitigation | 0.95 | 45 | 0 | esc | 0.00097009 | 1.7802e-07 | 0.00097009 | 1.7802e-07
[120 empty] | 7.3.3.17.5 (Remote Grid) Updates to grid topology to minimize risk of ignition in HFTDs Remote GridWLDFRVegetation ContactAggregated | WLDFR | HFTD - Distribution - Tier 2 - 4QU CoRE ¦ 5QU LoRE | Red Flag Warning - Small Fires | Vegetation Contact | Aggregated | 2033 | 0.00018351 | 470.836 | 0.086404 | 2033 | Mitigation | 0.95 | 45 | 0 | esc | 0.00097009 | 1.7802e-07 | 0.00097009 | 1.7802e-07
[120 empty] | 7.3.3.17.5 (Remote Grid) Updates to grid topology to minimize risk of ignition in HFTDs Remote GridWLDFRVegetation ContactAggregated | WLDFR | HFTD - Distribution - Tier 2 - 4QU CoRE ¦ 5QU LoRE | Red Flag Warning - Small Fires | Vegetation Contact | Aggregated | 2034 | 0.00018351 | 470.836 | 0.086404 | 2034 | Mitigation | 0.95 | 45 | 0 | esc | 0.00097009 | 1.7802e-07 | 0.00097009 | 1.7802e-07
[120 empty] | 7.3.3.17.5 (Remote Grid) Updates to grid topology to minimize risk of ignition in HFTDs Remote GridWLDFRVegetation ContactAggregated | WLDFR | HFTD - Distribution - Tier 2 - 4QU CoRE ¦ 5QU LoRE | Red Flag Warning - Small Fires | Vegetation Contact | Aggregated | 2035 | 0.00018351 | 470.836 | 0.086404 | 2035 | Mitigation | 0.95 | 45 | 0 | esc | 0.00097009 | 1.7802e-07 | 0.00097009 | 1.7802e-07
[120 empty] | 7.3.3.17.5 (Remote Grid) Updates to grid topology to minimize risk of ignition in HFTDs Remote GridWLDFRVegetation ContactAggregated | WLDFR | HFTD - Distribution - Tier 2 - 4QU CoRE ¦ 5QU LoRE | Red Flag Warning - Small Fires | Vegetation Contact | Aggregated | 2036 | 0.00018351 | 470.836 | 0.086404 | 2036 | Mitigation | 0.95 | 45 | 0 | esc | 0.00097009 | 1.7802e-07 | 0.00097009 | 1.7802e-07
[120 empty] | 7.3.3.17.5 (Remote Grid) Updates to grid topology to minimize risk of ignition in HFTDs Remote GridWLDFRVegetation ContactAggregated | WLDFR | HFTD - Distribution - Tier 2 - 4QU CoRE ¦ 5QU LoRE | Red Flag Warning - Small Fires | Vegetation Contact | Aggregated | 2037 | 0.00018351 | 470.836 | 0.086404 | 2037 | Mitigation | 0.95 | 45 | 0 | esc | 0.00097009 | 1.7802e-07 | 0.00097009 | 1.7802e-07
[120 empty] | 7.3.3.17.5 (Remote Grid) Updates to grid topology to minimize risk of ignition in HFTDs Remote GridWLDFRVegetation ContactAggregated | WLDFR | HFTD - Distribution - Tier 2 - 4QU CoRE ¦ 5QU LoRE | Red Flag Warning - Small Fires | Vegetation Contact | Aggregated | 2038 | 0.00018351 | 470.836 | 0.086404 | 2038 | Mitigation | 0.95 | 45 | 0 | esc | 0.00097009 | 1.7802e-07 | 0.00097009 | 1.7802e-07
[120 empty] | 7.3.3.17.5 (Remote Grid) Updates to grid topology to minimize risk of ignition in HFTDs Remote GridWLDFRVegetation ContactAggregated | WLDFR | HFTD - Distribution - Tier 2 - 4QU CoRE ¦ 5QU LoRE | Red Flag Warning - Small Fires | Vegetation Contact | Aggregated | 2039 | 0.00018351 | 470.836 | 0.086404 | 2039 | Mitigation | 0.95 | 45 | 0 | esc | 0.00097009 | 1.7802e-07 | 0.00097009 | 1.7802e-07
[120 empty] | 7.3.3.17.5 (Remote Grid) Updates to grid topology to minimize risk of ignition in HFTDs Remote GridWLDFRVegetation ContactAggregated | WLDFR | HFTD - Distribution - Tier 2 - 4QU CoRE ¦ 5QU LoRE | Red Flag Warning - Small Fires | Vegetation Contact | Aggregated | 2040 | 0.00018351 | 470.836 | 0.086404 | 2040 | Mitigation | 0.95 | 45 | 0 | esc | 0.00097009 | 1.7802e-07 | 0.00097009 | 1.7802e-07
[120 empty] | 7.3.3.17.5 (Remote Grid) Updates to grid topology to minimize risk of ignition in HFTDs Remote GridWLDFRVegetation ContactAggregated | WLDFR | HFTD - Distribution - Tier 2 - 4QU CoRE ¦ 5QU LoRE | Red Flag Warning - Small Fires | Vegetation Contact | Aggregated | 2041 | 0.00018351 | 470.836 | 0.086404 | 2041 | Mitigation | 0.95 | 45 | 0 | esc | 0.00097009 | 1.7802e-07 | 0.00097009 | 1.7802e-07
[120 empty] | 7.3.3.17.5 (Remote Grid) Updates to grid topology to minimize risk of ignition in HFTDs Remote GridWLDFRVegetation ContactAggregated | WLDFR | HFTD - Distribution - Tier 2 - 4QU CoRE ¦ 5QU LoRE | Red Flag Warning - Small Fires | Vegetation Contact | Aggregated | 2042 | 0.00018351 | 470.836 | 0.086404 | 2042 | Mitigation | 0.95 | 45 | 0 | esc | 0.00097009 | 1.7802e-07 | 0.00097009 | 1.7802e-07
[120 empty] | 7.3.3.17.5 (Remote Grid) Updates to grid topology to minimize risk of ignition in HFTDs Remote GridWLDFRVegetation ContactAggregated | WLDFR | HFTD - Distribution - Tier 2 - 4QU CoRE ¦ 5QU LoRE | Red Flag Warning - Small Fires | Vegetation Contact | Aggregated | 2043 | 0.00018351 | 470.836 | 0.086404 | 2043 | Mitigation | 0.95 | 45 | 0 | esc | 0.00097009 | 1.7802e-07 | 0.00097009 | 1.7802e-07
[120 empty] | 7.3.3.17.5 (Remote Grid) Updates to grid topology to minimize risk of ignition in HFTDs Remote GridWLDFRVegetation ContactAggregated | WLDFR | HFTD - Distribution - Tier 2 - 4QU CoRE ¦ 5QU LoRE | Red Flag Warning - Small Fires | Vegetation Contact | Aggregated | 2044 | 0.00018351 | 470.836 | 0.086404 | 2044 | Mitigation | 0.95 | 45 | 0 | esc | 0.00097009 | 1.7802e-07 | 0.00097009 | 1.7802e-07
[120 empty] | 7.3.3.17.5 (Remote Grid) Updates to grid topology to minimize risk of ignition in HFTDs Remote GridWLDFRVegetation ContactAggregated | WLDFR | HFTD - Distribution - Tier 2 - 4QU CoRE ¦ 5QU LoRE | Red Flag Warning - Small Fires | Vegetation Contact | Aggregated | 2045 | 0.00018351 | 470.836 | 0.086404 | 2045 | Mitigation | 0.95 | 45 | 0 | esc | 0.00097009 | 1.7802e-07 | 0.00097009 | 1.7802e-07
[120 empty] | 7.3.3.17.5 (Remote Grid) Updates to grid topology to minimize risk of ignition in HFTDs Remote GridWLDFRVegetation ContactAggregated | WLDFR | HFTD - Distribution - Tier 2 - 4QU CoRE ¦ 5QU LoRE | Red Flag Warning - Small Fires | Vegetation Contact | Aggregated | 2046 | 0.00018351 | 470.836 | 0.086404 | 2046 | Mitigation | 0.95 | 45 | 0 | esc | 0.00097009 | 1.7802e-07 | 0.00097009 | 1.7802e-07
[120 empty] | 7.3.3.17.5 (Remote Grid) Updates to grid topology to minimize risk of ignition in HFTDs Remote GridWLDFRVegetation ContactAggregated | WLDFR | HFTD - Distribution - Tier 2 - 4QU CoRE ¦ 5QU LoRE | Red Flag Warning - Small Fires | Vegetation Contact | Aggregated | 2047 | 0.00018351 | 470.836 | 0.086404 | 2047 | Mitigation | 0.95 | 45 | 0 | esc | 0.00097009 | 1.7802e-07 | 0.00097009 | 1.7802e-07
[120 empty] | 7.3.3.17.5 (Remote Grid) Updates to grid topology to minimize risk of ignition in HFTDs Remote GridWLDFRVegetation ContactAggregated | WLDFR | HFTD - Distribution - Tier 2 - 4QU CoRE ¦ 5QU LoRE | Red Flag Warning - Small Fires | Vegetation Contact | Aggregated | 2048 | 0.00018351 | 470.836 | 0.086404 | 2048 | Mitigation | 0.95 | 45 | 0 | esc | 0.00097009 | 1.7802e-07 | 0.00097009 | 1.7802e-07
[120 empty] | 7.3.3.17.5 (Remote Grid) Updates to grid topology to minimize risk of ignition in HFTDs Remote GridWLDFRVegetation ContactAggregated | WLDFR | HFTD - Distribution - Tier 2 - 4QU CoRE ¦ 5QU LoRE | Red Flag Warning - Small Fires | Vegetation Contact | Aggregated | 2049 | 0.00018351 | 470.836 | 0.086404 | 2049 | Mitigation | 0.95 | 45 | 0 | esc | 0.00097009 | 1.7802e-07 | 0.00097009 | 1.7802e-07
[120 empty] | 7.3.3.17.5 (Remote Grid) Updates to grid topology to minimize risk of ignition in HFTDs Remote GridWLDFRVegetation ContactAggregated | WLDFR | HFTD - Distribution - Tier 2 - 4QU CoRE ¦ 5QU LoRE | Red Flag Warning - Small Fires | Vegetation Contact | Aggregated | 2050 | 0.00018351 | 470.836 | 0.086404 | 2050 | Mitigation | 0.95 | 45 | 0 | esc | 0.00097009 | 1.7802e-07 | 0.00097009 | 1.7802e-07
[120 empty] | 7.3.3.17.5 (Remote Grid) Updates to grid topology to minimize risk of ignition in HFTDs Remote GridWLDFRVegetation ContactAggregated | WLDFR | HFTD - Distribution - Tier 2 - 4QU CoRE ¦ 5QU LoRE | Red Flag Warning - Small Fires | Vegetation Contact | Aggregated | 2051 | 0.00018351 | 470.836 | 0.086404 | 2051 | Mitigation | 0.95 | 45 | 0 | esc | 0.00097009 | 1.7802e-07 | 0.00097009 | 1.7802e-07
[120 empty] | 7.3.3.17.5 (Remote Grid) Updates to grid topology to minimize risk of ignition in HFTDs Remote GridWLDFRVegetation ContactAggregated | WLDFR | HFTD - Distribution - Tier 2 - 4QU CoRE ¦ 5QU LoRE | Red Flag Warning - Small Fires | Vegetation Contact | Aggregated | 2052 | 0.00018351 | 470.836 | 0.086404 | 2052 | Mitigation | 0.95 | 45 | 0 | esc | 0.00097009 | 1.7802e-07 | 0.00097009 | 1.7802e-07
[120 empty] | 7.3.3.17.5 (Remote Grid) Updates to grid topology to minimize risk of ignition in HFTDs Remote GridWLDFRVegetation ContactAggregated | WLDFR | HFTD - Distribution - Tier 2 - 4QU CoRE ¦ 5QU LoRE | Red Flag Warning - Small Fires | Vegetation Contact | Aggregated | 2053 | 0.00018351 | 470.836 | 0.086404 | 2053 | Mitigation | 0.95 | 45 | 0 | esc | 0.00097009 | 1.7802e-07 | 0.00097009 | 1.7802e-07
[120 empty] | 7.3.3.17.5 (Remote Grid) Updates to grid topology to minimize risk of ignition in HFTDs Remote GridWLDFRVegetation ContactAggregated | WLDFR | HFTD - Distribution - Tier 2 - 4QU CoRE ¦ 5QU LoRE | Red Flag Warning - Small Fires | Vegetation Contact | Aggregated | 2054 | 0.00018351 | 470.836 | 0.086404 | 2054 | Mitigation | 0.95 | 45 | 0 | esc | 0.00097009 | 1.7802e-07 | 0.00097009 | 1.7802e-07
[120 empty] | 7.3.3.17.5 (Remote Grid) Updates to grid topology to minimize risk of ignition in HFTDs Remote GridWLDFRVegetation ContactAggregated | WLDFR | HFTD - Distribution - Tier 2 - 4QU CoRE ¦ 5QU LoRE | Red Flag Warning - Small Fires | Vegetation Contact | Aggregated | 2055 | 0.00018351 | 470.836 | 0.086404 | 2055 | Mitigation | 0.95 | 45 | 0 | esc | 0.00097009 | 1.7802e-07 | 0.00097009 | 1.7802e-07
[120 empty] | 7.3.3.17.5 (Remote Grid) Updates to grid topology to minimize risk of ignition in HFTDs Remote GridWLDFRVegetation ContactAggregated | WLDFR | HFTD - Distribution - Tier 2 - 4QU CoRE ¦ 5QU LoRE | Red Flag Warning - Small Fires | Vegetation Contact | Aggregated | 2056 | 0.00018351 | 470.836 | 0.086404 | 2056 | Mitigation | 0.95 | 45 | 0 | esc | 0.00097009 | 1.7802e-07 | 0.00097009 | 1.7802e-07
[120 empty] | 7.3.3.17.5 (Remote Grid) Updates to grid topology to minimize risk of ignition in HFTDs Remote GridWLDFRVegetation ContactAggregated | WLDFR | HFTD - Distribution - Tier 2 - 4QU CoRE ¦ 5QU LoRE | Red Flag Warning - Small Fires | Vegetation Contact | Aggregated | 2057 | 0.00018351 | 470.836 | 0.086404 | 2057 | Mitigation | 0.95 | 45 | 0 | esc | 0.00097009 | 1.7802e-07 | 0.00097009 | 1.7802e-07
[120 empty] | 7.3.3.17.5 (Remote Grid) Updates to grid topology to minimize risk of ignition in HFTDs Remote GridWLDFRVegetation ContactAggregated | WLDFR | HFTD - Distribution - Tier 2 - 4QU CoRE ¦ 5QU LoRE | Red Flag Warning - Small Fires | Vegetation Contact | Aggregated | 2058 | 0.00018351 | 470.836 | 0.086404 | 2058 | Mitigation | 0.95 | 45 | 0 | esc | 0.00097009 | 1.7802e-07 | 0.00097009 | 1.7802e-07
[120 empty] | 7.3.3.17.5 (Remote Grid) Updates to grid topology to minimize risk of ignition in HFTDs Remote GridWLDFRVegetation ContactAggregated | WLDFR | HFTD - Distribution - Tier 2 - 4QU CoRE ¦ 5QU LoRE | Red Flag Warning - Small Fires | Vegetation Contact | Aggregated | 2059 | 0.00018351 | 470.836 | 0.086404 | 2059 | Mitigation | 0.95 | 45 | 0 | esc | 0.00097009 | 1.7802e-07 | 0.00097009 | 1.7802e-07
[120 empty] | 7.3.3.17.5 (Remote Grid) Updates to grid topology to minimize risk of ignition in HFTDs Remote GridWLDFRVegetation ContactAggregated | WLDFR | HFTD - Distribution - Tier 2 - 4QU CoRE ¦ 5QU LoRE | Red Flag Warning - Small Fires | Vegetation Contact | Aggregated | 2060 | 0.00018351 | 470.836 | 0.086404 | 2060 | Mitigation | 0.95 | 45 | 0 | esc | 0.00097009 | 1.7802e-07 | 0.00097009 | 1.7802e-07
[120 empty] | 7.3.3.17.5 (Remote Grid) Updates to grid topology to minimize risk of ignition in HFTDs Remote GridWLDFRVegetation ContactAggregated | WLDFR | HFTD - Distribution - Tier 2 - 4QU CoRE ¦ 5QU LoRE | Red Flag Warning - Small Fires | Vegetation Contact | Aggregated | 2061 | 0.00018351 | 470.836 | 0.086404 | 2061 | Mitigation | 0.95 | 45 | 0 | esc | 0.00097009 | 1.7802e-07 | 0.00097009 | 1.7802e-07
[120 empty] | 7.3.3.17.5 (Remote Grid) Updates to grid topology to minimize risk of ignition in HFTDs Remote GridWLDFRVegetation ContactAggregated | WLDFR | HFTD - Distribution - Tier 2 - 4QU CoRE ¦ 5QU LoRE | Red Flag Warning - Small Fires | Vegetation Contact | Aggregated | 2062 | 0.00018351 | 470.836 | 0.086404 | 2062 | Mitigation | 0.95 | 45 | 0 | esc | 0.00097009 | 1.7802e-07 | 0.00097009 | 1.7802e-07
[120 empty] | 7.3.3.17.5 (Remote Grid) Updates to grid topology to minimize risk of ignition in HFTDs Remote GridWLDFRVegetation ContactAggregated | WLDFR | HFTD - Distribution - Tier 2 - 4QU CoRE ¦ 5QU LoRE | Red Flag Warning - Small Fires | Vegetation Contact | Aggregated | 2063 | 0.00018351 | 470.836 | 0.086404 | 2063 | Mitigation | 0.95 | 45 | 0 | esc | 0.00097009 | 1.7802e-07 | 0.00097009 | 1.7802e-07
[120 empty] | 7.3.3.17.5 (Remote Grid) Updates to grid topology to minimize risk of ignition in HFTDs Remote GridWLDFRVegetation ContactAggregated | WLDFR | HFTD - Distribution - Tier 2 - 4QU CoRE ¦ 5QU LoRE | Red Flag Warning - Small Fires | Vegetation Contact | Aggregated | 2064 | 0.00018351 | 470.836 | 0.086404 | 2064 | Mitigation | 0.95 | 45 | 0 | esc | 0.00097009 | 1.7802e-07 | 0.00097009 | 1.7802e-07
[120 empty] | 7.3.3.17.5 (Remote Grid) Updates to grid topology to minimize risk of ignition in HFTDs Remote GridWLDFRVegetation ContactAggregated | WLDFR | HFTD - Distribution - Tier 2 - 4QU CoRE ¦ 5QU LoRE | Red Flag Warning - Small Fires | Vegetation Contact | Aggregated | 2065 | 0.00018351 | 470.836 | 0.086404 | 2065 | Mitigation | 0.95 | 45 | 0 | esc | 0.00097009 | 1.7802e-07 | 0.00097009 | 1.7802e-07
[120 empty] | 7.3.3.17.5 (Remote Grid) Updates to grid topology to minimize risk of ignition in HFTDs Remote GridWLDFRVegetation ContactAggregated | WLDFR | HFTD - Distribution - Tier 2 - 4QU CoRE ¦ 5QU LoRE | Red Flag Warning - Small Fires | Vegetation Contact | Aggregated | 2066 | 0.00018351 | 470.836 | 0.086404 | 2066 | Mitigation | 0.95 | 45 | 0 | esc | 0.00097009 | 1.7802e-07 | 0.00097009 | 1.7802e-07
[120 empty] | 7.3.3.17.5 (Remote Grid) Updates to grid topology to minimize risk of ignition in HFTDs Remote GridWLDFRVegetation ContactAggregated | WLDFR | HFTD - Distribution - Tier 2 - 4QU CoRE ¦ 5QU LoRE | Red Flag Warning - Small Fires | Vegetation Contact | Aggregated | 2067 | 0.00018351 | 470.836 | 0.086404 | 2067 | Mitigation | 0.95 | 45 | 0 | esc | 0 | 0 | 0.00097009 | 1.7802e-07
[120 empty] | 7.3.3.17.5 (Remote Grid) Updates to grid topology to minimize risk of ignition in HFTDs Remote GridWLDFRWire-to-wire contactAggregated | WLDFR | HFTD - Distribution - Tier 2 - 4QU CoRE ¦ 5QU LoRE | Red Flag Warning - Small Fires | Wire-to-wire contact | Aggregated | 2022 | 7.4299e-06 | 470.836 | 0.0034982 | 2022 | Mitigation | 0.95 | 45 | 0 | esc | 0.00097009 | 7.2076e-09 | 0 | 0
[120 empty] | 7.3.3.17.5 (Remote Grid) Updates to grid topology to minimize risk of ignition in HFTDs Remote GridWLDFRWire-to-wire contactAggregated | WLDFR | HFTD - Distribution - Tier 2 - 4QU CoRE ¦ 5QU LoRE | Red Flag Warning - Small Fires | Wire-to-wire contact | Aggregated | 2023 | 7.4299e-06 | 470.836 | 0.0034982 | 2023 | Mitigation | 0.95 | 45 | 0 | esc | 0.00097009 | 7.2076e-09 | 0.00097009 | 7.2076e-09
[120 empty] | 7.3.3.17.5 (Remote Grid) Updates to grid topology to minimize risk of ignition in HFTDs Remote GridWLDFRWire-to-wire contactAggregated | WLDFR | HFTD - Distribution - Tier 2 - 4QU CoRE ¦ 5QU LoRE | Red Flag Warning - Small Fires | Wire-to-wire contact | Aggregated | 2024 | 7.4299e-06 | 470.836 | 0.0034982 | 2024 | Mitigation | 0.95 | 45 | 0 | esc | 0.00097009 | 7.2076e-09 | 0.00097009 | 7.2076e-09
[120 empty] | 7.3.3.17.5 (Remote Grid) Updates to grid topology to minimize risk of ignition in HFTDs Remote GridWLDFRWire-to-wire contactAggregated | WLDFR | HFTD - Distribution - Tier 2 - 4QU CoRE ¦ 5QU LoRE | Red Flag Warning - Small Fires | Wire-to-wire contact | Aggregated | 2025 | 7.4299e-06 | 470.836 | 0.0034982 | 2025 | Mitigation | 0.95 | 45 | 0 | esc | 0.00097009 | 7.2076e-09 | 0.00097009 | 7.2076e-09
[120 empty] | 7.3.3.17.5 (Remote Grid) Updates to grid topology to minimize risk of ignition in HFTDs Remote GridWLDFRWire-to-wire contactAggregated | WLDFR | HFTD - Distribution - Tier 2 - 4QU CoRE ¦ 5QU LoRE | Red Flag Warning - Small Fires | Wire-to-wire contact | Aggregated | 2026 | 7.4299e-06 | 470.836 | 0.0034982 | 2026 | Mitigation | 0.95 | 45 | 0 | esc | 0.00097009 | 7.2076e-09 | 0.00097009 | 7.2076e-09
[120 empty] | 7.3.3.17.5 (Remote Grid) Updates to grid topology to minimize risk of ignition in HFTDs Remote GridWLDFRWire-to-wire contactAggregated | WLDFR | HFTD - Distribution - Tier 2 - 4QU CoRE ¦ 5QU LoRE | Red Flag Warning - Small Fires | Wire-to-wire contact | Aggregated | 2027 | 7.4299e-06 | 470.836 | 0.0034982 | 2027 | Mitigation | 0.95 | 45 | 0 | esc | 0.00097009 | 7.2076e-09 | 0.00097009 | 7.2076e-09
[120 empty] | 7.3.3.17.5 (Remote Grid) Updates to grid topology to minimize risk of ignition in HFTDs Remote GridWLDFRWire-to-wire contactAggregated | WLDFR | HFTD - Distribution - Tier 2 - 4QU CoRE ¦ 5QU LoRE | Red Flag Warning - Small Fires | Wire-to-wire contact | Aggregated | 2028 | 7.4299e-06 | 470.836 | 0.0034982 | 2028 | Mitigation | 0.95 | 45 | 0 | esc | 0.00097009 | 7.2076e-09 | 0.00097009 | 7.2076e-09
[120 empty] | 7.3.3.17.5 (Remote Grid) Updates to grid topology to minimize risk of ignition in HFTDs Remote GridWLDFRWire-to-wire contactAggregated | WLDFR | HFTD - Distribution - Tier 2 - 4QU CoRE ¦ 5QU LoRE | Red Flag Warning - Small Fires | Wire-to-wire contact | Aggregated | 2029 | 7.4299e-06 | 470.836 | 0.0034982 | 2029 | Mitigation | 0.95 | 45 | 0 | esc | 0.00097009 | 7.2076e-09 | 0.00097009 | 7.2076e-09
[120 empty] | 7.3.3.17.5 (Remote Grid) Updates to grid topology to minimize risk of ignition in HFTDs Remote GridWLDFRWire-to-wire contactAggregated | WLDFR | HFTD - Distribution - Tier 2 - 4QU CoRE ¦ 5QU LoRE | Red Flag Warning - Small Fires | Wire-to-wire contact | Aggregated | 2030 | 7.4299e-06 | 470.836 | 0.0034982 | 2030 | Mitigation | 0.95 | 45 | 0 | esc | 0.00097009 | 7.2076e-09 | 0.00097009 | 7.2076e-09
[120 empty] | 7.3.3.17.5 (Remote Grid) Updates to grid topology to minimize risk of ignition in HFTDs Remote GridWLDFRWire-to-wire contactAggregated | WLDFR | HFTD - Distribution - Tier 2 - 4QU CoRE ¦ 5QU LoRE | Red Flag Warning - Small Fires | Wire-to-wire contact | Aggregated | 2031 | 7.4299e-06 | 470.836 | 0.0034982 | 2031 | Mitigation | 0.95 | 45 | 0 | esc | 0.00097009 | 7.2076e-09 | 0.00097009 | 7.2076e-09
[120 empty] | 7.3.3.17.5 (Remote Grid) Updates to grid topology to minimize risk of ignition in HFTDs Remote GridWLDFRWire-to-wire contactAggregated | WLDFR | HFTD - Distribution - Tier 2 - 4QU CoRE ¦ 5QU LoRE | Red Flag Warning - Small Fires | Wire-to-wire contact | Aggregated | 2032 | 7.4299e-06 | 470.836 | 0.0034982 | 2032 | Mitigation | 0.95 | 45 | 0 | esc | 0.00097009 | 7.2076e-09 | 0.00097009 | 7.2076e-09
[120 empty] | 7.3.3.17.5 (Remote Grid) Updates to grid topology to minimize risk of ignition in HFTDs Remote GridWLDFRWire-to-wire contactAggregated | WLDFR | HFTD - Distribution - Tier 2 - 4QU CoRE ¦ 5QU LoRE | Red Flag Warning - Small Fires | Wire-to-wire contact | Aggregated | 2033 | 7.4299e-06 | 470.836 | 0.0034982 | 2033 | Mitigation | 0.95 | 45 | 0 | esc | 0.00097009 | 7.2076e-09 | 0.00097009 | 7.2076e-09
[120 empty] | 7.3.3.17.5 (Remote Grid) Updates to grid topology to minimize risk of ignition in HFTDs Remote GridWLDFRWire-to-wire contactAggregated | WLDFR | HFTD - Distribution - Tier 2 - 4QU CoRE ¦ 5QU LoRE | Red Flag Warning - Small Fires | Wire-to-wire contact | Aggregated | 2034 | 7.4299e-06 | 470.836 | 0.0034982 | 2034 | Mitigation | 0.95 | 45 | 0 | esc | 0.00097009 | 7.2076e-09 | 0.00097009 | 7.2076e-09
[120 empty] | 7.3.3.17.5 (Remote Grid) Updates to grid topology to minimize risk of ignition in HFTDs Remote GridWLDFRWire-to-wire contactAggregated | WLDFR | HFTD - Distribution - Tier 2 - 4QU CoRE ¦ 5QU LoRE | Red Flag Warning - Small Fires | Wire-to-wire contact | Aggregated | 2035 | 7.4299e-06 | 470.836 | 0.0034982 | 2035 | Mitigation | 0.95 | 45 | 0 | esc | 0.00097009 | 7.2076e-09 | 0.00097009 | 7.2076e-09
[120 empty] | 7.3.3.17.5 (Remote Grid) Updates to grid topology to minimize risk of ignition in HFTDs Remote GridWLDFRWire-to-wire contactAggregated | WLDFR | HFTD - Distribution - Tier 2 - 4QU CoRE ¦ 5QU LoRE | Red Flag Warning - Small Fires | Wire-to-wire contact | Aggregated | 2036 | 7.4299e-06 | 470.836 | 0.0034982 | 2036 | Mitigation | 0.95 | 45 | 0 | esc | 0.00097009 | 7.2076e-09 | 0.00097009 | 7.2076e-09
[120 empty] | 7.3.3.17.5 (Remote Grid) Updates to grid topology to minimize risk of ignition in HFTDs Remote GridWLDFRWire-to-wire contactAggregated | WLDFR | HFTD - Distribution - Tier 2 - 4QU CoRE ¦ 5QU LoRE | Red Flag Warning - Small Fires | Wire-to-wire contact | Aggregated | 2037 | 7.4299e-06 | 470.836 | 0.0034982 | 2037 | Mitigation | 0.95 | 45 | 0 | esc | 0.00097009 | 7.2076e-09 | 0.00097009 | 7.2076e-09
[120 empty] | 7.3.3.17.5 (Remote Grid) Updates to grid topology to minimize risk of ignition in HFTDs Remote GridWLDFRWire-to-wire contactAggregated | WLDFR | HFTD - Distribution - Tier 2 - 4QU CoRE ¦ 5QU LoRE | Red Flag Warning - Small Fires | Wire-to-wire contact | Aggregated | 2038 | 7.4299e-06 | 470.836 | 0.0034982 | 2038 | Mitigation | 0.95 | 45 | 0 | esc | 0.00097009 | 7.2076e-09 | 0.00097009 | 7.2076e-09
[120 empty] | 7.3.3.17.5 (Remote Grid) Updates to grid topology to minimize risk of ignition in HFTDs Remote GridWLDFRWire-to-wire contactAggregated | WLDFR | HFTD - Distribution - Tier 2 - 4QU CoRE ¦ 5QU LoRE | Red Flag Warning - Small Fires | Wire-to-wire contact | Aggregated | 2039 | 7.4299e-06 | 470.836 | 0.0034982 | 2039 | Mitigation | 0.95 | 45 | 0 | esc | 0.00097009 | 7.2076e-09 | 0.00097009 | 7.2076e-09
[120 empty] | 7.3.3.17.5 (Remote Grid) Updates to grid topology to minimize risk of ignition in HFTDs Remote GridWLDFRWire-to-wire contactAggregated | WLDFR | HFTD - Distribution - Tier 2 - 4QU CoRE ¦ 5QU LoRE | Red Flag Warning - Small Fires | Wire-to-wire contact | Aggregated | 2040 | 7.4299e-06 | 470.836 | 0.0034982 | 2040 | Mitigation | 0.95 | 45 | 0 | esc | 0.00097009 | 7.2076e-09 | 0.00097009 | 7.2076e-09
[120 empty] | 7.3.3.17.5 (Remote Grid) Updates to grid topology to minimize risk of ignition in HFTDs Remote GridWLDFRWire-to-wire contactAggregated | WLDFR | HFTD - Distribution - Tier 2 - 4QU CoRE ¦ 5QU LoRE | Red Flag Warning - Small Fires | Wire-to-wire contact | Aggregated | 2041 | 7.4299e-06 | 470.836 | 0.0034982 | 2041 | Mitigation | 0.95 | 45 | 0 | esc | 0.00097009 | 7.2076e-09 | 0.00097009 | 7.2076e-09
[120 empty] | 7.3.3.17.5 (Remote Grid) Updates to grid topology to minimize risk of ignition in HFTDs Remote GridWLDFRWire-to-wire contactAggregated | WLDFR | HFTD - Distribution - Tier 2 - 4QU CoRE ¦ 5QU LoRE | Red Flag Warning - Small Fires | Wire-to-wire contact | Aggregated | 2042 | 7.4299e-06 | 470.836 | 0.0034982 | 2042 | Mitigation | 0.95 | 45 | 0 | esc | 0.00097009 | 7.2076e-09 | 0.00097009 | 7.2076e-09
[120 empty] | 7.3.3.17.5 (Remote Grid) Updates to grid topology to minimize risk of ignition in HFTDs Remote GridWLDFRWire-to-wire contactAggregated | WLDFR | HFTD - Distribution - Tier 2 - 4QU CoRE ¦ 5QU LoRE | Red Flag Warning - Small Fires | Wire-to-wire contact | Aggregated | 2043 | 7.4299e-06 | 470.836 | 0.0034982 | 2043 | Mitigation | 0.95 | 45 | 0 | esc | 0.00097009 | 7.2076e-09 | 0.00097009 | 7.2076e-09
[120 empty] | 7.3.3.17.5 (Remote Grid) Updates to grid topology to minimize risk of ignition in HFTDs Remote GridWLDFRWire-to-wire contactAggregated | WLDFR | HFTD - Distribution - Tier 2 - 4QU CoRE ¦ 5QU LoRE | Red Flag Warning - Small Fires | Wire-to-wire contact | Aggregated | 2044 | 7.4299e-06 | 470.836 | 0.0034982 | 2044 | Mitigation | 0.95 | 45 | 0 | esc | 0.00097009 | 7.2076e-09 | 0.00097009 | 7.2076e-09
[120 empty] | 7.3.3.17.5 (Remote Grid) Updates to grid topology to minimize risk of ignition in HFTDs Remote GridWLDFRWire-to-wire contactAggregated | WLDFR | HFTD - Distribution - Tier 2 - 4QU CoRE ¦ 5QU LoRE | Red Flag Warning - Small Fires | Wire-to-wire contact | Aggregated | 2045 | 7.4299e-06 | 470.836 | 0.0034982 | 2045 | Mitigation | 0.95 | 45 | 0 | esc | 0.00097009 | 7.2076e-09 | 0.00097009 | 7.2076e-09
[120 empty] | 7.3.3.17.5 (Remote Grid) Updates to grid topology to minimize risk of ignition in HFTDs Remote GridWLDFRWire-to-wire contactAggregated | WLDFR | HFTD - Distribution - Tier 2 - 4QU CoRE ¦ 5QU LoRE | Red Flag Warning - Small Fires | Wire-to-wire contact | Aggregated | 2046 | 7.4299e-06 | 470.836 | 0.0034982 | 2046 | Mitigation | 0.95 | 45 | 0 | esc | 0.00097009 | 7.2076e-09 | 0.00097009 | 7.2076e-09
[120 empty] | 7.3.3.17.5 (Remote Grid) Updates to grid topology to minimize risk of ignition in HFTDs Remote GridWLDFRWire-to-wire contactAggregated | WLDFR | HFTD - Distribution - Tier 2 - 4QU CoRE ¦ 5QU LoRE | Red Flag Warning - Small Fires | Wire-to-wire contact | Aggregated | 2047 | 7.4299e-06 | 470.836 | 0.0034982 | 2047 | Mitigation | 0.95 | 45 | 0 | esc | 0.00097009 | 7.2076e-09 | 0.00097009 | 7.2076e-09
[120 empty] | 7.3.3.17.5 (Remote Grid) Updates to grid topology to minimize risk of ignition in HFTDs Remote GridWLDFRWire-to-wire contactAggregated | WLDFR | HFTD - Distribution - Tier 2 - 4QU CoRE ¦ 5QU LoRE | Red Flag Warning - Small Fires | Wire-to-wire contact | Aggregated | 2048 | 7.4299e-06 | 470.836 | 0.0034982 | 2048 | Mitigation | 0.95 | 45 | 0 | esc | 0.00097009 | 7.2076e-09 | 0.00097009 | 7.2076e-09
[120 empty] | 7.3.3.17.5 (Remote Grid) Updates to grid topology to minimize risk of ignition in HFTDs Remote GridWLDFRWire-to-wire contactAggregated | WLDFR | HFTD - Distribution - Tier 2 - 4QU CoRE ¦ 5QU LoRE | Red Flag Warning - Small Fires | Wire-to-wire contact | Aggregated | 2049 | 7.4299e-06 | 470.836 | 0.0034982 | 2049 | Mitigation | 0.95 | 45 | 0 | esc | 0.00097009 | 7.2076e-09 | 0.00097009 | 7.2076e-09
[120 empty] | 7.3.3.17.5 (Remote Grid) Updates to grid topology to minimize risk of ignition in HFTDs Remote GridWLDFRWire-to-wire contactAggregated | WLDFR | HFTD - Distribution - Tier 2 - 4QU CoRE ¦ 5QU LoRE | Red Flag Warning - Small Fires | Wire-to-wire contact | Aggregated | 2050 | 7.4299e-06 | 470.836 | 0.0034982 | 2050 | Mitigation | 0.95 | 45 | 0 | esc | 0.00097009 | 7.2076e-09 | 0.00097009 | 7.2076e-09
[120 empty] | 7.3.3.17.5 (Remote Grid) Updates to grid topology to minimize risk of ignition in HFTDs Remote GridWLDFRWire-to-wire contactAggregated | WLDFR | HFTD - Distribution - Tier 2 - 4QU CoRE ¦ 5QU LoRE | Red Flag Warning - Small Fires | Wire-to-wire contact | Aggregated | 2051 | 7.4299e-06 | 470.836 | 0.0034982 | 2051 | Mitigation | 0.95 | 45 | 0 | esc | 0.00097009 | 7.2076e-09 | 0.00097009 | 7.2076e-09
[120 empty] | 7.3.3.17.5 (Remote Grid) Updates to grid topology to minimize risk of ignition in HFTDs Remote GridWLDFRWire-to-wire contactAggregated | WLDFR | HFTD - Distribution - Tier 2 - 4QU CoRE ¦ 5QU LoRE | Red Flag Warning - Small Fires | Wire-to-wire contact | Aggregated | 2052 | 7.4299e-06 | 470.836 | 0.0034982 | 2052 | Mitigation | 0.95 | 45 | 0 | esc | 0.00097009 | 7.2076e-09 | 0.00097009 | 7.2076e-09
[120 empty] | 7.3.3.17.5 (Remote Grid) Updates to grid topology to minimize risk of ignition in HFTDs Remote GridWLDFRWire-to-wire contactAggregated | WLDFR | HFTD - Distribution - Tier 2 - 4QU CoRE ¦ 5QU LoRE | Red Flag Warning - Small Fires | Wire-to-wire contact | Aggregated | 2053 | 7.4299e-06 | 470.836 | 0.0034982 | 2053 | Mitigation | 0.95 | 45 | 0 | esc | 0.00097009 | 7.2076e-09 | 0.00097009 | 7.2076e-09
[120 empty] | 7.3.3.17.5 (Remote Grid) Updates to grid topology to minimize risk of ignition in HFTDs Remote GridWLDFRWire-to-wire contactAggregated | WLDFR | HFTD - Distribution - Tier 2 - 4QU CoRE ¦ 5QU LoRE | Red Flag Warning - Small Fires | Wire-to-wire contact | Aggregated | 2054 | 7.4299e-06 | 470.836 | 0.0034982 | 2054 | Mitigation | 0.95 | 45 | 0 | esc | 0.00097009 | 7.2076e-09 | 0.00097009 | 7.2076e-09
[120 empty] | 7.3.3.17.5 (Remote Grid) Updates to grid topology to minimize risk of ignition in HFTDs Remote GridWLDFRWire-to-wire contactAggregated | WLDFR | HFTD - Distribution - Tier 2 - 4QU CoRE ¦ 5QU LoRE | Red Flag Warning - Small Fires | Wire-to-wire contact | Aggregated | 2055 | 7.4299e-06 | 470.836 | 0.0034982 | 2055 | Mitigation | 0.95 | 45 | 0 | esc | 0.00097009 | 7.2076e-09 | 0.00097009 | 7.2076e-09
[120 empty] | 7.3.3.17.5 (Remote Grid) Updates to grid topology to minimize risk of ignition in HFTDs Remote GridWLDFRWire-to-wire contactAggregated | WLDFR | HFTD - Distribution - Tier 2 - 4QU CoRE ¦ 5QU LoRE | Red Flag Warning - Small Fires | Wire-to-wire contact | Aggregated | 2056 | 7.4299e-06 | 470.836 | 0.0034982 | 2056 | Mitigation | 0.95 | 45 | 0 | esc | 0.00097009 | 7.2076e-09 | 0.00097009 | 7.2076e-09
[120 empty] | 7.3.3.17.5 (Remote Grid) Updates to grid topology to minimize risk of ignition in HFTDs Remote GridWLDFRWire-to-wire contactAggregated | WLDFR | HFTD - Distribution - Tier 2 - 4QU CoRE ¦ 5QU LoRE | Red Flag Warning - Small Fires | Wire-to-wire contact | Aggregated | 2057 | 7.4299e-06 | 470.836 | 0.0034982 | 2057 | Mitigation | 0.95 | 45 | 0 | esc | 0.00097009 | 7.2076e-09 | 0.00097009 | 7.2076e-09
[120 empty] | 7.3.3.17.5 (Remote Grid) Updates to grid topology to minimize risk of ignition in HFTDs Remote GridWLDFRWire-to-wire contactAggregated | WLDFR | HFTD - Distribution - Tier 2 - 4QU CoRE ¦ 5QU LoRE | Red Flag Warning - Small Fires | Wire-to-wire contact | Aggregated | 2058 | 7.4299e-06 | 470.836 | 0.0034982 | 2058 | Mitigation | 0.95 | 45 | 0 | esc | 0.00097009 | 7.2076e-09 | 0.00097009 | 7.2076e-09
[120 empty] | 7.3.3.17.5 (Remote Grid) Updates to grid topology to minimize risk of ignition in HFTDs Remote GridWLDFRWire-to-wire contactAggregated | WLDFR | HFTD - Distribution - Tier 2 - 4QU CoRE ¦ 5QU LoRE | Red Flag Warning - Small Fires | Wire-to-wire contact | Aggregated | 2059 | 7.4299e-06 | 470.836 | 0.0034982 | 2059 | Mitigation | 0.95 | 45 | 0 | esc | 0.00097009 | 7.2076e-09 | 0.00097009 | 7.2076e-09
[120 empty] | 7.3.3.17.5 (Remote Grid) Updates to grid topology to minimize risk of ignition in HFTDs Remote GridWLDFRWire-to-wire contactAggregated | WLDFR | HFTD - Distribution - Tier 2 - 4QU CoRE ¦ 5QU LoRE | Red Flag Warning - Small Fires | Wire-to-wire contact | Aggregated | 2060 | 7.4299e-06 | 470.836 | 0.0034982 | 2060 | Mitigation | 0.95 | 45 | 0 | esc | 0.00097009 | 7.2076e-09 | 0.00097009 | 7.2076e-09
[120 empty] | 7.3.3.17.5 (Remote Grid) Updates to grid topology to minimize risk of ignition in HFTDs Remote GridWLDFRWire-to-wire contactAggregated | WLDFR | HFTD - Distribution - Tier 2 - 4QU CoRE ¦ 5QU LoRE | Red Flag Warning - Small Fires | Wire-to-wire contact | Aggregated | 2061 | 7.4299e-06 | 470.836 | 0.0034982 | 2061 | Mitigation | 0.95 | 45 | 0 | esc | 0.00097009 | 7.2076e-09 | 0.00097009 | 7.2076e-09
[120 empty] | 7.3.3.17.5 (Remote Grid) Updates to grid topology to minimize risk of ignition in HFTDs Remote GridWLDFRWire-to-wire contactAggregated | WLDFR | HFTD - Distribution - Tier 2 - 4QU CoRE ¦ 5QU LoRE | Red Flag Warning - Small Fires | Wire-to-wire contact | Aggregated | 2062 | 7.4299e-06 | 470.836 | 0.0034982 | 2062 | Mitigation | 0.95 | 45 | 0 | esc | 0.00097009 | 7.2076e-09 | 0.00097009 | 7.2076e-09
[120 empty] | 7.3.3.17.5 (Remote Grid) Updates to grid topology to minimize risk of ignition in HFTDs Remote GridWLDFRWire-to-wire contactAggregated | WLDFR | HFTD - Distribution - Tier 2 - 4QU CoRE ¦ 5QU LoRE | Red Flag Warning - Small Fires | Wire-to-wire contact | Aggregated | 2063 | 7.4299e-06 | 470.836 | 0.0034982 | 2063 | Mitigation | 0.95 | 45 | 0 | esc | 0.00097009 | 7.2076e-09 | 0.00097009 | 7.2076e-09
[120 empty] | 7.3.3.17.5 (Remote Grid) Updates to grid topology to minimize risk of ignition in HFTDs Remote GridWLDFRWire-to-wire contactAggregated | WLDFR | HFTD - Distribution - Tier 2 - 4QU CoRE ¦ 5QU LoRE | Red Flag Warning - Small Fires | Wire-to-wire contact | Aggregated | 2064 | 7.4299e-06 | 470.836 | 0.0034982 | 2064 | Mitigation | 0.95 | 45 | 0 | esc | 0.00097009 | 7.2076e-09 | 0.00097009 | 7.2076e-09
[120 empty] | 7.3.3.17.5 (Remote Grid) Updates to grid topology to minimize risk of ignition in HFTDs Remote GridWLDFRWire-to-wire contactAggregated | WLDFR | HFTD - Distribution - Tier 2 - 4QU CoRE ¦ 5QU LoRE | Red Flag Warning - Small Fires | Wire-to-wire contact | Aggregated | 2065 | 7.4299e-06 | 470.836 | 0.0034982 | 2065 | Mitigation | 0.95 | 45 | 0 | esc | 0.00097009 | 7.2076e-09 | 0.00097009 | 7.2076e-09
[120 empty] | 7.3.3.17.5 (Remote Grid) Updates to grid topology to minimize risk of ignition in HFTDs Remote GridWLDFRWire-to-wire contactAggregated | WLDFR | HFTD - Distribution - Tier 2 - 4QU CoRE ¦ 5QU LoRE | Red Flag Warning - Small Fires | Wire-to-wire contact | Aggregated | 2066 | 7.4299e-06 | 470.836 | 0.0034982 | 2066 | Mitigation | 0.95 | 45 | 0 | esc | 0.00097009 | 7.2076e-09 | 0.00097009 | 7.2076e-09
[120 empty] | 7.3.3.17.5 (Remote Grid) Updates to grid topology to minimize risk of ignition in HFTDs Remote GridWLDFRWire-to-wire contactAggregated | WLDFR | HFTD - Distribution - Tier 2 - 4QU CoRE ¦ 5QU LoRE | Red Flag Warning - Small Fires | Wire-to-wire contact | Aggregated | 2067 | 7.4299e-06 | 470.836 | 0.0034982 | 2067 | Mitigation | 0.95 | 45 | 0 | esc | 0 | 0 | 0.00097009 | 7.2076e-09
[120 empty] | 7.3.3.17.5 (Remote Grid) Updates to grid topology to minimize risk of ignition in HFTDs Remote GridWLDFRContact from objectAggregated | WLDFR | HFTD - Distribution - Tier 2 - 5QU CoRE ¦ 1QU LoRE | Non-Red Flag Warning - Catastrophic Fires | Contact from object | Aggregated | 2022 | 9.0296e-08 | 752.6401 | 6.796e-05 | 2022 | Mitigation | 0.95 | 45 | 0 | esc | 0.00097009 | 8.7594e-11 | 0 | 0
[120 empty] | 7.3.3.17.5 (Remote Grid) Updates to grid topology to minimize risk of ignition in HFTDs Remote GridWLDFRContact from objectAggregated | WLDFR | HFTD - Distribution - Tier 2 - 5QU CoRE ¦ 1QU LoRE | Non-Red Flag Warning - Catastrophic Fires | Contact from object | Aggregated | 2023 | 9.0296e-08 | 752.6401 | 6.796e-05 | 2023 | Mitigation | 0.95 | 45 | 0 | esc | 0.00097009 | 8.7594e-11 | 0.00097009 | 8.7594e-11
[120 empty] | 7.3.3.17.5 (Remote Grid) Updates to grid topology to minimize risk of ignition in HFTDs Remote GridWLDFRContact from objectAggregated | WLDFR | HFTD - Distribution - Tier 2 - 5QU CoRE ¦ 1QU LoRE | Non-Red Flag Warning - Catastrophic Fires | Contact from object | Aggregated | 2024 | 9.0296e-08 | 752.6401 | 6.796e-05 | 2024 | Mitigation | 0.95 | 45 | 0 | esc | 0.00097009 | 8.7594e-11 | 0.00097009 | 8.7594e-11
[120 empty] | 7.3.3.17.5 (Remote Grid) Updates to grid topology to minimize risk of ignition in HFTDs Remote GridWLDFRContact from objectAggregated | WLDFR | HFTD - Distribution - Tier 2 - 5QU CoRE ¦ 1QU LoRE | Non-Red Flag Warning - Catastrophic Fires | Contact from object | Aggregated | 2025 | 9.0296e-08 | 752.6401 | 6.796e-05 | 2025 | Mitigation | 0.95 | 45 | 0 | esc | 0.00097009 | 8.7594e-11 | 0.00097009 | 8.7594e-11
[120 empty] | 7.3.3.17.5 (Remote Grid) Updates to grid topology to minimize risk of ignition in HFTDs Remote GridWLDFRContact from objectAggregated | WLDFR | HFTD - Distribution - Tier 2 - 5QU CoRE ¦ 1QU LoRE | Non-Red Flag Warning - Catastrophic Fires | Contact from object | Aggregated | 2026 | 9.0296e-08 | 752.6401 | 6.796e-05 | 2026 | Mitigation | 0.95 | 45 | 0 | esc | 0.00097009 | 8.7594e-11 | 0.00097009 | 8.7594e-11
[120 empty] | 7.3.3.17.5 (Remote Grid) Updates to grid topology to minimize risk of ignition in HFTDs Remote GridWLDFRContact from objectAggregated | WLDFR | HFTD - Distribution - Tier 2 - 5QU CoRE ¦ 1QU LoRE | Non-Red Flag Warning - Catastrophic Fires | Contact from object | Aggregated | 2027 | 9.0296e-08 | 752.6401 | 6.796e-05 | 2027 | Mitigation | 0.95 | 45 | 0 | esc | 0.00097009 | 8.7594e-11 | 0.00097009 | 8.7594e-11
[120 empty] | 7.3.3.17.5 (Remote Grid) Updates to grid topology to minimize risk of ignition in HFTDs Remote GridWLDFRContact from objectAggregated | WLDFR | HFTD - Distribution - Tier 2 - 5QU CoRE ¦ 1QU LoRE | Non-Red Flag Warning - Catastrophic Fires | Contact from object | Aggregated | 2028 | 9.0296e-08 | 752.6401 | 6.796e-05 | 2028 | Mitigation | 0.95 | 45 | 0 | esc | 0.00097009 | 8.7594e-11 | 0.00097009 | 8.7594e-11
[120 empty] | 7.3.3.17.5 (Remote Grid) Updates to grid topology to minimize risk of ignition in HFTDs Remote GridWLDFRContact from objectAggregated | WLDFR | HFTD - Distribution - Tier 2 - 5QU CoRE ¦ 1QU LoRE | Non-Red Flag Warning - Catastrophic Fires | Contact from object | Aggregated | 2029 | 9.0296e-08 | 752.6401 | 6.796e-05 | 2029 | Mitigation | 0.95 | 45 | 0 | esc | 0.00097009 | 8.7594e-11 | 0.00097009 | 8.7594e-11
[120 empty] | 7.3.3.17.5 (Remote Grid) Updates to grid topology to minimize risk of ignition in HFTDs Remote GridWLDFRContact from objectAggregated | WLDFR | HFTD - Distribution - Tier 2 - 5QU CoRE ¦ 1QU LoRE | Non-Red Flag Warning - Catastrophic Fires | Contact from object | Aggregated | 2030 | 9.0296e-08 | 752.6401 | 6.796e-05 | 2030 | Mitigation | 0.95 | 45 | 0 | esc | 0.00097009 | 8.7594e-11 | 0.00097009 | 8.7594e-11
[120 empty] | 7.3.3.17.5 (Remote Grid) Updates to grid topology to minimize risk of ignition in HFTDs Remote GridWLDFRContact from objectAggregated | WLDFR | HFTD - Distribution - Tier 2 - 5QU CoRE ¦ 1QU LoRE | Non-Red Flag Warning - Catastrophic Fires | Contact from object | Aggregated | 2031 | 9.0296e-08 | 752.6401 | 6.796e-05 | 2031 | Mitigation | 0.95 | 45 | 0 | esc | 0.00097009 | 8.7594e-11 | 0.00097009 | 8.7594e-11
[120 empty] | 7.3.3.17.5 (Remote Grid) Updates to grid topology to minimize risk of ignition in HFTDs Remote GridWLDFRContact from objectAggregated | WLDFR | HFTD - Distribution - Tier 2 - 5QU CoRE ¦ 1QU LoRE | Non-Red Flag Warning - Catastrophic Fires | Contact from object | Aggregated | 2032 | 9.0296e-08 | 752.6401 | 6.796e-05 | 2032 | Mitigation | 0.95 | 45 | 0 | esc | 0.00097009 | 8.7594e-11 | 0.00097009 | 8.7594e-11
[120 empty] | 7.3.3.17.5 (Remote Grid) Updates to grid topology to minimize risk of ignition in HFTDs Remote GridWLDFRContact from objectAggregated | WLDFR | HFTD - Distribution - Tier 2 - 5QU CoRE ¦ 1QU LoRE | Non-Red Flag Warning - Catastrophic Fires | Contact from object | Aggregated | 2033 | 9.0296e-08 | 752.6401 | 6.796e-05 | 2033 | Mitigation | 0.95 | 45 | 0 | esc | 0.00097009 | 8.7594e-11 | 0.00097009 | 8.7594e-11
[120 empty] | 7.3.3.17.5 (Remote Grid) Updates to grid topology to minimize risk of ignition in HFTDs Remote GridWLDFRContact from objectAggregated | WLDFR | HFTD - Distribution - Tier 2 - 5QU CoRE ¦ 1QU LoRE | Non-Red Flag Warning - Catastrophic Fires | Contact from object | Aggregated | 2034 | 9.0296e-08 | 752.6401 | 6.796e-05 | 2034 | Mitigation | 0.95 | 45 | 0 | esc | 0.00097009 | 8.7594e-11 | 0.00097009 | 8.7594e-11
[120 empty] | 7.3.3.17.5 (Remote Grid) Updates to grid topology to minimize risk of ignition in HFTDs Remote GridWLDFRContact from objectAggregated | WLDFR | HFTD - Distribution - Tier 2 - 5QU CoRE ¦ 1QU LoRE | Non-Red Flag Warning - Catastrophic Fires | Contact from object | Aggregated | 2035 | 9.0296e-08 | 752.6401 | 6.796e-05 | 2035 | Mitigation | 0.95 | 45 | 0 | esc | 0.00097009 | 8.7594e-11 | 0.00097009 | 8.7594e-11
[120 empty] | 7.3.3.17.5 (Remote Grid) Updates to grid topology to minimize risk of ignition in HFTDs Remote GridWLDFRContact from objectAggregated | WLDFR | HFTD - Distribution - Tier 2 - 5QU CoRE ¦ 1QU LoRE | Non-Red Flag Warning - Catastrophic Fires | Contact from object | Aggregated | 2036 | 9.0296e-08 | 752.6401 | 6.796e-05 | 2036 | Mitigation | 0.95 | 45 | 0 | esc | 0.00097009 | 8.7594e-11 | 0.00097009 | 8.7594e-11
[120 empty] | 7.3.3.17.5 (Remote Grid) Updates to grid topology to minimize risk of ignition in HFTDs Remote GridWLDFRContact from objectAggregated | WLDFR | HFTD - Distribution - Tier 2 - 5QU CoRE ¦ 1QU LoRE | Non-Red Flag Warning - Catastrophic Fires | Contact from object | Aggregated | 2037 | 9.0296e-08 | 752.6401 | 6.796e-05 | 2037 | Mitigation | 0.95 | 45 | 0 | esc | 0.00097009 | 8.7594e-11 | 0.00097009 | 8.7594e-11
[120 empty] | 7.3.3.17.5 (Remote Grid) Updates to grid topology to minimize risk of ignition in HFTDs Remote GridWLDFRContact from objectAggregated | WLDFR | HFTD - Distribution - Tier 2 - 5QU CoRE ¦ 1QU LoRE | Non-Red Flag Warning - Catastrophic Fires | Contact from object | Aggregated | 2038 | 9.0296e-08 | 752.6401 | 6.796e-05 | 2038 | Mitigation | 0.95 | 45 | 0 | esc | 0.00097009 | 8.7594e-11 | 0.00097009 | 8.7594e-11
[120 empty] | 7.3.3.17.5 (Remote Grid) Updates to grid topology to minimize risk of ignition in HFTDs Remote GridWLDFRContact from objectAggregated | WLDFR | HFTD - Distribution - Tier 2 - 5QU CoRE ¦ 1QU LoRE | Non-Red Flag Warning - Catastrophic Fires | Contact from object | Aggregated | 2039 | 9.0296e-08 | 752.6401 | 6.796e-05 | 2039 | Mitigation | 0.95 | 45 | 0 | esc | 0.00097009 | 8.7594e-11 | 0.00097009 | 8.7594e-11
[120 empty] | 7.3.3.17.5 (Remote Grid) Updates to grid topology to minimize risk of ignition in HFTDs Remote GridWLDFRContact from objectAggregated | WLDFR | HFTD - Distribution - Tier 2 - 5QU CoRE ¦ 1QU LoRE | Non-Red Flag Warning - Catastrophic Fires | Contact from object | Aggregated | 2040 | 9.0296e-08 | 752.6401 | 6.796e-05 | 2040 | Mitigation | 0.95 | 45 | 0 | esc | 0.00097009 | 8.7594e-11 | 0.00097009 | 8.7594e-11
[120 empty] | 7.3.3.17.5 (Remote Grid) Updates to grid topology to minimize risk of ignition in HFTDs Remote GridWLDFRContact from objectAggregated | WLDFR | HFTD - Distribution - Tier 2 - 5QU CoRE ¦ 1QU LoRE | Non-Red Flag Warning - Catastrophic Fires | Contact from object | Aggregated | 2041 | 9.0296e-08 | 752.6401 | 6.796e-05 | 2041 | Mitigation | 0.95 | 45 | 0 | esc | 0.00097009 | 8.7594e-11 | 0.00097009 | 8.7594e-11
[120 empty] | 7.3.3.17.5 (Remote Grid) Updates to grid topology to minimize risk of ignition in HFTDs Remote GridWLDFRContact from objectAggregated | WLDFR | HFTD - Distribution - Tier 2 - 5QU CoRE ¦ 1QU LoRE | Non-Red Flag Warning - Catastrophic Fires | Contact from object | Aggregated | 2042 | 9.0296e-08 | 752.6401 | 6.796e-05 | 2042 | Mitigation | 0.95 | 45 | 0 | esc | 0.00097009 | 8.7594e-11 | 0.00097009 | 8.7594e-11
[120 empty] | 7.3.3.17.5 (Remote Grid) Updates to grid topology to minimize risk of ignition in HFTDs Remote GridWLDFRContact from objectAggregated | WLDFR | HFTD - Distribution - Tier 2 - 5QU CoRE ¦ 1QU LoRE | Non-Red Flag Warning - Catastrophic Fires | Contact from object | Aggregated | 2043 | 9.0296e-08 | 752.6401 | 6.796e-05 | 2043 | Mitigation | 0.95 | 45 | 0 | esc | 0.00097009 | 8.7594e-11 | 0.00097009 | 8.7594e-11
[120 empty] | 7.3.3.17.5 (Remote Grid) Updates to grid topology to minimize risk of ignition in HFTDs Remote GridWLDFRContact from objectAggregated | WLDFR | HFTD - Distribution - Tier 2 - 5QU CoRE ¦ 1QU LoRE | Non-Red Flag Warning - Catastrophic Fires | Contact from object | Aggregated | 2044 | 9.0296e-08 | 752.6401 | 6.796e-05 | 2044 | Mitigation | 0.95 | 45 | 0 | esc | 0.00097009 | 8.7594e-11 | 0.00097009 | 8.7594e-11
[120 empty] | 7.3.3.17.5 (Remote Grid) Updates to grid topology to minimize risk of ignition in HFTDs Remote GridWLDFRContact from objectAggregated | WLDFR | HFTD - Distribution - Tier 2 - 5QU CoRE ¦ 1QU LoRE | Non-Red Flag Warning - Catastrophic Fires | Contact from object | Aggregated | 2045 | 9.0296e-08 | 752.6401 | 6.796e-05 | 2045 | Mitigation | 0.95 | 45 | 0 | esc | 0.00097009 | 8.7594e-11 | 0.00097009 | 8.7594e-11
[120 empty] | 7.3.3.17.5 (Remote Grid) Updates to grid topology to minimize risk of ignition in HFTDs Remote GridWLDFRContact from objectAggregated | WLDFR | HFTD - Distribution - Tier 2 - 5QU CoRE ¦ 1QU LoRE | Non-Red Flag Warning - Catastrophic Fires | Contact from object | Aggregated | 2046 | 9.0296e-08 | 752.6401 | 6.796e-05 | 2046 | Mitigation | 0.95 | 45 | 0 | esc | 0.00097009 | 8.7594e-11 | 0.00097009 | 8.7594e-11
[120 empty] | 7.3.3.17.5 (Remote Grid) Updates to grid topology to minimize risk of ignition in HFTDs Remote GridWLDFRContact from objectAggregated | WLDFR | HFTD - Distribution - Tier 2 - 5QU CoRE ¦ 1QU LoRE | Non-Red Flag Warning - Catastrophic Fires | Contact from object | Aggregated | 2047 | 9.0296e-08 | 752.6401 | 6.796e-05 | 2047 | Mitigation | 0.95 | 45 | 0 | esc | 0.00097009 | 8.7594e-11 | 0.00097009 | 8.7594e-11
[120 empty] | 7.3.3.17.5 (Remote Grid) Updates to grid topology to minimize risk of ignition in HFTDs Remote GridWLDFRContact from objectAggregated | WLDFR | HFTD - Distribution - Tier 2 - 5QU CoRE ¦ 1QU LoRE | Non-Red Flag Warning - Catastrophic Fires | Contact from object | Aggregated | 2048 | 9.0296e-08 | 752.6401 | 6.796e-05 | 2048 | Mitigation | 0.95 | 45 | 0 | esc | 0.00097009 | 8.7594e-11 | 0.00097009 | 8.7594e-11
[120 empty] | 7.3.3.17.5 (Remote Grid) Updates to grid topology to minimize risk of ignition in HFTDs Remote GridWLDFRContact from objectAggregated | WLDFR | HFTD - Distribution - Tier 2 - 5QU CoRE ¦ 1QU LoRE | Non-Red Flag Warning - Catastrophic Fires | Contact from object | Aggregated | 2049 | 9.0296e-08 | 752.6401 | 6.796e-05 | 2049 | Mitigation | 0.95 | 45 | 0 | esc | 0.00097009 | 8.7594e-11 | 0.00097009 | 8.7594e-11
[120 empty] | 7.3.3.17.5 (Remote Grid) Updates to grid topology to minimize risk of ignition in HFTDs Remote GridWLDFRContact from objectAggregated | WLDFR | HFTD - Distribution - Tier 2 - 5QU CoRE ¦ 1QU LoRE | Non-Red Flag Warning - Catastrophic Fires | Contact from object | Aggregated | 2050 | 9.0296e-08 | 752.6401 | 6.796e-05 | 2050 | Mitigation | 0.95 | 45 | 0 | esc | 0.00097009 | 8.7594e-11 | 0.00097009 | 8.7594e-11
[120 empty] | 7.3.3.17.5 (Remote Grid) Updates to grid topology to minimize risk of ignition in HFTDs Remote GridWLDFRContact from objectAggregated | WLDFR | HFTD - Distribution - Tier 2 - 5QU CoRE ¦ 1QU LoRE | Non-Red Flag Warning - Catastrophic Fires | Contact from object | Aggregated | 2051 | 9.0296e-08 | 752.6401 | 6.796e-05 | 2051 | Mitigation | 0.95 | 45 | 0 | esc | 0.00097009 | 8.7594e-11 | 0.00097009 | 8.7594e-11
[120 empty] | 7.3.3.17.5 (Remote Grid) Updates to grid topology to minimize risk of ignition in HFTDs Remote GridWLDFRContact from objectAggregated | WLDFR | HFTD - Distribution - Tier 2 - 5QU CoRE ¦ 1QU LoRE | Non-Red Flag Warning - Catastrophic Fires | Contact from object | Aggregated | 2052 | 9.0296e-08 | 752.6401 | 6.796e-05 | 2052 | Mitigation | 0.95 | 45 | 0 | esc | 0.00097009 | 8.7594e-11 | 0.00097009 | 8.7594e-11
[120 empty] | 7.3.3.17.5 (Remote Grid) Updates to grid topology to minimize risk of ignition in HFTDs Remote GridWLDFRContact from objectAggregated | WLDFR | HFTD - Distribution - Tier 2 - 5QU CoRE ¦ 1QU LoRE | Non-Red Flag Warning - Catastrophic Fires | Contact from object | Aggregated | 2053 | 9.0296e-08 | 752.6401 | 6.796e-05 | 2053 | Mitigation | 0.95 | 45 | 0 | esc | 0.00097009 | 8.7594e-11 | 0.00097009 | 8.7594e-11
[120 empty] | 7.3.3.17.5 (Remote Grid) Updates to grid topology to minimize risk of ignition in HFTDs Remote GridWLDFRContact from objectAggregated | WLDFR | HFTD - Distribution - Tier 2 - 5QU CoRE ¦ 1QU LoRE | Non-Red Flag Warning - Catastrophic Fires | Contact from object | Aggregated | 2054 | 9.0296e-08 | 752.6401 | 6.796e-05 | 2054 | Mitigation | 0.95 | 45 | 0 | esc | 0.00097009 | 8.7594e-11 | 0.00097009 | 8.7594e-11
[120 empty] | 7.3.3.17.5 (Remote Grid) Updates to grid topology to minimize risk of ignition in HFTDs Remote GridWLDFRContact from objectAggregated | WLDFR | HFTD - Distribution - Tier 2 - 5QU CoRE ¦ 1QU LoRE | Non-Red Flag Warning - Catastrophic Fires | Contact from object | Aggregated | 2055 | 9.0296e-08 | 752.6401 | 6.796e-05 | 2055 | Mitigation | 0.95 | 45 | 0 | esc | 0.00097009 | 8.7594e-11 | 0.00097009 | 8.7594e-11
[120 empty] | 7.3.3.17.5 (Remote Grid) Updates to grid topology to minimize risk of ignition in HFTDs Remote GridWLDFRContact from objectAggregated | WLDFR | HFTD - Distribution - Tier 2 - 5QU CoRE ¦ 1QU LoRE | Non-Red Flag Warning - Catastrophic Fires | Contact from object | Aggregated | 2056 | 9.0296e-08 | 752.6401 | 6.796e-05 | 2056 | Mitigation | 0.95 | 45 | 0 | esc | 0.00097009 | 8.7594e-11 | 0.00097009 | 8.7594e-11
[120 empty] | 7.3.3.17.5 (Remote Grid) Updates to grid topology to minimize risk of ignition in HFTDs Remote GridWLDFRContact from objectAggregated | WLDFR | HFTD - Distribution - Tier 2 - 5QU CoRE ¦ 1QU LoRE | Non-Red Flag Warning - Catastrophic Fires | Contact from object | Aggregated | 2057 | 9.0296e-08 | 752.6401 | 6.796e-05 | 2057 | Mitigation | 0.95 | 45 | 0 | esc | 0.00097009 | 8.7594e-11 | 0.00097009 | 8.7594e-11
[120 empty] | 7.3.3.17.5 (Remote Grid) Updates to grid topology to minimize risk of ignition in HFTDs Remote GridWLDFRContact from objectAggregated | WLDFR | HFTD - Distribution - Tier 2 - 5QU CoRE ¦ 1QU LoRE | Non-Red Flag Warning - Catastrophic Fires | Contact from object | Aggregated | 2058 | 9.0296e-08 | 752.6401 | 6.796e-05 | 2058 | Mitigation | 0.95 | 45 | 0 | esc | 0.00097009 | 8.7594e-11 | 0.00097009 | 8.7594e-11
[120 empty] | 7.3.3.17.5 (Remote Grid) Updates to grid topology to minimize risk of ignition in HFTDs Remote GridWLDFRContact from objectAggregated | WLDFR | HFTD - Distribution - Tier 2 - 5QU CoRE ¦ 1QU LoRE | Non-Red Flag Warning - Catastrophic Fires | Contact from object | Aggregated | 2059 | 9.0296e-08 | 752.6401 | 6.796e-05 | 2059 | Mitigation | 0.95 | 45 | 0 | esc | 0.00097009 | 8.7594e-11 | 0.00097009 | 8.7594e-11
[120 empty] | 7.3.3.17.5 (Remote Grid) Updates to grid topology to minimize risk of ignition in HFTDs Remote GridWLDFRContact from objectAggregated | WLDFR | HFTD - Distribution - Tier 2 - 5QU CoRE ¦ 1QU LoRE | Non-Red Flag Warning - Catastrophic Fires | Contact from object | Aggregated | 2060 | 9.0296e-08 | 752.6401 | 6.796e-05 | 2060 | Mitigation | 0.95 | 45 | 0 | esc | 0.00097009 | 8.7594e-11 | 0.00097009 | 8.7594e-11
[120 empty] | 7.3.3.17.5 (Remote Grid) Updates to grid topology to minimize risk of ignition in HFTDs Remote GridWLDFRContact from objectAggregated | WLDFR | HFTD - Distribution - Tier 2 - 5QU CoRE ¦ 1QU LoRE | Non-Red Flag Warning - Catastrophic Fires | Contact from object | Aggregated | 2061 | 9.0296e-08 | 752.6401 | 6.796e-05 | 2061 | Mitigation | 0.95 | 45 | 0 | esc | 0.00097009 | 8.7594e-11 | 0.00097009 | 8.7594e-11
[120 empty] | 7.3.3.17.5 (Remote Grid) Updates to grid topology to minimize risk of ignition in HFTDs Remote GridWLDFRContact from objectAggregated | WLDFR | HFTD - Distribution - Tier 2 - 5QU CoRE ¦ 1QU LoRE | Non-Red Flag Warning - Catastrophic Fires | Contact from object | Aggregated | 2062 | 9.0296e-08 | 752.6401 | 6.796e-05 | 2062 | Mitigation | 0.95 | 45 | 0 | esc | 0.00097009 | 8.7594e-11 | 0.00097009 | 8.7594e-11
[120 empty] | 7.3.3.17.5 (Remote Grid) Updates to grid topology to minimize risk of ignition in HFTDs Remote GridWLDFRContact from objectAggregated | WLDFR | HFTD - Distribution - Tier 2 - 5QU CoRE ¦ 1QU LoRE | Non-Red Flag Warning - Catastrophic Fires | Contact from object | Aggregated | 2063 | 9.0296e-08 | 752.6401 | 6.796e-05 | 2063 | Mitigation | 0.95 | 45 | 0 | esc | 0.00097009 | 8.7594e-11 | 0.00097009 | 8.7594e-11
[120 empty] | 7.3.3.17.5 (Remote Grid) Updates to grid topology to minimize risk of ignition in HFTDs Remote GridWLDFRContact from objectAggregated | WLDFR | HFTD - Distribution - Tier 2 - 5QU CoRE ¦ 1QU LoRE | Non-Red Flag Warning - Catastrophic Fires | Contact from object | Aggregated | 2064 | 9.0296e-08 | 752.6401 | 6.796e-05 | 2064 | Mitigation | 0.95 | 45 | 0 | esc | 0.00097009 | 8.7594e-11 | 0.00097009 | 8.7594e-11
[120 empty] | 7.3.3.17.5 (Remote Grid) Updates to grid topology to minimize risk of ignition in HFTDs Remote GridWLDFRContact from objectAggregated | WLDFR | HFTD - Distribution - Tier 2 - 5QU CoRE ¦ 1QU LoRE | Non-Red Flag Warning - Catastrophic Fires | Contact from object | Aggregated | 2065 | 9.0296e-08 | 752.6401 | 6.796e-05 | 2065 | Mitigation | 0.95 | 45 | 0 | esc | 0.00097009 | 8.7594e-11 | 0.00097009 | 8.7594e-11
[120 empty] | 7.3.3.17.5 (Remote Grid) Updates to grid topology to minimize risk of ignition in HFTDs Remote GridWLDFRContact from objectAggregated | WLDFR | HFTD - Distribution - Tier 2 - 5QU CoRE ¦ 1QU LoRE | Non-Red Flag Warning - Catastrophic Fires | Contact from object | Aggregated | 2066 | 9.0296e-08 | 752.6401 | 6.796e-05 | 2066 | Mitigation | 0.95 | 45 | 0 | esc | 0.00097009 | 8.7594e-11 | 0.00097009 | 8.7594e-11
[120 empty] | 7.3.3.17.5 (Remote Grid) Updates to grid topology to minimize risk of ignition in HFTDs Remote GridWLDFRContact from objectAggregated | WLDFR | HFTD - Distribution - Tier 2 - 5QU CoRE ¦ 1QU LoRE | Non-Red Flag Warning - Catastrophic Fires | Contact from object | Aggregated | 2067 | 9.0296e-08 | 752.6401 | 6.796e-05 | 2067 | Mitigation | 0.95 | 45 | 0 | esc | 0 | 0 | 0.00097009 | 8.7594e-11
[120 empty] | 7.3.3.17.5 (Remote Grid) Updates to grid topology to minimize risk of ignition in HFTDs Remote GridWLDFRContaminationAggregated | WLDFR | HFTD - Distribution - Tier 2 - 5QU CoRE ¦ 1QU LoRE | Non-Red Flag Warning - Catastrophic Fires | Contamination | Aggregated | 2022 | 1.4294e-09 | 752.6401 | 1.0758e-06 | 2022 | Mitigation | 0.95 | 45 | 0 | esc | 0.00097009 | 1.3866e-12 | 0 | 0
[120 empty] | 7.3.3.17.5 (Remote Grid) Updates to grid topology to minimize risk of ignition in HFTDs Remote GridWLDFRContaminationAggregated | WLDFR | HFTD - Distribution - Tier 2 - 5QU CoRE ¦ 1QU LoRE | Non-Red Flag Warning - Catastrophic Fires | Contamination | Aggregated | 2023 | 1.4294e-09 | 752.6401 | 1.0758e-06 | 2023 | Mitigation | 0.95 | 45 | 0 | esc | 0.00097009 | 1.3866e-12 | 0.00097009 | 1.3866e-12
[120 empty] | 7.3.3.17.5 (Remote Grid) Updates to grid topology to minimize risk of ignition in HFTDs Remote GridWLDFRContaminationAggregated | WLDFR | HFTD - Distribution - Tier 2 - 5QU CoRE ¦ 1QU LoRE | Non-Red Flag Warning - Catastrophic Fires | Contamination | Aggregated | 2024 | 1.4294e-09 | 752.6401 | 1.0758e-06 | 2024 | Mitigation | 0.95 | 45 | 0 | esc | 0.00097009 | 1.3866e-12 | 0.00097009 | 1.3866e-12
[120 empty] | 7.3.3.17.5 (Remote Grid) Updates to grid topology to minimize risk of ignition in HFTDs Remote GridWLDFRContaminationAggregated | WLDFR | HFTD - Distribution - Tier 2 - 5QU CoRE ¦ 1QU LoRE | Non-Red Flag Warning - Catastrophic Fires | Contamination | Aggregated | 2025 | 1.4294e-09 | 752.6401 | 1.0758e-06 | 2025 | Mitigation | 0.95 | 45 | 0 | esc | 0.00097009 | 1.3866e-12 | 0.00097009 | 1.3866e-12
[120 empty] | 7.3.3.17.5 (Remote Grid) Updates to grid topology to minimize risk of ignition in HFTDs Remote GridWLDFRContaminationAggregated | WLDFR | HFTD - Distribution - Tier 2 - 5QU CoRE ¦ 1QU LoRE | Non-Red Flag Warning - Catastrophic Fires | Contamination | Aggregated | 2026 | 1.4294e-09 | 752.6401 | 1.0758e-06 | 2026 | Mitigation | 0.95 | 45 | 0 | esc | 0.00097009 | 1.3866e-12 | 0.00097009 | 1.3866e-12
[120 empty] | 7.3.3.17.5 (Remote Grid) Updates to grid topology to minimize risk of ignition in HFTDs Remote GridWLDFRContaminationAggregated | WLDFR | HFTD - Distribution - Tier 2 - 5QU CoRE ¦ 1QU LoRE | Non-Red Flag Warning - Catastrophic Fires | Contamination | Aggregated | 2027 | 1.4294e-09 | 752.6401 | 1.0758e-06 | 2027 | Mitigation | 0.95 | 45 | 0 | esc | 0.00097009 | 1.3866e-12 | 0.00097009 | 1.3866e-12
[120 empty] | 7.3.3.17.5 (Remote Grid) Updates to grid topology to minimize risk of ignition in HFTDs Remote GridWLDFRContaminationAggregated | WLDFR | HFTD - Distribution - Tier 2 - 5QU CoRE ¦ 1QU LoRE | Non-Red Flag Warning - Catastrophic Fires | Contamination | Aggregated | 2028 | 1.4294e-09 | 752.6401 | 1.0758e-06 | 2028 | Mitigation | 0.95 | 45 | 0 | esc | 0.00097009 | 1.3866e-12 | 0.00097009 | 1.3866e-12
[120 empty] | 7.3.3.17.5 (Remote Grid) Updates to grid topology to minimize risk of ignition in HFTDs Remote GridWLDFRContaminationAggregated | WLDFR | HFTD - Distribution - Tier 2 - 5QU CoRE ¦ 1QU LoRE | Non-Red Flag Warning - Catastrophic Fires | Contamination | Aggregated | 2029 | 1.4294e-09 | 752.6401 | 1.0758e-06 | 2029 | Mitigation | 0.95 | 45 | 0 | esc | 0.00097009 | 1.3866e-12 | 0.00097009 | 1.3866e-12
[120 empty] | 7.3.3.17.5 (Remote Grid) Updates to grid topology to minimize risk of ignition in HFTDs Remote GridWLDFRContaminationAggregated | WLDFR | HFTD - Distribution - Tier 2 - 5QU CoRE ¦ 1QU LoRE | Non-Red Flag Warning - Catastrophic Fires | Contamination | Aggregated | 2030 | 1.4294e-09 | 752.6401 | 1.0758e-06 | 2030 | Mitigation | 0.95 | 45 | 0 | esc | 0.00097009 | 1.3866e-12 | 0.00097009 | 1.3866e-12
[120 empty] | 7.3.3.17.5 (Remote Grid) Updates to grid topology to minimize risk of ignition in HFTDs Remote GridWLDFRContaminationAggregated | WLDFR | HFTD - Distribution - Tier 2 - 5QU CoRE ¦ 1QU LoRE | Non-Red Flag Warning - Catastrophic Fires | Contamination | Aggregated | 2031 | 1.4294e-09 | 752.6401 | 1.0758e-06 | 2031 | Mitigation | 0.95 | 45 | 0 | esc | 0.00097009 | 1.3866e-12 | 0.00097009 | 1.3866e-12
[120 empty] | 7.3.3.17.5 (Remote Grid) Updates to grid topology to minimize risk of ignition in HFTDs Remote GridWLDFRContaminationAggregated | WLDFR | HFTD - Distribution - Tier 2 - 5QU CoRE ¦ 1QU LoRE | Non-Red Flag Warning - Catastrophic Fires | Contamination | Aggregated | 2032 | 1.4294e-09 | 752.6401 | 1.0758e-06 | 2032 | Mitigation | 0.95 | 45 | 0 | esc | 0.00097009 | 1.3866e-12 | 0.00097009 | 1.3866e-12
[120 empty] | 7.3.3.17.5 (Remote Grid) Updates to grid topology to minimize risk of ignition in HFTDs Remote GridWLDFRContaminationAggregated | WLDFR | HFTD - Distribution - Tier 2 - 5QU CoRE ¦ 1QU LoRE | Non-Red Flag Warning - Catastrophic Fires | Contamination | Aggregated | 2033 | 1.4294e-09 | 752.6401 | 1.0758e-06 | 2033 | Mitigation | 0.95 | 45 | 0 | esc | 0.00097009 | 1.3866e-12 | 0.00097009 | 1.3866e-12
[120 empty] | 7.3.3.17.5 (Remote Grid) Updates to grid topology to minimize risk of ignition in HFTDs Remote GridWLDFRContaminationAggregated | WLDFR | HFTD - Distribution - Tier 2 - 5QU CoRE ¦ 1QU LoRE | Non-Red Flag Warning - Catastrophic Fires | Contamination | Aggregated | 2034 | 1.4294e-09 | 752.6401 | 1.0758e-06 | 2034 | Mitigation | 0.95 | 45 | 0 | esc | 0.00097009 | 1.3866e-12 | 0.00097009 | 1.3866e-12
[120 empty] | 7.3.3.17.5 (Remote Grid) Updates to grid topology to minimize risk of ignition in HFTDs Remote GridWLDFRContaminationAggregated | WLDFR | HFTD - Distribution - Tier 2 - 5QU CoRE ¦ 1QU LoRE | Non-Red Flag Warning - Catastrophic Fires | Contamination | Aggregated | 2035 | 1.4294e-09 | 752.6401 | 1.0758e-06 | 2035 | Mitigation | 0.95 | 45 | 0 | esc | 0.00097009 | 1.3866e-12 | 0.00097009 | 1.3866e-12
[120 empty] | 7.3.3.17.5 (Remote Grid) Updates to grid topology to minimize risk of ignition in HFTDs Remote GridWLDFRContaminationAggregated | WLDFR | HFTD - Distribution - Tier 2 - 5QU CoRE ¦ 1QU LoRE | Non-Red Flag Warning - Catastrophic Fires | Contamination | Aggregated | 2036 | 1.4294e-09 | 752.6401 | 1.0758e-06 | 2036 | Mitigation | 0.95 | 45 | 0 | esc | 0.00097009 | 1.3866e-12 | 0.00097009 | 1.3866e-12
[120 empty] | 7.3.3.17.5 (Remote Grid) Updates to grid topology to minimize risk of ignition in HFTDs Remote GridWLDFRContaminationAggregated | WLDFR | HFTD - Distribution - Tier 2 - 5QU CoRE ¦ 1QU LoRE | Non-Red Flag Warning - Catastrophic Fires | Contamination | Aggregated | 2037 | 1.4294e-09 | 752.6401 | 1.0758e-06 | 2037 | Mitigation | 0.95 | 45 | 0 | esc | 0.00097009 | 1.3866e-12 | 0.00097009 | 1.3866e-12
[120 empty] | 7.3.3.17.5 (Remote Grid) Updates to grid topology to minimize risk of ignition in HFTDs Remote GridWLDFRContaminationAggregated | WLDFR | HFTD - Distribution - Tier 2 - 5QU CoRE ¦ 1QU LoRE | Non-Red Flag Warning - Catastrophic Fires | Contamination | Aggregated | 2038 | 1.4294e-09 | 752.6401 | 1.0758e-06 | 2038 | Mitigation | 0.95 | 45 | 0 | esc | 0.00097009 | 1.3866e-12 | 0.00097009 | 1.3866e-12
[120 empty] | 7.3.3.17.5 (Remote Grid) Updates to grid topology to minimize risk of ignition in HFTDs Remote GridWLDFRContaminationAggregated | WLDFR | HFTD - Distribution - Tier 2 - 5QU CoRE ¦ 1QU LoRE | Non-Red Flag Warning - Catastrophic Fires | Contamination | Aggregated | 2039 | 1.4294e-09 | 752.6401 | 1.0758e-06 | 2039 | Mitigation | 0.95 | 45 | 0 | esc | 0.00097009 | 1.3866e-12 | 0.00097009 | 1.3866e-12
[120 empty] | 7.3.3.17.5 (Remote Grid) Updates to grid topology to minimize risk of ignition in HFTDs Remote GridWLDFRContaminationAggregated | WLDFR | HFTD - Distribution - Tier 2 - 5QU CoRE ¦ 1QU LoRE | Non-Red Flag Warning - Catastrophic Fires | Contamination | Aggregated | 2040 | 1.4294e-09 | 752.6401 | 1.0758e-06 | 2040 | Mitigation | 0.95 | 45 | 0 | esc | 0.00097009 | 1.3866e-12 | 0.00097009 | 1.3866e-12
[120 empty] | 7.3.3.17.5 (Remote Grid) Updates to grid topology to minimize risk of ignition in HFTDs Remote GridWLDFRContaminationAggregated | WLDFR | HFTD - Distribution - Tier 2 - 5QU CoRE ¦ 1QU LoRE | Non-Red Flag Warning - Catastrophic Fires | Contamination | Aggregated | 2041 | 1.4294e-09 | 752.6401 | 1.0758e-06 | 2041 | Mitigation | 0.95 | 45 | 0 | esc | 0.00097009 | 1.3866e-12 | 0.00097009 | 1.3866e-12
[120 empty] | 7.3.3.17.5 (Remote Grid) Updates to grid topology to minimize risk of ignition in HFTDs Remote GridWLDFRContaminationAggregated | WLDFR | HFTD - Distribution - Tier 2 - 5QU CoRE ¦ 1QU LoRE | Non-Red Flag Warning - Catastrophic Fires | Contamination | Aggregated | 2042 | 1.4294e-09 | 752.6401 | 1.0758e-06 | 2042 | Mitigation | 0.95 | 45 | 0 | esc | 0.00097009 | 1.3866e-12 | 0.00097009 | 1.3866e-12
[120 empty] | 7.3.3.17.5 (Remote Grid) Updates to grid topology to minimize risk of ignition in HFTDs Remote GridWLDFRContaminationAggregated | WLDFR | HFTD - Distribution - Tier 2 - 5QU CoRE ¦ 1QU LoRE | Non-Red Flag Warning - Catastrophic Fires | Contamination | Aggregated | 2043 | 1.4294e-09 | 752.6401 | 1.0758e-06 | 2043 | Mitigation | 0.95 | 45 | 0 | esc | 0.00097009 | 1.3866e-12 | 0.00097009 | 1.3866e-12
[120 empty] | 7.3.3.17.5 (Remote Grid) Updates to grid topology to minimize risk of ignition in HFTDs Remote GridWLDFRContaminationAggregated | WLDFR | HFTD - Distribution - Tier 2 - 5QU CoRE ¦ 1QU LoRE | Non-Red Flag Warning - Catastrophic Fires | Contamination | Aggregated | 2044 | 1.4294e-09 | 752.6401 | 1.0758e-06 | 2044 | Mitigation | 0.95 | 45 | 0 | esc | 0.00097009 | 1.3866e-12 | 0.00097009 | 1.3866e-12
[120 empty] | 7.3.3.17.5 (Remote Grid) Updates to grid topology to minimize risk of ignition in HFTDs Remote GridWLDFRContaminationAggregated | WLDFR | HFTD - Distribution - Tier 2 - 5QU CoRE ¦ 1QU LoRE | Non-Red Flag Warning - Catastrophic Fires | Contamination | Aggregated | 2045 | 1.4294e-09 | 752.6401 | 1.0758e-06 | 2045 | Mitigation | 0.95 | 45 | 0 | esc | 0.00097009 | 1.3866e-12 | 0.00097009 | 1.3866e-12
[120 empty] | 7.3.3.17.5 (Remote Grid) Updates to grid topology to minimize risk of ignition in HFTDs Remote GridWLDFRContaminationAggregated | WLDFR | HFTD - Distribution - Tier 2 - 5QU CoRE ¦ 1QU LoRE | Non-Red Flag Warning - Catastrophic Fires | Contamination | Aggregated | 2046 | 1.4294e-09 | 752.6401 | 1.0758e-06 | 2046 | Mitigation | 0.95 | 45 | 0 | esc | 0.00097009 | 1.3866e-12 | 0.00097009 | 1.3866e-12
[120 empty] | 7.3.3.17.5 (Remote Grid) Updates to grid topology to minimize risk of ignition in HFTDs Remote GridWLDFRContaminationAggregated | WLDFR | HFTD - Distribution - Tier 2 - 5QU CoRE ¦ 1QU LoRE | Non-Red Flag Warning - Catastrophic Fires | Contamination | Aggregated | 2047 | 1.4294e-09 | 752.6401 | 1.0758e-06 | 2047 | Mitigation | 0.95 | 45 | 0 | esc | 0.00097009 | 1.3866e-12 | 0.00097009 | 1.3866e-12
[120 empty] | 7.3.3.17.5 (Remote Grid) Updates to grid topology to minimize risk of ignition in HFTDs Remote GridWLDFRContaminationAggregated | WLDFR | HFTD - Distribution - Tier 2 - 5QU CoRE ¦ 1QU LoRE | Non-Red Flag Warning - Catastrophic Fires | Contamination | Aggregated | 2048 | 1.4294e-09 | 752.6401 | 1.0758e-06 | 2048 | Mitigation | 0.95 | 45 | 0 | esc | 0.00097009 | 1.3866e-12 | 0.00097009 | 1.3866e-12
[120 empty] | 7.3.3.17.5 (Remote Grid) Updates to grid topology to minimize risk of ignition in HFTDs Remote GridWLDFRContaminationAggregated | WLDFR | HFTD - Distribution - Tier 2 - 5QU CoRE ¦ 1QU LoRE | Non-Red Flag Warning - Catastrophic Fires | Contamination | Aggregated | 2049 | 1.4294e-09 | 752.6401 | 1.0758e-06 | 2049 | Mitigation | 0.95 | 45 | 0 | esc | 0.00097009 | 1.3866e-12 | 0.00097009 | 1.3866e-12
[120 empty] | 7.3.3.17.5 (Remote Grid) Updates to grid topology to minimize risk of ignition in HFTDs Remote GridWLDFRContaminationAggregated | WLDFR | HFTD - Distribution - Tier 2 - 5QU CoRE ¦ 1QU LoRE | Non-Red Flag Warning - Catastrophic Fires | Contamination | Aggregated | 2050 | 1.4294e-09 | 752.6401 | 1.0758e-06 | 2050 | Mitigation | 0.95 | 45 | 0 | esc | 0.00097009 | 1.3866e-12 | 0.00097009 | 1.3866e-12
[120 empty] | 7.3.3.17.5 (Remote Grid) Updates to grid topology to minimize risk of ignition in HFTDs Remote GridWLDFRContaminationAggregated | WLDFR | HFTD - Distribution - Tier 2 - 5QU CoRE ¦ 1QU LoRE | Non-Red Flag Warning - Catastrophic Fires | Contamination | Aggregated | 2051 | 1.4294e-09 | 752.6401 | 1.0758e-06 | 2051 | Mitigation | 0.95 | 45 | 0 | esc | 0.00097009 | 1.3866e-12 | 0.00097009 | 1.3866e-12
[120 empty] | 7.3.3.17.5 (Remote Grid) Updates to grid topology to minimize risk of ignition in HFTDs Remote GridWLDFRContaminationAggregated | WLDFR | HFTD - Distribution - Tier 2 - 5QU CoRE ¦ 1QU LoRE | Non-Red Flag Warning - Catastrophic Fires | Contamination | Aggregated | 2052 | 1.4294e-09 | 752.6401 | 1.0758e-06 | 2052 | Mitigation | 0.95 | 45 | 0 | esc | 0.00097009 | 1.3866e-12 | 0.00097009 | 1.3866e-12
[120 empty] | 7.3.3.17.5 (Remote Grid) Updates to grid topology to minimize risk of ignition in HFTDs Remote GridWLDFRContaminationAggregated | WLDFR | HFTD - Distribution - Tier 2 - 5QU CoRE ¦ 1QU LoRE | Non-Red Flag Warning - Catastrophic Fires | Contamination | Aggregated | 2053 | 1.4294e-09 | 752.6401 | 1.0758e-06 | 2053 | Mitigation | 0.95 | 45 | 0 | esc | 0.00097009 | 1.3866e-12 | 0.00097009 | 1.3866e-12
[120 empty] | 7.3.3.17.5 (Remote Grid) Updates to grid topology to minimize risk of ignition in HFTDs Remote GridWLDFRContaminationAggregated | WLDFR | HFTD - Distribution - Tier 2 - 5QU CoRE ¦ 1QU LoRE | Non-Red Flag Warning - Catastrophic Fires | Contamination | Aggregated | 2054 | 1.4294e-09 | 752.6401 | 1.0758e-06 | 2054 | Mitigation | 0.95 | 45 | 0 | esc | 0.00097009 | 1.3866e-12 | 0.00097009 | 1.3866e-12
[120 empty] | 7.3.3.17.5 (Remote Grid) Updates to grid topology to minimize risk of ignition in HFTDs Remote GridWLDFRContaminationAggregated | WLDFR | HFTD - Distribution - Tier 2 - 5QU CoRE ¦ 1QU LoRE | Non-Red Flag Warning - Catastrophic Fires | Contamination | Aggregated | 2055 | 1.4294e-09 | 752.6401 | 1.0758e-06 | 2055 | Mitigation | 0.95 | 45 | 0 | esc | 0.00097009 | 1.3866e-12 | 0.00097009 | 1.3866e-12
[120 empty] | 7.3.3.17.5 (Remote Grid) Updates to grid topology to minimize risk of ignition in HFTDs Remote GridWLDFRContaminationAggregated | WLDFR | HFTD - Distribution - Tier 2 - 5QU CoRE ¦ 1QU LoRE | Non-Red Flag Warning - Catastrophic Fires | Contamination | Aggregated | 2056 | 1.4294e-09 | 752.6401 | 1.0758e-06 | 2056 | Mitigation | 0.95 | 45 | 0 | esc | 0.00097009 | 1.3866e-12 | 0.00097009 | 1.3866e-12
[120 empty] | 7.3.3.17.5 (Remote Grid) Updates to grid topology to minimize risk of ignition in HFTDs Remote GridWLDFRContaminationAggregated | WLDFR | HFTD - Distribution - Tier 2 - 5QU CoRE ¦ 1QU LoRE | Non-Red Flag Warning - Catastrophic Fires | Contamination | Aggregated | 2057 | 1.4294e-09 | 752.6401 | 1.0758e-06 | 2057 | Mitigation | 0.95 | 45 | 0 | esc | 0.00097009 | 1.3866e-12 | 0.00097009 | 1.3866e-12
[120 empty] | 7.3.3.17.5 (Remote Grid) Updates to grid topology to minimize risk of ignition in HFTDs Remote GridWLDFRContaminationAggregated | WLDFR | HFTD - Distribution - Tier 2 - 5QU CoRE ¦ 1QU LoRE | Non-Red Flag Warning - Catastrophic Fires | Contamination | Aggregated | 2058 | 1.4294e-09 | 752.6401 | 1.0758e-06 | 2058 | Mitigation | 0.95 | 45 | 0 | esc | 0.00097009 | 1.3866e-12 | 0.00097009 | 1.3866e-12
[120 empty] | 7.3.3.17.5 (Remote Grid) Updates to grid topology to minimize risk of ignition in HFTDs Remote GridWLDFRContaminationAggregated | WLDFR | HFTD - Distribution - Tier 2 - 5QU CoRE ¦ 1QU LoRE | Non-Red Flag Warning - Catastrophic Fires | Contamination | Aggregated | 2059 | 1.4294e-09 | 752.6401 | 1.0758e-06 | 2059 | Mitigation | 0.95 | 45 | 0 | esc | 0.00097009 | 1.3866e-12 | 0.00097009 | 1.3866e-12
[120 empty] | 7.3.3.17.5 (Remote Grid) Updates to grid topology to minimize risk of ignition in HFTDs Remote GridWLDFRContaminationAggregated | WLDFR | HFTD - Distribution - Tier 2 - 5QU CoRE ¦ 1QU LoRE | Non-Red Flag Warning - Catastrophic Fires | Contamination | Aggregated | 2060 | 1.4294e-09 | 752.6401 | 1.0758e-06 | 2060 | Mitigation | 0.95 | 45 | 0 | esc | 0.00097009 | 1.3866e-12 | 0.00097009 | 1.3866e-12
[120 empty] | 7.3.3.17.5 (Remote Grid) Updates to grid topology to minimize risk of ignition in HFTDs Remote GridWLDFRContaminationAggregated | WLDFR | HFTD - Distribution - Tier 2 - 5QU CoRE ¦ 1QU LoRE | Non-Red Flag Warning - Catastrophic Fires | Contamination | Aggregated | 2061 | 1.4294e-09 | 752.6401 | 1.0758e-06 | 2061 | Mitigation | 0.95 | 45 | 0 | esc | 0.00097009 | 1.3866e-12 | 0.00097009 | 1.3866e-12
[120 empty] | 7.3.3.17.5 (Remote Grid) Updates to grid topology to minimize risk of ignition in HFTDs Remote GridWLDFRContaminationAggregated | WLDFR | HFTD - Distribution - Tier 2 - 5QU CoRE ¦ 1QU LoRE | Non-Red Flag Warning - Catastrophic Fires | Contamination | Aggregated | 2062 | 1.4294e-09 | 752.6401 | 1.0758e-06 | 2062 | Mitigation | 0.95 | 45 | 0 | esc | 0.00097009 | 1.3866e-12 | 0.00097009 | 1.3866e-12
[120 empty] | 7.3.3.17.5 (Remote Grid) Updates to grid topology to minimize risk of ignition in HFTDs Remote GridWLDFRContaminationAggregated | WLDFR | HFTD - Distribution - Tier 2 - 5QU CoRE ¦ 1QU LoRE | Non-Red Flag Warning - Catastrophic Fires | Contamination | Aggregated | 2063 | 1.4294e-09 | 752.6401 | 1.0758e-06 | 2063 | Mitigation | 0.95 | 45 | 0 | esc | 0.00097009 | 1.3866e-12 | 0.00097009 | 1.3866e-12
[120 empty] | 7.3.3.17.5 (Remote Grid) Updates to grid topology to minimize risk of ignition in HFTDs Remote GridWLDFRContaminationAggregated | WLDFR | HFTD - Distribution - Tier 2 - 5QU CoRE ¦ 1QU LoRE | Non-Red Flag Warning - Catastrophic Fires | Contamination | Aggregated | 2064 | 1.4294e-09 | 752.6401 | 1.0758e-06 | 2064 | Mitigation | 0.95 | 45 | 0 | esc | 0.00097009 | 1.3866e-12 | 0.00097009 | 1.3866e-12
[120 empty] | 7.3.3.17.5 (Remote Grid) Updates to grid topology to minimize risk of ignition in HFTDs Remote GridWLDFRContaminationAggregated | WLDFR | HFTD - Distribution - Tier 2 - 5QU CoRE ¦ 1QU LoRE | Non-Red Flag Warning - Catastrophic Fires | Contamination | Aggregated | 2065 | 1.4294e-09 | 752.6401 | 1.0758e-06 | 2065 | Mitigation | 0.95 | 45 | 0 | esc | 0.00097009 | 1.3866e-12 | 0.00097009 | 1.3866e-12
[120 empty] | 7.3.3.17.5 (Remote Grid) Updates to grid topology to minimize risk of ignition in HFTDs Remote GridWLDFRContaminationAggregated | WLDFR | HFTD - Distribution - Tier 2 - 5QU CoRE ¦ 1QU LoRE | Non-Red Flag Warning - Catastrophic Fires | Contamination | Aggregated | 2066 | 1.4294e-09 | 752.6401 | 1.0758e-06 | 2066 | Mitigation | 0.95 | 45 | 0 | esc | 0.00097009 | 1.3866e-12 | 0.00097009 | 1.3866e-12
[120 empty] | 7.3.3.17.5 (Remote Grid) Updates to grid topology to minimize risk of ignition in HFTDs Remote GridWLDFRContaminationAggregated | WLDFR | HFTD - Distribution - Tier 2 - 5QU CoRE ¦ 1QU LoRE | Non-Red Flag Warning - Catastrophic Fires | Contamination | Aggregated | 2067 | 1.4294e-09 | 752.6401 | 1.0758e-06 | 2067 | Mitigation | 0.95 | 45 | 0 | esc | 0 | 0 | 0.00097009 | 1.3866e-12
[120 empty] | 7.3.3.17.5 (Remote Grid) Updates to grid topology to minimize risk of ignition in HFTDs Remote GridWLDFREquipment / facility failureAggregated | WLDFR | HFTD - Distribution - Tier 2 - 5QU CoRE ¦ 1QU LoRE | Non-Red Flag Warning - Catastrophic Fires | Equipment / facility failure | Aggregated | 2022 | 3.5301e-09 | 752.6401 | 2.6569e-06 | 2022 | Mitigation | 0.95 | 45 | 0 | esc | 0.00097009 | 3.4245e-12 | 0 | 0
[120 empty] | 7.3.3.17.5 (Remote Grid) Updates to grid topology to minimize risk of ignition in HFTDs Remote GridWLDFREquipment / facility failureAggregated | WLDFR | HFTD - Distribution - Tier 2 - 5QU CoRE ¦ 1QU LoRE | Non-Red Flag Warning - Catastrophic Fires | Equipment / facility failure | Aggregated | 2023 | 3.5301e-09 | 752.6401 | 2.6569e-06 | 2023 | Mitigation | 0.95 | 45 | 0 | esc | 0.00097009 | 3.4245e-12 | 0.00097009 | 3.4245e-12
[120 empty] | 7.3.3.17.5 (Remote Grid) Updates to grid topology to minimize risk of ignition in HFTDs Remote GridWLDFREquipment / facility failureAggregated | WLDFR | HFTD - Distribution - Tier 2 - 5QU CoRE ¦ 1QU LoRE | Non-Red Flag Warning - Catastrophic Fires | Equipment / facility failure | Aggregated | 2024 | 3.5301e-09 | 752.6401 | 2.6569e-06 | 2024 | Mitigation | 0.95 | 45 | 0 | esc | 0.00097009 | 3.4245e-12 | 0.00097009 | 3.4245e-12
[120 empty] | 7.3.3.17.5 (Remote Grid) Updates to grid topology to minimize risk of ignition in HFTDs Remote GridWLDFREquipment / facility failureAggregated | WLDFR | HFTD - Distribution - Tier 2 - 5QU CoRE ¦ 1QU LoRE | Non-Red Flag Warning - Catastrophic Fires | Equipment / facility failure | Aggregated | 2025 | 3.5301e-09 | 752.6401 | 2.6569e-06 | 2025 | Mitigation | 0.95 | 45 | 0 | esc | 0.00097009 | 3.4245e-12 | 0.00097009 | 3.4245e-12
[120 empty] | 7.3.3.17.5 (Remote Grid) Updates to grid topology to minimize risk of ignition in HFTDs Remote GridWLDFREquipment / facility failureAggregated | WLDFR | HFTD - Distribution - Tier 2 - 5QU CoRE ¦ 1QU LoRE | Non-Red Flag Warning - Catastrophic Fires | Equipment / facility failure | Aggregated | 2026 | 3.5301e-09 | 752.6401 | 2.6569e-06 | 2026 | Mitigation | 0.95 | 45 | 0 | esc | 0.00097009 | 3.4245e-12 | 0.00097009 | 3.4245e-12
[120 empty] | 7.3.3.17.5 (Remote Grid) Updates to grid topology to minimize risk of ignition in HFTDs Remote GridWLDFREquipment / facility failureAggregated | WLDFR | HFTD - Distribution - Tier 2 - 5QU CoRE ¦ 1QU LoRE | Non-Red Flag Warning - Catastrophic Fires | Equipment / facility failure | Aggregated | 2027 | 3.5301e-09 | 752.6401 | 2.6569e-06 | 2027 | Mitigation | 0.95 | 45 | 0 | esc | 0.00097009 | 3.4245e-12 | 0.00097009 | 3.4245e-12
[120 empty] | 7.3.3.17.5 (Remote Grid) Updates to grid topology to minimize risk of ignition in HFTDs Remote GridWLDFREquipment / facility failureAggregated | WLDFR | HFTD - Distribution - Tier 2 - 5QU CoRE ¦ 1QU LoRE | Non-Red Flag Warning - Catastrophic Fires | Equipment / facility failure | Aggregated | 2028 | 3.5301e-09 | 752.6401 | 2.6569e-06 | 2028 | Mitigation | 0.95 | 45 | 0 | esc | 0.00097009 | 3.4245e-12 | 0.00097009 | 3.4245e-12
[120 empty] | 7.3.3.17.5 (Remote Grid) Updates to grid topology to minimize risk of ignition in HFTDs Remote GridWLDFREquipment / facility failureAggregated | WLDFR | HFTD - Distribution - Tier 2 - 5QU CoRE ¦ 1QU LoRE | Non-Red Flag Warning - Catastrophic Fires | Equipment / facility failure | Aggregated | 2029 | 3.5301e-09 | 752.6401 | 2.6569e-06 | 2029 | Mitigation | 0.95 | 45 | 0 | esc | 0.00097009 | 3.4245e-12 | 0.00097009 | 3.4245e-12
[120 empty] | 7.3.3.17.5 (Remote Grid) Updates to grid topology to minimize risk of ignition in HFTDs Remote GridWLDFREquipment / facility failureAggregated | WLDFR | HFTD - Distribution - Tier 2 - 5QU CoRE ¦ 1QU LoRE | Non-Red Flag Warning - Catastrophic Fires | Equipment / facility failure | Aggregated | 2030 | 3.5301e-09 | 752.6401 | 2.6569e-06 | 2030 | Mitigation | 0.95 | 45 | 0 | esc | 0.00097009 | 3.4245e-12 | 0.00097009 | 3.4245e-12
[120 empty] | 7.3.3.17.5 (Remote Grid) Updates to grid topology to minimize risk of ignition in HFTDs Remote GridWLDFREquipment / facility failureAggregated | WLDFR | HFTD - Distribution - Tier 2 - 5QU CoRE ¦ 1QU LoRE | Non-Red Flag Warning - Catastrophic Fires | Equipment / facility failure | Aggregated | 2031 | 3.5301e-09 | 752.6401 | 2.6569e-06 | 2031 | Mitigation | 0.95 | 45 | 0 | esc | 0.00097009 | 3.4245e-12 | 0.00097009 | 3.4245e-12
[120 empty] | 7.3.3.17.5 (Remote Grid) Updates to grid topology to minimize risk of ignition in HFTDs Remote GridWLDFREquipment / facility failureAggregated | WLDFR | HFTD - Distribution - Tier 2 - 5QU CoRE ¦ 1QU LoRE | Non-Red Flag Warning - Catastrophic Fires | Equipment / facility failure | Aggregated | 2032 | 3.5301e-09 | 752.6401 | 2.6569e-06 | 2032 | Mitigation | 0.95 | 45 | 0 | esc | 0.00097009 | 3.4245e-12 | 0.00097009 | 3.4245e-12
[120 empty] | 7.3.3.17.5 (Remote Grid) Updates to grid topology to minimize risk of ignition in HFTDs Remote GridWLDFREquipment / facility failureAggregated | WLDFR | HFTD - Distribution - Tier 2 - 5QU CoRE ¦ 1QU LoRE | Non-Red Flag Warning - Catastrophic Fires | Equipment / facility failure | Aggregated | 2033 | 3.5301e-09 | 752.6401 | 2.6569e-06 | 2033 | Mitigation | 0.95 | 45 | 0 | esc | 0.00097009 | 3.4245e-12 | 0.00097009 | 3.4245e-12
[120 empty] | 7.3.3.17.5 (Remote Grid) Updates to grid topology to minimize risk of ignition in HFTDs Remote GridWLDFREquipment / facility failureAggregated | WLDFR | HFTD - Distribution - Tier 2 - 5QU CoRE ¦ 1QU LoRE | Non-Red Flag Warning - Catastrophic Fires | Equipment / facility failure | Aggregated | 2034 | 3.5301e-09 | 752.6401 | 2.6569e-06 | 2034 | Mitigation | 0.95 | 45 | 0 | esc | 0.00097009 | 3.4245e-12 | 0.00097009 | 3.4245e-12
[120 empty] | 7.3.3.17.5 (Remote Grid) Updates to grid topology to minimize risk of ignition in HFTDs Remote GridWLDFREquipment / facility failureAggregated | WLDFR | HFTD - Distribution - Tier 2 - 5QU CoRE ¦ 1QU LoRE | Non-Red Flag Warning - Catastrophic Fires | Equipment / facility failure | Aggregated | 2035 | 3.5301e-09 | 752.6401 | 2.6569e-06 | 2035 | Mitigation | 0.95 | 45 | 0 | esc | 0.00097009 | 3.4245e-12 | 0.00097009 | 3.4245e-12
[120 empty] | 7.3.3.17.5 (Remote Grid) Updates to grid topology to minimize risk of ignition in HFTDs Remote GridWLDFREquipment / facility failureAggregated | WLDFR | HFTD - Distribution - Tier 2 - 5QU CoRE ¦ 1QU LoRE | Non-Red Flag Warning - Catastrophic Fires | Equipment / facility failure | Aggregated | 2036 | 3.5301e-09 | 752.6401 | 2.6569e-06 | 2036 | Mitigation | 0.95 | 45 | 0 | esc | 0.00097009 | 3.4245e-12 | 0.00097009 | 3.4245e-12
[120 empty] | 7.3.3.17.5 (Remote Grid) Updates to grid topology to minimize risk of ignition in HFTDs Remote GridWLDFREquipment / facility failureAggregated | WLDFR | HFTD - Distribution - Tier 2 - 5QU CoRE ¦ 1QU LoRE | Non-Red Flag Warning - Catastrophic Fires | Equipment / facility failure | Aggregated | 2037 | 3.5301e-09 | 752.6401 | 2.6569e-06 | 2037 | Mitigation | 0.95 | 45 | 0 | esc | 0.00097009 | 3.4245e-12 | 0.00097009 | 3.4245e-12
[120 empty] | 7.3.3.17.5 (Remote Grid) Updates to grid topology to minimize risk of ignition in HFTDs Remote GridWLDFREquipment / facility failureAggregated | WLDFR | HFTD - Distribution - Tier 2 - 5QU CoRE ¦ 1QU LoRE | Non-Red Flag Warning - Catastrophic Fires | Equipment / facility failure | Aggregated | 2038 | 3.5301e-09 | 752.6401 | 2.6569e-06 | 2038 | Mitigation | 0.95 | 45 | 0 | esc | 0.00097009 | 3.4245e-12 | 0.00097009 | 3.4245e-12
[120 empty] | 7.3.3.17.5 (Remote Grid) Updates to grid topology to minimize risk of ignition in HFTDs Remote GridWLDFREquipment / facility failureAggregated | WLDFR | HFTD - Distribution - Tier 2 - 5QU CoRE ¦ 1QU LoRE | Non-Red Flag Warning - Catastrophic Fires | Equipment / facility failure | Aggregated | 2039 | 3.5301e-09 | 752.6401 | 2.6569e-06 | 2039 | Mitigation | 0.95 | 45 | 0 | esc | 0.00097009 | 3.4245e-12 | 0.00097009 | 3.4245e-12
[120 empty] | 7.3.3.17.5 (Remote Grid) Updates to grid topology to minimize risk of ignition in HFTDs Remote GridWLDFREquipment / facility failureAggregated | WLDFR | HFTD - Distribution - Tier 2 - 5QU CoRE ¦ 1QU LoRE | Non-Red Flag Warning - Catastrophic Fires | Equipment / facility failure | Aggregated | 2040 | 3.5301e-09 | 752.6401 | 2.6569e-06 | 2040 | Mitigation | 0.95 | 45 | 0 | esc | 0.00097009 | 3.4245e-12 | 0.00097009 | 3.4245e-12
[120 empty] | 7.3.3.17.5 (Remote Grid) Updates to grid topology to minimize risk of ignition in HFTDs Remote GridWLDFREquipment / facility failureAggregated | WLDFR | HFTD - Distribution - Tier 2 - 5QU CoRE ¦ 1QU LoRE | Non-Red Flag Warning - Catastrophic Fires | Equipment / facility failure | Aggregated | 2041 | 3.5301e-09 | 752.6401 | 2.6569e-06 | 2041 | Mitigation | 0.95 | 45 | 0 | esc | 0.00097009 | 3.4245e-12 | 0.00097009 | 3.4245e-12
[120 empty] | 7.3.3.17.5 (Remote Grid) Updates to grid topology to minimize risk of ignition in HFTDs Remote GridWLDFREquipment / facility failureAggregated | WLDFR | HFTD - Distribution - Tier 2 - 5QU CoRE ¦ 1QU LoRE | Non-Red Flag Warning - Catastrophic Fires | Equipment / facility failure | Aggregated | 2042 | 3.5301e-09 | 752.6401 | 2.6569e-06 | 2042 | Mitigation | 0.95 | 45 | 0 | esc | 0.00097009 | 3.4245e-12 | 0.00097009 | 3.4245e-12
[120 empty] | 7.3.3.17.5 (Remote Grid) Updates to grid topology to minimize risk of ignition in HFTDs Remote GridWLDFREquipment / facility failureAggregated | WLDFR | HFTD - Distribution - Tier 2 - 5QU CoRE ¦ 1QU LoRE | Non-Red Flag Warning - Catastrophic Fires | Equipment / facility failure | Aggregated | 2043 | 3.5301e-09 | 752.6401 | 2.6569e-06 | 2043 | Mitigation | 0.95 | 45 | 0 | esc | 0.00097009 | 3.4245e-12 | 0.00097009 | 3.4245e-12
[120 empty] | 7.3.3.17.5 (Remote Grid) Updates to grid topology to minimize risk of ignition in HFTDs Remote GridWLDFREquipment / facility failureAggregated | WLDFR | HFTD - Distribution - Tier 2 - 5QU CoRE ¦ 1QU LoRE | Non-Red Flag Warning - Catastrophic Fires | Equipment / facility failure | Aggregated | 2044 | 3.5301e-09 | 752.6401 | 2.6569e-06 | 2044 | Mitigation | 0.95 | 45 | 0 | esc | 0.00097009 | 3.4245e-12 | 0.00097009 | 3.4245e-12
[120 empty] | 7.3.3.17.5 (Remote Grid) Updates to grid topology to minimize risk of ignition in HFTDs Remote GridWLDFREquipment / facility failureAggregated | WLDFR | HFTD - Distribution - Tier 2 - 5QU CoRE ¦ 1QU LoRE | Non-Red Flag Warning - Catastrophic Fires | Equipment / facility failure | Aggregated | 2045 | 3.5301e-09 | 752.6401 | 2.6569e-06 | 2045 | Mitigation | 0.95 | 45 | 0 | esc | 0.00097009 | 3.4245e-12 | 0.00097009 | 3.4245e-12
[120 empty] | 7.3.3.17.5 (Remote Grid) Updates to grid topology to minimize risk of ignition in HFTDs Remote GridWLDFREquipment / facility failureAggregated | WLDFR | HFTD - Distribution - Tier 2 - 5QU CoRE ¦ 1QU LoRE | Non-Red Flag Warning - Catastrophic Fires | Equipment / facility failure | Aggregated | 2046 | 3.5301e-09 | 752.6401 | 2.6569e-06 | 2046 | Mitigation | 0.95 | 45 | 0 | esc | 0.00097009 | 3.4245e-12 | 0.00097009 | 3.4245e-12
[120 empty] | 7.3.3.17.5 (Remote Grid) Updates to grid topology to minimize risk of ignition in HFTDs Remote GridWLDFREquipment / facility failureAggregated | WLDFR | HFTD - Distribution - Tier 2 - 5QU CoRE ¦ 1QU LoRE | Non-Red Flag Warning - Catastrophic Fires | Equipment / facility failure | Aggregated | 2047 | 3.5301e-09 | 752.6401 | 2.6569e-06 | 2047 | Mitigation | 0.95 | 45 | 0 | esc | 0.00097009 | 3.4245e-12 | 0.00097009 | 3.4245e-12
[120 empty] | 7.3.3.17.5 (Remote Grid) Updates to grid topology to minimize risk of ignition in HFTDs Remote GridWLDFREquipment / facility failureAggregated | WLDFR | HFTD - Distribution - Tier 2 - 5QU CoRE ¦ 1QU LoRE | Non-Red Flag Warning - Catastrophic Fires | Equipment / facility failure | Aggregated | 2048 | 3.5301e-09 | 752.6401 | 2.6569e-06 | 2048 | Mitigation | 0.95 | 45 | 0 | esc | 0.00097009 | 3.4245e-12 | 0.00097009 | 3.4245e-12
[120 empty] | 7.3.3.17.5 (Remote Grid) Updates to grid topology to minimize risk of ignition in HFTDs Remote GridWLDFREquipment / facility failureAggregated | WLDFR | HFTD - Distribution - Tier 2 - 5QU CoRE ¦ 1QU LoRE | Non-Red Flag Warning - Catastrophic Fires | Equipment / facility failure | Aggregated | 2049 | 3.5301e-09 | 752.6401 | 2.6569e-06 | 2049 | Mitigation | 0.95 | 45 | 0 | esc | 0.00097009 | 3.4245e-12 | 0.00097009 | 3.4245e-12
[120 empty] | 7.3.3.17.5 (Remote Grid) Updates to grid topology to minimize risk of ignition in HFTDs Remote GridWLDFREquipment / facility failureAggregated | WLDFR | HFTD - Distribution - Tier 2 - 5QU CoRE ¦ 1QU LoRE | Non-Red Flag Warning - Catastrophic Fires | Equipment / facility failure | Aggregated | 2050 | 3.5301e-09 | 752.6401 | 2.6569e-06 | 2050 | Mitigation | 0.95 | 45 | 0 | esc | 0.00097009 | 3.4245e-12 | 0.00097009 | 3.4245e-12
[120 empty] | 7.3.3.17.5 (Remote Grid) Updates to grid topology to minimize risk of ignition in HFTDs Remote GridWLDFREquipment / facility failureAggregated | WLDFR | HFTD - Distribution - Tier 2 - 5QU CoRE ¦ 1QU LoRE | Non-Red Flag Warning - Catastrophic Fires | Equipment / facility failure | Aggregated | 2051 | 3.5301e-09 | 752.6401 | 2.6569e-06 | 2051 | Mitigation | 0.95 | 45 | 0 | esc | 0.00097009 | 3.4245e-12 | 0.00097009 | 3.4245e-12
[120 empty] | 7.3.3.17.5 (Remote Grid) Updates to grid topology to minimize risk of ignition in HFTDs Remote GridWLDFREquipment / facility failureAggregated | WLDFR | HFTD - Distribution - Tier 2 - 5QU CoRE ¦ 1QU LoRE | Non-Red Flag Warning - Catastrophic Fires | Equipment / facility failure | Aggregated | 2052 | 3.5301e-09 | 752.6401 | 2.6569e-06 | 2052 | Mitigation | 0.95 | 45 | 0 | esc | 0.00097009 | 3.4245e-12 | 0.00097009 | 3.4245e-12
[120 empty] | 7.3.3.17.5 (Remote Grid) Updates to grid topology to minimize risk of ignition in HFTDs Remote GridWLDFREquipment / facility failureAggregated | WLDFR | HFTD - Distribution - Tier 2 - 5QU CoRE ¦ 1QU LoRE | Non-Red Flag Warning - Catastrophic Fires | Equipment / facility failure | Aggregated | 2053 | 3.5301e-09 | 752.6401 | 2.6569e-06 | 2053 | Mitigation | 0.95 | 45 | 0 | esc | 0.00097009 | 3.4245e-12 | 0.00097009 | 3.4245e-12
[120 empty] | 7.3.3.17.5 (Remote Grid) Updates to grid topology to minimize risk of ignition in HFTDs Remote GridWLDFREquipment / facility failureAggregated | WLDFR | HFTD - Distribution - Tier 2 - 5QU CoRE ¦ 1QU LoRE | Non-Red Flag Warning - Catastrophic Fires | Equipment / facility failure | Aggregated | 2054 | 3.5301e-09 | 752.6401 | 2.6569e-06 | 2054 | Mitigation | 0.95 | 45 | 0 | esc | 0.00097009 | 3.4245e-12 | 0.00097009 | 3.4245e-12
[120 empty] | 7.3.3.17.5 (Remote Grid) Updates to grid topology to minimize risk of ignition in HFTDs Remote GridWLDFREquipment / facility failureAggregated | WLDFR | HFTD - Distribution - Tier 2 - 5QU CoRE ¦ 1QU LoRE | Non-Red Flag Warning - Catastrophic Fires | Equipment / facility failure | Aggregated | 2055 | 3.5301e-09 | 752.6401 | 2.6569e-06 | 2055 | Mitigation | 0.95 | 45 | 0 | esc | 0.00097009 | 3.4245e-12 | 0.00097009 | 3.4245e-12
[120 empty] | 7.3.3.17.5 (Remote Grid) Updates to grid topology to minimize risk of ignition in HFTDs Remote GridWLDFREquipment / facility failureAggregated | WLDFR | HFTD - Distribution - Tier 2 - 5QU CoRE ¦ 1QU LoRE | Non-Red Flag Warning - Catastrophic Fires | Equipment / facility failure | Aggregated | 2056 | 3.5301e-09 | 752.6401 | 2.6569e-06 | 2056 | Mitigation | 0.95 | 45 | 0 | esc | 0.00097009 | 3.4245e-12 | 0.00097009 | 3.4245e-12
[120 empty] | 7.3.3.17.5 (Remote Grid) Updates to grid topology to minimize risk of ignition in HFTDs Remote GridWLDFREquipment / facility failureAggregated | WLDFR | HFTD - Distribution - Tier 2 - 5QU CoRE ¦ 1QU LoRE | Non-Red Flag Warning - Catastrophic Fires | Equipment / facility failure | Aggregated | 2057 | 3.5301e-09 | 752.6401 | 2.6569e-06 | 2057 | Mitigation | 0.95 | 45 | 0 | esc | 0.00097009 | 3.4245e-12 | 0.00097009 | 3.4245e-12
[120 empty] | 7.3.3.17.5 (Remote Grid) Updates to grid topology to minimize risk of ignition in HFTDs Remote GridWLDFREquipment / facility failureAggregated | WLDFR | HFTD - Distribution - Tier 2 - 5QU CoRE ¦ 1QU LoRE | Non-Red Flag Warning - Catastrophic Fires | Equipment / facility failure | Aggregated | 2058 | 3.5301e-09 | 752.6401 | 2.6569e-06 | 2058 | Mitigation | 0.95 | 45 | 0 | esc | 0.00097009 | 3.4245e-12 | 0.00097009 | 3.4245e-12
[120 empty] | 7.3.3.17.5 (Remote Grid) Updates to grid topology to minimize risk of ignition in HFTDs Remote GridWLDFREquipment / facility failureAggregated | WLDFR | HFTD - Distribution - Tier 2 - 5QU CoRE ¦ 1QU LoRE | Non-Red Flag Warning - Catastrophic Fires | Equipment / facility failure | Aggregated | 2059 | 3.5301e-09 | 752.6401 | 2.6569e-06 | 2059 | Mitigation | 0.95 | 45 | 0 | esc | 0.00097009 | 3.4245e-12 | 0.00097009 | 3.4245e-12
[120 empty] | 7.3.3.17.5 (Remote Grid) Updates to grid topology to minimize risk of ignition in HFTDs Remote GridWLDFREquipment / facility failureAggregated | WLDFR | HFTD - Distribution - Tier 2 - 5QU CoRE ¦ 1QU LoRE | Non-Red Flag Warning - Catastrophic Fires | Equipment / facility failure | Aggregated | 2060 | 3.5301e-09 | 752.6401 | 2.6569e-06 | 2060 | Mitigation | 0.95 | 45 | 0 | esc | 0.00097009 | 3.4245e-12 | 0.00097009 | 3.4245e-12
[120 empty] | 7.3.3.17.5 (Remote Grid) Updates to grid topology to minimize risk of ignition in HFTDs Remote GridWLDFREquipment / facility failureAggregated | WLDFR | HFTD - Distribution - Tier 2 - 5QU CoRE ¦ 1QU LoRE | Non-Red Flag Warning - Catastrophic Fires | Equipment / facility failure | Aggregated | 2061 | 3.5301e-09 | 752.6401 | 2.6569e-06 | 2061 | Mitigation | 0.95 | 45 | 0 | esc | 0.00097009 | 3.4245e-12 | 0.00097009 | 3.4245e-12
[120 empty] | 7.3.3.17.5 (Remote Grid) Updates to grid topology to minimize risk of ignition in HFTDs Remote GridWLDFREquipment / facility failureAggregated | WLDFR | HFTD - Distribution - Tier 2 - 5QU CoRE ¦ 1QU LoRE | Non-Red Flag Warning - Catastrophic Fires | Equipment / facility failure | Aggregated | 2062 | 3.5301e-09 | 752.6401 | 2.6569e-06 | 2062 | Mitigation | 0.95 | 45 | 0 | esc | 0.00097009 | 3.4245e-12 | 0.00097009 | 3.4245e-12
[120 empty] | 7.3.3.17.5 (Remote Grid) Updates to grid topology to minimize risk of ignition in HFTDs Remote GridWLDFREquipment / facility failureAggregated | WLDFR | HFTD - Distribution - Tier 2 - 5QU CoRE ¦ 1QU LoRE | Non-Red Flag Warning - Catastrophic Fires | Equipment / facility failure | Aggregated | 2063 | 3.5301e-09 | 752.6401 | 2.6569e-06 | 2063 | Mitigation | 0.95 | 45 | 0 | esc | 0.00097009 | 3.4245e-12 | 0.00097009 | 3.4245e-12
[120 empty] | 7.3.3.17.5 (Remote Grid) Updates to grid topology to minimize risk of ignition in HFTDs Remote GridWLDFREquipment / facility failureAggregated | WLDFR | HFTD - Distribution - Tier 2 - 5QU CoRE ¦ 1QU LoRE | Non-Red Flag Warning - Catastrophic Fires | Equipment / facility failure | Aggregated | 2064 | 3.5301e-09 | 752.6401 | 2.6569e-06 | 2064 | Mitigation | 0.95 | 45 | 0 | esc | 0.00097009 | 3.4245e-12 | 0.00097009 | 3.4245e-12
[120 empty] | 7.3.3.17.5 (Remote Grid) Updates to grid topology to minimize risk of ignition in HFTDs Remote GridWLDFREquipment / facility failureAggregated | WLDFR | HFTD - Distribution - Tier 2 - 5QU CoRE ¦ 1QU LoRE | Non-Red Flag Warning - Catastrophic Fires | Equipment / facility failure | Aggregated | 2065 | 3.5301e-09 | 752.6401 | 2.6569e-06 | 2065 | Mitigation | 0.95 | 45 | 0 | esc | 0.00097009 | 3.4245e-12 | 0.00097009 | 3.4245e-12
[120 empty] | 7.3.3.17.5 (Remote Grid) Updates to grid topology to minimize risk of ignition in HFTDs Remote GridWLDFREquipment / facility failureAggregated | WLDFR | HFTD - Distribution - Tier 2 - 5QU CoRE ¦ 1QU LoRE | Non-Red Flag Warning - Catastrophic Fires | Equipment / facility failure | Aggregated | 2066 | 3.5301e-09 | 752.6401 | 2.6569e-06 | 2066 | Mitigation | 0.95 | 45 | 0 | esc | 0.00097009 | 3.4245e-12 | 0.00097009 | 3.4245e-12
[120 empty] | 7.3.3.17.5 (Remote Grid) Updates to grid topology to minimize risk of ignition in HFTDs Remote GridWLDFREquipment / facility failureAggregated | WLDFR | HFTD - Distribution - Tier 2 - 5QU CoRE ¦ 1QU LoRE | Non-Red Flag Warning - Catastrophic Fires | Equipment / facility failure | Aggregated | 2067 | 3.5301e-09 | 752.6401 | 2.6569e-06 | 2067 | Mitigation | 0.95 | 45 | 0 | esc | 0 | 0 | 0.00097009 | 3.4245e-12
[120 empty] | 7.3.3.17.5 (Remote Grid) Updates to grid topology to minimize risk of ignition in HFTDs Remote GridWLDFRVegetation ContactAggregated | WLDFR | HFTD - Distribution - Tier 2 - 5QU CoRE ¦ 1QU LoRE | Non-Red Flag Warning - Catastrophic Fires | Vegetation Contact | Aggregated | 2022 | 2.0686e-08 | 752.6401 | 1.5569e-05 | 2022 | Mitigation | 0.95 | 45 | 0 | esc | 0.00097009 | 2.0067e-11 | 0 | 0
[120 empty] | 7.3.3.17.5 (Remote Grid) Updates to grid topology to minimize risk of ignition in HFTDs Remote GridWLDFRVegetation ContactAggregated | WLDFR | HFTD - Distribution - Tier 2 - 5QU CoRE ¦ 1QU LoRE | Non-Red Flag Warning - Catastrophic Fires | Vegetation Contact | Aggregated | 2023 | 2.0686e-08 | 752.6401 | 1.5569e-05 | 2023 | Mitigation | 0.95 | 45 | 0 | esc | 0.00097009 | 2.0067e-11 | 0.00097009 | 2.0067e-11
[120 empty] | 7.3.3.17.5 (Remote Grid) Updates to grid topology to minimize risk of ignition in HFTDs Remote GridWLDFRVegetation ContactAggregated | WLDFR | HFTD - Distribution - Tier 2 - 5QU CoRE ¦ 1QU LoRE | Non-Red Flag Warning - Catastrophic Fires | Vegetation Contact | Aggregated | 2024 | 2.0686e-08 | 752.6401 | 1.5569e-05 | 2024 | Mitigation | 0.95 | 45 | 0 | esc | 0.00097009 | 2.0067e-11 | 0.00097009 | 2.0067e-11
[120 empty] | 7.3.3.17.5 (Remote Grid) Updates to grid topology to minimize risk of ignition in HFTDs Remote GridWLDFRVegetation ContactAggregated | WLDFR | HFTD - Distribution - Tier 2 - 5QU CoRE ¦ 1QU LoRE | Non-Red Flag Warning - Catastrophic Fires | Vegetation Contact | Aggregated | 2025 | 2.0686e-08 | 752.6401 | 1.5569e-05 | 2025 | Mitigation | 0.95 | 45 | 0 | esc | 0.00097009 | 2.0067e-11 | 0.00097009 | 2.0067e-11
[120 empty] | 7.3.3.17.5 (Remote Grid) Updates to grid topology to minimize risk of ignition in HFTDs Remote GridWLDFRVegetation ContactAggregated | WLDFR | HFTD - Distribution - Tier 2 - 5QU CoRE ¦ 1QU LoRE | Non-Red Flag Warning - Catastrophic Fires | Vegetation Contact | Aggregated | 2026 | 2.0686e-08 | 752.6401 | 1.5569e-05 | 2026 | Mitigation | 0.95 | 45 | 0 | esc | 0.00097009 | 2.0067e-11 | 0.00097009 | 2.0067e-11
[120 empty] | 7.3.3.17.5 (Remote Grid) Updates to grid topology to minimize risk of ignition in HFTDs Remote GridWLDFRVegetation ContactAggregated | WLDFR | HFTD - Distribution - Tier 2 - 5QU CoRE ¦ 1QU LoRE | Non-Red Flag Warning - Catastrophic Fires | Vegetation Contact | Aggregated | 2027 | 2.0686e-08 | 752.6401 | 1.5569e-05 | 2027 | Mitigation | 0.95 | 45 | 0 | esc | 0.00097009 | 2.0067e-11 | 0.00097009 | 2.0067e-11
[120 empty] | 7.3.3.17.5 (Remote Grid) Updates to grid topology to minimize risk of ignition in HFTDs Remote GridWLDFRVegetation ContactAggregated | WLDFR | HFTD - Distribution - Tier 2 - 5QU CoRE ¦ 1QU LoRE | Non-Red Flag Warning - Catastrophic Fires | Vegetation Contact | Aggregated | 2028 | 2.0686e-08 | 752.6401 | 1.5569e-05 | 2028 | Mitigation | 0.95 | 45 | 0 | esc | 0.00097009 | 2.0067e-11 | 0.00097009 | 2.0067e-11
[120 empty] | 7.3.3.17.5 (Remote Grid) Updates to grid topology to minimize risk of ignition in HFTDs Remote GridWLDFRVegetation ContactAggregated | WLDFR | HFTD - Distribution - Tier 2 - 5QU CoRE ¦ 1QU LoRE | Non-Red Flag Warning - Catastrophic Fires | Vegetation Contact | Aggregated | 2029 | 2.0686e-08 | 752.6401 | 1.5569e-05 | 2029 | Mitigation | 0.95 | 45 | 0 | esc | 0.00097009 | 2.0067e-11 | 0.00097009 | 2.0067e-11
[120 empty] | 7.3.3.17.5 (Remote Grid) Updates to grid topology to minimize risk of ignition in HFTDs Remote GridWLDFRVegetation ContactAggregated | WLDFR | HFTD - Distribution - Tier 2 - 5QU CoRE ¦ 1QU LoRE | Non-Red Flag Warning - Catastrophic Fires | Vegetation Contact | Aggregated | 2030 | 2.0686e-08 | 752.6401 | 1.5569e-05 | 2030 | Mitigation | 0.95 | 45 | 0 | esc | 0.00097009 | 2.0067e-11 | 0.00097009 | 2.0067e-11
[120 empty] | 7.3.3.17.5 (Remote Grid) Updates to grid topology to minimize risk of ignition in HFTDs Remote GridWLDFRVegetation ContactAggregated | WLDFR | HFTD - Distribution - Tier 2 - 5QU CoRE ¦ 1QU LoRE | Non-Red Flag Warning - Catastrophic Fires | Vegetation Contact | Aggregated | 2031 | 2.0686e-08 | 752.6401 | 1.5569e-05 | 2031 | Mitigation | 0.95 | 45 | 0 | esc | 0.00097009 | 2.0067e-11 | 0.00097009 | 2.0067e-11
[120 empty] | 7.3.3.17.5 (Remote Grid) Updates to grid topology to minimize risk of ignition in HFTDs Remote GridWLDFRVegetation ContactAggregated | WLDFR | HFTD - Distribution - Tier 2 - 5QU CoRE ¦ 1QU LoRE | Non-Red Flag Warning - Catastrophic Fires | Vegetation Contact | Aggregated | 2032 | 2.0686e-08 | 752.6401 | 1.5569e-05 | 2032 | Mitigation | 0.95 | 45 | 0 | esc | 0.00097009 | 2.0067e-11 | 0.00097009 | 2.0067e-11
[120 empty] | 7.3.3.17.5 (Remote Grid) Updates to grid topology to minimize risk of ignition in HFTDs Remote GridWLDFRVegetation ContactAggregated | WLDFR | HFTD - Distribution - Tier 2 - 5QU CoRE ¦ 1QU LoRE | Non-Red Flag Warning - Catastrophic Fires | Vegetation Contact | Aggregated | 2033 | 2.0686e-08 | 752.6401 | 1.5569e-05 | 2033 | Mitigation | 0.95 | 45 | 0 | esc | 0.00097009 | 2.0067e-11 | 0.00097009 | 2.0067e-11
[120 empty] | 7.3.3.17.5 (Remote Grid) Updates to grid topology to minimize risk of ignition in HFTDs Remote GridWLDFRVegetation ContactAggregated | WLDFR | HFTD - Distribution - Tier 2 - 5QU CoRE ¦ 1QU LoRE | Non-Red Flag Warning - Catastrophic Fires | Vegetation Contact | Aggregated | 2034 | 2.0686e-08 | 752.6401 | 1.5569e-05 | 2034 | Mitigation | 0.95 | 45 | 0 | esc | 0.00097009 | 2.0067e-11 | 0.00097009 | 2.0067e-11
[120 empty] | 7.3.3.17.5 (Remote Grid) Updates to grid topology to minimize risk of ignition in HFTDs Remote GridWLDFRVegetation ContactAggregated | WLDFR | HFTD - Distribution - Tier 2 - 5QU CoRE ¦ 1QU LoRE | Non-Red Flag Warning - Catastrophic Fires | Vegetation Contact | Aggregated | 2035 | 2.0686e-08 | 752.6401 | 1.5569e-05 | 2035 | Mitigation | 0.95 | 45 | 0 | esc | 0.00097009 | 2.0067e-11 | 0.00097009 | 2.0067e-11
[120 empty] | 7.3.3.17.5 (Remote Grid) Updates to grid topology to minimize risk of ignition in HFTDs Remote GridWLDFRVegetation ContactAggregated | WLDFR | HFTD - Distribution - Tier 2 - 5QU CoRE ¦ 1QU LoRE | Non-Red Flag Warning - Catastrophic Fires | Vegetation Contact | Aggregated | 2036 | 2.0686e-08 | 752.6401 | 1.5569e-05 | 2036 | Mitigation | 0.95 | 45 | 0 | esc | 0.00097009 | 2.0067e-11 | 0.00097009 | 2.0067e-11
[120 empty] | 7.3.3.17.5 (Remote Grid) Updates to grid topology to minimize risk of ignition in HFTDs Remote GridWLDFRVegetation ContactAggregated | WLDFR | HFTD - Distribution - Tier 2 - 5QU CoRE ¦ 1QU LoRE | Non-Red Flag Warning - Catastrophic Fires | Vegetation Contact | Aggregated | 2037 | 2.0686e-08 | 752.6401 | 1.5569e-05 | 2037 | Mitigation | 0.95 | 45 | 0 | esc | 0.00097009 | 2.0067e-11 | 0.00097009 | 2.0067e-11
[120 empty] | 7.3.3.17.5 (Remote Grid) Updates to grid topology to minimize risk of ignition in HFTDs Remote GridWLDFRVegetation ContactAggregated | WLDFR | HFTD - Distribution - Tier 2 - 5QU CoRE ¦ 1QU LoRE | Non-Red Flag Warning - Catastrophic Fires | Vegetation Contact | Aggregated | 2038 | 2.0686e-08 | 752.6401 | 1.5569e-05 | 2038 | Mitigation | 0.95 | 45 | 0 | esc | 0.00097009 | 2.0067e-11 | 0.00097009 | 2.0067e-11
[120 empty] | 7.3.3.17.5 (Remote Grid) Updates to grid topology to minimize risk of ignition in HFTDs Remote GridWLDFRVegetation ContactAggregated | WLDFR | HFTD - Distribution - Tier 2 - 5QU CoRE ¦ 1QU LoRE | Non-Red Flag Warning - Catastrophic Fires | Vegetation Contact | Aggregated | 2039 | 2.0686e-08 | 752.6401 | 1.5569e-05 | 2039 | Mitigation | 0.95 | 45 | 0 | esc | 0.00097009 | 2.0067e-11 | 0.00097009 | 2.0067e-11
[120 empty] | 7.3.3.17.5 (Remote Grid) Updates to grid topology to minimize risk of ignition in HFTDs Remote GridWLDFRVegetation ContactAggregated | WLDFR | HFTD - Distribution - Tier 2 - 5QU CoRE ¦ 1QU LoRE | Non-Red Flag Warning - Catastrophic Fires | Vegetation Contact | Aggregated | 2040 | 2.0686e-08 | 752.6401 | 1.5569e-05 | 2040 | Mitigation | 0.95 | 45 | 0 | esc | 0.00097009 | 2.0067e-11 | 0.00097009 | 2.0067e-11
[120 empty] | 7.3.3.17.5 (Remote Grid) Updates to grid topology to minimize risk of ignition in HFTDs Remote GridWLDFRVegetation ContactAggregated | WLDFR | HFTD - Distribution - Tier 2 - 5QU CoRE ¦ 1QU LoRE | Non-Red Flag Warning - Catastrophic Fires | Vegetation Contact | Aggregated | 2041 | 2.0686e-08 | 752.6401 | 1.5569e-05 | 2041 | Mitigation | 0.95 | 45 | 0 | esc | 0.00097009 | 2.0067e-11 | 0.00097009 | 2.0067e-11
[120 empty] | 7.3.3.17.5 (Remote Grid) Updates to grid topology to minimize risk of ignition in HFTDs Remote GridWLDFRVegetation ContactAggregated | WLDFR | HFTD - Distribution - Tier 2 - 5QU CoRE ¦ 1QU LoRE | Non-Red Flag Warning - Catastrophic Fires | Vegetation Contact | Aggregated | 2042 | 2.0686e-08 | 752.6401 | 1.5569e-05 | 2042 | Mitigation | 0.95 | 45 | 0 | esc | 0.00097009 | 2.0067e-11 | 0.00097009 | 2.0067e-11
[120 empty] | 7.3.3.17.5 (Remote Grid) Updates to grid topology to minimize risk of ignition in HFTDs Remote GridWLDFRVegetation ContactAggregated | WLDFR | HFTD - Distribution - Tier 2 - 5QU CoRE ¦ 1QU LoRE | Non-Red Flag Warning - Catastrophic Fires | Vegetation Contact | Aggregated | 2043 | 2.0686e-08 | 752.6401 | 1.5569e-05 | 2043 | Mitigation | 0.95 | 45 | 0 | esc | 0.00097009 | 2.0067e-11 | 0.00097009 | 2.0067e-11
[120 empty] | 7.3.3.17.5 (Remote Grid) Updates to grid topology to minimize risk of ignition in HFTDs Remote GridWLDFRVegetation ContactAggregated | WLDFR | HFTD - Distribution - Tier 2 - 5QU CoRE ¦ 1QU LoRE | Non-Red Flag Warning - Catastrophic Fires | Vegetation Contact | Aggregated | 2044 | 2.0686e-08 | 752.6401 | 1.5569e-05 | 2044 | Mitigation | 0.95 | 45 | 0 | esc | 0.00097009 | 2.0067e-11 | 0.00097009 | 2.0067e-11
[120 empty] | 7.3.3.17.5 (Remote Grid) Updates to grid topology to minimize risk of ignition in HFTDs Remote GridWLDFRVegetation ContactAggregated | WLDFR | HFTD - Distribution - Tier 2 - 5QU CoRE ¦ 1QU LoRE | Non-Red Flag Warning - Catastrophic Fires | Vegetation Contact | Aggregated | 2045 | 2.0686e-08 | 752.6401 | 1.5569e-05 | 2045 | Mitigation | 0.95 | 45 | 0 | esc | 0.00097009 | 2.0067e-11 | 0.00097009 | 2.0067e-11
[120 empty] | 7.3.3.17.5 (Remote Grid) Updates to grid topology to minimize risk of ignition in HFTDs Remote GridWLDFRVegetation ContactAggregated | WLDFR | HFTD - Distribution - Tier 2 - 5QU CoRE ¦ 1QU LoRE | Non-Red Flag Warning - Catastrophic Fires | Vegetation Contact | Aggregated | 2046 | 2.0686e-08 | 752.6401 | 1.5569e-05 | 2046 | Mitigation | 0.95 | 45 | 0 | esc | 0.00097009 | 2.0067e-11 | 0.00097009 | 2.0067e-11
[120 empty] | 7.3.3.17.5 (Remote Grid) Updates to grid topology to minimize risk of ignition in HFTDs Remote GridWLDFRVegetation ContactAggregated | WLDFR | HFTD - Distribution - Tier 2 - 5QU CoRE ¦ 1QU LoRE | Non-Red Flag Warning - Catastrophic Fires | Vegetation Contact | Aggregated | 2047 | 2.0686e-08 | 752.6401 | 1.5569e-05 | 2047 | Mitigation | 0.95 | 45 | 0 | esc | 0.00097009 | 2.0067e-11 | 0.00097009 | 2.0067e-11
[120 empty] | 7.3.3.17.5 (Remote Grid) Updates to grid topology to minimize risk of ignition in HFTDs Remote GridWLDFRVegetation ContactAggregated | WLDFR | HFTD - Distribution - Tier 2 - 5QU CoRE ¦ 1QU LoRE | Non-Red Flag Warning - Catastrophic Fires | Vegetation Contact | Aggregated | 2048 | 2.0686e-08 | 752.6401 | 1.5569e-05 | 2048 | Mitigation | 0.95 | 45 | 0 | esc | 0.00097009 | 2.0067e-11 | 0.00097009 | 2.0067e-11
[120 empty] | 7.3.3.17.5 (Remote Grid) Updates to grid topology to minimize risk of ignition in HFTDs Remote GridWLDFRVegetation ContactAggregated | WLDFR | HFTD - Distribution - Tier 2 - 5QU CoRE ¦ 1QU LoRE | Non-Red Flag Warning - Catastrophic Fires | Vegetation Contact | Aggregated | 2049 | 2.0686e-08 | 752.6401 | 1.5569e-05 | 2049 | Mitigation | 0.95 | 45 | 0 | esc | 0.00097009 | 2.0067e-11 | 0.00097009 | 2.0067e-11
[120 empty] | 7.3.3.17.5 (Remote Grid) Updates to grid topology to minimize risk of ignition in HFTDs Remote GridWLDFRVegetation ContactAggregated | WLDFR | HFTD - Distribution - Tier 2 - 5QU CoRE ¦ 1QU LoRE | Non-Red Flag Warning - Catastrophic Fires | Vegetation Contact | Aggregated | 2050 | 2.0686e-08 | 752.6401 | 1.5569e-05 | 2050 | Mitigation | 0.95 | 45 | 0 | esc | 0.00097009 | 2.0067e-11 | 0.00097009 | 2.0067e-11
[120 empty] | 7.3.3.17.5 (Remote Grid) Updates to grid topology to minimize risk of ignition in HFTDs Remote GridWLDFRVegetation ContactAggregated | WLDFR | HFTD - Distribution - Tier 2 - 5QU CoRE ¦ 1QU LoRE | Non-Red Flag Warning - Catastrophic Fires | Vegetation Contact | Aggregated | 2051 | 2.0686e-08 | 752.6401 | 1.5569e-05 | 2051 | Mitigation | 0.95 | 45 | 0 | esc | 0.00097009 | 2.0067e-11 | 0.00097009 | 2.0067e-11
[120 empty] | 7.3.3.17.5 (Remote Grid) Updates to grid topology to minimize risk of ignition in HFTDs Remote GridWLDFRVegetation ContactAggregated | WLDFR | HFTD - Distribution - Tier 2 - 5QU CoRE ¦ 1QU LoRE | Non-Red Flag Warning - Catastrophic Fires | Vegetation Contact | Aggregated | 2052 | 2.0686e-08 | 752.6401 | 1.5569e-05 | 2052 | Mitigation | 0.95 | 45 | 0 | esc | 0.00097009 | 2.0067e-11 | 0.00097009 | 2.0067e-11
[120 empty] | 7.3.3.17.5 (Remote Grid) Updates to grid topology to minimize risk of ignition in HFTDs Remote GridWLDFRVegetation ContactAggregated | WLDFR | HFTD - Distribution - Tier 2 - 5QU CoRE ¦ 1QU LoRE | Non-Red Flag Warning - Catastrophic Fires | Vegetation Contact | Aggregated | 2053 | 2.0686e-08 | 752.6401 | 1.5569e-05 | 2053 | Mitigation | 0.95 | 45 | 0 | esc | 0.00097009 | 2.0067e-11 | 0.00097009 | 2.0067e-11
[120 empty] | 7.3.3.17.5 (Remote Grid) Updates to grid topology to minimize risk of ignition in HFTDs Remote GridWLDFRVegetation ContactAggregated | WLDFR | HFTD - Distribution - Tier 2 - 5QU CoRE ¦ 1QU LoRE | Non-Red Flag Warning - Catastrophic Fires | Vegetation Contact | Aggregated | 2054 | 2.0686e-08 | 752.6401 | 1.5569e-05 | 2054 | Mitigation | 0.95 | 45 | 0 | esc | 0.00097009 | 2.0067e-11 | 0.00097009 | 2.0067e-11
[120 empty] | 7.3.3.17.5 (Remote Grid) Updates to grid topology to minimize risk of ignition in HFTDs Remote GridWLDFRVegetation ContactAggregated | WLDFR | HFTD - Distribution - Tier 2 - 5QU CoRE ¦ 1QU LoRE | Non-Red Flag Warning - Catastrophic Fires | Vegetation Contact | Aggregated | 2055 | 2.0686e-08 | 752.6401 | 1.5569e-05 | 2055 | Mitigation | 0.95 | 45 | 0 | esc | 0.00097009 | 2.0067e-11 | 0.00097009 | 2.0067e-11
[120 empty] | 7.3.3.17.5 (Remote Grid) Updates to grid topology to minimize risk of ignition in HFTDs Remote GridWLDFRVegetation ContactAggregated | WLDFR | HFTD - Distribution - Tier 2 - 5QU CoRE ¦ 1QU LoRE | Non-Red Flag Warning - Catastrophic Fires | Vegetation Contact | Aggregated | 2056 | 2.0686e-08 | 752.6401 | 1.5569e-05 | 2056 | Mitigation | 0.95 | 45 | 0 | esc | 0.00097009 | 2.0067e-11 | 0.00097009 | 2.0067e-11
[120 empty] | 7.3.3.17.5 (Remote Grid) Updates to grid topology to minimize risk of ignition in HFTDs Remote GridWLDFRVegetation ContactAggregated | WLDFR | HFTD - Distribution - Tier 2 - 5QU CoRE ¦ 1QU LoRE | Non-Red Flag Warning - Catastrophic Fires | Vegetation Contact | Aggregated | 2057 | 2.0686e-08 | 752.6401 | 1.5569e-05 | 2057 | Mitigation | 0.95 | 45 | 0 | esc | 0.00097009 | 2.0067e-11 | 0.00097009 | 2.0067e-11
[120 empty] | 7.3.3.17.5 (Remote Grid) Updates to grid topology to minimize risk of ignition in HFTDs Remote GridWLDFRVegetation ContactAggregated | WLDFR | HFTD - Distribution - Tier 2 - 5QU CoRE ¦ 1QU LoRE | Non-Red Flag Warning - Catastrophic Fires | Vegetation Contact | Aggregated | 2058 | 2.0686e-08 | 752.6401 | 1.5569e-05 | 2058 | Mitigation | 0.95 | 45 | 0 | esc | 0.00097009 | 2.0067e-11 | 0.00097009 | 2.0067e-11
[120 empty] | 7.3.3.17.5 (Remote Grid) Updates to grid topology to minimize risk of ignition in HFTDs Remote GridWLDFRVegetation ContactAggregated | WLDFR | HFTD - Distribution - Tier 2 - 5QU CoRE ¦ 1QU LoRE | Non-Red Flag Warning - Catastrophic Fires | Vegetation Contact | Aggregated | 2059 | 2.0686e-08 | 752.6401 | 1.5569e-05 | 2059 | Mitigation | 0.95 | 45 | 0 | esc | 0.00097009 | 2.0067e-11 | 0.00097009 | 2.0067e-11
[120 empty] | 7.3.3.17.5 (Remote Grid) Updates to grid topology to minimize risk of ignition in HFTDs Remote GridWLDFRVegetation ContactAggregated | WLDFR | HFTD - Distribution - Tier 2 - 5QU CoRE ¦ 1QU LoRE | Non-Red Flag Warning - Catastrophic Fires | Vegetation Contact | Aggregated | 2060 | 2.0686e-08 | 752.6401 | 1.5569e-05 | 2060 | Mitigation | 0.95 | 45 | 0 | esc | 0.00097009 | 2.0067e-11 | 0.00097009 | 2.0067e-11
[120 empty] | 7.3.3.17.5 (Remote Grid) Updates to grid topology to minimize risk of ignition in HFTDs Remote GridWLDFRVegetation ContactAggregated | WLDFR | HFTD - Distribution - Tier 2 - 5QU CoRE ¦ 1QU LoRE | Non-Red Flag Warning - Catastrophic Fires | Vegetation Contact | Aggregated | 2061 | 2.0686e-08 | 752.6401 | 1.5569e-05 | 2061 | Mitigation | 0.95 | 45 | 0 | esc | 0.00097009 | 2.0067e-11 | 0.00097009 | 2.0067e-11
[120 empty] | 7.3.3.17.5 (Remote Grid) Updates to grid topology to minimize risk of ignition in HFTDs Remote GridWLDFRVegetation ContactAggregated | WLDFR | HFTD - Distribution - Tier 2 - 5QU CoRE ¦ 1QU LoRE | Non-Red Flag Warning - Catastrophic Fires | Vegetation Contact | Aggregated | 2062 | 2.0686e-08 | 752.6401 | 1.5569e-05 | 2062 | Mitigation | 0.95 | 45 | 0 | esc | 0.00097009 | 2.0067e-11 | 0.00097009 | 2.0067e-11
[120 empty] | 7.3.3.17.5 (Remote Grid) Updates to grid topology to minimize risk of ignition in HFTDs Remote GridWLDFRVegetation ContactAggregated | WLDFR | HFTD - Distribution - Tier 2 - 5QU CoRE ¦ 1QU LoRE | Non-Red Flag Warning - Catastrophic Fires | Vegetation Contact | Aggregated | 2063 | 2.0686e-08 | 752.6401 | 1.5569e-05 | 2063 | Mitigation | 0.95 | 45 | 0 | esc | 0.00097009 | 2.0067e-11 | 0.00097009 | 2.0067e-11
[120 empty] | 7.3.3.17.5 (Remote Grid) Updates to grid topology to minimize risk of ignition in HFTDs Remote GridWLDFRVegetation ContactAggregated | WLDFR | HFTD - Distribution - Tier 2 - 5QU CoRE ¦ 1QU LoRE | Non-Red Flag Warning - Catastrophic Fires | Vegetation Contact | Aggregated | 2064 | 2.0686e-08 | 752.6401 | 1.5569e-05 | 2064 | Mitigation | 0.95 | 45 | 0 | esc | 0.00097009 | 2.0067e-11 | 0.00097009 | 2.0067e-11
[120 empty] | 7.3.3.17.5 (Remote Grid) Updates to grid topology to minimize risk of ignition in HFTDs Remote GridWLDFRVegetation ContactAggregated | WLDFR | HFTD - Distribution - Tier 2 - 5QU CoRE ¦ 1QU LoRE | Non-Red Flag Warning - Catastrophic Fires | Vegetation Contact | Aggregated | 2065 | 2.0686e-08 | 752.6401 | 1.5569e-05 | 2065 | Mitigation | 0.95 | 45 | 0 | esc | 0.00097009 | 2.0067e-11 | 0.00097009 | 2.0067e-11
[120 empty] | 7.3.3.17.5 (Remote Grid) Updates to grid topology to minimize risk of ignition in HFTDs Remote GridWLDFRVegetation ContactAggregated | WLDFR | HFTD - Distribution - Tier 2 - 5QU CoRE ¦ 1QU LoRE | Non-Red Flag Warning - Catastrophic Fires | Vegetation Contact | Aggregated | 2066 | 2.0686e-08 | 752.6401 | 1.5569e-05 | 2066 | Mitigation | 0.95 | 45 | 0 | esc | 0.00097009 | 2.0067e-11 | 0.00097009 | 2.0067e-11
[120 empty] | 7.3.3.17.5 (Remote Grid) Updates to grid topology to minimize risk of ignition in HFTDs Remote GridWLDFRVegetation ContactAggregated | WLDFR | HFTD - Distribution - Tier 2 - 5QU CoRE ¦ 1QU LoRE | Non-Red Flag Warning - Catastrophic Fires | Vegetation Contact | Aggregated | 2067 | 2.0686e-08 | 752.6401 | 1.5569e-05 | 2067 | Mitigation | 0.95 | 45 | 0 | esc | 0 | 0 | 0.00097009 | 2.0067e-11
[120 empty] | 7.3.3.17.5 (Remote Grid) Updates to grid topology to minimize risk of ignition in HFTDs Remote GridWLDFRWire-to-wire contactAggregated | WLDFR | HFTD - Distribution - Tier 2 - 5QU CoRE ¦ 1QU LoRE | Non-Red Flag Warning - Catastrophic Fires | Wire-to-wire contact | Aggregated | 2022 | 3.9728e-08 | 752.6401 | 2.9901e-05 | 2022 | Mitigation | 0.95 | 45 | 0 | esc | 0.00097009 | 3.854e-11 | 0 | 0
[120 empty] | 7.3.3.17.5 (Remote Grid) Updates to grid topology to minimize risk of ignition in HFTDs Remote GridWLDFRWire-to-wire contactAggregated | WLDFR | HFTD - Distribution - Tier 2 - 5QU CoRE ¦ 1QU LoRE | Non-Red Flag Warning - Catastrophic Fires | Wire-to-wire contact | Aggregated | 2023 | 3.9728e-08 | 752.6401 | 2.9901e-05 | 2023 | Mitigation | 0.95 | 45 | 0 | esc | 0.00097009 | 3.854e-11 | 0.00097009 | 3.854e-11
[120 empty] | 7.3.3.17.5 (Remote Grid) Updates to grid topology to minimize risk of ignition in HFTDs Remote GridWLDFRWire-to-wire contactAggregated | WLDFR | HFTD - Distribution - Tier 2 - 5QU CoRE ¦ 1QU LoRE | Non-Red Flag Warning - Catastrophic Fires | Wire-to-wire contact | Aggregated | 2024 | 3.9728e-08 | 752.6401 | 2.9901e-05 | 2024 | Mitigation | 0.95 | 45 | 0 | esc | 0.00097009 | 3.854e-11 | 0.00097009 | 3.854e-11
[120 empty] | 7.3.3.17.5 (Remote Grid) Updates to grid topology to minimize risk of ignition in HFTDs Remote GridWLDFRWire-to-wire contactAggregated | WLDFR | HFTD - Distribution - Tier 2 - 5QU CoRE ¦ 1QU LoRE | Non-Red Flag Warning - Catastrophic Fires | Wire-to-wire contact | Aggregated | 2025 | 3.9728e-08 | 752.6401 | 2.9901e-05 | 2025 | Mitigation | 0.95 | 45 | 0 | esc | 0.00097009 | 3.854e-11 | 0.00097009 | 3.854e-11
[120 empty] | 7.3.3.17.5 (Remote Grid) Updates to grid topology to minimize risk of ignition in HFTDs Remote GridWLDFRWire-to-wire contactAggregated | WLDFR | HFTD - Distribution - Tier 2 - 5QU CoRE ¦ 1QU LoRE | Non-Red Flag Warning - Catastrophic Fires | Wire-to-wire contact | Aggregated | 2026 | 3.9728e-08 | 752.6401 | 2.9901e-05 | 2026 | Mitigation | 0.95 | 45 | 0 | esc | 0.00097009 | 3.854e-11 | 0.00097009 | 3.854e-11
[120 empty] | 7.3.3.17.5 (Remote Grid) Updates to grid topology to minimize risk of ignition in HFTDs Remote GridWLDFRWire-to-wire contactAggregated | WLDFR | HFTD - Distribution - Tier 2 - 5QU CoRE ¦ 1QU LoRE | Non-Red Flag Warning - Catastrophic Fires | Wire-to-wire contact | Aggregated | 2027 | 3.9728e-08 | 752.6401 | 2.9901e-05 | 2027 | Mitigation | 0.95 | 45 | 0 | esc | 0.00097009 | 3.854e-11 | 0.00097009 | 3.854e-11
[120 empty] | 7.3.3.17.5 (Remote Grid) Updates to grid topology to minimize risk of ignition in HFTDs Remote GridWLDFRWire-to-wire contactAggregated | WLDFR | HFTD - Distribution - Tier 2 - 5QU CoRE ¦ 1QU LoRE | Non-Red Flag Warning - Catastrophic Fires | Wire-to-wire contact | Aggregated | 2028 | 3.9728e-08 | 752.6401 | 2.9901e-05 | 2028 | Mitigation | 0.95 | 45 | 0 | esc | 0.00097009 | 3.854e-11 | 0.00097009 | 3.854e-11
[120 empty] | 7.3.3.17.5 (Remote Grid) Updates to grid topology to minimize risk of ignition in HFTDs Remote GridWLDFRWire-to-wire contactAggregated | WLDFR | HFTD - Distribution - Tier 2 - 5QU CoRE ¦ 1QU LoRE | Non-Red Flag Warning - Catastrophic Fires | Wire-to-wire contact | Aggregated | 2029 | 3.9728e-08 | 752.6401 | 2.9901e-05 | 2029 | Mitigation | 0.95 | 45 | 0 | esc | 0.00097009 | 3.854e-11 | 0.00097009 | 3.854e-11
[120 empty] | 7.3.3.17.5 (Remote Grid) Updates to grid topology to minimize risk of ignition in HFTDs Remote GridWLDFRWire-to-wire contactAggregated | WLDFR | HFTD - Distribution - Tier 2 - 5QU CoRE ¦ 1QU LoRE | Non-Red Flag Warning - Catastrophic Fires | Wire-to-wire contact | Aggregated | 2030 | 3.9728e-08 | 752.6401 | 2.9901e-05 | 2030 | Mitigation | 0.95 | 45 | 0 | esc | 0.00097009 | 3.854e-11 | 0.00097009 | 3.854e-11
[120 empty] | 7.3.3.17.5 (Remote Grid) Updates to grid topology to minimize risk of ignition in HFTDs Remote GridWLDFRWire-to-wire contactAggregated | WLDFR | HFTD - Distribution - Tier 2 - 5QU CoRE ¦ 1QU LoRE | Non-Red Flag Warning - Catastrophic Fires | Wire-to-wire contact | Aggregated | 2031 | 3.9728e-08 | 752.6401 | 2.9901e-05 | 2031 | Mitigation | 0.95 | 45 | 0 | esc | 0.00097009 | 3.854e-11 | 0.00097009 | 3.854e-11
[120 empty] | 7.3.3.17.5 (Remote Grid) Updates to grid topology to minimize risk of ignition in HFTDs Remote GridWLDFRWire-to-wire contactAggregated | WLDFR | HFTD - Distribution - Tier 2 - 5QU CoRE ¦ 1QU LoRE | Non-Red Flag Warning - Catastrophic Fires | Wire-to-wire contact | Aggregated | 2032 | 3.9728e-08 | 752.6401 | 2.9901e-05 | 2032 | Mitigation | 0.95 | 45 | 0 | esc | 0.00097009 | 3.854e-11 | 0.00097009 | 3.854e-11
[120 empty] | 7.3.3.17.5 (Remote Grid) Updates to grid topology to minimize risk of ignition in HFTDs Remote GridWLDFRWire-to-wire contactAggregated | WLDFR | HFTD - Distribution - Tier 2 - 5QU CoRE ¦ 1QU LoRE | Non-Red Flag Warning - Catastrophic Fires | Wire-to-wire contact | Aggregated | 2033 | 3.9728e-08 | 752.6401 | 2.9901e-05 | 2033 | Mitigation | 0.95 | 45 | 0 | esc | 0.00097009 | 3.854e-11 | 0.00097009 | 3.854e-11
[120 empty] | 7.3.3.17.5 (Remote Grid) Updates to grid topology to minimize risk of ignition in HFTDs Remote GridWLDFRWire-to-wire contactAggregated | WLDFR | HFTD - Distribution - Tier 2 - 5QU CoRE ¦ 1QU LoRE | Non-Red Flag Warning - Catastrophic Fires | Wire-to-wire contact | Aggregated | 2034 | 3.9728e-08 | 752.6401 | 2.9901e-05 | 2034 | Mitigation | 0.95 | 45 | 0 | esc | 0.00097009 | 3.854e-11 | 0.00097009 | 3.854e-11
[120 empty] | 7.3.3.17.5 (Remote Grid) Updates to grid topology to minimize risk of ignition in HFTDs Remote GridWLDFRWire-to-wire contactAggregated | WLDFR | HFTD - Distribution - Tier 2 - 5QU CoRE ¦ 1QU LoRE | Non-Red Flag Warning - Catastrophic Fires | Wire-to-wire contact | Aggregated | 2035 | 3.9728e-08 | 752.6401 | 2.9901e-05 | 2035 | Mitigation | 0.95 | 45 | 0 | esc | 0.00097009 | 3.854e-11 | 0.00097009 | 3.854e-11
[120 empty] | 7.3.3.17.5 (Remote Grid) Updates to grid topology to minimize risk of ignition in HFTDs Remote GridWLDFRWire-to-wire contactAggregated | WLDFR | HFTD - Distribution - Tier 2 - 5QU CoRE ¦ 1QU LoRE | Non-Red Flag Warning - Catastrophic Fires | Wire-to-wire contact | Aggregated | 2036 | 3.9728e-08 | 752.6401 | 2.9901e-05 | 2036 | Mitigation | 0.95 | 45 | 0 | esc | 0.00097009 | 3.854e-11 | 0.00097009 | 3.854e-11
[120 empty] | 7.3.3.17.5 (Remote Grid) Updates to grid topology to minimize risk of ignition in HFTDs Remote GridWLDFRWire-to-wire contactAggregated | WLDFR | HFTD - Distribution - Tier 2 - 5QU CoRE ¦ 1QU LoRE | Non-Red Flag Warning - Catastrophic Fires | Wire-to-wire contact | Aggregated | 2037 | 3.9728e-08 | 752.6401 | 2.9901e-05 | 2037 | Mitigation | 0.95 | 45 | 0 | esc | 0.00097009 | 3.854e-11 | 0.00097009 | 3.854e-11
[120 empty] | 7.3.3.17.5 (Remote Grid) Updates to grid topology to minimize risk of ignition in HFTDs Remote GridWLDFRWire-to-wire contactAggregated | WLDFR | HFTD - Distribution - Tier 2 - 5QU CoRE ¦ 1QU LoRE | Non-Red Flag Warning - Catastrophic Fires | Wire-to-wire contact | Aggregated | 2038 | 3.9728e-08 | 752.6401 | 2.9901e-05 | 2038 | Mitigation | 0.95 | 45 | 0 | esc | 0.00097009 | 3.854e-11 | 0.00097009 | 3.854e-11
[120 empty] | 7.3.3.17.5 (Remote Grid) Updates to grid topology to minimize risk of ignition in HFTDs Remote GridWLDFRWire-to-wire contactAggregated | WLDFR | HFTD - Distribution - Tier 2 - 5QU CoRE ¦ 1QU LoRE | Non-Red Flag Warning - Catastrophic Fires | Wire-to-wire contact | Aggregated | 2039 | 3.9728e-08 | 752.6401 | 2.9901e-05 | 2039 | Mitigation | 0.95 | 45 | 0 | esc | 0.00097009 | 3.854e-11 | 0.00097009 | 3.854e-11
[120 empty] | 7.3.3.17.5 (Remote Grid) Updates to grid topology to minimize risk of ignition in HFTDs Remote GridWLDFRWire-to-wire contactAggregated | WLDFR | HFTD - Distribution - Tier 2 - 5QU CoRE ¦ 1QU LoRE | Non-Red Flag Warning - Catastrophic Fires | Wire-to-wire contact | Aggregated | 2040 | 3.9728e-08 | 752.6401 | 2.9901e-05 | 2040 | Mitigation | 0.95 | 45 | 0 | esc | 0.00097009 | 3.854e-11 | 0.00097009 | 3.854e-11
[120 empty] | 7.3.3.17.5 (Remote Grid) Updates to grid topology to minimize risk of ignition in HFTDs Remote GridWLDFRWire-to-wire contactAggregated | WLDFR | HFTD - Distribution - Tier 2 - 5QU CoRE ¦ 1QU LoRE | Non-Red Flag Warning - Catastrophic Fires | Wire-to-wire contact | Aggregated | 2041 | 3.9728e-08 | 752.6401 | 2.9901e-05 | 2041 | Mitigation | 0.95 | 45 | 0 | esc | 0.00097009 | 3.854e-11 | 0.00097009 | 3.854e-11
[120 empty] | 7.3.3.17.5 (Remote Grid) Updates to grid topology to minimize risk of ignition in HFTDs Remote GridWLDFRWire-to-wire contactAggregated | WLDFR | HFTD - Distribution - Tier 2 - 5QU CoRE ¦ 1QU LoRE | Non-Red Flag Warning - Catastrophic Fires | Wire-to-wire contact | Aggregated | 2042 | 3.9728e-08 | 752.6401 | 2.9901e-05 | 2042 | Mitigation | 0.95 | 45 | 0 | esc | 0.00097009 | 3.854e-11 | 0.00097009 | 3.854e-11
[120 empty] | 7.3.3.17.5 (Remote Grid) Updates to grid topology to minimize risk of ignition in HFTDs Remote GridWLDFRWire-to-wire contactAggregated | WLDFR | HFTD - Distribution - Tier 2 - 5QU CoRE ¦ 1QU LoRE | Non-Red Flag Warning - Catastrophic Fires | Wire-to-wire contact | Aggregated | 2043 | 3.9728e-08 | 752.6401 | 2.9901e-05 | 2043 | Mitigation | 0.95 | 45 | 0 | esc | 0.00097009 | 3.854e-11 | 0.00097009 | 3.854e-11
[120 empty] | 7.3.3.17.5 (Remote Grid) Updates to grid topology to minimize risk of ignition in HFTDs Remote GridWLDFRWire-to-wire contactAggregated | WLDFR | HFTD - Distribution - Tier 2 - 5QU CoRE ¦ 1QU LoRE | Non-Red Flag Warning - Catastrophic Fires | Wire-to-wire contact | Aggregated | 2044 | 3.9728e-08 | 752.6401 | 2.9901e-05 | 2044 | Mitigation | 0.95 | 45 | 0 | esc | 0.00097009 | 3.854e-11 | 0.00097009 | 3.854e-11
[120 empty] | 7.3.3.17.5 (Remote Grid) Updates to grid topology to minimize risk of ignition in HFTDs Remote GridWLDFRWire-to-wire contactAggregated | WLDFR | HFTD - Distribution - Tier 2 - 5QU CoRE ¦ 1QU LoRE | Non-Red Flag Warning - Catastrophic Fires | Wire-to-wire contact | Aggregated | 2045 | 3.9728e-08 | 752.6401 | 2.9901e-05 | 2045 | Mitigation | 0.95 | 45 | 0 | esc | 0.00097009 | 3.854e-11 | 0.00097009 | 3.854e-11
[120 empty] | 7.3.3.17.5 (Remote Grid) Updates to grid topology to minimize risk of ignition in HFTDs Remote GridWLDFRWire-to-wire contactAggregated | WLDFR | HFTD - Distribution - Tier 2 - 5QU CoRE ¦ 1QU LoRE | Non-Red Flag Warning - Catastrophic Fires | Wire-to-wire contact | Aggregated | 2046 | 3.9728e-08 | 752.6401 | 2.9901e-05 | 2046 | Mitigation | 0.95 | 45 | 0 | esc | 0.00097009 | 3.854e-11 | 0.00097009 | 3.854e-11
[120 empty] | 7.3.3.17.5 (Remote Grid) Updates to grid topology to minimize risk of ignition in HFTDs Remote GridWLDFRWire-to-wire contactAggregated | WLDFR | HFTD - Distribution - Tier 2 - 5QU CoRE ¦ 1QU LoRE | Non-Red Flag Warning - Catastrophic Fires | Wire-to-wire contact | Aggregated | 2047 | 3.9728e-08 | 752.6401 | 2.9901e-05 | 2047 | Mitigation | 0.95 | 45 | 0 | esc | 0.00097009 | 3.854e-11 | 0.00097009 | 3.854e-11
[120 empty] | 7.3.3.17.5 (Remote Grid) Updates to grid topology to minimize risk of ignition in HFTDs Remote GridWLDFRWire-to-wire contactAggregated | WLDFR | HFTD - Distribution - Tier 2 - 5QU CoRE ¦ 1QU LoRE | Non-Red Flag Warning - Catastrophic Fires | Wire-to-wire contact | Aggregated | 2048 | 3.9728e-08 | 752.6401 | 2.9901e-05 | 2048 | Mitigation | 0.95 | 45 | 0 | esc | 0.00097009 | 3.854e-11 | 0.00097009 | 3.854e-11
[120 empty] | 7.3.3.17.5 (Remote Grid) Updates to grid topology to minimize risk of ignition in HFTDs Remote GridWLDFRWire-to-wire contactAggregated | WLDFR | HFTD - Distribution - Tier 2 - 5QU CoRE ¦ 1QU LoRE | Non-Red Flag Warning - Catastrophic Fires | Wire-to-wire contact | Aggregated | 2049 | 3.9728e-08 | 752.6401 | 2.9901e-05 | 2049 | Mitigation | 0.95 | 45 | 0 | esc | 0.00097009 | 3.854e-11 | 0.00097009 | 3.854e-11
[120 empty] | 7.3.3.17.5 (Remote Grid) Updates to grid topology to minimize risk of ignition in HFTDs Remote GridWLDFRWire-to-wire contactAggregated | WLDFR | HFTD - Distribution - Tier 2 - 5QU CoRE ¦ 1QU LoRE | Non-Red Flag Warning - Catastrophic Fires | Wire-to-wire contact | Aggregated | 2050 | 3.9728e-08 | 752.6401 | 2.9901e-05 | 2050 | Mitigation | 0.95 | 45 | 0 | esc | 0.00097009 | 3.854e-11 | 0.00097009 | 3.854e-11
[120 empty] | 7.3.3.17.5 (Remote Grid) Updates to grid topology to minimize risk of ignition in HFTDs Remote GridWLDFRWire-to-wire contactAggregated | WLDFR | HFTD - Distribution - Tier 2 - 5QU CoRE ¦ 1QU LoRE | Non-Red Flag Warning - Catastrophic Fires | Wire-to-wire contact | Aggregated | 2051 | 3.9728e-08 | 752.6401 | 2.9901e-05 | 2051 | Mitigation | 0.95 | 45 | 0 | esc | 0.00097009 | 3.854e-11 | 0.00097009 | 3.854e-11
[120 empty] | 7.3.3.17.5 (Remote Grid) Updates to grid topology to minimize risk of ignition in HFTDs Remote GridWLDFRWire-to-wire contactAggregated | WLDFR | HFTD - Distribution - Tier 2 - 5QU CoRE ¦ 1QU LoRE | Non-Red Flag Warning - Catastrophic Fires | Wire-to-wire contact | Aggregated | 2052 | 3.9728e-08 | 752.6401 | 2.9901e-05 | 2052 | Mitigation | 0.95 | 45 | 0 | esc | 0.00097009 | 3.854e-11 | 0.00097009 | 3.854e-11
[120 empty] | 7.3.3.17.5 (Remote Grid) Updates to grid topology to minimize risk of ignition in HFTDs Remote GridWLDFRWire-to-wire contactAggregated | WLDFR | HFTD - Distribution - Tier 2 - 5QU CoRE ¦ 1QU LoRE | Non-Red Flag Warning - Catastrophic Fires | Wire-to-wire contact | Aggregated | 2053 | 3.9728e-08 | 752.6401 | 2.9901e-05 | 2053 | Mitigation | 0.95 | 45 | 0 | esc | 0.00097009 | 3.854e-11 | 0.00097009 | 3.854e-11
[120 empty] | 7.3.3.17.5 (Remote Grid) Updates to grid topology to minimize risk of ignition in HFTDs Remote GridWLDFRWire-to-wire contactAggregated | WLDFR | HFTD - Distribution - Tier 2 - 5QU CoRE ¦ 1QU LoRE | Non-Red Flag Warning - Catastrophic Fires | Wire-to-wire contact | Aggregated | 2054 | 3.9728e-08 | 752.6401 | 2.9901e-05 | 2054 | Mitigation | 0.95 | 45 | 0 | esc | 0.00097009 | 3.854e-11 | 0.00097009 | 3.854e-11
[120 empty] | 7.3.3.17.5 (Remote Grid) Updates to grid topology to minimize risk of ignition in HFTDs Remote GridWLDFRWire-to-wire contactAggregated | WLDFR | HFTD - Distribution - Tier 2 - 5QU CoRE ¦ 1QU LoRE | Non-Red Flag Warning - Catastrophic Fires | Wire-to-wire contact | Aggregated | 2055 | 3.9728e-08 | 752.6401 | 2.9901e-05 | 2055 | Mitigation | 0.95 | 45 | 0 | esc | 0.00097009 | 3.854e-11 | 0.00097009 | 3.854e-11
[120 empty] | 7.3.3.17.5 (Remote Grid) Updates to grid topology to minimize risk of ignition in HFTDs Remote GridWLDFRWire-to-wire contactAggregated | WLDFR | HFTD - Distribution - Tier 2 - 5QU CoRE ¦ 1QU LoRE | Non-Red Flag Warning - Catastrophic Fires | Wire-to-wire contact | Aggregated | 2056 | 3.9728e-08 | 752.6401 | 2.9901e-05 | 2056 | Mitigation | 0.95 | 45 | 0 | esc | 0.00097009 | 3.854e-11 | 0.00097009 | 3.854e-11
[120 empty] | 7.3.3.17.5 (Remote Grid) Updates to grid topology to minimize risk of ignition in HFTDs Remote GridWLDFRWire-to-wire contactAggregated | WLDFR | HFTD - Distribution - Tier 2 - 5QU CoRE ¦ 1QU LoRE | Non-Red Flag Warning - Catastrophic Fires | Wire-to-wire contact | Aggregated | 2057 | 3.9728e-08 | 752.6401 | 2.9901e-05 | 2057 | Mitigation | 0.95 | 45 | 0 | esc | 0.00097009 | 3.854e-11 | 0.00097009 | 3.854e-11
[120 empty] | 7.3.3.17.5 (Remote Grid) Updates to grid topology to minimize risk of ignition in HFTDs Remote GridWLDFRWire-to-wire contactAggregated | WLDFR | HFTD - Distribution - Tier 2 - 5QU CoRE ¦ 1QU LoRE | Non-Red Flag Warning - Catastrophic Fires | Wire-to-wire contact | Aggregated | 2058 | 3.9728e-08 | 752.6401 | 2.9901e-05 | 2058 | Mitigation | 0.95 | 45 | 0 | esc | 0.00097009 | 3.854e-11 | 0.00097009 | 3.854e-11
[120 empty] | 7.3.3.17.5 (Remote Grid) Updates to grid topology to minimize risk of ignition in HFTDs Remote GridWLDFRWire-to-wire contactAggregated | WLDFR | HFTD - Distribution - Tier 2 - 5QU CoRE ¦ 1QU LoRE | Non-Red Flag Warning - Catastrophic Fires | Wire-to-wire contact | Aggregated | 2059 | 3.9728e-08 | 752.6401 | 2.9901e-05 | 2059 | Mitigation | 0.95 | 45 | 0 | esc | 0.00097009 | 3.854e-11 | 0.00097009 | 3.854e-11
[120 empty] | 7.3.3.17.5 (Remote Grid) Updates to grid topology to minimize risk of ignition in HFTDs Remote GridWLDFRWire-to-wire contactAggregated | WLDFR | HFTD - Distribution - Tier 2 - 5QU CoRE ¦ 1QU LoRE | Non-Red Flag Warning - Catastrophic Fires | Wire-to-wire contact | Aggregated | 2060 | 3.9728e-08 | 752.6401 | 2.9901e-05 | 2060 | Mitigation | 0.95 | 45 | 0 | esc | 0.00097009 | 3.854e-11 | 0.00097009 | 3.854e-11
[120 empty] | 7.3.3.17.5 (Remote Grid) Updates to grid topology to minimize risk of ignition in HFTDs Remote GridWLDFRWire-to-wire contactAggregated | WLDFR | HFTD - Distribution - Tier 2 - 5QU CoRE ¦ 1QU LoRE | Non-Red Flag Warning - Catastrophic Fires | Wire-to-wire contact | Aggregated | 2061 | 3.9728e-08 | 752.6401 | 2.9901e-05 | 2061 | Mitigation | 0.95 | 45 | 0 | esc | 0.00097009 | 3.854e-11 | 0.00097009 | 3.854e-11
[120 empty] | 7.3.3.17.5 (Remote Grid) Updates to grid topology to minimize risk of ignition in HFTDs Remote GridWLDFRWire-to-wire contactAggregated | WLDFR | HFTD - Distribution - Tier 2 - 5QU CoRE ¦ 1QU LoRE | Non-Red Flag Warning - Catastrophic Fires | Wire-to-wire contact | Aggregated | 2062 | 3.9728e-08 | 752.6401 | 2.9901e-05 | 2062 | Mitigation | 0.95 | 45 | 0 | esc | 0.00097009 | 3.854e-11 | 0.00097009 | 3.854e-11
[120 empty] | 7.3.3.17.5 (Remote Grid) Updates to grid topology to minimize risk of ignition in HFTDs Remote GridWLDFRWire-to-wire contactAggregated | WLDFR | HFTD - Distribution - Tier 2 - 5QU CoRE ¦ 1QU LoRE | Non-Red Flag Warning - Catastrophic Fires | Wire-to-wire contact | Aggregated | 2063 | 3.9728e-08 | 752.6401 | 2.9901e-05 | 2063 | Mitigation | 0.95 | 45 | 0 | esc | 0.00097009 | 3.854e-11 | 0.00097009 | 3.854e-11
[120 empty] | 7.3.3.17.5 (Remote Grid) Updates to grid topology to minimize risk of ignition in HFTDs Remote GridWLDFRWire-to-wire contactAggregated | WLDFR | HFTD - Distribution - Tier 2 - 5QU CoRE ¦ 1QU LoRE | Non-Red Flag Warning - Catastrophic Fires | Wire-to-wire contact | Aggregated | 2064 | 3.9728e-08 | 752.6401 | 2.9901e-05 | 2064 | Mitigation | 0.95 | 45 | 0 | esc | 0.00097009 | 3.854e-11 | 0.00097009 | 3.854e-11
[120 empty] | 7.3.3.17.5 (Remote Grid) Updates to grid topology to minimize risk of ignition in HFTDs Remote GridWLDFRWire-to-wire contactAggregated | WLDFR | HFTD - Distribution - Tier 2 - 5QU CoRE ¦ 1QU LoRE | Non-Red Flag Warning - Catastrophic Fires | Wire-to-wire contact | Aggregated | 2065 | 3.9728e-08 | 752.6401 | 2.9901e-05 | 2065 | Mitigation | 0.95 | 45 | 0 | esc | 0.00097009 | 3.854e-11 | 0.00097009 | 3.854e-11
[120 empty] | 7.3.3.17.5 (Remote Grid) Updates to grid topology to minimize risk of ignition in HFTDs Remote GridWLDFRWire-to-wire contactAggregated | WLDFR | HFTD - Distribution - Tier 2 - 5QU CoRE ¦ 1QU LoRE | Non-Red Flag Warning - Catastrophic Fires | Wire-to-wire contact | Aggregated | 2066 | 3.9728e-08 | 752.6401 | 2.9901e-05 | 2066 | Mitigation | 0.95 | 45 | 0 | esc | 0.00097009 | 3.854e-11 | 0.00097009 | 3.854e-11
[120 empty] | 7.3.3.17.5 (Remote Grid) Updates to grid topology to minimize risk of ignition in HFTDs Remote GridWLDFRWire-to-wire contactAggregated | WLDFR | HFTD - Distribution - Tier 2 - 5QU CoRE ¦ 1QU LoRE | Non-Red Flag Warning - Catastrophic Fires | Wire-to-wire contact | Aggregated | 2067 | 3.9728e-08 | 752.6401 | 2.9901e-05 | 2067 | Mitigation | 0.95 | 45 | 0 | esc | 0 | 0 | 0.00097009 | 3.854e-11
[120 empty] | 7.3.3.17.5 (Remote Grid) Updates to grid topology to minimize risk of ignition in HFTDs Remote GridWLDFRContact from objectAggregated | WLDFR | HFTD - Distribution - Tier 2 - 5QU CoRE ¦ 1QU LoRE | Non-Red Flag Warning - Destructive Fires | Contact from object | Aggregated | 2022 | 7.3545e-08 | 752.6401 | 5.5353e-05 | 2022 | Mitigation | 0.95 | 45 | 0 | esc | 0.00097009 | 7.1345e-11 | 0 | 0
[120 empty] | 7.3.3.17.5 (Remote Grid) Updates to grid topology to minimize risk of ignition in HFTDs Remote GridWLDFRContact from objectAggregated | WLDFR | HFTD - Distribution - Tier 2 - 5QU CoRE ¦ 1QU LoRE | Non-Red Flag Warning - Destructive Fires | Contact from object | Aggregated | 2023 | 7.3545e-08 | 752.6401 | 5.5353e-05 | 2023 | Mitigation | 0.95 | 45 | 0 | esc | 0.00097009 | 7.1345e-11 | 0.00097009 | 7.1345e-11
[120 empty] | 7.3.3.17.5 (Remote Grid) Updates to grid topology to minimize risk of ignition in HFTDs Remote GridWLDFRContact from objectAggregated | WLDFR | HFTD - Distribution - Tier 2 - 5QU CoRE ¦ 1QU LoRE | Non-Red Flag Warning - Destructive Fires | Contact from object | Aggregated | 2024 | 7.3545e-08 | 752.6401 | 5.5353e-05 | 2024 | Mitigation | 0.95 | 45 | 0 | esc | 0.00097009 | 7.1345e-11 | 0.00097009 | 7.1345e-11
[120 empty] | 7.3.3.17.5 (Remote Grid) Updates to grid topology to minimize risk of ignition in HFTDs Remote GridWLDFRContact from objectAggregated | WLDFR | HFTD - Distribution - Tier 2 - 5QU CoRE ¦ 1QU LoRE | Non-Red Flag Warning - Destructive Fires | Contact from object | Aggregated | 2025 | 7.3545e-08 | 752.6401 | 5.5353e-05 | 2025 | Mitigation | 0.95 | 45 | 0 | esc | 0.00097009 | 7.1345e-11 | 0.00097009 | 7.1345e-11
[120 empty] | 7.3.3.17.5 (Remote Grid) Updates to grid topology to minimize risk of ignition in HFTDs Remote GridWLDFRContact from objectAggregated | WLDFR | HFTD - Distribution - Tier 2 - 5QU CoRE ¦ 1QU LoRE | Non-Red Flag Warning - Destructive Fires | Contact from object | Aggregated | 2026 | 7.3545e-08 | 752.6401 | 5.5353e-05 | 2026 | Mitigation | 0.95 | 45 | 0 | esc | 0.00097009 | 7.1345e-11 | 0.00097009 | 7.1345e-11
[120 empty] | 7.3.3.17.5 (Remote Grid) Updates to grid topology to minimize risk of ignition in HFTDs Remote GridWLDFRContact from objectAggregated | WLDFR | HFTD - Distribution - Tier 2 - 5QU CoRE ¦ 1QU LoRE | Non-Red Flag Warning - Destructive Fires | Contact from object | Aggregated | 2027 | 7.3545e-08 | 752.6401 | 5.5353e-05 | 2027 | Mitigation | 0.95 | 45 | 0 | esc | 0.00097009 | 7.1345e-11 | 0.00097009 | 7.1345e-11
[120 empty] | 7.3.3.17.5 (Remote Grid) Updates to grid topology to minimize risk of ignition in HFTDs Remote GridWLDFRContact from objectAggregated | WLDFR | HFTD - Distribution - Tier 2 - 5QU CoRE ¦ 1QU LoRE | Non-Red Flag Warning - Destructive Fires | Contact from object | Aggregated | 2028 | 7.3545e-08 | 752.6401 | 5.5353e-05 | 2028 | Mitigation | 0.95 | 45 | 0 | esc | 0.00097009 | 7.1345e-11 | 0.00097009 | 7.1345e-11
[120 empty] | 7.3.3.17.5 (Remote Grid) Updates to grid topology to minimize risk of ignition in HFTDs Remote GridWLDFRContact from objectAggregated | WLDFR | HFTD - Distribution - Tier 2 - 5QU CoRE ¦ 1QU LoRE | Non-Red Flag Warning - Destructive Fires | Contact from object | Aggregated | 2029 | 7.3545e-08 | 752.6401 | 5.5353e-05 | 2029 | Mitigation | 0.95 | 45 | 0 | esc | 0.00097009 | 7.1345e-11 | 0.00097009 | 7.1345e-11
[120 empty] | 7.3.3.17.5 (Remote Grid) Updates to grid topology to minimize risk of ignition in HFTDs Remote GridWLDFRContact from objectAggregated | WLDFR | HFTD - Distribution - Tier 2 - 5QU CoRE ¦ 1QU LoRE | Non-Red Flag Warning - Destructive Fires | Contact from object | Aggregated | 2030 | 7.3545e-08 | 752.6401 | 5.5353e-05 | 2030 | Mitigation | 0.95 | 45 | 0 | esc | 0.00097009 | 7.1345e-11 | 0.00097009 | 7.1345e-11
[120 empty] | 7.3.3.17.5 (Remote Grid) Updates to grid topology to minimize risk of ignition in HFTDs Remote GridWLDFRContact from objectAggregated | WLDFR | HFTD - Distribution - Tier 2 - 5QU CoRE ¦ 1QU LoRE | Non-Red Flag Warning - Destructive Fires | Contact from object | Aggregated | 2031 | 7.3545e-08 | 752.6401 | 5.5353e-05 | 2031 | Mitigation | 0.95 | 45 | 0 | esc | 0.00097009 | 7.1345e-11 | 0.00097009 | 7.1345e-11
[120 empty] | 7.3.3.17.5 (Remote Grid) Updates to grid topology to minimize risk of ignition in HFTDs Remote GridWLDFRContact from objectAggregated | WLDFR | HFTD - Distribution - Tier 2 - 5QU CoRE ¦ 1QU LoRE | Non-Red Flag Warning - Destructive Fires | Contact from object | Aggregated | 2032 | 7.3545e-08 | 752.6401 | 5.5353e-05 | 2032 | Mitigation | 0.95 | 45 | 0 | esc | 0.00097009 | 7.1345e-11 | 0.00097009 | 7.1345e-11
[120 empty] | 7.3.3.17.5 (Remote Grid) Updates to grid topology to minimize risk of ignition in HFTDs Remote GridWLDFRContact from objectAggregated | WLDFR | HFTD - Distribution - Tier 2 - 5QU CoRE ¦ 1QU LoRE | Non-Red Flag Warning - Destructive Fires | Contact from object | Aggregated | 2033 | 7.3545e-08 | 752.6401 | 5.5353e-05 | 2033 | Mitigation | 0.95 | 45 | 0 | esc | 0.00097009 | 7.1345e-11 | 0.00097009 | 7.1345e-11
[120 empty] | 7.3.3.17.5 (Remote Grid) Updates to grid topology to minimize risk of ignition in HFTDs Remote GridWLDFRContact from objectAggregated | WLDFR | HFTD - Distribution - Tier 2 - 5QU CoRE ¦ 1QU LoRE | Non-Red Flag Warning - Destructive Fires | Contact from object | Aggregated | 2034 | 7.3545e-08 | 752.6401 | 5.5353e-05 | 2034 | Mitigation | 0.95 | 45 | 0 | esc | 0.00097009 | 7.1345e-11 | 0.00097009 | 7.1345e-11
[120 empty] | 7.3.3.17.5 (Remote Grid) Updates to grid topology to minimize risk of ignition in HFTDs Remote GridWLDFRContact from objectAggregated | WLDFR | HFTD - Distribution - Tier 2 - 5QU CoRE ¦ 1QU LoRE | Non-Red Flag Warning - Destructive Fires | Contact from object | Aggregated | 2035 | 7.3545e-08 | 752.6401 | 5.5353e-05 | 2035 | Mitigation | 0.95 | 45 | 0 | esc | 0.00097009 | 7.1345e-11 | 0.00097009 | 7.1345e-11
[120 empty] | 7.3.3.17.5 (Remote Grid) Updates to grid topology to minimize risk of ignition in HFTDs Remote GridWLDFRContact from objectAggregated | WLDFR | HFTD - Distribution - Tier 2 - 5QU CoRE ¦ 1QU LoRE | Non-Red Flag Warning - Destructive Fires | Contact from object | Aggregated | 2036 | 7.3545e-08 | 752.6401 | 5.5353e-05 | 2036 | Mitigation | 0.95 | 45 | 0 | esc | 0.00097009 | 7.1345e-11 | 0.00097009 | 7.1345e-11
[120 empty] | 7.3.3.17.5 (Remote Grid) Updates to grid topology to minimize risk of ignition in HFTDs Remote GridWLDFRContact from objectAggregated | WLDFR | HFTD - Distribution - Tier 2 - 5QU CoRE ¦ 1QU LoRE | Non-Red Flag Warning - Destructive Fires | Contact from object | Aggregated | 2037 | 7.3545e-08 | 752.6401 | 5.5353e-05 | 2037 | Mitigation | 0.95 | 45 | 0 | esc | 0.00097009 | 7.1345e-11 | 0.00097009 | 7.1345e-11
[120 empty] | 7.3.3.17.5 (Remote Grid) Updates to grid topology to minimize risk of ignition in HFTDs Remote GridWLDFRContact from objectAggregated | WLDFR | HFTD - Distribution - Tier 2 - 5QU CoRE ¦ 1QU LoRE | Non-Red Flag Warning - Destructive Fires | Contact from object | Aggregated | 2038 | 7.3545e-08 | 752.6401 | 5.5353e-05 | 2038 | Mitigation | 0.95 | 45 | 0 | esc | 0.00097009 | 7.1345e-11 | 0.00097009 | 7.1345e-11
[120 empty] | 7.3.3.17.5 (Remote Grid) Updates to grid topology to minimize risk of ignition in HFTDs Remote GridWLDFRContact from objectAggregated | WLDFR | HFTD - Distribution - Tier 2 - 5QU CoRE ¦ 1QU LoRE | Non-Red Flag Warning - Destructive Fires | Contact from object | Aggregated | 2039 | 7.3545e-08 | 752.6401 | 5.5353e-05 | 2039 | Mitigation | 0.95 | 45 | 0 | esc | 0.00097009 | 7.1345e-11 | 0.00097009 | 7.1345e-11
[120 empty] | 7.3.3.17.5 (Remote Grid) Updates to grid topology to minimize risk of ignition in HFTDs Remote GridWLDFRContact from objectAggregated | WLDFR | HFTD - Distribution - Tier 2 - 5QU CoRE ¦ 1QU LoRE | Non-Red Flag Warning - Destructive Fires | Contact from object | Aggregated | 2040 | 7.3545e-08 | 752.6401 | 5.5353e-05 | 2040 | Mitigation | 0.95 | 45 | 0 | esc | 0.00097009 | 7.1345e-11 | 0.00097009 | 7.1345e-11
[120 empty] | 7.3.3.17.5 (Remote Grid) Updates to grid topology to minimize risk of ignition in HFTDs Remote GridWLDFRContact from objectAggregated | WLDFR | HFTD - Distribution - Tier 2 - 5QU CoRE ¦ 1QU LoRE | Non-Red Flag Warning - Destructive Fires | Contact from object | Aggregated | 2041 | 7.3545e-08 | 752.6401 | 5.5353e-05 | 2041 | Mitigation | 0.95 | 45 | 0 | esc | 0.00097009 | 7.1345e-11 | 0.00097009 | 7.1345e-11
[120 empty] | 7.3.3.17.5 (Remote Grid) Updates to grid topology to minimize risk of ignition in HFTDs Remote GridWLDFRContact from objectAggregated | WLDFR | HFTD - Distribution - Tier 2 - 5QU CoRE ¦ 1QU LoRE | Non-Red Flag Warning - Destructive Fires | Contact from object | Aggregated | 2042 | 7.3545e-08 | 752.6401 | 5.5353e-05 | 2042 | Mitigation | 0.95 | 45 | 0 | esc | 0.00097009 | 7.1345e-11 | 0.00097009 | 7.1345e-11
[120 empty] | 7.3.3.17.5 (Remote Grid) Updates to grid topology to minimize risk of ignition in HFTDs Remote GridWLDFRContact from objectAggregated | WLDFR | HFTD - Distribution - Tier 2 - 5QU CoRE ¦ 1QU LoRE | Non-Red Flag Warning - Destructive Fires | Contact from object | Aggregated | 2043 | 7.3545e-08 | 752.6401 | 5.5353e-05 | 2043 | Mitigation | 0.95 | 45 | 0 | esc | 0.00097009 | 7.1345e-11 | 0.00097009 | 7.1345e-11
[120 empty] | 7.3.3.17.5 (Remote Grid) Updates to grid topology to minimize risk of ignition in HFTDs Remote GridWLDFRContact from objectAggregated | WLDFR | HFTD - Distribution - Tier 2 - 5QU CoRE ¦ 1QU LoRE | Non-Red Flag Warning - Destructive Fires | Contact from object | Aggregated | 2044 | 7.3545e-08 | 752.6401 | 5.5353e-05 | 2044 | Mitigation | 0.95 | 45 | 0 | esc | 0.00097009 | 7.1345e-11 | 0.00097009 | 7.1345e-11
[120 empty] | 7.3.3.17.5 (Remote Grid) Updates to grid topology to minimize risk of ignition in HFTDs Remote GridWLDFRContact from objectAggregated | WLDFR | HFTD - Distribution - Tier 2 - 5QU CoRE ¦ 1QU LoRE | Non-Red Flag Warning - Destructive Fires | Contact from object | Aggregated | 2045 | 7.3545e-08 | 752.6401 | 5.5353e-05 | 2045 | Mitigation | 0.95 | 45 | 0 | esc | 0.00097009 | 7.1345e-11 | 0.00097009 | 7.1345e-11
[120 empty] | 7.3.3.17.5 (Remote Grid) Updates to grid topology to minimize risk of ignition in HFTDs Remote GridWLDFRContact from objectAggregated | WLDFR | HFTD - Distribution - Tier 2 - 5QU CoRE ¦ 1QU LoRE | Non-Red Flag Warning - Destructive Fires | Contact from object | Aggregated | 2046 | 7.3545e-08 | 752.6401 | 5.5353e-05 | 2046 | Mitigation | 0.95 | 45 | 0 | esc | 0.00097009 | 7.1345e-11 | 0.00097009 | 7.1345e-11
[120 empty] | 7.3.3.17.5 (Remote Grid) Updates to grid topology to minimize risk of ignition in HFTDs Remote GridWLDFRContact from objectAggregated | WLDFR | HFTD - Distribution - Tier 2 - 5QU CoRE ¦ 1QU LoRE | Non-Red Flag Warning - Destructive Fires | Contact from object | Aggregated | 2047 | 7.3545e-08 | 752.6401 | 5.5353e-05 | 2047 | Mitigation | 0.95 | 45 | 0 | esc | 0.00097009 | 7.1345e-11 | 0.00097009 | 7.1345e-11
[120 empty] | 7.3.3.17.5 (Remote Grid) Updates to grid topology to minimize risk of ignition in HFTDs Remote GridWLDFRContact from objectAggregated | WLDFR | HFTD - Distribution - Tier 2 - 5QU CoRE ¦ 1QU LoRE | Non-Red Flag Warning - Destructive Fires | Contact from object | Aggregated | 2048 | 7.3545e-08 | 752.6401 | 5.5353e-05 | 2048 | Mitigation | 0.95 | 45 | 0 | esc | 0.00097009 | 7.1345e-11 | 0.00097009 | 7.1345e-11
[120 empty] | 7.3.3.17.5 (Remote Grid) Updates to grid topology to minimize risk of ignition in HFTDs Remote GridWLDFRContact from objectAggregated | WLDFR | HFTD - Distribution - Tier 2 - 5QU CoRE ¦ 1QU LoRE | Non-Red Flag Warning - Destructive Fires | Contact from object | Aggregated | 2049 | 7.3545e-08 | 752.6401 | 5.5353e-05 | 2049 | Mitigation | 0.95 | 45 | 0 | esc | 0.00097009 | 7.1345e-11 | 0.00097009 | 7.1345e-11
[120 empty] | 7.3.3.17.5 (Remote Grid) Updates to grid topology to minimize risk of ignition in HFTDs Remote GridWLDFRContact from objectAggregated | WLDFR | HFTD - Distribution - Tier 2 - 5QU CoRE ¦ 1QU LoRE | Non-Red Flag Warning - Destructive Fires | Contact from object | Aggregated | 2050 | 7.3545e-08 | 752.6401 | 5.5353e-05 | 2050 | Mitigation | 0.95 | 45 | 0 | esc | 0.00097009 | 7.1345e-11 | 0.00097009 | 7.1345e-11
[120 empty] | 7.3.3.17.5 (Remote Grid) Updates to grid topology to minimize risk of ignition in HFTDs Remote GridWLDFRContact from objectAggregated | WLDFR | HFTD - Distribution - Tier 2 - 5QU CoRE ¦ 1QU LoRE | Non-Red Flag Warning - Destructive Fires | Contact from object | Aggregated | 2051 | 7.3545e-08 | 752.6401 | 5.5353e-05 | 2051 | Mitigation | 0.95 | 45 | 0 | esc | 0.00097009 | 7.1345e-11 | 0.00097009 | 7.1345e-11
[120 empty] | 7.3.3.17.5 (Remote Grid) Updates to grid topology to minimize risk of ignition in HFTDs Remote GridWLDFRContact from objectAggregated | WLDFR | HFTD - Distribution - Tier 2 - 5QU CoRE ¦ 1QU LoRE | Non-Red Flag Warning - Destructive Fires | Contact from object | Aggregated | 2052 | 7.3545e-08 | 752.6401 | 5.5353e-05 | 2052 | Mitigation | 0.95 | 45 | 0 | esc | 0.00097009 | 7.1345e-11 | 0.00097009 | 7.1345e-11
[120 empty] | 7.3.3.17.5 (Remote Grid) Updates to grid topology to minimize risk of ignition in HFTDs Remote GridWLDFRContact from objectAggregated | WLDFR | HFTD - Distribution - Tier 2 - 5QU CoRE ¦ 1QU LoRE | Non-Red Flag Warning - Destructive Fires | Contact from object | Aggregated | 2053 | 7.3545e-08 | 752.6401 | 5.5353e-05 | 2053 | Mitigation | 0.95 | 45 | 0 | esc | 0.00097009 | 7.1345e-11 | 0.00097009 | 7.1345e-11
[120 empty] | 7.3.3.17.5 (Remote Grid) Updates to grid topology to minimize risk of ignition in HFTDs Remote GridWLDFRContact from objectAggregated | WLDFR | HFTD - Distribution - Tier 2 - 5QU CoRE ¦ 1QU LoRE | Non-Red Flag Warning - Destructive Fires | Contact from object | Aggregated | 2054 | 7.3545e-08 | 752.6401 | 5.5353e-05 | 2054 | Mitigation | 0.95 | 45 | 0 | esc | 0.00097009 | 7.1345e-11 | 0.00097009 | 7.1345e-11
[120 empty] | 7.3.3.17.5 (Remote Grid) Updates to grid topology to minimize risk of ignition in HFTDs Remote GridWLDFRContact from objectAggregated | WLDFR | HFTD - Distribution - Tier 2 - 5QU CoRE ¦ 1QU LoRE | Non-Red Flag Warning - Destructive Fires | Contact from object | Aggregated | 2055 | 7.3545e-08 | 752.6401 | 5.5353e-05 | 2055 | Mitigation | 0.95 | 45 | 0 | esc | 0.00097009 | 7.1345e-11 | 0.00097009 | 7.1345e-11
[120 empty] | 7.3.3.17.5 (Remote Grid) Updates to grid topology to minimize risk of ignition in HFTDs Remote GridWLDFRContact from objectAggregated | WLDFR | HFTD - Distribution - Tier 2 - 5QU CoRE ¦ 1QU LoRE | Non-Red Flag Warning - Destructive Fires | Contact from object | Aggregated | 2056 | 7.3545e-08 | 752.6401 | 5.5353e-05 | 2056 | Mitigation | 0.95 | 45 | 0 | esc | 0.00097009 | 7.1345e-11 | 0.00097009 | 7.1345e-11
[120 empty] | 7.3.3.17.5 (Remote Grid) Updates to grid topology to minimize risk of ignition in HFTDs Remote GridWLDFRContact from objectAggregated | WLDFR | HFTD - Distribution - Tier 2 - 5QU CoRE ¦ 1QU LoRE | Non-Red Flag Warning - Destructive Fires | Contact from object | Aggregated | 2057 | 7.3545e-08 | 752.6401 | 5.5353e-05 | 2057 | Mitigation | 0.95 | 45 | 0 | esc | 0.00097009 | 7.1345e-11 | 0.00097009 | 7.1345e-11
[120 empty] | 7.3.3.17.5 (Remote Grid) Updates to grid topology to minimize risk of ignition in HFTDs Remote GridWLDFRContact from objectAggregated | WLDFR | HFTD - Distribution - Tier 2 - 5QU CoRE ¦ 1QU LoRE | Non-Red Flag Warning - Destructive Fires | Contact from object | Aggregated | 2058 | 7.3545e-08 | 752.6401 | 5.5353e-05 | 2058 | Mitigation | 0.95 | 45 | 0 | esc | 0.00097009 | 7.1345e-11 | 0.00097009 | 7.1345e-11
[120 empty] | 7.3.3.17.5 (Remote Grid) Updates to grid topology to minimize risk of ignition in HFTDs Remote GridWLDFRContact from objectAggregated | WLDFR | HFTD - Distribution - Tier 2 - 5QU CoRE ¦ 1QU LoRE | Non-Red Flag Warning - Destructive Fires | Contact from object | Aggregated | 2059 | 7.3545e-08 | 752.6401 | 5.5353e-05 | 2059 | Mitigation | 0.95 | 45 | 0 | esc | 0.00097009 | 7.1345e-11 | 0.00097009 | 7.1345e-11
[120 empty] | 7.3.3.17.5 (Remote Grid) Updates to grid topology to minimize risk of ignition in HFTDs Remote GridWLDFRContact from objectAggregated | WLDFR | HFTD - Distribution - Tier 2 - 5QU CoRE ¦ 1QU LoRE | Non-Red Flag Warning - Destructive Fires | Contact from object | Aggregated | 2060 | 7.3545e-08 | 752.6401 | 5.5353e-05 | 2060 | Mitigation | 0.95 | 45 | 0 | esc | 0.00097009 | 7.1345e-11 | 0.00097009 | 7.1345e-11
[120 empty] | 7.3.3.17.5 (Remote Grid) Updates to grid topology to minimize risk of ignition in HFTDs Remote GridWLDFRContact from objectAggregated | WLDFR | HFTD - Distribution - Tier 2 - 5QU CoRE ¦ 1QU LoRE | Non-Red Flag Warning - Destructive Fires | Contact from object | Aggregated | 2061 | 7.3545e-08 | 752.6401 | 5.5353e-05 | 2061 | Mitigation | 0.95 | 45 | 0 | esc | 0.00097009 | 7.1345e-11 | 0.00097009 | 7.1345e-11
[120 empty] | 7.3.3.17.5 (Remote Grid) Updates to grid topology to minimize risk of ignition in HFTDs Remote GridWLDFRContact from objectAggregated | WLDFR | HFTD - Distribution - Tier 2 - 5QU CoRE ¦ 1QU LoRE | Non-Red Flag Warning - Destructive Fires | Contact from object | Aggregated | 2062 | 7.3545e-08 | 752.6401 | 5.5353e-05 | 2062 | Mitigation | 0.95 | 45 | 0 | esc | 0.00097009 | 7.1345e-11 | 0.00097009 | 7.1345e-11
[120 empty] | 7.3.3.17.5 (Remote Grid) Updates to grid topology to minimize risk of ignition in HFTDs Remote GridWLDFRContact from objectAggregated | WLDFR | HFTD - Distribution - Tier 2 - 5QU CoRE ¦ 1QU LoRE | Non-Red Flag Warning - Destructive Fires | Contact from object | Aggregated | 2063 | 7.3545e-08 | 752.6401 | 5.5353e-05 | 2063 | Mitigation | 0.95 | 45 | 0 | esc | 0.00097009 | 7.1345e-11 | 0.00097009 | 7.1345e-11
[120 empty] | 7.3.3.17.5 (Remote Grid) Updates to grid topology to minimize risk of ignition in HFTDs Remote GridWLDFRContact from objectAggregated | WLDFR | HFTD - Distribution - Tier 2 - 5QU CoRE ¦ 1QU LoRE | Non-Red Flag Warning - Destructive Fires | Contact from object | Aggregated | 2064 | 7.3545e-08 | 752.6401 | 5.5353e-05 | 2064 | Mitigation | 0.95 | 45 | 0 | esc | 0.00097009 | 7.1345e-11 | 0.00097009 | 7.1345e-11
[120 empty] | 7.3.3.17.5 (Remote Grid) Updates to grid topology to minimize risk of ignition in HFTDs Remote GridWLDFRContact from objectAggregated | WLDFR | HFTD - Distribution - Tier 2 - 5QU CoRE ¦ 1QU LoRE | Non-Red Flag Warning - Destructive Fires | Contact from object | Aggregated | 2065 | 7.3545e-08 | 752.6401 | 5.5353e-05 | 2065 | Mitigation | 0.95 | 45 | 0 | esc | 0.00097009 | 7.1345e-11 | 0.00097009 | 7.1345e-11
[120 empty] | 7.3.3.17.5 (Remote Grid) Updates to grid topology to minimize risk of ignition in HFTDs Remote GridWLDFRContact from objectAggregated | WLDFR | HFTD - Distribution - Tier 2 - 5QU CoRE ¦ 1QU LoRE | Non-Red Flag Warning - Destructive Fires | Contact from object | Aggregated | 2066 | 7.3545e-08 | 752.6401 | 5.5353e-05 | 2066 | Mitigation | 0.95 | 45 | 0 | esc | 0.00097009 | 7.1345e-11 | 0.00097009 | 7.1345e-11
[120 empty] | 7.3.3.17.5 (Remote Grid) Updates to grid topology to minimize risk of ignition in HFTDs Remote GridWLDFRContact from objectAggregated | WLDFR | HFTD - Distribution - Tier 2 - 5QU CoRE ¦ 1QU LoRE | Non-Red Flag Warning - Destructive Fires | Contact from object | Aggregated | 2067 | 7.3545e-08 | 752.6401 | 5.5353e-05 | 2067 | Mitigation | 0.95 | 45 | 0 | esc | 0 | 0 | 0.00097009 | 7.1345e-11
[120 empty] | 7.3.3.17.5 (Remote Grid) Updates to grid topology to minimize risk of ignition in HFTDs Remote GridWLDFRContaminationAggregated | WLDFR | HFTD - Distribution - Tier 2 - 5QU CoRE ¦ 1QU LoRE | Non-Red Flag Warning - Destructive Fires | Contamination | Aggregated | 2022 | 1.1403e-09 | 752.6401 | 8.582e-07 | 2022 | Mitigation | 0.95 | 45 | 0 | esc | 0.00097009 | 1.1061e-12 | 0 | 0
[120 empty] | 7.3.3.17.5 (Remote Grid) Updates to grid topology to minimize risk of ignition in HFTDs Remote GridWLDFRContaminationAggregated | WLDFR | HFTD - Distribution - Tier 2 - 5QU CoRE ¦ 1QU LoRE | Non-Red Flag Warning - Destructive Fires | Contamination | Aggregated | 2023 | 1.1403e-09 | 752.6401 | 8.582e-07 | 2023 | Mitigation | 0.95 | 45 | 0 | esc | 0.00097009 | 1.1061e-12 | 0.00097009 | 1.1061e-12
[120 empty] | 7.3.3.17.5 (Remote Grid) Updates to grid topology to minimize risk of ignition in HFTDs Remote GridWLDFRContaminationAggregated | WLDFR | HFTD - Distribution - Tier 2 - 5QU CoRE ¦ 1QU LoRE | Non-Red Flag Warning - Destructive Fires | Contamination | Aggregated | 2024 | 1.1403e-09 | 752.6401 | 8.582e-07 | 2024 | Mitigation | 0.95 | 45 | 0 | esc | 0.00097009 | 1.1061e-12 | 0.00097009 | 1.1061e-12
[120 empty] | 7.3.3.17.5 (Remote Grid) Updates to grid topology to minimize risk of ignition in HFTDs Remote GridWLDFRContaminationAggregated | WLDFR | HFTD - Distribution - Tier 2 - 5QU CoRE ¦ 1QU LoRE | Non-Red Flag Warning - Destructive Fires | Contamination | Aggregated | 2025 | 1.1403e-09 | 752.6401 | 8.582e-07 | 2025 | Mitigation | 0.95 | 45 | 0 | esc | 0.00097009 | 1.1061e-12 | 0.00097009 | 1.1061e-12
[120 empty] | 7.3.3.17.5 (Remote Grid) Updates to grid topology to minimize risk of ignition in HFTDs Remote GridWLDFRContaminationAggregated | WLDFR | HFTD - Distribution - Tier 2 - 5QU CoRE ¦ 1QU LoRE | Non-Red Flag Warning - Destructive Fires | Contamination | Aggregated | 2026 | 1.1403e-09 | 752.6401 | 8.582e-07 | 2026 | Mitigation | 0.95 | 45 | 0 | esc | 0.00097009 | 1.1061e-12 | 0.00097009 | 1.1061e-12
[120 empty] | 7.3.3.17.5 (Remote Grid) Updates to grid topology to minimize risk of ignition in HFTDs Remote GridWLDFRContaminationAggregated | WLDFR | HFTD - Distribution - Tier 2 - 5QU CoRE ¦ 1QU LoRE | Non-Red Flag Warning - Destructive Fires | Contamination | Aggregated | 2027 | 1.1403e-09 | 752.6401 | 8.582e-07 | 2027 | Mitigation | 0.95 | 45 | 0 | esc | 0.00097009 | 1.1061e-12 | 0.00097009 | 1.1061e-12
[120 empty] | 7.3.3.17.5 (Remote Grid) Updates to grid topology to minimize risk of ignition in HFTDs Remote GridWLDFRContaminationAggregated | WLDFR | HFTD - Distribution - Tier 2 - 5QU CoRE ¦ 1QU LoRE | Non-Red Flag Warning - Destructive Fires | Contamination | Aggregated | 2028 | 1.1403e-09 | 752.6401 | 8.582e-07 | 2028 | Mitigation | 0.95 | 45 | 0 | esc | 0.00097009 | 1.1061e-12 | 0.00097009 | 1.1061e-12
[120 empty] | 7.3.3.17.5 (Remote Grid) Updates to grid topology to minimize risk of ignition in HFTDs Remote GridWLDFRContaminationAggregated | WLDFR | HFTD - Distribution - Tier 2 - 5QU CoRE ¦ 1QU LoRE | Non-Red Flag Warning - Destructive Fires | Contamination | Aggregated | 2029 | 1.1403e-09 | 752.6401 | 8.582e-07 | 2029 | Mitigation | 0.95 | 45 | 0 | esc | 0.00097009 | 1.1061e-12 | 0.00097009 | 1.1061e-12
[120 empty] | 7.3.3.17.5 (Remote Grid) Updates to grid topology to minimize risk of ignition in HFTDs Remote GridWLDFRContaminationAggregated | WLDFR | HFTD - Distribution - Tier 2 - 5QU CoRE ¦ 1QU LoRE | Non-Red Flag Warning - Destructive Fires | Contamination | Aggregated | 2030 | 1.1403e-09 | 752.6401 | 8.582e-07 | 2030 | Mitigation | 0.95 | 45 | 0 | esc | 0.00097009 | 1.1061e-12 | 0.00097009 | 1.1061e-12
[120 empty] | 7.3.3.17.5 (Remote Grid) Updates to grid topology to minimize risk of ignition in HFTDs Remote GridWLDFRContaminationAggregated | WLDFR | HFTD - Distribution - Tier 2 - 5QU CoRE ¦ 1QU LoRE | Non-Red Flag Warning - Destructive Fires | Contamination | Aggregated | 2031 | 1.1403e-09 | 752.6401 | 8.582e-07 | 2031 | Mitigation | 0.95 | 45 | 0 | esc | 0.00097009 | 1.1061e-12 | 0.00097009 | 1.1061e-12
[120 empty] | 7.3.3.17.5 (Remote Grid) Updates to grid topology to minimize risk of ignition in HFTDs Remote GridWLDFRContaminationAggregated | WLDFR | HFTD - Distribution - Tier 2 - 5QU CoRE ¦ 1QU LoRE | Non-Red Flag Warning - Destructive Fires | Contamination | Aggregated | 2032 | 1.1403e-09 | 752.6401 | 8.582e-07 | 2032 | Mitigation | 0.95 | 45 | 0 | esc | 0.00097009 | 1.1061e-12 | 0.00097009 | 1.1061e-12
[120 empty] | 7.3.3.17.5 (Remote Grid) Updates to grid topology to minimize risk of ignition in HFTDs Remote GridWLDFRContaminationAggregated | WLDFR | HFTD - Distribution - Tier 2 - 5QU CoRE ¦ 1QU LoRE | Non-Red Flag Warning - Destructive Fires | Contamination | Aggregated | 2033 | 1.1403e-09 | 752.6401 | 8.582e-07 | 2033 | Mitigation | 0.95 | 45 | 0 | esc | 0.00097009 | 1.1061e-12 | 0.00097009 | 1.1061e-12
[120 empty] | 7.3.3.17.5 (Remote Grid) Updates to grid topology to minimize risk of ignition in HFTDs Remote GridWLDFRContaminationAggregated | WLDFR | HFTD - Distribution - Tier 2 - 5QU CoRE ¦ 1QU LoRE | Non-Red Flag Warning - Destructive Fires | Contamination | Aggregated | 2034 | 1.1403e-09 | 752.6401 | 8.582e-07 | 2034 | Mitigation | 0.95 | 45 | 0 | esc | 0.00097009 | 1.1061e-12 | 0.00097009 | 1.1061e-12
[120 empty] | 7.3.3.17.5 (Remote Grid) Updates to grid topology to minimize risk of ignition in HFTDs Remote GridWLDFRContaminationAggregated | WLDFR | HFTD - Distribution - Tier 2 - 5QU CoRE ¦ 1QU LoRE | Non-Red Flag Warning - Destructive Fires | Contamination | Aggregated | 2035 | 1.1403e-09 | 752.6401 | 8.582e-07 | 2035 | Mitigation | 0.95 | 45 | 0 | esc | 0.00097009 | 1.1061e-12 | 0.00097009 | 1.1061e-12
[120 empty] | 7.3.3.17.5 (Remote Grid) Updates to grid topology to minimize risk of ignition in HFTDs Remote GridWLDFRContaminationAggregated | WLDFR | HFTD - Distribution - Tier 2 - 5QU CoRE ¦ 1QU LoRE | Non-Red Flag Warning - Destructive Fires | Contamination | Aggregated | 2036 | 1.1403e-09 | 752.6401 | 8.582e-07 | 2036 | Mitigation | 0.95 | 45 | 0 | esc | 0.00097009 | 1.1061e-12 | 0.00097009 | 1.1061e-12
[120 empty] | 7.3.3.17.5 (Remote Grid) Updates to grid topology to minimize risk of ignition in HFTDs Remote GridWLDFRContaminationAggregated | WLDFR | HFTD - Distribution - Tier 2 - 5QU CoRE ¦ 1QU LoRE | Non-Red Flag Warning - Destructive Fires | Contamination | Aggregated | 2037 | 1.1403e-09 | 752.6401 | 8.582e-07 | 2037 | Mitigation | 0.95 | 45 | 0 | esc | 0.00097009 | 1.1061e-12 | 0.00097009 | 1.1061e-12
[120 empty] | 7.3.3.17.5 (Remote Grid) Updates to grid topology to minimize risk of ignition in HFTDs Remote GridWLDFRContaminationAggregated | WLDFR | HFTD - Distribution - Tier 2 - 5QU CoRE ¦ 1QU LoRE | Non-Red Flag Warning - Destructive Fires | Contamination | Aggregated | 2038 | 1.1403e-09 | 752.6401 | 8.582e-07 | 2038 | Mitigation | 0.95 | 45 | 0 | esc | 0.00097009 | 1.1061e-12 | 0.00097009 | 1.1061e-12
[120 empty] | 7.3.3.17.5 (Remote Grid) Updates to grid topology to minimize risk of ignition in HFTDs Remote GridWLDFRContaminationAggregated | WLDFR | HFTD - Distribution - Tier 2 - 5QU CoRE ¦ 1QU LoRE | Non-Red Flag Warning - Destructive Fires | Contamination | Aggregated | 2039 | 1.1403e-09 | 752.6401 | 8.582e-07 | 2039 | Mitigation | 0.95 | 45 | 0 | esc | 0.00097009 | 1.1061e-12 | 0.00097009 | 1.1061e-12
[120 empty] | 7.3.3.17.5 (Remote Grid) Updates to grid topology to minimize risk of ignition in HFTDs Remote GridWLDFRContaminationAggregated | WLDFR | HFTD - Distribution - Tier 2 - 5QU CoRE ¦ 1QU LoRE | Non-Red Flag Warning - Destructive Fires | Contamination | Aggregated | 2040 | 1.1403e-09 | 752.6401 | 8.582e-07 | 2040 | Mitigation | 0.95 | 45 | 0 | esc | 0.00097009 | 1.1061e-12 | 0.00097009 | 1.1061e-12
[120 empty] | 7.3.3.17.5 (Remote Grid) Updates to grid topology to minimize risk of ignition in HFTDs Remote GridWLDFRContaminationAggregated | WLDFR | HFTD - Distribution - Tier 2 - 5QU CoRE ¦ 1QU LoRE | Non-Red Flag Warning - Destructive Fires | Contamination | Aggregated | 2041 | 1.1403e-09 | 752.6401 | 8.582e-07 | 2041 | Mitigation | 0.95 | 45 | 0 | esc | 0.00097009 | 1.1061e-12 | 0.00097009 | 1.1061e-12
[120 empty] | 7.3.3.17.5 (Remote Grid) Updates to grid topology to minimize risk of ignition in HFTDs Remote GridWLDFRContaminationAggregated | WLDFR | HFTD - Distribution - Tier 2 - 5QU CoRE ¦ 1QU LoRE | Non-Red Flag Warning - Destructive Fires | Contamination | Aggregated | 2042 | 1.1403e-09 | 752.6401 | 8.582e-07 | 2042 | Mitigation | 0.95 | 45 | 0 | esc | 0.00097009 | 1.1061e-12 | 0.00097009 | 1.1061e-12
[120 empty] | 7.3.3.17.5 (Remote Grid) Updates to grid topology to minimize risk of ignition in HFTDs Remote GridWLDFRContaminationAggregated | WLDFR | HFTD - Distribution - Tier 2 - 5QU CoRE ¦ 1QU LoRE | Non-Red Flag Warning - Destructive Fires | Contamination | Aggregated | 2043 | 1.1403e-09 | 752.6401 | 8.582e-07 | 2043 | Mitigation | 0.95 | 45 | 0 | esc | 0.00097009 | 1.1061e-12 | 0.00097009 | 1.1061e-12
[120 empty] | 7.3.3.17.5 (Remote Grid) Updates to grid topology to minimize risk of ignition in HFTDs Remote GridWLDFRContaminationAggregated | WLDFR | HFTD - Distribution - Tier 2 - 5QU CoRE ¦ 1QU LoRE | Non-Red Flag Warning - Destructive Fires | Contamination | Aggregated | 2044 | 1.1403e-09 | 752.6401 | 8.582e-07 | 2044 | Mitigation | 0.95 | 45 | 0 | esc | 0.00097009 | 1.1061e-12 | 0.00097009 | 1.1061e-12
[120 empty] | 7.3.3.17.5 (Remote Grid) Updates to grid topology to minimize risk of ignition in HFTDs Remote GridWLDFRContaminationAggregated | WLDFR | HFTD - Distribution - Tier 2 - 5QU CoRE ¦ 1QU LoRE | Non-Red Flag Warning - Destructive Fires | Contamination | Aggregated | 2045 | 1.1403e-09 | 752.6401 | 8.582e-07 | 2045 | Mitigation | 0.95 | 45 | 0 | esc | 0.00097009 | 1.1061e-12 | 0.00097009 | 1.1061e-12
[120 empty] | 7.3.3.17.5 (Remote Grid) Updates to grid topology to minimize risk of ignition in HFTDs Remote GridWLDFRContaminationAggregated | WLDFR | HFTD - Distribution - Tier 2 - 5QU CoRE ¦ 1QU LoRE | Non-Red Flag Warning - Destructive Fires | Contamination | Aggregated | 2046 | 1.1403e-09 | 752.6401 | 8.582e-07 | 2046 | Mitigation | 0.95 | 45 | 0 | esc | 0.00097009 | 1.1061e-12 | 0.00097009 | 1.1061e-12
[120 empty] | 7.3.3.17.5 (Remote Grid) Updates to grid topology to minimize risk of ignition in HFTDs Remote GridWLDFRContaminationAggregated | WLDFR | HFTD - Distribution - Tier 2 - 5QU CoRE ¦ 1QU LoRE | Non-Red Flag Warning - Destructive Fires | Contamination | Aggregated | 2047 | 1.1403e-09 | 752.6401 | 8.582e-07 | 2047 | Mitigation | 0.95 | 45 | 0 | esc | 0.00097009 | 1.1061e-12 | 0.00097009 | 1.1061e-12
[120 empty] | 7.3.3.17.5 (Remote Grid) Updates to grid topology to minimize risk of ignition in HFTDs Remote GridWLDFRContaminationAggregated | WLDFR | HFTD - Distribution - Tier 2 - 5QU CoRE ¦ 1QU LoRE | Non-Red Flag Warning - Destructive Fires | Contamination | Aggregated | 2048 | 1.1403e-09 | 752.6401 | 8.582e-07 | 2048 | Mitigation | 0.95 | 45 | 0 | esc | 0.00097009 | 1.1061e-12 | 0.00097009 | 1.1061e-12
[120 empty] | 7.3.3.17.5 (Remote Grid) Updates to grid topology to minimize risk of ignition in HFTDs Remote GridWLDFRContaminationAggregated | WLDFR | HFTD - Distribution - Tier 2 - 5QU CoRE ¦ 1QU LoRE | Non-Red Flag Warning - Destructive Fires | Contamination | Aggregated | 2049 | 1.1403e-09 | 752.6401 | 8.582e-07 | 2049 | Mitigation | 0.95 | 45 | 0 | esc | 0.00097009 | 1.1061e-12 | 0.00097009 | 1.1061e-12
[120 empty] | 7.3.3.17.5 (Remote Grid) Updates to grid topology to minimize risk of ignition in HFTDs Remote GridWLDFRContaminationAggregated | WLDFR | HFTD - Distribution - Tier 2 - 5QU CoRE ¦ 1QU LoRE | Non-Red Flag Warning - Destructive Fires | Contamination | Aggregated | 2050 | 1.1403e-09 | 752.6401 | 8.582e-07 | 2050 | Mitigation | 0.95 | 45 | 0 | esc | 0.00097009 | 1.1061e-12 | 0.00097009 | 1.1061e-12
[120 empty] | 7.3.3.17.5 (Remote Grid) Updates to grid topology to minimize risk of ignition in HFTDs Remote GridWLDFRContaminationAggregated | WLDFR | HFTD - Distribution - Tier 2 - 5QU CoRE ¦ 1QU LoRE | Non-Red Flag Warning - Destructive Fires | Contamination | Aggregated | 2051 | 1.1403e-09 | 752.6401 | 8.582e-07 | 2051 | Mitigation | 0.95 | 45 | 0 | esc | 0.00097009 | 1.1061e-12 | 0.00097009 | 1.1061e-12
[120 empty] | 7.3.3.17.5 (Remote Grid) Updates to grid topology to minimize risk of ignition in HFTDs Remote GridWLDFRContaminationAggregated | WLDFR | HFTD - Distribution - Tier 2 - 5QU CoRE ¦ 1QU LoRE | Non-Red Flag Warning - Destructive Fires | Contamination | Aggregated | 2052 | 1.1403e-09 | 752.6401 | 8.582e-07 | 2052 | Mitigation | 0.95 | 45 | 0 | esc | 0.00097009 | 1.1061e-12 | 0.00097009 | 1.1061e-12
[120 empty] | 7.3.3.17.5 (Remote Grid) Updates to grid topology to minimize risk of ignition in HFTDs Remote GridWLDFRContaminationAggregated | WLDFR | HFTD - Distribution - Tier 2 - 5QU CoRE ¦ 1QU LoRE | Non-Red Flag Warning - Destructive Fires | Contamination | Aggregated | 2053 | 1.1403e-09 | 752.6401 | 8.582e-07 | 2053 | Mitigation | 0.95 | 45 | 0 | esc | 0.00097009 | 1.1061e-12 | 0.00097009 | 1.1061e-12
[120 empty] | 7.3.3.17.5 (Remote Grid) Updates to grid topology to minimize risk of ignition in HFTDs Remote GridWLDFRContaminationAggregated | WLDFR | HFTD - Distribution - Tier 2 - 5QU CoRE ¦ 1QU LoRE | Non-Red Flag Warning - Destructive Fires | Contamination | Aggregated | 2054 | 1.1403e-09 | 752.6401 | 8.582e-07 | 2054 | Mitigation | 0.95 | 45 | 0 | esc | 0.00097009 | 1.1061e-12 | 0.00097009 | 1.1061e-12
[120 empty] | 7.3.3.17.5 (Remote Grid) Updates to grid topology to minimize risk of ignition in HFTDs Remote GridWLDFRContaminationAggregated | WLDFR | HFTD - Distribution - Tier 2 - 5QU CoRE ¦ 1QU LoRE | Non-Red Flag Warning - Destructive Fires | Contamination | Aggregated | 2055 | 1.1403e-09 | 752.6401 | 8.582e-07 | 2055 | Mitigation | 0.95 | 45 | 0 | esc | 0.00097009 | 1.1061e-12 | 0.00097009 | 1.1061e-12
[120 empty] | 7.3.3.17.5 (Remote Grid) Updates to grid topology to minimize risk of ignition in HFTDs Remote GridWLDFRContaminationAggregated | WLDFR | HFTD - Distribution - Tier 2 - 5QU CoRE ¦ 1QU LoRE | Non-Red Flag Warning - Destructive Fires | Contamination | Aggregated | 2056 | 1.1403e-09 | 752.6401 | 8.582e-07 | 2056 | Mitigation | 0.95 | 45 | 0 | esc | 0.00097009 | 1.1061e-12 | 0.00097009 | 1.1061e-12
[120 empty] | 7.3.3.17.5 (Remote Grid) Updates to grid topology to minimize risk of ignition in HFTDs Remote GridWLDFRContaminationAggregated | WLDFR | HFTD - Distribution - Tier 2 - 5QU CoRE ¦ 1QU LoRE | Non-Red Flag Warning - Destructive Fires | Contamination | Aggregated | 2057 | 1.1403e-09 | 752.6401 | 8.582e-07 | 2057 | Mitigation | 0.95 | 45 | 0 | esc | 0.00097009 | 1.1061e-12 | 0.00097009 | 1.1061e-12
[120 empty] | 7.3.3.17.5 (Remote Grid) Updates to grid topology to minimize risk of ignition in HFTDs Remote GridWLDFRContaminationAggregated | WLDFR | HFTD - Distribution - Tier 2 - 5QU CoRE ¦ 1QU LoRE | Non-Red Flag Warning - Destructive Fires | Contamination | Aggregated | 2058 | 1.1403e-09 | 752.6401 | 8.582e-07 | 2058 | Mitigation | 0.95 | 45 | 0 | esc | 0.00097009 | 1.1061e-12 | 0.00097009 | 1.1061e-12
[120 empty] | 7.3.3.17.5 (Remote Grid) Updates to grid topology to minimize risk of ignition in HFTDs Remote GridWLDFRContaminationAggregated | WLDFR | HFTD - Distribution - Tier 2 - 5QU CoRE ¦ 1QU LoRE | Non-Red Flag Warning - Destructive Fires | Contamination | Aggregated | 2059 | 1.1403e-09 | 752.6401 | 8.582e-07 | 2059 | Mitigation | 0.95 | 45 | 0 | esc | 0.00097009 | 1.1061e-12 | 0.00097009 | 1.1061e-12
[120 empty] | 7.3.3.17.5 (Remote Grid) Updates to grid topology to minimize risk of ignition in HFTDs Remote GridWLDFRContaminationAggregated | WLDFR | HFTD - Distribution - Tier 2 - 5QU CoRE ¦ 1QU LoRE | Non-Red Flag Warning - Destructive Fires | Contamination | Aggregated | 2060 | 1.1403e-09 | 752.6401 | 8.582e-07 | 2060 | Mitigation | 0.95 | 45 | 0 | esc | 0.00097009 | 1.1061e-12 | 0.00097009 | 1.1061e-12
[120 empty] | 7.3.3.17.5 (Remote Grid) Updates to grid topology to minimize risk of ignition in HFTDs Remote GridWLDFRContaminationAggregated | WLDFR | HFTD - Distribution - Tier 2 - 5QU CoRE ¦ 1QU LoRE | Non-Red Flag Warning - Destructive Fires | Contamination | Aggregated | 2061 | 1.1403e-09 | 752.6401 | 8.582e-07 | 2061 | Mitigation | 0.95 | 45 | 0 | esc | 0.00097009 | 1.1061e-12 | 0.00097009 | 1.1061e-12
[120 empty] | 7.3.3.17.5 (Remote Grid) Updates to grid topology to minimize risk of ignition in HFTDs Remote GridWLDFRContaminationAggregated | WLDFR | HFTD - Distribution - Tier 2 - 5QU CoRE ¦ 1QU LoRE | Non-Red Flag Warning - Destructive Fires | Contamination | Aggregated | 2062 | 1.1403e-09 | 752.6401 | 8.582e-07 | 2062 | Mitigation | 0.95 | 45 | 0 | esc | 0.00097009 | 1.1061e-12 | 0.00097009 | 1.1061e-12
[120 empty] | 7.3.3.17.5 (Remote Grid) Updates to grid topology to minimize risk of ignition in HFTDs Remote GridWLDFRContaminationAggregated | WLDFR | HFTD - Distribution - Tier 2 - 5QU CoRE ¦ 1QU LoRE | Non-Red Flag Warning - Destructive Fires | Contamination | Aggregated | 2063 | 1.1403e-09 | 752.6401 | 8.582e-07 | 2063 | Mitigation | 0.95 | 45 | 0 | esc | 0.00097009 | 1.1061e-12 | 0.00097009 | 1.1061e-12
[120 empty] | 7.3.3.17.5 (Remote Grid) Updates to grid topology to minimize risk of ignition in HFTDs Remote GridWLDFRContaminationAggregated | WLDFR | HFTD - Distribution - Tier 2 - 5QU CoRE ¦ 1QU LoRE | Non-Red Flag Warning - Destructive Fires | Contamination | Aggregated | 2064 | 1.1403e-09 | 752.6401 | 8.582e-07 | 2064 | Mitigation | 0.95 | 45 | 0 | esc | 0.00097009 | 1.1061e-12 | 0.00097009 | 1.1061e-12
[120 empty] | 7.3.3.17.5 (Remote Grid) Updates to grid topology to minimize risk of ignition in HFTDs Remote GridWLDFRContaminationAggregated | WLDFR | HFTD - Distribution - Tier 2 - 5QU CoRE ¦ 1QU LoRE | Non-Red Flag Warning - Destructive Fires | Contamination | Aggregated | 2065 | 1.1403e-09 | 752.6401 | 8.582e-07 | 2065 | Mitigation | 0.95 | 45 | 0 | esc | 0.00097009 | 1.1061e-12 | 0.00097009 | 1.1061e-12
[120 empty] | 7.3.3.17.5 (Remote Grid) Updates to grid topology to minimize risk of ignition in HFTDs Remote GridWLDFRContaminationAggregated | WLDFR | HFTD - Distribution - Tier 2 - 5QU CoRE ¦ 1QU LoRE | Non-Red Flag Warning - Destructive Fires | Contamination | Aggregated | 2066 | 1.1403e-09 | 752.6401 | 8.582e-07 | 2066 | Mitigation | 0.95 | 45 | 0 | esc | 0.00097009 | 1.1061e-12 | 0.00097009 | 1.1061e-12
[120 empty] | 7.3.3.17.5 (Remote Grid) Updates to grid topology to minimize risk of ignition in HFTDs Remote GridWLDFRContaminationAggregated | WLDFR | HFTD - Distribution - Tier 2 - 5QU CoRE ¦ 1QU LoRE | Non-Red Flag Warning - Destructive Fires | Contamination | Aggregated | 2067 | 1.1403e-09 | 752.6401 | 8.582e-07 | 2067 | Mitigation | 0.95 | 45 | 0 | esc | 0 | 0 | 0.00097009 | 1.1061e-12
[120 empty] | 7.3.3.17.5 (Remote Grid) Updates to grid topology to minimize risk of ignition in HFTDs Remote GridWLDFREquipment / facility failureAggregated | WLDFR | HFTD - Distribution - Tier 2 - 5QU CoRE ¦ 1QU LoRE | Non-Red Flag Warning - Destructive Fires | Equipment / facility failure | Aggregated | 2022 | 1.6922e-08 | 752.6401 | 1.2736e-05 | 2022 | Mitigation | 0.95 | 45 | 0 | esc | 0.00097009 | 1.6416e-11 | 0 | 0
[120 empty] | 7.3.3.17.5 (Remote Grid) Updates to grid topology to minimize risk of ignition in HFTDs Remote GridWLDFREquipment / facility failureAggregated | WLDFR | HFTD - Distribution - Tier 2 - 5QU CoRE ¦ 1QU LoRE | Non-Red Flag Warning - Destructive Fires | Equipment / facility failure | Aggregated | 2023 | 1.6922e-08 | 752.6401 | 1.2736e-05 | 2023 | Mitigation | 0.95 | 45 | 0 | esc | 0.00097009 | 1.6416e-11 | 0.00097009 | 1.6416e-11
[120 empty] | 7.3.3.17.5 (Remote Grid) Updates to grid topology to minimize risk of ignition in HFTDs Remote GridWLDFREquipment / facility failureAggregated | WLDFR | HFTD - Distribution - Tier 2 - 5QU CoRE ¦ 1QU LoRE | Non-Red Flag Warning - Destructive Fires | Equipment / facility failure | Aggregated | 2024 | 1.6922e-08 | 752.6401 | 1.2736e-05 | 2024 | Mitigation | 0.95 | 45 | 0 | esc | 0.00097009 | 1.6416e-11 | 0.00097009 | 1.6416e-11
[120 empty] | 7.3.3.17.5 (Remote Grid) Updates to grid topology to minimize risk of ignition in HFTDs Remote GridWLDFREquipment / facility failureAggregated | WLDFR | HFTD - Distribution - Tier 2 - 5QU CoRE ¦ 1QU LoRE | Non-Red Flag Warning - Destructive Fires | Equipment / facility failure | Aggregated | 2025 | 1.6922e-08 | 752.6401 | 1.2736e-05 | 2025 | Mitigation | 0.95 | 45 | 0 | esc | 0.00097009 | 1.6416e-11 | 0.00097009 | 1.6416e-11
[120 empty] | 7.3.3.17.5 (Remote Grid) Updates to grid topology to minimize risk of ignition in HFTDs Remote GridWLDFREquipment / facility failureAggregated | WLDFR | HFTD - Distribution - Tier 2 - 5QU CoRE ¦ 1QU LoRE | Non-Red Flag Warning - Destructive Fires | Equipment / facility failure | Aggregated | 2026 | 1.6922e-08 | 752.6401 | 1.2736e-05 | 2026 | Mitigation | 0.95 | 45 | 0 | esc | 0.00097009 | 1.6416e-11 | 0.00097009 | 1.6416e-11
[120 empty] | 7.3.3.17.5 (Remote Grid) Updates to grid topology to minimize risk of ignition in HFTDs Remote GridWLDFREquipment / facility failureAggregated | WLDFR | HFTD - Distribution - Tier 2 - 5QU CoRE ¦ 1QU LoRE | Non-Red Flag Warning - Destructive Fires | Equipment / facility failure | Aggregated | 2027 | 1.6922e-08 | 752.6401 | 1.2736e-05 | 2027 | Mitigation | 0.95 | 45 | 0 | esc | 0.00097009 | 1.6416e-11 | 0.00097009 | 1.6416e-11
[120 empty] | 7.3.3.17.5 (Remote Grid) Updates to grid topology to minimize risk of ignition in HFTDs Remote GridWLDFREquipment / facility failureAggregated | WLDFR | HFTD - Distribution - Tier 2 - 5QU CoRE ¦ 1QU LoRE | Non-Red Flag Warning - Destructive Fires | Equipment / facility failure | Aggregated | 2028 | 1.6922e-08 | 752.6401 | 1.2736e-05 | 2028 | Mitigation | 0.95 | 45 | 0 | esc | 0.00097009 | 1.6416e-11 | 0.00097009 | 1.6416e-11
[120 empty] | 7.3.3.17.5 (Remote Grid) Updates to grid topology to minimize risk of ignition in HFTDs Remote GridWLDFREquipment / facility failureAggregated | WLDFR | HFTD - Distribution - Tier 2 - 5QU CoRE ¦ 1QU LoRE | Non-Red Flag Warning - Destructive Fires | Equipment / facility failure | Aggregated | 2029 | 1.6922e-08 | 752.6401 | 1.2736e-05 | 2029 | Mitigation | 0.95 | 45 | 0 | esc | 0.00097009 | 1.6416e-11 | 0.00097009 | 1.6416e-11
[120 empty] | 7.3.3.17.5 (Remote Grid) Updates to grid topology to minimize risk of ignition in HFTDs Remote GridWLDFREquipment / facility failureAggregated | WLDFR | HFTD - Distribution - Tier 2 - 5QU CoRE ¦ 1QU LoRE | Non-Red Flag Warning - Destructive Fires | Equipment / facility failure | Aggregated | 2030 | 1.6922e-08 | 752.6401 | 1.2736e-05 | 2030 | Mitigation | 0.95 | 45 | 0 | esc | 0.00097009 | 1.6416e-11 | 0.00097009 | 1.6416e-11
[120 empty] | 7.3.3.17.5 (Remote Grid) Updates to grid topology to minimize risk of ignition in HFTDs Remote GridWLDFREquipment / facility failureAggregated | WLDFR | HFTD - Distribution - Tier 2 - 5QU CoRE ¦ 1QU LoRE | Non-Red Flag Warning - Destructive Fires | Equipment / facility failure | Aggregated | 2031 | 1.6922e-08 | 752.6401 | 1.2736e-05 | 2031 | Mitigation | 0.95 | 45 | 0 | esc | 0.00097009 | 1.6416e-11 | 0.00097009 | 1.6416e-11
[120 empty] | 7.3.3.17.5 (Remote Grid) Updates to grid topology to minimize risk of ignition in HFTDs Remote GridWLDFREquipment / facility failureAggregated | WLDFR | HFTD - Distribution - Tier 2 - 5QU CoRE ¦ 1QU LoRE | Non-Red Flag Warning - Destructive Fires | Equipment / facility failure | Aggregated | 2032 | 1.6922e-08 | 752.6401 | 1.2736e-05 | 2032 | Mitigation | 0.95 | 45 | 0 | esc | 0.00097009 | 1.6416e-11 | 0.00097009 | 1.6416e-11
[120 empty] | 7.3.3.17.5 (Remote Grid) Updates to grid topology to minimize risk of ignition in HFTDs Remote GridWLDFREquipment / facility failureAggregated | WLDFR | HFTD - Distribution - Tier 2 - 5QU CoRE ¦ 1QU LoRE | Non-Red Flag Warning - Destructive Fires | Equipment / facility failure | Aggregated | 2033 | 1.6922e-08 | 752.6401 | 1.2736e-05 | 2033 | Mitigation | 0.95 | 45 | 0 | esc | 0.00097009 | 1.6416e-11 | 0.00097009 | 1.6416e-11
[120 empty] | 7.3.3.17.5 (Remote Grid) Updates to grid topology to minimize risk of ignition in HFTDs Remote GridWLDFREquipment / facility failureAggregated | WLDFR | HFTD - Distribution - Tier 2 - 5QU CoRE ¦ 1QU LoRE | Non-Red Flag Warning - Destructive Fires | Equipment / facility failure | Aggregated | 2034 | 1.6922e-08 | 752.6401 | 1.2736e-05 | 2034 | Mitigation | 0.95 | 45 | 0 | esc | 0.00097009 | 1.6416e-11 | 0.00097009 | 1.6416e-11
[120 empty] | 7.3.3.17.5 (Remote Grid) Updates to grid topology to minimize risk of ignition in HFTDs Remote GridWLDFREquipment / facility failureAggregated | WLDFR | HFTD - Distribution - Tier 2 - 5QU CoRE ¦ 1QU LoRE | Non-Red Flag Warning - Destructive Fires | Equipment / facility failure | Aggregated | 2035 | 1.6922e-08 | 752.6401 | 1.2736e-05 | 2035 | Mitigation | 0.95 | 45 | 0 | esc | 0.00097009 | 1.6416e-11 | 0.00097009 | 1.6416e-11
[120 empty] | 7.3.3.17.5 (Remote Grid) Updates to grid topology to minimize risk of ignition in HFTDs Remote GridWLDFREquipment / facility failureAggregated | WLDFR | HFTD - Distribution - Tier 2 - 5QU CoRE ¦ 1QU LoRE | Non-Red Flag Warning - Destructive Fires | Equipment / facility failure | Aggregated | 2036 | 1.6922e-08 | 752.6401 | 1.2736e-05 | 2036 | Mitigation | 0.95 | 45 | 0 | esc | 0.00097009 | 1.6416e-11 | 0.00097009 | 1.6416e-11
[120 empty] | 7.3.3.17.5 (Remote Grid) Updates to grid topology to minimize risk of ignition in HFTDs Remote GridWLDFREquipment / facility failureAggregated | WLDFR | HFTD - Distribution - Tier 2 - 5QU CoRE ¦ 1QU LoRE | Non-Red Flag Warning - Destructive Fires | Equipment / facility failure | Aggregated | 2037 | 1.6922e-08 | 752.6401 | 1.2736e-05 | 2037 | Mitigation | 0.95 | 45 | 0 | esc | 0.00097009 | 1.6416e-11 | 0.00097009 | 1.6416e-11
[120 empty] | 7.3.3.17.5 (Remote Grid) Updates to grid topology to minimize risk of ignition in HFTDs Remote GridWLDFREquipment / facility failureAggregated | WLDFR | HFTD - Distribution - Tier 2 - 5QU CoRE ¦ 1QU LoRE | Non-Red Flag Warning - Destructive Fires | Equipment / facility failure | Aggregated | 2038 | 1.6922e-08 | 752.6401 | 1.2736e-05 | 2038 | Mitigation | 0.95 | 45 | 0 | esc | 0.00097009 | 1.6416e-11 | 0.00097009 | 1.6416e-11
[120 empty] | 7.3.3.17.5 (Remote Grid) Updates to grid topology to minimize risk of ignition in HFTDs Remote GridWLDFREquipment / facility failureAggregated | WLDFR | HFTD - Distribution - Tier 2 - 5QU CoRE ¦ 1QU LoRE | Non-Red Flag Warning - Destructive Fires | Equipment / facility failure | Aggregated | 2039 | 1.6922e-08 | 752.6401 | 1.2736e-05 | 2039 | Mitigation | 0.95 | 45 | 0 | esc | 0.00097009 | 1.6416e-11 | 0.00097009 | 1.6416e-11
[120 empty] | 7.3.3.17.5 (Remote Grid) Updates to grid topology to minimize risk of ignition in HFTDs Remote GridWLDFREquipment / facility failureAggregated | WLDFR | HFTD - Distribution - Tier 2 - 5QU CoRE ¦ 1QU LoRE | Non-Red Flag Warning - Destructive Fires | Equipment / facility failure | Aggregated | 2040 | 1.6922e-08 | 752.6401 | 1.2736e-05 | 2040 | Mitigation | 0.95 | 45 | 0 | esc | 0.00097009 | 1.6416e-11 | 0.00097009 | 1.6416e-11
[120 empty] | 7.3.3.17.5 (Remote Grid) Updates to grid topology to minimize risk of ignition in HFTDs Remote GridWLDFREquipment / facility failureAggregated | WLDFR | HFTD - Distribution - Tier 2 - 5QU CoRE ¦ 1QU LoRE | Non-Red Flag Warning - Destructive Fires | Equipment / facility failure | Aggregated | 2041 | 1.6922e-08 | 752.6401 | 1.2736e-05 | 2041 | Mitigation | 0.95 | 45 | 0 | esc | 0.00097009 | 1.6416e-11 | 0.00097009 | 1.6416e-11
[120 empty] | 7.3.3.17.5 (Remote Grid) Updates to grid topology to minimize risk of ignition in HFTDs Remote GridWLDFREquipment / facility failureAggregated | WLDFR | HFTD - Distribution - Tier 2 - 5QU CoRE ¦ 1QU LoRE | Non-Red Flag Warning - Destructive Fires | Equipment / facility failure | Aggregated | 2042 | 1.6922e-08 | 752.6401 | 1.2736e-05 | 2042 | Mitigation | 0.95 | 45 | 0 | esc | 0.00097009 | 1.6416e-11 | 0.00097009 | 1.6416e-11
[120 empty] | 7.3.3.17.5 (Remote Grid) Updates to grid topology to minimize risk of ignition in HFTDs Remote GridWLDFREquipment / facility failureAggregated | WLDFR | HFTD - Distribution - Tier 2 - 5QU CoRE ¦ 1QU LoRE | Non-Red Flag Warning - Destructive Fires | Equipment / facility failure | Aggregated | 2043 | 1.6922e-08 | 752.6401 | 1.2736e-05 | 2043 | Mitigation | 0.95 | 45 | 0 | esc | 0.00097009 | 1.6416e-11 | 0.00097009 | 1.6416e-11
[120 empty] | 7.3.3.17.5 (Remote Grid) Updates to grid topology to minimize risk of ignition in HFTDs Remote GridWLDFREquipment / facility failureAggregated | WLDFR | HFTD - Distribution - Tier 2 - 5QU CoRE ¦ 1QU LoRE | Non-Red Flag Warning - Destructive Fires | Equipment / facility failure | Aggregated | 2044 | 1.6922e-08 | 752.6401 | 1.2736e-05 | 2044 | Mitigation | 0.95 | 45 | 0 | esc | 0.00097009 | 1.6416e-11 | 0.00097009 | 1.6416e-11
[120 empty] | 7.3.3.17.5 (Remote Grid) Updates to grid topology to minimize risk of ignition in HFTDs Remote GridWLDFREquipment / facility failureAggregated | WLDFR | HFTD - Distribution - Tier 2 - 5QU CoRE ¦ 1QU LoRE | Non-Red Flag Warning - Destructive Fires | Equipment / facility failure | Aggregated | 2045 | 1.6922e-08 | 752.6401 | 1.2736e-05 | 2045 | Mitigation | 0.95 | 45 | 0 | esc | 0.00097009 | 1.6416e-11 | 0.00097009 | 1.6416e-11
[120 empty] | 7.3.3.17.5 (Remote Grid) Updates to grid topology to minimize risk of ignition in HFTDs Remote GridWLDFREquipment / facility failureAggregated | WLDFR | HFTD - Distribution - Tier 2 - 5QU CoRE ¦ 1QU LoRE | Non-Red Flag Warning - Destructive Fires | Equipment / facility failure | Aggregated | 2046 | 1.6922e-08 | 752.6401 | 1.2736e-05 | 2046 | Mitigation | 0.95 | 45 | 0 | esc | 0.00097009 | 1.6416e-11 | 0.00097009 | 1.6416e-11
[120 empty] | 7.3.3.17.5 (Remote Grid) Updates to grid topology to minimize risk of ignition in HFTDs Remote GridWLDFREquipment / facility failureAggregated | WLDFR | HFTD - Distribution - Tier 2 - 5QU CoRE ¦ 1QU LoRE | Non-Red Flag Warning - Destructive Fires | Equipment / facility failure | Aggregated | 2047 | 1.6922e-08 | 752.6401 | 1.2736e-05 | 2047 | Mitigation | 0.95 | 45 | 0 | esc | 0.00097009 | 1.6416e-11 | 0.00097009 | 1.6416e-11
[120 empty] | 7.3.3.17.5 (Remote Grid) Updates to grid topology to minimize risk of ignition in HFTDs Remote GridWLDFREquipment / facility failureAggregated | WLDFR | HFTD - Distribution - Tier 2 - 5QU CoRE ¦ 1QU LoRE | Non-Red Flag Warning - Destructive Fires | Equipment / facility failure | Aggregated | 2048 | 1.6922e-08 | 752.6401 | 1.2736e-05 | 2048 | Mitigation | 0.95 | 45 | 0 | esc | 0.00097009 | 1.6416e-11 | 0.00097009 | 1.6416e-11
[120 empty] | 7.3.3.17.5 (Remote Grid) Updates to grid topology to minimize risk of ignition in HFTDs Remote GridWLDFREquipment / facility failureAggregated | WLDFR | HFTD - Distribution - Tier 2 - 5QU CoRE ¦ 1QU LoRE | Non-Red Flag Warning - Destructive Fires | Equipment / facility failure | Aggregated | 2049 | 1.6922e-08 | 752.6401 | 1.2736e-05 | 2049 | Mitigation | 0.95 | 45 | 0 | esc | 0.00097009 | 1.6416e-11 | 0.00097009 | 1.6416e-11
[120 empty] | 7.3.3.17.5 (Remote Grid) Updates to grid topology to minimize risk of ignition in HFTDs Remote GridWLDFREquipment / facility failureAggregated | WLDFR | HFTD - Distribution - Tier 2 - 5QU CoRE ¦ 1QU LoRE | Non-Red Flag Warning - Destructive Fires | Equipment / facility failure | Aggregated | 2050 | 1.6922e-08 | 752.6401 | 1.2736e-05 | 2050 | Mitigation | 0.95 | 45 | 0 | esc | 0.00097009 | 1.6416e-11 | 0.00097009 | 1.6416e-11
[120 empty] | 7.3.3.17.5 (Remote Grid) Updates to grid topology to minimize risk of ignition in HFTDs Remote GridWLDFREquipment / facility failureAggregated | WLDFR | HFTD - Distribution - Tier 2 - 5QU CoRE ¦ 1QU LoRE | Non-Red Flag Warning - Destructive Fires | Equipment / facility failure | Aggregated | 2051 | 1.6922e-08 | 752.6401 | 1.2736e-05 | 2051 | Mitigation | 0.95 | 45 | 0 | esc | 0.00097009 | 1.6416e-11 | 0.00097009 | 1.6416e-11
[120 empty] | 7.3.3.17.5 (Remote Grid) Updates to grid topology to minimize risk of ignition in HFTDs Remote GridWLDFREquipment / facility failureAggregated | WLDFR | HFTD - Distribution - Tier 2 - 5QU CoRE ¦ 1QU LoRE | Non-Red Flag Warning - Destructive Fires | Equipment / facility failure | Aggregated | 2052 | 1.6922e-08 | 752.6401 | 1.2736e-05 | 2052 | Mitigation | 0.95 | 45 | 0 | esc | 0.00097009 | 1.6416e-11 | 0.00097009 | 1.6416e-11
[120 empty] | 7.3.3.17.5 (Remote Grid) Updates to grid topology to minimize risk of ignition in HFTDs Remote GridWLDFREquipment / facility failureAggregated | WLDFR | HFTD - Distribution - Tier 2 - 5QU CoRE ¦ 1QU LoRE | Non-Red Flag Warning - Destructive Fires | Equipment / facility failure | Aggregated | 2053 | 1.6922e-08 | 752.6401 | 1.2736e-05 | 2053 | Mitigation | 0.95 | 45 | 0 | esc | 0.00097009 | 1.6416e-11 | 0.00097009 | 1.6416e-11
[120 empty] | 7.3.3.17.5 (Remote Grid) Updates to grid topology to minimize risk of ignition in HFTDs Remote GridWLDFREquipment / facility failureAggregated | WLDFR | HFTD - Distribution - Tier 2 - 5QU CoRE ¦ 1QU LoRE | Non-Red Flag Warning - Destructive Fires | Equipment / facility failure | Aggregated | 2054 | 1.6922e-08 | 752.6401 | 1.2736e-05 | 2054 | Mitigation | 0.95 | 45 | 0 | esc | 0.00097009 | 1.6416e-11 | 0.00097009 | 1.6416e-11
[120 empty] | 7.3.3.17.5 (Remote Grid) Updates to grid topology to minimize risk of ignition in HFTDs Remote GridWLDFREquipment / facility failureAggregated | WLDFR | HFTD - Distribution - Tier 2 - 5QU CoRE ¦ 1QU LoRE | Non-Red Flag Warning - Destructive Fires | Equipment / facility failure | Aggregated | 2055 | 1.6922e-08 | 752.6401 | 1.2736e-05 | 2055 | Mitigation | 0.95 | 45 | 0 | esc | 0.00097009 | 1.6416e-11 | 0.00097009 | 1.6416e-11
[120 empty] | 7.3.3.17.5 (Remote Grid) Updates to grid topology to minimize risk of ignition in HFTDs Remote GridWLDFREquipment / facility failureAggregated | WLDFR | HFTD - Distribution - Tier 2 - 5QU CoRE ¦ 1QU LoRE | Non-Red Flag Warning - Destructive Fires | Equipment / facility failure | Aggregated | 2056 | 1.6922e-08 | 752.6401 | 1.2736e-05 | 2056 | Mitigation | 0.95 | 45 | 0 | esc | 0.00097009 | 1.6416e-11 | 0.00097009 | 1.6416e-11
[120 empty] | 7.3.3.17.5 (Remote Grid) Updates to grid topology to minimize risk of ignition in HFTDs Remote GridWLDFREquipment / facility failureAggregated | WLDFR | HFTD - Distribution - Tier 2 - 5QU CoRE ¦ 1QU LoRE | Non-Red Flag Warning - Destructive Fires | Equipment / facility failure | Aggregated | 2057 | 1.6922e-08 | 752.6401 | 1.2736e-05 | 2057 | Mitigation | 0.95 | 45 | 0 | esc | 0.00097009 | 1.6416e-11 | 0.00097009 | 1.6416e-11
[120 empty] | 7.3.3.17.5 (Remote Grid) Updates to grid topology to minimize risk of ignition in HFTDs Remote GridWLDFREquipment / facility failureAggregated | WLDFR | HFTD - Distribution - Tier 2 - 5QU CoRE ¦ 1QU LoRE | Non-Red Flag Warning - Destructive Fires | Equipment / facility failure | Aggregated | 2058 | 1.6922e-08 | 752.6401 | 1.2736e-05 | 2058 | Mitigation | 0.95 | 45 | 0 | esc | 0.00097009 | 1.6416e-11 | 0.00097009 | 1.6416e-11
[120 empty] | 7.3.3.17.5 (Remote Grid) Updates to grid topology to minimize risk of ignition in HFTDs Remote GridWLDFREquipment / facility failureAggregated | WLDFR | HFTD - Distribution - Tier 2 - 5QU CoRE ¦ 1QU LoRE | Non-Red Flag Warning - Destructive Fires | Equipment / facility failure | Aggregated | 2059 | 1.6922e-08 | 752.6401 | 1.2736e-05 | 2059 | Mitigation | 0.95 | 45 | 0 | esc | 0.00097009 | 1.6416e-11 | 0.00097009 | 1.6416e-11
[120 empty] | 7.3.3.17.5 (Remote Grid) Updates to grid topology to minimize risk of ignition in HFTDs Remote GridWLDFREquipment / facility failureAggregated | WLDFR | HFTD - Distribution - Tier 2 - 5QU CoRE ¦ 1QU LoRE | Non-Red Flag Warning - Destructive Fires | Equipment / facility failure | Aggregated | 2060 | 1.6922e-08 | 752.6401 | 1.2736e-05 | 2060 | Mitigation | 0.95 | 45 | 0 | esc | 0.00097009 | 1.6416e-11 | 0.00097009 | 1.6416e-11
[120 empty] | 7.3.3.17.5 (Remote Grid) Updates to grid topology to minimize risk of ignition in HFTDs Remote GridWLDFREquipment / facility failureAggregated | WLDFR | HFTD - Distribution - Tier 2 - 5QU CoRE ¦ 1QU LoRE | Non-Red Flag Warning - Destructive Fires | Equipment / facility failure | Aggregated | 2061 | 1.6922e-08 | 752.6401 | 1.2736e-05 | 2061 | Mitigation | 0.95 | 45 | 0 | esc | 0.00097009 | 1.6416e-11 | 0.00097009 | 1.6416e-11
[120 empty] | 7.3.3.17.5 (Remote Grid) Updates to grid topology to minimize risk of ignition in HFTDs Remote GridWLDFREquipment / facility failureAggregated | WLDFR | HFTD - Distribution - Tier 2 - 5QU CoRE ¦ 1QU LoRE | Non-Red Flag Warning - Destructive Fires | Equipment / facility failure | Aggregated | 2062 | 1.6922e-08 | 752.6401 | 1.2736e-05 | 2062 | Mitigation | 0.95 | 45 | 0 | esc | 0.00097009 | 1.6416e-11 | 0.00097009 | 1.6416e-11
[120 empty] | 7.3.3.17.5 (Remote Grid) Updates to grid topology to minimize risk of ignition in HFTDs Remote GridWLDFREquipment / facility failureAggregated | WLDFR | HFTD - Distribution - Tier 2 - 5QU CoRE ¦ 1QU LoRE | Non-Red Flag Warning - Destructive Fires | Equipment / facility failure | Aggregated | 2063 | 1.6922e-08 | 752.6401 | 1.2736e-05 | 2063 | Mitigation | 0.95 | 45 | 0 | esc | 0.00097009 | 1.6416e-11 | 0.00097009 | 1.6416e-11
[120 empty] | 7.3.3.17.5 (Remote Grid) Updates to grid topology to minimize risk of ignition in HFTDs Remote GridWLDFREquipment / facility failureAggregated | WLDFR | HFTD - Distribution - Tier 2 - 5QU CoRE ¦ 1QU LoRE | Non-Red Flag Warning - Destructive Fires | Equipment / facility failure | Aggregated | 2064 | 1.6922e-08 | 752.6401 | 1.2736e-05 | 2064 | Mitigation | 0.95 | 45 | 0 | esc | 0.00097009 | 1.6416e-11 | 0.00097009 | 1.6416e-11
[120 empty] | 7.3.3.17.5 (Remote Grid) Updates to grid topology to minimize risk of ignition in HFTDs Remote GridWLDFREquipment / facility failureAggregated | WLDFR | HFTD - Distribution - Tier 2 - 5QU CoRE ¦ 1QU LoRE | Non-Red Flag Warning - Destructive Fires | Equipment / facility failure | Aggregated | 2065 | 1.6922e-08 | 752.6401 | 1.2736e-05 | 2065 | Mitigation | 0.95 | 45 | 0 | esc | 0.00097009 | 1.6416e-11 | 0.00097009 | 1.6416e-11
[120 empty] | 7.3.3.17.5 (Remote Grid) Updates to grid topology to minimize risk of ignition in HFTDs Remote GridWLDFREquipment / facility failureAggregated | WLDFR | HFTD - Distribution - Tier 2 - 5QU CoRE ¦ 1QU LoRE | Non-Red Flag Warning - Destructive Fires | Equipment / facility failure | Aggregated | 2066 | 1.6922e-08 | 752.6401 | 1.2736e-05 | 2066 | Mitigation | 0.95 | 45 | 0 | esc | 0.00097009 | 1.6416e-11 | 0.00097009 | 1.6416e-11
[120 empty] | 7.3.3.17.5 (Remote Grid) Updates to grid topology to minimize risk of ignition in HFTDs Remote GridWLDFREquipment / facility failureAggregated | WLDFR | HFTD - Distribution - Tier 2 - 5QU CoRE ¦ 1QU LoRE | Non-Red Flag Warning - Destructive Fires | Equipment / facility failure | Aggregated | 2067 | 1.6922e-08 | 752.6401 | 1.2736e-05 | 2067 | Mitigation | 0.95 | 45 | 0 | esc | 0 | 0 | 0.00097009 | 1.6416e-11
[120 empty] | 7.3.3.17.5 (Remote Grid) Updates to grid topology to minimize risk of ignition in HFTDs Remote GridWLDFRVegetation ContactAggregated | WLDFR | HFTD - Distribution - Tier 2 - 5QU CoRE ¦ 1QU LoRE | Non-Red Flag Warning - Destructive Fires | Vegetation Contact | Aggregated | 2022 | 6.4101e-08 | 752.6401 | 4.8245e-05 | 2022 | Mitigation | 0.95 | 45 | 0 | esc | 0.00097009 | 6.2183e-11 | 0 | 0
[120 empty] | 7.3.3.17.5 (Remote Grid) Updates to grid topology to minimize risk of ignition in HFTDs Remote GridWLDFRVegetation ContactAggregated | WLDFR | HFTD - Distribution - Tier 2 - 5QU CoRE ¦ 1QU LoRE | Non-Red Flag Warning - Destructive Fires | Vegetation Contact | Aggregated | 2023 | 6.4101e-08 | 752.6401 | 4.8245e-05 | 2023 | Mitigation | 0.95 | 45 | 0 | esc | 0.00097009 | 6.2183e-11 | 0.00097009 | 6.2183e-11
[120 empty] | 7.3.3.17.5 (Remote Grid) Updates to grid topology to minimize risk of ignition in HFTDs Remote GridWLDFRVegetation ContactAggregated | WLDFR | HFTD - Distribution - Tier 2 - 5QU CoRE ¦ 1QU LoRE | Non-Red Flag Warning - Destructive Fires | Vegetation Contact | Aggregated | 2024 | 6.4101e-08 | 752.6401 | 4.8245e-05 | 2024 | Mitigation | 0.95 | 45 | 0 | esc | 0.00097009 | 6.2183e-11 | 0.00097009 | 6.2183e-11
[120 empty] | 7.3.3.17.5 (Remote Grid) Updates to grid topology to minimize risk of ignition in HFTDs Remote GridWLDFRVegetation ContactAggregated | WLDFR | HFTD - Distribution - Tier 2 - 5QU CoRE ¦ 1QU LoRE | Non-Red Flag Warning - Destructive Fires | Vegetation Contact | Aggregated | 2025 | 6.4101e-08 | 752.6401 | 4.8245e-05 | 2025 | Mitigation | 0.95 | 45 | 0 | esc | 0.00097009 | 6.2183e-11 | 0.00097009 | 6.2183e-11
[120 empty] | 7.3.3.17.5 (Remote Grid) Updates to grid topology to minimize risk of ignition in HFTDs Remote GridWLDFRVegetation ContactAggregated | WLDFR | HFTD - Distribution - Tier 2 - 5QU CoRE ¦ 1QU LoRE | Non-Red Flag Warning - Destructive Fires | Vegetation Contact | Aggregated | 2026 | 6.4101e-08 | 752.6401 | 4.8245e-05 | 2026 | Mitigation | 0.95 | 45 | 0 | esc | 0.00097009 | 6.2183e-11 | 0.00097009 | 6.2183e-11
[120 empty] | 7.3.3.17.5 (Remote Grid) Updates to grid topology to minimize risk of ignition in HFTDs Remote GridWLDFRVegetation ContactAggregated | WLDFR | HFTD - Distribution - Tier 2 - 5QU CoRE ¦ 1QU LoRE | Non-Red Flag Warning - Destructive Fires | Vegetation Contact | Aggregated | 2027 | 6.4101e-08 | 752.6401 | 4.8245e-05 | 2027 | Mitigation | 0.95 | 45 | 0 | esc | 0.00097009 | 6.2183e-11 | 0.00097009 | 6.2183e-11
[120 empty] | 7.3.3.17.5 (Remote Grid) Updates to grid topology to minimize risk of ignition in HFTDs Remote GridWLDFRVegetation ContactAggregated | WLDFR | HFTD - Distribution - Tier 2 - 5QU CoRE ¦ 1QU LoRE | Non-Red Flag Warning - Destructive Fires | Vegetation Contact | Aggregated | 2028 | 6.4101e-08 | 752.6401 | 4.8245e-05 | 2028 | Mitigation | 0.95 | 45 | 0 | esc | 0.00097009 | 6.2183e-11 | 0.00097009 | 6.2183e-11
[120 empty] | 7.3.3.17.5 (Remote Grid) Updates to grid topology to minimize risk of ignition in HFTDs Remote GridWLDFRVegetation ContactAggregated | WLDFR | HFTD - Distribution - Tier 2 - 5QU CoRE ¦ 1QU LoRE | Non-Red Flag Warning - Destructive Fires | Vegetation Contact | Aggregated | 2029 | 6.4101e-08 | 752.6401 | 4.8245e-05 | 2029 | Mitigation | 0.95 | 45 | 0 | esc | 0.00097009 | 6.2183e-11 | 0.00097009 | 6.2183e-11
[120 empty] | 7.3.3.17.5 (Remote Grid) Updates to grid topology to minimize risk of ignition in HFTDs Remote GridWLDFRVegetation ContactAggregated | WLDFR | HFTD - Distribution - Tier 2 - 5QU CoRE ¦ 1QU LoRE | Non-Red Flag Warning - Destructive Fires | Vegetation Contact | Aggregated | 2030 | 6.4101e-08 | 752.6401 | 4.8245e-05 | 2030 | Mitigation | 0.95 | 45 | 0 | esc | 0.00097009 | 6.2183e-11 | 0.00097009 | 6.2183e-11
[120 empty] | 7.3.3.17.5 (Remote Grid) Updates to grid topology to minimize risk of ignition in HFTDs Remote GridWLDFRVegetation ContactAggregated | WLDFR | HFTD - Distribution - Tier 2 - 5QU CoRE ¦ 1QU LoRE | Non-Red Flag Warning - Destructive Fires | Vegetation Contact | Aggregated | 2031 | 6.4101e-08 | 752.6401 | 4.8245e-05 | 2031 | Mitigation | 0.95 | 45 | 0 | esc | 0.00097009 | 6.2183e-11 | 0.00097009 | 6.2183e-11
[120 empty] | 7.3.3.17.5 (Remote Grid) Updates to grid topology to minimize risk of ignition in HFTDs Remote GridWLDFRVegetation ContactAggregated | WLDFR | HFTD - Distribution - Tier 2 - 5QU CoRE ¦ 1QU LoRE | Non-Red Flag Warning - Destructive Fires | Vegetation Contact | Aggregated | 2032 | 6.4101e-08 | 752.6401 | 4.8245e-05 | 2032 | Mitigation | 0.95 | 45 | 0 | esc | 0.00097009 | 6.2183e-11 | 0.00097009 | 6.2183e-11
[120 empty] | 7.3.3.17.5 (Remote Grid) Updates to grid topology to minimize risk of ignition in HFTDs Remote GridWLDFRVegetation ContactAggregated | WLDFR | HFTD - Distribution - Tier 2 - 5QU CoRE ¦ 1QU LoRE | Non-Red Flag Warning - Destructive Fires | Vegetation Contact | Aggregated | 2033 | 6.4101e-08 | 752.6401 | 4.8245e-05 | 2033 | Mitigation | 0.95 | 45 | 0 | esc | 0.00097009 | 6.2183e-11 | 0.00097009 | 6.2183e-11
[120 empty] | 7.3.3.17.5 (Remote Grid) Updates to grid topology to minimize risk of ignition in HFTDs Remote GridWLDFRVegetation ContactAggregated | WLDFR | HFTD - Distribution - Tier 2 - 5QU CoRE ¦ 1QU LoRE | Non-Red Flag Warning - Destructive Fires | Vegetation Contact | Aggregated | 2034 | 6.4101e-08 | 752.6401 | 4.8245e-05 | 2034 | Mitigation | 0.95 | 45 | 0 | esc | 0.00097009 | 6.2183e-11 | 0.00097009 | 6.2183e-11
[120 empty] | 7.3.3.17.5 (Remote Grid) Updates to grid topology to minimize risk of ignition in HFTDs Remote GridWLDFRVegetation ContactAggregated | WLDFR | HFTD - Distribution - Tier 2 - 5QU CoRE ¦ 1QU LoRE | Non-Red Flag Warning - Destructive Fires | Vegetation Contact | Aggregated | 2035 | 6.4101e-08 | 752.6401 | 4.8245e-05 | 2035 | Mitigation | 0.95 | 45 | 0 | esc | 0.00097009 | 6.2183e-11 | 0.00097009 | 6.2183e-11
[120 empty] | 7.3.3.17.5 (Remote Grid) Updates to grid topology to minimize risk of ignition in HFTDs Remote GridWLDFRVegetation ContactAggregated | WLDFR | HFTD - Distribution - Tier 2 - 5QU CoRE ¦ 1QU LoRE | Non-Red Flag Warning - Destructive Fires | Vegetation Contact | Aggregated | 2036 | 6.4101e-08 | 752.6401 | 4.8245e-05 | 2036 | Mitigation | 0.95 | 45 | 0 | esc | 0.00097009 | 6.2183e-11 | 0.00097009 | 6.2183e-11
[120 empty] | 7.3.3.17.5 (Remote Grid) Updates to grid topology to minimize risk of ignition in HFTDs Remote GridWLDFRVegetation ContactAggregated | WLDFR | HFTD - Distribution - Tier 2 - 5QU CoRE ¦ 1QU LoRE | Non-Red Flag Warning - Destructive Fires | Vegetation Contact | Aggregated | 2037 | 6.4101e-08 | 752.6401 | 4.8245e-05 | 2037 | Mitigation | 0.95 | 45 | 0 | esc | 0.00097009 | 6.2183e-11 | 0.00097009 | 6.2183e-11
[120 empty] | 7.3.3.17.5 (Remote Grid) Updates to grid topology to minimize risk of ignition in HFTDs Remote GridWLDFRVegetation ContactAggregated | WLDFR | HFTD - Distribution - Tier 2 - 5QU CoRE ¦ 1QU LoRE | Non-Red Flag Warning - Destructive Fires | Vegetation Contact | Aggregated | 2038 | 6.4101e-08 | 752.6401 | 4.8245e-05 | 2038 | Mitigation | 0.95 | 45 | 0 | esc | 0.00097009 | 6.2183e-11 | 0.00097009 | 6.2183e-11
[120 empty] | 7.3.3.17.5 (Remote Grid) Updates to grid topology to minimize risk of ignition in HFTDs Remote GridWLDFRVegetation ContactAggregated | WLDFR | HFTD - Distribution - Tier 2 - 5QU CoRE ¦ 1QU LoRE | Non-Red Flag Warning - Destructive Fires | Vegetation Contact | Aggregated | 2039 | 6.4101e-08 | 752.6401 | 4.8245e-05 | 2039 | Mitigation | 0.95 | 45 | 0 | esc | 0.00097009 | 6.2183e-11 | 0.00097009 | 6.2183e-11
[120 empty] | 7.3.3.17.5 (Remote Grid) Updates to grid topology to minimize risk of ignition in HFTDs Remote GridWLDFRVegetation ContactAggregated | WLDFR | HFTD - Distribution - Tier 2 - 5QU CoRE ¦ 1QU LoRE | Non-Red Flag Warning - Destructive Fires | Vegetation Contact | Aggregated | 2040 | 6.4101e-08 | 752.6401 | 4.8245e-05 | 2040 | Mitigation | 0.95 | 45 | 0 | esc | 0.00097009 | 6.2183e-11 | 0.00097009 | 6.2183e-11
[120 empty] | 7.3.3.17.5 (Remote Grid) Updates to grid topology to minimize risk of ignition in HFTDs Remote GridWLDFRVegetation ContactAggregated | WLDFR | HFTD - Distribution - Tier 2 - 5QU CoRE ¦ 1QU LoRE | Non-Red Flag Warning - Destructive Fires | Vegetation Contact | Aggregated | 2041 | 6.4101e-08 | 752.6401 | 4.8245e-05 | 2041 | Mitigation | 0.95 | 45 | 0 | esc | 0.00097009 | 6.2183e-11 | 0.00097009 | 6.2183e-11
[120 empty] | 7.3.3.17.5 (Remote Grid) Updates to grid topology to minimize risk of ignition in HFTDs Remote GridWLDFRVegetation ContactAggregated | WLDFR | HFTD - Distribution - Tier 2 - 5QU CoRE ¦ 1QU LoRE | Non-Red Flag Warning - Destructive Fires | Vegetation Contact | Aggregated | 2042 | 6.4101e-08 | 752.6401 | 4.8245e-05 | 2042 | Mitigation | 0.95 | 45 | 0 | esc | 0.00097009 | 6.2183e-11 | 0.00097009 | 6.2183e-11
[120 empty] | 7.3.3.17.5 (Remote Grid) Updates to grid topology to minimize risk of ignition in HFTDs Remote GridWLDFRVegetation ContactAggregated | WLDFR | HFTD - Distribution - Tier 2 - 5QU CoRE ¦ 1QU LoRE | Non-Red Flag Warning - Destructive Fires | Vegetation Contact | Aggregated | 2043 | 6.4101e-08 | 752.6401 | 4.8245e-05 | 2043 | Mitigation | 0.95 | 45 | 0 | esc | 0.00097009 | 6.2183e-11 | 0.00097009 | 6.2183e-11
[120 empty] | 7.3.3.17.5 (Remote Grid) Updates to grid topology to minimize risk of ignition in HFTDs Remote GridWLDFRVegetation ContactAggregated | WLDFR | HFTD - Distribution - Tier 2 - 5QU CoRE ¦ 1QU LoRE | Non-Red Flag Warning - Destructive Fires | Vegetation Contact | Aggregated | 2044 | 6.4101e-08 | 752.6401 | 4.8245e-05 | 2044 | Mitigation | 0.95 | 45 | 0 | esc | 0.00097009 | 6.2183e-11 | 0.00097009 | 6.2183e-11
[120 empty] | 7.3.3.17.5 (Remote Grid) Updates to grid topology to minimize risk of ignition in HFTDs Remote GridWLDFRVegetation ContactAggregated | WLDFR | HFTD - Distribution - Tier 2 - 5QU CoRE ¦ 1QU LoRE | Non-Red Flag Warning - Destructive Fires | Vegetation Contact | Aggregated | 2045 | 6.4101e-08 | 752.6401 | 4.8245e-05 | 2045 | Mitigation | 0.95 | 45 | 0 | esc | 0.00097009 | 6.2183e-11 | 0.00097009 | 6.2183e-11
[120 empty] | 7.3.3.17.5 (Remote Grid) Updates to grid topology to minimize risk of ignition in HFTDs Remote GridWLDFRVegetation ContactAggregated | WLDFR | HFTD - Distribution - Tier 2 - 5QU CoRE ¦ 1QU LoRE | Non-Red Flag Warning - Destructive Fires | Vegetation Contact | Aggregated | 2046 | 6.4101e-08 | 752.6401 | 4.8245e-05 | 2046 | Mitigation | 0.95 | 45 | 0 | esc | 0.00097009 | 6.2183e-11 | 0.00097009 | 6.2183e-11
[120 empty] | 7.3.3.17.5 (Remote Grid) Updates to grid topology to minimize risk of ignition in HFTDs Remote GridWLDFRVegetation ContactAggregated | WLDFR | HFTD - Distribution - Tier 2 - 5QU CoRE ¦ 1QU LoRE | Non-Red Flag Warning - Destructive Fires | Vegetation Contact | Aggregated | 2047 | 6.4101e-08 | 752.6401 | 4.8245e-05 | 2047 | Mitigation | 0.95 | 45 | 0 | esc | 0.00097009 | 6.2183e-11 | 0.00097009 | 6.2183e-11
[120 empty] | 7.3.3.17.5 (Remote Grid) Updates to grid topology to minimize risk of ignition in HFTDs Remote GridWLDFRVegetation ContactAggregated | WLDFR | HFTD - Distribution - Tier 2 - 5QU CoRE ¦ 1QU LoRE | Non-Red Flag Warning - Destructive Fires | Vegetation Contact | Aggregated | 2048 | 6.4101e-08 | 752.6401 | 4.8245e-05 | 2048 | Mitigation | 0.95 | 45 | 0 | esc | 0.00097009 | 6.2183e-11 | 0.00097009 | 6.2183e-11
[120 empty] | 7.3.3.17.5 (Remote Grid) Updates to grid topology to minimize risk of ignition in HFTDs Remote GridWLDFRVegetation ContactAggregated | WLDFR | HFTD - Distribution - Tier 2 - 5QU CoRE ¦ 1QU LoRE | Non-Red Flag Warning - Destructive Fires | Vegetation Contact | Aggregated | 2049 | 6.4101e-08 | 752.6401 | 4.8245e-05 | 2049 | Mitigation | 0.95 | 45 | 0 | esc | 0.00097009 | 6.2183e-11 | 0.00097009 | 6.2183e-11
[120 empty] | 7.3.3.17.5 (Remote Grid) Updates to grid topology to minimize risk of ignition in HFTDs Remote GridWLDFRVegetation ContactAggregated | WLDFR | HFTD - Distribution - Tier 2 - 5QU CoRE ¦ 1QU LoRE | Non-Red Flag Warning - Destructive Fires | Vegetation Contact | Aggregated | 2050 | 6.4101e-08 | 752.6401 | 4.8245e-05 | 2050 | Mitigation | 0.95 | 45 | 0 | esc | 0.00097009 | 6.2183e-11 | 0.00097009 | 6.2183e-11
[120 empty] | 7.3.3.17.5 (Remote Grid) Updates to grid topology to minimize risk of ignition in HFTDs Remote GridWLDFRVegetation ContactAggregated | WLDFR | HFTD - Distribution - Tier 2 - 5QU CoRE ¦ 1QU LoRE | Non-Red Flag Warning - Destructive Fires | Vegetation Contact | Aggregated | 2051 | 6.4101e-08 | 752.6401 | 4.8245e-05 | 2051 | Mitigation | 0.95 | 45 | 0 | esc | 0.00097009 | 6.2183e-11 | 0.00097009 | 6.2183e-11
[120 empty] | 7.3.3.17.5 (Remote Grid) Updates to grid topology to minimize risk of ignition in HFTDs Remote GridWLDFRVegetation ContactAggregated | WLDFR | HFTD - Distribution - Tier 2 - 5QU CoRE ¦ 1QU LoRE | Non-Red Flag Warning - Destructive Fires | Vegetation Contact | Aggregated | 2052 | 6.4101e-08 | 752.6401 | 4.8245e-05 | 2052 | Mitigation | 0.95 | 45 | 0 | esc | 0.00097009 | 6.2183e-11 | 0.00097009 | 6.2183e-11
[120 empty] | 7.3.3.17.5 (Remote Grid) Updates to grid topology to minimize risk of ignition in HFTDs Remote GridWLDFRVegetation ContactAggregated | WLDFR | HFTD - Distribution - Tier 2 - 5QU CoRE ¦ 1QU LoRE | Non-Red Flag Warning - Destructive Fires | Vegetation Contact | Aggregated | 2053 | 6.4101e-08 | 752.6401 | 4.8245e-05 | 2053 | Mitigation | 0.95 | 45 | 0 | esc | 0.00097009 | 6.2183e-11 | 0.00097009 | 6.2183e-11
[120 empty] | 7.3.3.17.5 (Remote Grid) Updates to grid topology to minimize risk of ignition in HFTDs Remote GridWLDFRVegetation ContactAggregated | WLDFR | HFTD - Distribution - Tier 2 - 5QU CoRE ¦ 1QU LoRE | Non-Red Flag Warning - Destructive Fires | Vegetation Contact | Aggregated | 2054 | 6.4101e-08 | 752.6401 | 4.8245e-05 | 2054 | Mitigation | 0.95 | 45 | 0 | esc | 0.00097009 | 6.2183e-11 | 0.00097009 | 6.2183e-11
[120 empty] | 7.3.3.17.5 (Remote Grid) Updates to grid topology to minimize risk of ignition in HFTDs Remote GridWLDFRVegetation ContactAggregated | WLDFR | HFTD - Distribution - Tier 2 - 5QU CoRE ¦ 1QU LoRE | Non-Red Flag Warning - Destructive Fires | Vegetation Contact | Aggregated | 2055 | 6.4101e-08 | 752.6401 | 4.8245e-05 | 2055 | Mitigation | 0.95 | 45 | 0 | esc | 0.00097009 | 6.2183e-11 | 0.00097009 | 6.2183e-11
[120 empty] | 7.3.3.17.5 (Remote Grid) Updates to grid topology to minimize risk of ignition in HFTDs Remote GridWLDFRVegetation ContactAggregated | WLDFR | HFTD - Distribution - Tier 2 - 5QU CoRE ¦ 1QU LoRE | Non-Red Flag Warning - Destructive Fires | Vegetation Contact | Aggregated | 2056 | 6.4101e-08 | 752.6401 | 4.8245e-05 | 2056 | Mitigation | 0.95 | 45 | 0 | esc | 0.00097009 | 6.2183e-11 | 0.00097009 | 6.2183e-11
[120 empty] | 7.3.3.17.5 (Remote Grid) Updates to grid topology to minimize risk of ignition in HFTDs Remote GridWLDFRVegetation ContactAggregated | WLDFR | HFTD - Distribution - Tier 2 - 5QU CoRE ¦ 1QU LoRE | Non-Red Flag Warning - Destructive Fires | Vegetation Contact | Aggregated | 2057 | 6.4101e-08 | 752.6401 | 4.8245e-05 | 2057 | Mitigation | 0.95 | 45 | 0 | esc | 0.00097009 | 6.2183e-11 | 0.00097009 | 6.2183e-11
[120 empty] | 7.3.3.17.5 (Remote Grid) Updates to grid topology to minimize risk of ignition in HFTDs Remote GridWLDFRVegetation ContactAggregated | WLDFR | HFTD - Distribution - Tier 2 - 5QU CoRE ¦ 1QU LoRE | Non-Red Flag Warning - Destructive Fires | Vegetation Contact | Aggregated | 2058 | 6.4101e-08 | 752.6401 | 4.8245e-05 | 2058 | Mitigation | 0.95 | 45 | 0 | esc | 0.00097009 | 6.2183e-11 | 0.00097009 | 6.2183e-11
[120 empty] | 7.3.3.17.5 (Remote Grid) Updates to grid topology to minimize risk of ignition in HFTDs Remote GridWLDFRVegetation ContactAggregated | WLDFR | HFTD - Distribution - Tier 2 - 5QU CoRE ¦ 1QU LoRE | Non-Red Flag Warning - Destructive Fires | Vegetation Contact | Aggregated | 2059 | 6.4101e-08 | 752.6401 | 4.8245e-05 | 2059 | Mitigation | 0.95 | 45 | 0 | esc | 0.00097009 | 6.2183e-11 | 0.00097009 | 6.2183e-11
[120 empty] | 7.3.3.17.5 (Remote Grid) Updates to grid topology to minimize risk of ignition in HFTDs Remote GridWLDFRVegetation ContactAggregated | WLDFR | HFTD - Distribution - Tier 2 - 5QU CoRE ¦ 1QU LoRE | Non-Red Flag Warning - Destructive Fires | Vegetation Contact | Aggregated | 2060 | 6.4101e-08 | 752.6401 | 4.8245e-05 | 2060 | Mitigation | 0.95 | 45 | 0 | esc | 0.00097009 | 6.2183e-11 | 0.00097009 | 6.2183e-11
[120 empty] | 7.3.3.17.5 (Remote Grid) Updates to grid topology to minimize risk of ignition in HFTDs Remote GridWLDFRVegetation ContactAggregated | WLDFR | HFTD - Distribution - Tier 2 - 5QU CoRE ¦ 1QU LoRE | Non-Red Flag Warning - Destructive Fires | Vegetation Contact | Aggregated | 2061 | 6.4101e-08 | 752.6401 | 4.8245e-05 | 2061 | Mitigation | 0.95 | 45 | 0 | esc | 0.00097009 | 6.2183e-11 | 0.00097009 | 6.2183e-11
[120 empty] | 7.3.3.17.5 (Remote Grid) Updates to grid topology to minimize risk of ignition in HFTDs Remote GridWLDFRVegetation ContactAggregated | WLDFR | HFTD - Distribution - Tier 2 - 5QU CoRE ¦ 1QU LoRE | Non-Red Flag Warning - Destructive Fires | Vegetation Contact | Aggregated | 2062 | 6.4101e-08 | 752.6401 | 4.8245e-05 | 2062 | Mitigation | 0.95 | 45 | 0 | esc | 0.00097009 | 6.2183e-11 | 0.00097009 | 6.2183e-11
[120 empty] | 7.3.3.17.5 (Remote Grid) Updates to grid topology to minimize risk of ignition in HFTDs Remote GridWLDFRVegetation ContactAggregated | WLDFR | HFTD - Distribution - Tier 2 - 5QU CoRE ¦ 1QU LoRE | Non-Red Flag Warning - Destructive Fires | Vegetation Contact | Aggregated | 2063 | 6.4101e-08 | 752.6401 | 4.8245e-05 | 2063 | Mitigation | 0.95 | 45 | 0 | esc | 0.00097009 | 6.2183e-11 | 0.00097009 | 6.2183e-11
[120 empty] | 7.3.3.17.5 (Remote Grid) Updates to grid topology to minimize risk of ignition in HFTDs Remote GridWLDFRVegetation ContactAggregated | WLDFR | HFTD - Distribution - Tier 2 - 5QU CoRE ¦ 1QU LoRE | Non-Red Flag Warning - Destructive Fires | Vegetation Contact | Aggregated | 2064 | 6.4101e-08 | 752.6401 | 4.8245e-05 | 2064 | Mitigation | 0.95 | 45 | 0 | esc | 0.00097009 | 6.2183e-11 | 0.00097009 | 6.2183e-11
[120 empty] | 7.3.3.17.5 (Remote Grid) Updates to grid topology to minimize risk of ignition in HFTDs Remote GridWLDFRVegetation ContactAggregated | WLDFR | HFTD - Distribution - Tier 2 - 5QU CoRE ¦ 1QU LoRE | Non-Red Flag Warning - Destructive Fires | Vegetation Contact | Aggregated | 2065 | 6.4101e-08 | 752.6401 | 4.8245e-05 | 2065 | Mitigation | 0.95 | 45 | 0 | esc | 0.00097009 | 6.2183e-11 | 0.00097009 | 6.2183e-11
[120 empty] | 7.3.3.17.5 (Remote Grid) Updates to grid topology to minimize risk of ignition in HFTDs Remote GridWLDFRVegetation ContactAggregated | WLDFR | HFTD - Distribution - Tier 2 - 5QU CoRE ¦ 1QU LoRE | Non-Red Flag Warning - Destructive Fires | Vegetation Contact | Aggregated | 2066 | 6.4101e-08 | 752.6401 | 4.8245e-05 | 2066 | Mitigation | 0.95 | 45 | 0 | esc | 0.00097009 | 6.2183e-11 | 0.00097009 | 6.2183e-11
[120 empty] | 7.3.3.17.5 (Remote Grid) Updates to grid topology to minimize risk of ignition in HFTDs Remote GridWLDFRVegetation ContactAggregated | WLDFR | HFTD - Distribution - Tier 2 - 5QU CoRE ¦ 1QU LoRE | Non-Red Flag Warning - Destructive Fires | Vegetation Contact | Aggregated | 2067 | 6.4101e-08 | 752.6401 | 4.8245e-05 | 2067 | Mitigation | 0.95 | 45 | 0 | esc | 0 | 0 | 0.00097009 | 6.2183e-11
[120 empty] | 7.3.3.17.5 (Remote Grid) Updates to grid topology to minimize risk of ignition in HFTDs Remote GridWLDFRWire-to-wire contactAggregated | WLDFR | HFTD - Distribution - Tier 2 - 5QU CoRE ¦ 1QU LoRE | Non-Red Flag Warning - Destructive Fires | Wire-to-wire contact | Aggregated | 2022 | 3.6819e-08 | 752.6401 | 2.7711e-05 | 2022 | Mitigation | 0.95 | 45 | 0 | esc | 0.00097009 | 3.5717e-11 | 0 | 0
[120 empty] | 7.3.3.17.5 (Remote Grid) Updates to grid topology to minimize risk of ignition in HFTDs Remote GridWLDFRWire-to-wire contactAggregated | WLDFR | HFTD - Distribution - Tier 2 - 5QU CoRE ¦ 1QU LoRE | Non-Red Flag Warning - Destructive Fires | Wire-to-wire contact | Aggregated | 2023 | 3.6819e-08 | 752.6401 | 2.7711e-05 | 2023 | Mitigation | 0.95 | 45 | 0 | esc | 0.00097009 | 3.5717e-11 | 0.00097009 | 3.5717e-11
[120 empty] | 7.3.3.17.5 (Remote Grid) Updates to grid topology to minimize risk of ignition in HFTDs Remote GridWLDFRWire-to-wire contactAggregated | WLDFR | HFTD - Distribution - Tier 2 - 5QU CoRE ¦ 1QU LoRE | Non-Red Flag Warning - Destructive Fires | Wire-to-wire contact | Aggregated | 2024 | 3.6819e-08 | 752.6401 | 2.7711e-05 | 2024 | Mitigation | 0.95 | 45 | 0 | esc | 0.00097009 | 3.5717e-11 | 0.00097009 | 3.5717e-11
[120 empty] | 7.3.3.17.5 (Remote Grid) Updates to grid topology to minimize risk of ignition in HFTDs Remote GridWLDFRWire-to-wire contactAggregated | WLDFR | HFTD - Distribution - Tier 2 - 5QU CoRE ¦ 1QU LoRE | Non-Red Flag Warning - Destructive Fires | Wire-to-wire contact | Aggregated | 2025 | 3.6819e-08 | 752.6401 | 2.7711e-05 | 2025 | Mitigation | 0.95 | 45 | 0 | esc | 0.00097009 | 3.5717e-11 | 0.00097009 | 3.5717e-11
[120 empty] | 7.3.3.17.5 (Remote Grid) Updates to grid topology to minimize risk of ignition in HFTDs Remote GridWLDFRWire-to-wire contactAggregated | WLDFR | HFTD - Distribution - Tier 2 - 5QU CoRE ¦ 1QU LoRE | Non-Red Flag Warning - Destructive Fires | Wire-to-wire contact | Aggregated | 2026 | 3.6819e-08 | 752.6401 | 2.7711e-05 | 2026 | Mitigation | 0.95 | 45 | 0 | esc | 0.00097009 | 3.5717e-11 | 0.00097009 | 3.5717e-11
[120 empty] | 7.3.3.17.5 (Remote Grid) Updates to grid topology to minimize risk of ignition in HFTDs Remote GridWLDFRWire-to-wire contactAggregated | WLDFR | HFTD - Distribution - Tier 2 - 5QU CoRE ¦ 1QU LoRE | Non-Red Flag Warning - Destructive Fires | Wire-to-wire contact | Aggregated | 2027 | 3.6819e-08 | 752.6401 | 2.7711e-05 | 2027 | Mitigation | 0.95 | 45 | 0 | esc | 0.00097009 | 3.5717e-11 | 0.00097009 | 3.5717e-11
[120 empty] | 7.3.3.17.5 (Remote Grid) Updates to grid topology to minimize risk of ignition in HFTDs Remote GridWLDFRWire-to-wire contactAggregated | WLDFR | HFTD - Distribution - Tier 2 - 5QU CoRE ¦ 1QU LoRE | Non-Red Flag Warning - Destructive Fires | Wire-to-wire contact | Aggregated | 2028 | 3.6819e-08 | 752.6401 | 2.7711e-05 | 2028 | Mitigation | 0.95 | 45 | 0 | esc | 0.00097009 | 3.5717e-11 | 0.00097009 | 3.5717e-11
[120 empty] | 7.3.3.17.5 (Remote Grid) Updates to grid topology to minimize risk of ignition in HFTDs Remote GridWLDFRWire-to-wire contactAggregated | WLDFR | HFTD - Distribution - Tier 2 - 5QU CoRE ¦ 1QU LoRE | Non-Red Flag Warning - Destructive Fires | Wire-to-wire contact | Aggregated | 2029 | 3.6819e-08 | 752.6401 | 2.7711e-05 | 2029 | Mitigation | 0.95 | 45 | 0 | esc | 0.00097009 | 3.5717e-11 | 0.00097009 | 3.5717e-11
[120 empty] | 7.3.3.17.5 (Remote Grid) Updates to grid topology to minimize risk of ignition in HFTDs Remote GridWLDFRWire-to-wire contactAggregated | WLDFR | HFTD - Distribution - Tier 2 - 5QU CoRE ¦ 1QU LoRE | Non-Red Flag Warning - Destructive Fires | Wire-to-wire contact | Aggregated | 2030 | 3.6819e-08 | 752.6401 | 2.7711e-05 | 2030 | Mitigation | 0.95 | 45 | 0 | esc | 0.00097009 | 3.5717e-11 | 0.00097009 | 3.5717e-11
[120 empty] | 7.3.3.17.5 (Remote Grid) Updates to grid topology to minimize risk of ignition in HFTDs Remote GridWLDFRWire-to-wire contactAggregated | WLDFR | HFTD - Distribution - Tier 2 - 5QU CoRE ¦ 1QU LoRE | Non-Red Flag Warning - Destructive Fires | Wire-to-wire contact | Aggregated | 2031 | 3.6819e-08 | 752.6401 | 2.7711e-05 | 2031 | Mitigation | 0.95 | 45 | 0 | esc | 0.00097009 | 3.5717e-11 | 0.00097009 | 3.5717e-11
[120 empty] | 7.3.3.17.5 (Remote Grid) Updates to grid topology to minimize risk of ignition in HFTDs Remote GridWLDFRWire-to-wire contactAggregated | WLDFR | HFTD - Distribution - Tier 2 - 5QU CoRE ¦ 1QU LoRE | Non-Red Flag Warning - Destructive Fires | Wire-to-wire contact | Aggregated | 2032 | 3.6819e-08 | 752.6401 | 2.7711e-05 | 2032 | Mitigation | 0.95 | 45 | 0 | esc | 0.00097009 | 3.5717e-11 | 0.00097009 | 3.5717e-11
[120 empty] | 7.3.3.17.5 (Remote Grid) Updates to grid topology to minimize risk of ignition in HFTDs Remote GridWLDFRWire-to-wire contactAggregated | WLDFR | HFTD - Distribution - Tier 2 - 5QU CoRE ¦ 1QU LoRE | Non-Red Flag Warning - Destructive Fires | Wire-to-wire contact | Aggregated | 2033 | 3.6819e-08 | 752.6401 | 2.7711e-05 | 2033 | Mitigation | 0.95 | 45 | 0 | esc | 0.00097009 | 3.5717e-11 | 0.00097009 | 3.5717e-11
[120 empty] | 7.3.3.17.5 (Remote Grid) Updates to grid topology to minimize risk of ignition in HFTDs Remote GridWLDFRWire-to-wire contactAggregated | WLDFR | HFTD - Distribution - Tier 2 - 5QU CoRE ¦ 1QU LoRE | Non-Red Flag Warning - Destructive Fires | Wire-to-wire contact | Aggregated | 2034 | 3.6819e-08 | 752.6401 | 2.7711e-05 | 2034 | Mitigation | 0.95 | 45 | 0 | esc | 0.00097009 | 3.5717e-11 | 0.00097009 | 3.5717e-11
[120 empty] | 7.3.3.17.5 (Remote Grid) Updates to grid topology to minimize risk of ignition in HFTDs Remote GridWLDFRWire-to-wire contactAggregated | WLDFR | HFTD - Distribution - Tier 2 - 5QU CoRE ¦ 1QU LoRE | Non-Red Flag Warning - Destructive Fires | Wire-to-wire contact | Aggregated | 2035 | 3.6819e-08 | 752.6401 | 2.7711e-05 | 2035 | Mitigation | 0.95 | 45 | 0 | esc | 0.00097009 | 3.5717e-11 | 0.00097009 | 3.5717e-11
[120 empty] | 7.3.3.17.5 (Remote Grid) Updates to grid topology to minimize risk of ignition in HFTDs Remote GridWLDFRWire-to-wire contactAggregated | WLDFR | HFTD - Distribution - Tier 2 - 5QU CoRE ¦ 1QU LoRE | Non-Red Flag Warning - Destructive Fires | Wire-to-wire contact | Aggregated | 2036 | 3.6819e-08 | 752.6401 | 2.7711e-05 | 2036 | Mitigation | 0.95 | 45 | 0 | esc | 0.00097009 | 3.5717e-11 | 0.00097009 | 3.5717e-11
[120 empty] | 7.3.3.17.5 (Remote Grid) Updates to grid topology to minimize risk of ignition in HFTDs Remote GridWLDFRWire-to-wire contactAggregated | WLDFR | HFTD - Distribution - Tier 2 - 5QU CoRE ¦ 1QU LoRE | Non-Red Flag Warning - Destructive Fires | Wire-to-wire contact | Aggregated | 2037 | 3.6819e-08 | 752.6401 | 2.7711e-05 | 2037 | Mitigation | 0.95 | 45 | 0 | esc | 0.00097009 | 3.5717e-11 | 0.00097009 | 3.5717e-11
[120 empty] | 7.3.3.17.5 (Remote Grid) Updates to grid topology to minimize risk of ignition in HFTDs Remote GridWLDFRWire-to-wire contactAggregated | WLDFR | HFTD - Distribution - Tier 2 - 5QU CoRE ¦ 1QU LoRE | Non-Red Flag Warning - Destructive Fires | Wire-to-wire contact | Aggregated | 2038 | 3.6819e-08 | 752.6401 | 2.7711e-05 | 2038 | Mitigation | 0.95 | 45 | 0 | esc | 0.00097009 | 3.5717e-11 | 0.00097009 | 3.5717e-11
[120 empty] | 7.3.3.17.5 (Remote Grid) Updates to grid topology to minimize risk of ignition in HFTDs Remote GridWLDFRWire-to-wire contactAggregated | WLDFR | HFTD - Distribution - Tier 2 - 5QU CoRE ¦ 1QU LoRE | Non-Red Flag Warning - Destructive Fires | Wire-to-wire contact | Aggregated | 2039 | 3.6819e-08 | 752.6401 | 2.7711e-05 | 2039 | Mitigation | 0.95 | 45 | 0 | esc | 0.00097009 | 3.5717e-11 | 0.00097009 | 3.5717e-11
[120 empty] | 7.3.3.17.5 (Remote Grid) Updates to grid topology to minimize risk of ignition in HFTDs Remote GridWLDFRWire-to-wire contactAggregated | WLDFR | HFTD - Distribution - Tier 2 - 5QU CoRE ¦ 1QU LoRE | Non-Red Flag Warning - Destructive Fires | Wire-to-wire contact | Aggregated | 2040 | 3.6819e-08 | 752.6401 | 2.7711e-05 | 2040 | Mitigation | 0.95 | 45 | 0 | esc | 0.00097009 | 3.5717e-11 | 0.00097009 | 3.5717e-11
[120 empty] | 7.3.3.17.5 (Remote Grid) Updates to grid topology to minimize risk of ignition in HFTDs Remote GridWLDFRWire-to-wire contactAggregated | WLDFR | HFTD - Distribution - Tier 2 - 5QU CoRE ¦ 1QU LoRE | Non-Red Flag Warning - Destructive Fires | Wire-to-wire contact | Aggregated | 2041 | 3.6819e-08 | 752.6401 | 2.7711e-05 | 2041 | Mitigation | 0.95 | 45 | 0 | esc | 0.00097009 | 3.5717e-11 | 0.00097009 | 3.5717e-11
[120 empty] | 7.3.3.17.5 (Remote Grid) Updates to grid topology to minimize risk of ignition in HFTDs Remote GridWLDFRWire-to-wire contactAggregated | WLDFR | HFTD - Distribution - Tier 2 - 5QU CoRE ¦ 1QU LoRE | Non-Red Flag Warning - Destructive Fires | Wire-to-wire contact | Aggregated | 2042 | 3.6819e-08 | 752.6401 | 2.7711e-05 | 2042 | Mitigation | 0.95 | 45 | 0 | esc | 0.00097009 | 3.5717e-11 | 0.00097009 | 3.5717e-11
[120 empty] | 7.3.3.17.5 (Remote Grid) Updates to grid topology to minimize risk of ignition in HFTDs Remote GridWLDFRWire-to-wire contactAggregated | WLDFR | HFTD - Distribution - Tier 2 - 5QU CoRE ¦ 1QU LoRE | Non-Red Flag Warning - Destructive Fires | Wire-to-wire contact | Aggregated | 2043 | 3.6819e-08 | 752.6401 | 2.7711e-05 | 2043 | Mitigation | 0.95 | 45 | 0 | esc | 0.00097009 | 3.5717e-11 | 0.00097009 | 3.5717e-11
[120 empty] | 7.3.3.17.5 (Remote Grid) Updates to grid topology to minimize risk of ignition in HFTDs Remote GridWLDFRWire-to-wire contactAggregated | WLDFR | HFTD - Distribution - Tier 2 - 5QU CoRE ¦ 1QU LoRE | Non-Red Flag Warning - Destructive Fires | Wire-to-wire contact | Aggregated | 2044 | 3.6819e-08 | 752.6401 | 2.7711e-05 | 2044 | Mitigation | 0.95 | 45 | 0 | esc | 0.00097009 | 3.5717e-11 | 0.00097009 | 3.5717e-11
[120 empty] | 7.3.3.17.5 (Remote Grid) Updates to grid topology to minimize risk of ignition in HFTDs Remote GridWLDFRWire-to-wire contactAggregated | WLDFR | HFTD - Distribution - Tier 2 - 5QU CoRE ¦ 1QU LoRE | Non-Red Flag Warning - Destructive Fires | Wire-to-wire contact | Aggregated | 2045 | 3.6819e-08 | 752.6401 | 2.7711e-05 | 2045 | Mitigation | 0.95 | 45 | 0 | esc | 0.00097009 | 3.5717e-11 | 0.00097009 | 3.5717e-11
[120 empty] | 7.3.3.17.5 (Remote Grid) Updates to grid topology to minimize risk of ignition in HFTDs Remote GridWLDFRWire-to-wire contactAggregated | WLDFR | HFTD - Distribution - Tier 2 - 5QU CoRE ¦ 1QU LoRE | Non-Red Flag Warning - Destructive Fires | Wire-to-wire contact | Aggregated | 2046 | 3.6819e-08 | 752.6401 | 2.7711e-05 | 2046 | Mitigation | 0.95 | 45 | 0 | esc | 0.00097009 | 3.5717e-11 | 0.00097009 | 3.5717e-11
[120 empty] | 7.3.3.17.5 (Remote Grid) Updates to grid topology to minimize risk of ignition in HFTDs Remote GridWLDFRWire-to-wire contactAggregated | WLDFR | HFTD - Distribution - Tier 2 - 5QU CoRE ¦ 1QU LoRE | Non-Red Flag Warning - Destructive Fires | Wire-to-wire contact | Aggregated | 2047 | 3.6819e-08 | 752.6401 | 2.7711e-05 | 2047 | Mitigation | 0.95 | 45 | 0 | esc | 0.00097009 | 3.5717e-11 | 0.00097009 | 3.5717e-11
[120 empty] | 7.3.3.17.5 (Remote Grid) Updates to grid topology to minimize risk of ignition in HFTDs Remote GridWLDFRWire-to-wire contactAggregated | WLDFR | HFTD - Distribution - Tier 2 - 5QU CoRE ¦ 1QU LoRE | Non-Red Flag Warning - Destructive Fires | Wire-to-wire contact | Aggregated | 2048 | 3.6819e-08 | 752.6401 | 2.7711e-05 | 2048 | Mitigation | 0.95 | 45 | 0 | esc | 0.00097009 | 3.5717e-11 | 0.00097009 | 3.5717e-11
[120 empty] | 7.3.3.17.5 (Remote Grid) Updates to grid topology to minimize risk of ignition in HFTDs Remote GridWLDFRWire-to-wire contactAggregated | WLDFR | HFTD - Distribution - Tier 2 - 5QU CoRE ¦ 1QU LoRE | Non-Red Flag Warning - Destructive Fires | Wire-to-wire contact | Aggregated | 2049 | 3.6819e-08 | 752.6401 | 2.7711e-05 | 2049 | Mitigation | 0.95 | 45 | 0 | esc | 0.00097009 | 3.5717e-11 | 0.00097009 | 3.5717e-11
[120 empty] | 7.3.3.17.5 (Remote Grid) Updates to grid topology to minimize risk of ignition in HFTDs Remote GridWLDFRWire-to-wire contactAggregated | WLDFR | HFTD - Distribution - Tier 2 - 5QU CoRE ¦ 1QU LoRE | Non-Red Flag Warning - Destructive Fires | Wire-to-wire contact | Aggregated | 2050 | 3.6819e-08 | 752.6401 | 2.7711e-05 | 2050 | Mitigation | 0.95 | 45 | 0 | esc | 0.00097009 | 3.5717e-11 | 0.00097009 | 3.5717e-11
[120 empty] | 7.3.3.17.5 (Remote Grid) Updates to grid topology to minimize risk of ignition in HFTDs Remote GridWLDFRWire-to-wire contactAggregated | WLDFR | HFTD - Distribution - Tier 2 - 5QU CoRE ¦ 1QU LoRE | Non-Red Flag Warning - Destructive Fires | Wire-to-wire contact | Aggregated | 2051 | 3.6819e-08 | 752.6401 | 2.7711e-05 | 2051 | Mitigation | 0.95 | 45 | 0 | esc | 0.00097009 | 3.5717e-11 | 0.00097009 | 3.5717e-11
[120 empty] | 7.3.3.17.5 (Remote Grid) Updates to grid topology to minimize risk of ignition in HFTDs Remote GridWLDFRWire-to-wire contactAggregated | WLDFR | HFTD - Distribution - Tier 2 - 5QU CoRE ¦ 1QU LoRE | Non-Red Flag Warning - Destructive Fires | Wire-to-wire contact | Aggregated | 2052 | 3.6819e-08 | 752.6401 | 2.7711e-05 | 2052 | Mitigation | 0.95 | 45 | 0 | esc | 0.00097009 | 3.5717e-11 | 0.00097009 | 3.5717e-11
[120 empty] | 7.3.3.17.5 (Remote Grid) Updates to grid topology to minimize risk of ignition in HFTDs Remote GridWLDFRWire-to-wire contactAggregated | WLDFR | HFTD - Distribution - Tier 2 - 5QU CoRE ¦ 1QU LoRE | Non-Red Flag Warning - Destructive Fires | Wire-to-wire contact | Aggregated | 2053 | 3.6819e-08 | 752.6401 | 2.7711e-05 | 2053 | Mitigation | 0.95 | 45 | 0 | esc | 0.00097009 | 3.5717e-11 | 0.00097009 | 3.5717e-11
[120 empty] | 7.3.3.17.5 (Remote Grid) Updates to grid topology to minimize risk of ignition in HFTDs Remote GridWLDFRWire-to-wire contactAggregated | WLDFR | HFTD - Distribution - Tier 2 - 5QU CoRE ¦ 1QU LoRE | Non-Red Flag Warning - Destructive Fires | Wire-to-wire contact | Aggregated | 2054 | 3.6819e-08 | 752.6401 | 2.7711e-05 | 2054 | Mitigation | 0.95 | 45 | 0 | esc | 0.00097009 | 3.5717e-11 | 0.00097009 | 3.5717e-11
[120 empty] | 7.3.3.17.5 (Remote Grid) Updates to grid topology to minimize risk of ignition in HFTDs Remote GridWLDFRWire-to-wire contactAggregated | WLDFR | HFTD - Distribution - Tier 2 - 5QU CoRE ¦ 1QU LoRE | Non-Red Flag Warning - Destructive Fires | Wire-to-wire contact | Aggregated | 2055 | 3.6819e-08 | 752.6401 | 2.7711e-05 | 2055 | Mitigation | 0.95 | 45 | 0 | esc | 0.00097009 | 3.5717e-11 | 0.00097009 | 3.5717e-11
[120 empty] | 7.3.3.17.5 (Remote Grid) Updates to grid topology to minimize risk of ignition in HFTDs Remote GridWLDFRWire-to-wire contactAggregated | WLDFR | HFTD - Distribution - Tier 2 - 5QU CoRE ¦ 1QU LoRE | Non-Red Flag Warning - Destructive Fires | Wire-to-wire contact | Aggregated | 2056 | 3.6819e-08 | 752.6401 | 2.7711e-05 | 2056 | Mitigation | 0.95 | 45 | 0 | esc | 0.00097009 | 3.5717e-11 | 0.00097009 | 3.5717e-11
[120 empty] | 7.3.3.17.5 (Remote Grid) Updates to grid topology to minimize risk of ignition in HFTDs Remote GridWLDFRWire-to-wire contactAggregated | WLDFR | HFTD - Distribution - Tier 2 - 5QU CoRE ¦ 1QU LoRE | Non-Red Flag Warning - Destructive Fires | Wire-to-wire contact | Aggregated | 2057 | 3.6819e-08 | 752.6401 | 2.7711e-05 | 2057 | Mitigation | 0.95 | 45 | 0 | esc | 0.00097009 | 3.5717e-11 | 0.00097009 | 3.5717e-11
[120 empty] | 7.3.3.17.5 (Remote Grid) Updates to grid topology to minimize risk of ignition in HFTDs Remote GridWLDFRWire-to-wire contactAggregated | WLDFR | HFTD - Distribution - Tier 2 - 5QU CoRE ¦ 1QU LoRE | Non-Red Flag Warning - Destructive Fires | Wire-to-wire contact | Aggregated | 2058 | 3.6819e-08 | 752.6401 | 2.7711e-05 | 2058 | Mitigation | 0.95 | 45 | 0 | esc | 0.00097009 | 3.5717e-11 | 0.00097009 | 3.5717e-11
[120 empty] | 7.3.3.17.5 (Remote Grid) Updates to grid topology to minimize risk of ignition in HFTDs Remote GridWLDFRWire-to-wire contactAggregated | WLDFR | HFTD - Distribution - Tier 2 - 5QU CoRE ¦ 1QU LoRE | Non-Red Flag Warning - Destructive Fires | Wire-to-wire contact | Aggregated | 2059 | 3.6819e-08 | 752.6401 | 2.7711e-05 | 2059 | Mitigation | 0.95 | 45 | 0 | esc | 0.00097009 | 3.5717e-11 | 0.00097009 | 3.5717e-11
[120 empty] | 7.3.3.17.5 (Remote Grid) Updates to grid topology to minimize risk of ignition in HFTDs Remote GridWLDFRWire-to-wire contactAggregated | WLDFR | HFTD - Distribution - Tier 2 - 5QU CoRE ¦ 1QU LoRE | Non-Red Flag Warning - Destructive Fires | Wire-to-wire contact | Aggregated | 2060 | 3.6819e-08 | 752.6401 | 2.7711e-05 | 2060 | Mitigation | 0.95 | 45 | 0 | esc | 0.00097009 | 3.5717e-11 | 0.00097009 | 3.5717e-11
[120 empty] | 7.3.3.17.5 (Remote Grid) Updates to grid topology to minimize risk of ignition in HFTDs Remote GridWLDFRWire-to-wire contactAggregated | WLDFR | HFTD - Distribution - Tier 2 - 5QU CoRE ¦ 1QU LoRE | Non-Red Flag Warning - Destructive Fires | Wire-to-wire contact | Aggregated | 2061 | 3.6819e-08 | 752.6401 | 2.7711e-05 | 2061 | Mitigation | 0.95 | 45 | 0 | esc | 0.00097009 | 3.5717e-11 | 0.00097009 | 3.5717e-11
[120 empty] | 7.3.3.17.5 (Remote Grid) Updates to grid topology to minimize risk of ignition in HFTDs Remote GridWLDFRWire-to-wire contactAggregated | WLDFR | HFTD - Distribution - Tier 2 - 5QU CoRE ¦ 1QU LoRE | Non-Red Flag Warning - Destructive Fires | Wire-to-wire contact | Aggregated | 2062 | 3.6819e-08 | 752.6401 | 2.7711e-05 | 2062 | Mitigation | 0.95 | 45 | 0 | esc | 0.00097009 | 3.5717e-11 | 0.00097009 | 3.5717e-11
[120 empty] | 7.3.3.17.5 (Remote Grid) Updates to grid topology to minimize risk of ignition in HFTDs Remote GridWLDFRWire-to-wire contactAggregated | WLDFR | HFTD - Distribution - Tier 2 - 5QU CoRE ¦ 1QU LoRE | Non-Red Flag Warning - Destructive Fires | Wire-to-wire contact | Aggregated | 2063 | 3.6819e-08 | 752.6401 | 2.7711e-05 | 2063 | Mitigation | 0.95 | 45 | 0 | esc | 0.00097009 | 3.5717e-11 | 0.00097009 | 3.5717e-11
[120 empty] | 7.3.3.17.5 (Remote Grid) Updates to grid topology to minimize risk of ignition in HFTDs Remote GridWLDFRWire-to-wire contactAggregated | WLDFR | HFTD - Distribution - Tier 2 - 5QU CoRE ¦ 1QU LoRE | Non-Red Flag Warning - Destructive Fires | Wire-to-wire contact | Aggregated | 2064 | 3.6819e-08 | 752.6401 | 2.7711e-05 | 2064 | Mitigation | 0.95 | 45 | 0 | esc | 0.00097009 | 3.5717e-11 | 0.00097009 | 3.5717e-11
[120 empty] | 7.3.3.17.5 (Remote Grid) Updates to grid topology to minimize risk of ignition in HFTDs Remote GridWLDFRWire-to-wire contactAggregated | WLDFR | HFTD - Distribution - Tier 2 - 5QU CoRE ¦ 1QU LoRE | Non-Red Flag Warning - Destructive Fires | Wire-to-wire contact | Aggregated | 2065 | 3.6819e-08 | 752.6401 | 2.7711e-05 | 2065 | Mitigation | 0.95 | 45 | 0 | esc | 0.00097009 | 3.5717e-11 | 0.00097009 | 3.5717e-11
[120 empty] | 7.3.3.17.5 (Remote Grid) Updates to grid topology to minimize risk of ignition in HFTDs Remote GridWLDFRWire-to-wire contactAggregated | WLDFR | HFTD - Distribution - Tier 2 - 5QU CoRE ¦ 1QU LoRE | Non-Red Flag Warning - Destructive Fires | Wire-to-wire contact | Aggregated | 2066 | 3.6819e-08 | 752.6401 | 2.7711e-05 | 2066 | Mitigation | 0.95 | 45 | 0 | esc | 0.00097009 | 3.5717e-11 | 0.00097009 | 3.5717e-11
[120 empty] | 7.3.3.17.5 (Remote Grid) Updates to grid topology to minimize risk of ignition in HFTDs Remote GridWLDFRWire-to-wire contactAggregated | WLDFR | HFTD - Distribution - Tier 2 - 5QU CoRE ¦ 1QU LoRE | Non-Red Flag Warning - Destructive Fires | Wire-to-wire contact | Aggregated | 2067 | 3.6819e-08 | 752.6401 | 2.7711e-05 | 2067 | Mitigation | 0.95 | 45 | 0 | esc | 0 | 0 | 0.00097009 | 3.5717e-11
[120 empty] | 7.3.3.17.5 (Remote Grid) Updates to grid topology to minimize risk of ignition in HFTDs Remote GridWLDFRContact from objectAggregated | WLDFR | HFTD - Distribution - Tier 2 - 5QU CoRE ¦ 1QU LoRE | Non-Red Flag Warning - Large Fires | Contact from object | Aggregated | 2022 | 8.9845e-06 | 752.6401 | 0.0067621 | 2022 | Mitigation | 0.95 | 45 | 0 | esc | 0.00097009 | 8.7157e-09 | 0 | 0
[120 empty] | 7.3.3.17.5 (Remote Grid) Updates to grid topology to minimize risk of ignition in HFTDs Remote GridWLDFRContact from objectAggregated | WLDFR | HFTD - Distribution - Tier 2 - 5QU CoRE ¦ 1QU LoRE | Non-Red Flag Warning - Large Fires | Contact from object | Aggregated | 2023 | 8.9845e-06 | 752.6401 | 0.0067621 | 2023 | Mitigation | 0.95 | 45 | 0 | esc | 0.00097009 | 8.7157e-09 | 0.00097009 | 8.7157e-09
[120 empty] | 7.3.3.17.5 (Remote Grid) Updates to grid topology to minimize risk of ignition in HFTDs Remote GridWLDFRContact from objectAggregated | WLDFR | HFTD - Distribution - Tier 2 - 5QU CoRE ¦ 1QU LoRE | Non-Red Flag Warning - Large Fires | Contact from object | Aggregated | 2024 | 8.9845e-06 | 752.6401 | 0.0067621 | 2024 | Mitigation | 0.95 | 45 | 0 | esc | 0.00097009 | 8.7157e-09 | 0.00097009 | 8.7157e-09
[120 empty] | 7.3.3.17.5 (Remote Grid) Updates to grid topology to minimize risk of ignition in HFTDs Remote GridWLDFRContact from objectAggregated | WLDFR | HFTD - Distribution - Tier 2 - 5QU CoRE ¦ 1QU LoRE | Non-Red Flag Warning - Large Fires | Contact from object | Aggregated | 2025 | 8.9845e-06 | 752.6401 | 0.0067621 | 2025 | Mitigation | 0.95 | 45 | 0 | esc | 0.00097009 | 8.7157e-09 | 0.00097009 | 8.7157e-09
[120 empty] | 7.3.3.17.5 (Remote Grid) Updates to grid topology to minimize risk of ignition in HFTDs Remote GridWLDFRContact from objectAggregated | WLDFR | HFTD - Distribution - Tier 2 - 5QU CoRE ¦ 1QU LoRE | Non-Red Flag Warning - Large Fires | Contact from object | Aggregated | 2026 | 8.9845e-06 | 752.6401 | 0.0067621 | 2026 | Mitigation | 0.95 | 45 | 0 | esc | 0.00097009 | 8.7157e-09 | 0.00097009 | 8.7157e-09
[120 empty] | 7.3.3.17.5 (Remote Grid) Updates to grid topology to minimize risk of ignition in HFTDs Remote GridWLDFRContact from objectAggregated | WLDFR | HFTD - Distribution - Tier 2 - 5QU CoRE ¦ 1QU LoRE | Non-Red Flag Warning - Large Fires | Contact from object | Aggregated | 2027 | 8.9845e-06 | 752.6401 | 0.0067621 | 2027 | Mitigation | 0.95 | 45 | 0 | esc | 0.00097009 | 8.7157e-09 | 0.00097009 | 8.7157e-09
[120 empty] | 7.3.3.17.5 (Remote Grid) Updates to grid topology to minimize risk of ignition in HFTDs Remote GridWLDFRContact from objectAggregated | WLDFR | HFTD - Distribution - Tier 2 - 5QU CoRE ¦ 1QU LoRE | Non-Red Flag Warning - Large Fires | Contact from object | Aggregated | 2028 | 8.9845e-06 | 752.6401 | 0.0067621 | 2028 | Mitigation | 0.95 | 45 | 0 | esc | 0.00097009 | 8.7157e-09 | 0.00097009 | 8.7157e-09
[120 empty] | 7.3.3.17.5 (Remote Grid) Updates to grid topology to minimize risk of ignition in HFTDs Remote GridWLDFRContact from objectAggregated | WLDFR | HFTD - Distribution - Tier 2 - 5QU CoRE ¦ 1QU LoRE | Non-Red Flag Warning - Large Fires | Contact from object | Aggregated | 2029 | 8.9845e-06 | 752.6401 | 0.0067621 | 2029 | Mitigation | 0.95 | 45 | 0 | esc | 0.00097009 | 8.7157e-09 | 0.00097009 | 8.7157e-09
[120 empty] | 7.3.3.17.5 (Remote Grid) Updates to grid topology to minimize risk of ignition in HFTDs Remote GridWLDFRContact from objectAggregated | WLDFR | HFTD - Distribution - Tier 2 - 5QU CoRE ¦ 1QU LoRE | Non-Red Flag Warning - Large Fires | Contact from object | Aggregated | 2030 | 8.9845e-06 | 752.6401 | 0.0067621 | 2030 | Mitigation | 0.95 | 45 | 0 | esc | 0.00097009 | 8.7157e-09 | 0.00097009 | 8.7157e-09
[120 empty] | 7.3.3.17.5 (Remote Grid) Updates to grid topology to minimize risk of ignition in HFTDs Remote GridWLDFRContact from objectAggregated | WLDFR | HFTD - Distribution - Tier 2 - 5QU CoRE ¦ 1QU LoRE | Non-Red Flag Warning - Large Fires | Contact from object | Aggregated | 2031 | 8.9845e-06 | 752.6401 | 0.0067621 | 2031 | Mitigation | 0.95 | 45 | 0 | esc | 0.00097009 | 8.7157e-09 | 0.00097009 | 8.7157e-09
[120 empty] | 7.3.3.17.5 (Remote Grid) Updates to grid topology to minimize risk of ignition in HFTDs Remote GridWLDFRContact from objectAggregated | WLDFR | HFTD - Distribution - Tier 2 - 5QU CoRE ¦ 1QU LoRE | Non-Red Flag Warning - Large Fires | Contact from object | Aggregated | 2032 | 8.9845e-06 | 752.6401 | 0.0067621 | 2032 | Mitigation | 0.95 | 45 | 0 | esc | 0.00097009 | 8.7157e-09 | 0.00097009 | 8.7157e-09
[120 empty] | 7.3.3.17.5 (Remote Grid) Updates to grid topology to minimize risk of ignition in HFTDs Remote GridWLDFRContact from objectAggregated | WLDFR | HFTD - Distribution - Tier 2 - 5QU CoRE ¦ 1QU LoRE | Non-Red Flag Warning - Large Fires | Contact from object | Aggregated | 2033 | 8.9845e-06 | 752.6401 | 0.0067621 | 2033 | Mitigation | 0.95 | 45 | 0 | esc | 0.00097009 | 8.7157e-09 | 0.00097009 | 8.7157e-09
[120 empty] | 7.3.3.17.5 (Remote Grid) Updates to grid topology to minimize risk of ignition in HFTDs Remote GridWLDFRContact from objectAggregated | WLDFR | HFTD - Distribution - Tier 2 - 5QU CoRE ¦ 1QU LoRE | Non-Red Flag Warning - Large Fires | Contact from object | Aggregated | 2034 | 8.9845e-06 | 752.6401 | 0.0067621 | 2034 | Mitigation | 0.95 | 45 | 0 | esc | 0.00097009 | 8.7157e-09 | 0.00097009 | 8.7157e-09
[120 empty] | 7.3.3.17.5 (Remote Grid) Updates to grid topology to minimize risk of ignition in HFTDs Remote GridWLDFRContact from objectAggregated | WLDFR | HFTD - Distribution - Tier 2 - 5QU CoRE ¦ 1QU LoRE | Non-Red Flag Warning - Large Fires | Contact from object | Aggregated | 2035 | 8.9845e-06 | 752.6401 | 0.0067621 | 2035 | Mitigation | 0.95 | 45 | 0 | esc | 0.00097009 | 8.7157e-09 | 0.00097009 | 8.7157e-09
[120 empty] | 7.3.3.17.5 (Remote Grid) Updates to grid topology to minimize risk of ignition in HFTDs Remote GridWLDFRContact from objectAggregated | WLDFR | HFTD - Distribution - Tier 2 - 5QU CoRE ¦ 1QU LoRE | Non-Red Flag Warning - Large Fires | Contact from object | Aggregated | 2036 | 8.9845e-06 | 752.6401 | 0.0067621 | 2036 | Mitigation | 0.95 | 45 | 0 | esc | 0.00097009 | 8.7157e-09 | 0.00097009 | 8.7157e-09
[120 empty] | 7.3.3.17.5 (Remote Grid) Updates to grid topology to minimize risk of ignition in HFTDs Remote GridWLDFRContact from objectAggregated | WLDFR | HFTD - Distribution - Tier 2 - 5QU CoRE ¦ 1QU LoRE | Non-Red Flag Warning - Large Fires | Contact from object | Aggregated | 2037 | 8.9845e-06 | 752.6401 | 0.0067621 | 2037 | Mitigation | 0.95 | 45 | 0 | esc | 0.00097009 | 8.7157e-09 | 0.00097009 | 8.7157e-09
[120 empty] | 7.3.3.17.5 (Remote Grid) Updates to grid topology to minimize risk of ignition in HFTDs Remote GridWLDFRContact from objectAggregated | WLDFR | HFTD - Distribution - Tier 2 - 5QU CoRE ¦ 1QU LoRE | Non-Red Flag Warning - Large Fires | Contact from object | Aggregated | 2038 | 8.9845e-06 | 752.6401 | 0.0067621 | 2038 | Mitigation | 0.95 | 45 | 0 | esc | 0.00097009 | 8.7157e-09 | 0.00097009 | 8.7157e-09
[120 empty] | 7.3.3.17.5 (Remote Grid) Updates to grid topology to minimize risk of ignition in HFTDs Remote GridWLDFRContact from objectAggregated | WLDFR | HFTD - Distribution - Tier 2 - 5QU CoRE ¦ 1QU LoRE | Non-Red Flag Warning - Large Fires | Contact from object | Aggregated | 2039 | 8.9845e-06 | 752.6401 | 0.0067621 | 2039 | Mitigation | 0.95 | 45 | 0 | esc | 0.00097009 | 8.7157e-09 | 0.00097009 | 8.7157e-09
[120 empty] | 7.3.3.17.5 (Remote Grid) Updates to grid topology to minimize risk of ignition in HFTDs Remote GridWLDFRContact from objectAggregated | WLDFR | HFTD - Distribution - Tier 2 - 5QU CoRE ¦ 1QU LoRE | Non-Red Flag Warning - Large Fires | Contact from object | Aggregated | 2040 | 8.9845e-06 | 752.6401 | 0.0067621 | 2040 | Mitigation | 0.95 | 45 | 0 | esc | 0.00097009 | 8.7157e-09 | 0.00097009 | 8.7157e-09
[120 empty] | 7.3.3.17.5 (Remote Grid) Updates to grid topology to minimize risk of ignition in HFTDs Remote GridWLDFRContact from objectAggregated | WLDFR | HFTD - Distribution - Tier 2 - 5QU CoRE ¦ 1QU LoRE | Non-Red Flag Warning - Large Fires | Contact from object | Aggregated | 2041 | 8.9845e-06 | 752.6401 | 0.0067621 | 2041 | Mitigation | 0.95 | 45 | 0 | esc | 0.00097009 | 8.7157e-09 | 0.00097009 | 8.7157e-09
[120 empty] | 7.3.3.17.5 (Remote Grid) Updates to grid topology to minimize risk of ignition in HFTDs Remote GridWLDFRContact from objectAggregated | WLDFR | HFTD - Distribution - Tier 2 - 5QU CoRE ¦ 1QU LoRE | Non-Red Flag Warning - Large Fires | Contact from object | Aggregated | 2042 | 8.9845e-06 | 752.6401 | 0.0067621 | 2042 | Mitigation | 0.95 | 45 | 0 | esc | 0.00097009 | 8.7157e-09 | 0.00097009 | 8.7157e-09
[120 empty] | 7.3.3.17.5 (Remote Grid) Updates to grid topology to minimize risk of ignition in HFTDs Remote GridWLDFRContact from objectAggregated | WLDFR | HFTD - Distribution - Tier 2 - 5QU CoRE ¦ 1QU LoRE | Non-Red Flag Warning - Large Fires | Contact from object | Aggregated | 2043 | 8.9845e-06 | 752.6401 | 0.0067621 | 2043 | Mitigation | 0.95 | 45 | 0 | esc | 0.00097009 | 8.7157e-09 | 0.00097009 | 8.7157e-09
[120 empty] | 7.3.3.17.5 (Remote Grid) Updates to grid topology to minimize risk of ignition in HFTDs Remote GridWLDFRContact from objectAggregated | WLDFR | HFTD - Distribution - Tier 2 - 5QU CoRE ¦ 1QU LoRE | Non-Red Flag Warning - Large Fires | Contact from object | Aggregated | 2044 | 8.9845e-06 | 752.6401 | 0.0067621 | 2044 | Mitigation | 0.95 | 45 | 0 | esc | 0.00097009 | 8.7157e-09 | 0.00097009 | 8.7157e-09
[120 empty] | 7.3.3.17.5 (Remote Grid) Updates to grid topology to minimize risk of ignition in HFTDs Remote GridWLDFRContact from objectAggregated | WLDFR | HFTD - Distribution - Tier 2 - 5QU CoRE ¦ 1QU LoRE | Non-Red Flag Warning - Large Fires | Contact from object | Aggregated | 2045 | 8.9845e-06 | 752.6401 | 0.0067621 | 2045 | Mitigation | 0.95 | 45 | 0 | esc | 0.00097009 | 8.7157e-09 | 0.00097009 | 8.7157e-09
[120 empty] | 7.3.3.17.5 (Remote Grid) Updates to grid topology to minimize risk of ignition in HFTDs Remote GridWLDFRContact from objectAggregated | WLDFR | HFTD - Distribution - Tier 2 - 5QU CoRE ¦ 1QU LoRE | Non-Red Flag Warning - Large Fires | Contact from object | Aggregated | 2046 | 8.9845e-06 | 752.6401 | 0.0067621 | 2046 | Mitigation | 0.95 | 45 | 0 | esc | 0.00097009 | 8.7157e-09 | 0.00097009 | 8.7157e-09
[120 empty] | 7.3.3.17.5 (Remote Grid) Updates to grid topology to minimize risk of ignition in HFTDs Remote GridWLDFRContact from objectAggregated | WLDFR | HFTD - Distribution - Tier 2 - 5QU CoRE ¦ 1QU LoRE | Non-Red Flag Warning - Large Fires | Contact from object | Aggregated | 2047 | 8.9845e-06 | 752.6401 | 0.0067621 | 2047 | Mitigation | 0.95 | 45 | 0 | esc | 0.00097009 | 8.7157e-09 | 0.00097009 | 8.7157e-09
[120 empty] | 7.3.3.17.5 (Remote Grid) Updates to grid topology to minimize risk of ignition in HFTDs Remote GridWLDFRContact from objectAggregated | WLDFR | HFTD - Distribution - Tier 2 - 5QU CoRE ¦ 1QU LoRE | Non-Red Flag Warning - Large Fires | Contact from object | Aggregated | 2048 | 8.9845e-06 | 752.6401 | 0.0067621 | 2048 | Mitigation | 0.95 | 45 | 0 | esc | 0.00097009 | 8.7157e-09 | 0.00097009 | 8.7157e-09
[120 empty] | 7.3.3.17.5 (Remote Grid) Updates to grid topology to minimize risk of ignition in HFTDs Remote GridWLDFRContact from objectAggregated | WLDFR | HFTD - Distribution - Tier 2 - 5QU CoRE ¦ 1QU LoRE | Non-Red Flag Warning - Large Fires | Contact from object | Aggregated | 2049 | 8.9845e-06 | 752.6401 | 0.0067621 | 2049 | Mitigation | 0.95 | 45 | 0 | esc | 0.00097009 | 8.7157e-09 | 0.00097009 | 8.7157e-09
[120 empty] | 7.3.3.17.5 (Remote Grid) Updates to grid topology to minimize risk of ignition in HFTDs Remote GridWLDFRContact from objectAggregated | WLDFR | HFTD - Distribution - Tier 2 - 5QU CoRE ¦ 1QU LoRE | Non-Red Flag Warning - Large Fires | Contact from object | Aggregated | 2050 | 8.9845e-06 | 752.6401 | 0.0067621 | 2050 | Mitigation | 0.95 | 45 | 0 | esc | 0.00097009 | 8.7157e-09 | 0.00097009 | 8.7157e-09
[120 empty] | 7.3.3.17.5 (Remote Grid) Updates to grid topology to minimize risk of ignition in HFTDs Remote GridWLDFRContact from objectAggregated | WLDFR | HFTD - Distribution - Tier 2 - 5QU CoRE ¦ 1QU LoRE | Non-Red Flag Warning - Large Fires | Contact from object | Aggregated | 2051 | 8.9845e-06 | 752.6401 | 0.0067621 | 2051 | Mitigation | 0.95 | 45 | 0 | esc | 0.00097009 | 8.7157e-09 | 0.00097009 | 8.7157e-09
[120 empty] | 7.3.3.17.5 (Remote Grid) Updates to grid topology to minimize risk of ignition in HFTDs Remote GridWLDFRContact from objectAggregated | WLDFR | HFTD - Distribution - Tier 2 - 5QU CoRE ¦ 1QU LoRE | Non-Red Flag Warning - Large Fires | Contact from object | Aggregated | 2052 | 8.9845e-06 | 752.6401 | 0.0067621 | 2052 | Mitigation | 0.95 | 45 | 0 | esc | 0.00097009 | 8.7157e-09 | 0.00097009 | 8.7157e-09
[120 empty] | 7.3.3.17.5 (Remote Grid) Updates to grid topology to minimize risk of ignition in HFTDs Remote GridWLDFRContact from objectAggregated | WLDFR | HFTD - Distribution - Tier 2 - 5QU CoRE ¦ 1QU LoRE | Non-Red Flag Warning - Large Fires | Contact from object | Aggregated | 2053 | 8.9845e-06 | 752.6401 | 0.0067621 | 2053 | Mitigation | 0.95 | 45 | 0 | esc | 0.00097009 | 8.7157e-09 | 0.00097009 | 8.7157e-09
[120 empty] | 7.3.3.17.5 (Remote Grid) Updates to grid topology to minimize risk of ignition in HFTDs Remote GridWLDFRContact from objectAggregated | WLDFR | HFTD - Distribution - Tier 2 - 5QU CoRE ¦ 1QU LoRE | Non-Red Flag Warning - Large Fires | Contact from object | Aggregated | 2054 | 8.9845e-06 | 752.6401 | 0.0067621 | 2054 | Mitigation | 0.95 | 45 | 0 | esc | 0.00097009 | 8.7157e-09 | 0.00097009 | 8.7157e-09
[120 empty] | 7.3.3.17.5 (Remote Grid) Updates to grid topology to minimize risk of ignition in HFTDs Remote GridWLDFRContact from objectAggregated | WLDFR | HFTD - Distribution - Tier 2 - 5QU CoRE ¦ 1QU LoRE | Non-Red Flag Warning - Large Fires | Contact from object | Aggregated | 2055 | 8.9845e-06 | 752.6401 | 0.0067621 | 2055 | Mitigation | 0.95 | 45 | 0 | esc | 0.00097009 | 8.7157e-09 | 0.00097009 | 8.7157e-09
[120 empty] | 7.3.3.17.5 (Remote Grid) Updates to grid topology to minimize risk of ignition in HFTDs Remote GridWLDFRContact from objectAggregated | WLDFR | HFTD - Distribution - Tier 2 - 5QU CoRE ¦ 1QU LoRE | Non-Red Flag Warning - Large Fires | Contact from object | Aggregated | 2056 | 8.9845e-06 | 752.6401 | 0.0067621 | 2056 | Mitigation | 0.95 | 45 | 0 | esc | 0.00097009 | 8.7157e-09 | 0.00097009 | 8.7157e-09
[120 empty] | 7.3.3.17.5 (Remote Grid) Updates to grid topology to minimize risk of ignition in HFTDs Remote GridWLDFRContact from objectAggregated | WLDFR | HFTD - Distribution - Tier 2 - 5QU CoRE ¦ 1QU LoRE | Non-Red Flag Warning - Large Fires | Contact from object | Aggregated | 2057 | 8.9845e-06 | 752.6401 | 0.0067621 | 2057 | Mitigation | 0.95 | 45 | 0 | esc | 0.00097009 | 8.7157e-09 | 0.00097009 | 8.7157e-09
[120 empty] | 7.3.3.17.5 (Remote Grid) Updates to grid topology to minimize risk of ignition in HFTDs Remote GridWLDFRContact from objectAggregated | WLDFR | HFTD - Distribution - Tier 2 - 5QU CoRE ¦ 1QU LoRE | Non-Red Flag Warning - Large Fires | Contact from object | Aggregated | 2058 | 8.9845e-06 | 752.6401 | 0.0067621 | 2058 | Mitigation | 0.95 | 45 | 0 | esc | 0.00097009 | 8.7157e-09 | 0.00097009 | 8.7157e-09
[120 empty] | 7.3.3.17.5 (Remote Grid) Updates to grid topology to minimize risk of ignition in HFTDs Remote GridWLDFRContact from objectAggregated | WLDFR | HFTD - Distribution - Tier 2 - 5QU CoRE ¦ 1QU LoRE | Non-Red Flag Warning - Large Fires | Contact from object | Aggregated | 2059 | 8.9845e-06 | 752.6401 | 0.0067621 | 2059 | Mitigation | 0.95 | 45 | 0 | esc | 0.00097009 | 8.7157e-09 | 0.00097009 | 8.7157e-09
[120 empty] | 7.3.3.17.5 (Remote Grid) Updates to grid topology to minimize risk of ignition in HFTDs Remote GridWLDFRContact from objectAggregated | WLDFR | HFTD - Distribution - Tier 2 - 5QU CoRE ¦ 1QU LoRE | Non-Red Flag Warning - Large Fires | Contact from object | Aggregated | 2060 | 8.9845e-06 | 752.6401 | 0.0067621 | 2060 | Mitigation | 0.95 | 45 | 0 | esc | 0.00097009 | 8.7157e-09 | 0.00097009 | 8.7157e-09
[120 empty] | 7.3.3.17.5 (Remote Grid) Updates to grid topology to minimize risk of ignition in HFTDs Remote GridWLDFRContact from objectAggregated | WLDFR | HFTD - Distribution - Tier 2 - 5QU CoRE ¦ 1QU LoRE | Non-Red Flag Warning - Large Fires | Contact from object | Aggregated | 2061 | 8.9845e-06 | 752.6401 | 0.0067621 | 2061 | Mitigation | 0.95 | 45 | 0 | esc | 0.00097009 | 8.7157e-09 | 0.00097009 | 8.7157e-09
[120 empty] | 7.3.3.17.5 (Remote Grid) Updates to grid topology to minimize risk of ignition in HFTDs Remote GridWLDFRContact from objectAggregated | WLDFR | HFTD - Distribution - Tier 2 - 5QU CoRE ¦ 1QU LoRE | Non-Red Flag Warning - Large Fires | Contact from object | Aggregated | 2062 | 8.9845e-06 | 752.6401 | 0.0067621 | 2062 | Mitigation | 0.95 | 45 | 0 | esc | 0.00097009 | 8.7157e-09 | 0.00097009 | 8.7157e-09
[120 empty] | 7.3.3.17.5 (Remote Grid) Updates to grid topology to minimize risk of ignition in HFTDs Remote GridWLDFRContact from objectAggregated | WLDFR | HFTD - Distribution - Tier 2 - 5QU CoRE ¦ 1QU LoRE | Non-Red Flag Warning - Large Fires | Contact from object | Aggregated | 2063 | 8.9845e-06 | 752.6401 | 0.0067621 | 2063 | Mitigation | 0.95 | 45 | 0 | esc | 0.00097009 | 8.7157e-09 | 0.00097009 | 8.7157e-09
[120 empty] | 7.3.3.17.5 (Remote Grid) Updates to grid topology to minimize risk of ignition in HFTDs Remote GridWLDFRContact from objectAggregated | WLDFR | HFTD - Distribution - Tier 2 - 5QU CoRE ¦ 1QU LoRE | Non-Red Flag Warning - Large Fires | Contact from object | Aggregated | 2064 | 8.9845e-06 | 752.6401 | 0.0067621 | 2064 | Mitigation | 0.95 | 45 | 0 | esc | 0.00097009 | 8.7157e-09 | 0.00097009 | 8.7157e-09
[120 empty] | 7.3.3.17.5 (Remote Grid) Updates to grid topology to minimize risk of ignition in HFTDs Remote GridWLDFRContact from objectAggregated | WLDFR | HFTD - Distribution - Tier 2 - 5QU CoRE ¦ 1QU LoRE | Non-Red Flag Warning - Large Fires | Contact from object | Aggregated | 2065 | 8.9845e-06 | 752.6401 | 0.0067621 | 2065 | Mitigation | 0.95 | 45 | 0 | esc | 0.00097009 | 8.7157e-09 | 0.00097009 | 8.7157e-09
[120 empty] | 7.3.3.17.5 (Remote Grid) Updates to grid topology to minimize risk of ignition in HFTDs Remote GridWLDFRContact from objectAggregated | WLDFR | HFTD - Distribution - Tier 2 - 5QU CoRE ¦ 1QU LoRE | Non-Red Flag Warning - Large Fires | Contact from object | Aggregated | 2066 | 8.9845e-06 | 752.6401 | 0.0067621 | 2066 | Mitigation | 0.95 | 45 | 0 | esc | 0.00097009 | 8.7157e-09 | 0.00097009 | 8.7157e-09
[120 empty] | 7.3.3.17.5 (Remote Grid) Updates to grid topology to minimize risk of ignition in HFTDs Remote GridWLDFRContact from objectAggregated | WLDFR | HFTD - Distribution - Tier 2 - 5QU CoRE ¦ 1QU LoRE | Non-Red Flag Warning - Large Fires | Contact from object | Aggregated | 2067 | 8.9845e-06 | 752.6401 | 0.0067621 | 2067 | Mitigation | 0.95 | 45 | 0 | esc | 0 | 0 | 0.00097009 | 8.7157e-09
[120 empty] | 7.3.3.17.5 (Remote Grid) Updates to grid topology to minimize risk of ignition in HFTDs Remote GridWLDFRContaminationAggregated | WLDFR | HFTD - Distribution - Tier 2 - 5QU CoRE ¦ 1QU LoRE | Non-Red Flag Warning - Large Fires | Contamination | Aggregated | 2022 | 1.4334e-07 | 752.6401 | 0.00010788 | 2022 | Mitigation | 0.95 | 45 | 0 | esc | 0.00097009 | 1.3905e-10 | 0 | 0
[120 empty] | 7.3.3.17.5 (Remote Grid) Updates to grid topology to minimize risk of ignition in HFTDs Remote GridWLDFRContaminationAggregated | WLDFR | HFTD - Distribution - Tier 2 - 5QU CoRE ¦ 1QU LoRE | Non-Red Flag Warning - Large Fires | Contamination | Aggregated | 2023 | 1.4334e-07 | 752.6401 | 0.00010788 | 2023 | Mitigation | 0.95 | 45 | 0 | esc | 0.00097009 | 1.3905e-10 | 0.00097009 | 1.3905e-10
[120 empty] | 7.3.3.17.5 (Remote Grid) Updates to grid topology to minimize risk of ignition in HFTDs Remote GridWLDFRContaminationAggregated | WLDFR | HFTD - Distribution - Tier 2 - 5QU CoRE ¦ 1QU LoRE | Non-Red Flag Warning - Large Fires | Contamination | Aggregated | 2024 | 1.4334e-07 | 752.6401 | 0.00010788 | 2024 | Mitigation | 0.95 | 45 | 0 | esc | 0.00097009 | 1.3905e-10 | 0.00097009 | 1.3905e-10
[120 empty] | 7.3.3.17.5 (Remote Grid) Updates to grid topology to minimize risk of ignition in HFTDs Remote GridWLDFRContaminationAggregated | WLDFR | HFTD - Distribution - Tier 2 - 5QU CoRE ¦ 1QU LoRE | Non-Red Flag Warning - Large Fires | Contamination | Aggregated | 2025 | 1.4334e-07 | 752.6401 | 0.00010788 | 2025 | Mitigation | 0.95 | 45 | 0 | esc | 0.00097009 | 1.3905e-10 | 0.00097009 | 1.3905e-10
[120 empty] | 7.3.3.17.5 (Remote Grid) Updates to grid topology to minimize risk of ignition in HFTDs Remote GridWLDFRContaminationAggregated | WLDFR | HFTD - Distribution - Tier 2 - 5QU CoRE ¦ 1QU LoRE | Non-Red Flag Warning - Large Fires | Contamination | Aggregated | 2026 | 1.4334e-07 | 752.6401 | 0.00010788 | 2026 | Mitigation | 0.95 | 45 | 0 | esc | 0.00097009 | 1.3905e-10 | 0.00097009 | 1.3905e-10
[120 empty] | 7.3.3.17.5 (Remote Grid) Updates to grid topology to minimize risk of ignition in HFTDs Remote GridWLDFRContaminationAggregated | WLDFR | HFTD - Distribution - Tier 2 - 5QU CoRE ¦ 1QU LoRE | Non-Red Flag Warning - Large Fires | Contamination | Aggregated | 2027 | 1.4334e-07 | 752.6401 | 0.00010788 | 2027 | Mitigation | 0.95 | 45 | 0 | esc | 0.00097009 | 1.3905e-10 | 0.00097009 | 1.3905e-10
[120 empty] | 7.3.3.17.5 (Remote Grid) Updates to grid topology to minimize risk of ignition in HFTDs Remote GridWLDFRContaminationAggregated | WLDFR | HFTD - Distribution - Tier 2 - 5QU CoRE ¦ 1QU LoRE | Non-Red Flag Warning - Large Fires | Contamination | Aggregated | 2028 | 1.4334e-07 | 752.6401 | 0.00010788 | 2028 | Mitigation | 0.95 | 45 | 0 | esc | 0.00097009 | 1.3905e-10 | 0.00097009 | 1.3905e-10
[120 empty] | 7.3.3.17.5 (Remote Grid) Updates to grid topology to minimize risk of ignition in HFTDs Remote GridWLDFRContaminationAggregated | WLDFR | HFTD - Distribution - Tier 2 - 5QU CoRE ¦ 1QU LoRE | Non-Red Flag Warning - Large Fires | Contamination | Aggregated | 2029 | 1.4334e-07 | 752.6401 | 0.00010788 | 2029 | Mitigation | 0.95 | 45 | 0 | esc | 0.00097009 | 1.3905e-10 | 0.00097009 | 1.3905e-10
[120 empty] | 7.3.3.17.5 (Remote Grid) Updates to grid topology to minimize risk of ignition in HFTDs Remote GridWLDFRContaminationAggregated | WLDFR | HFTD - Distribution - Tier 2 - 5QU CoRE ¦ 1QU LoRE | Non-Red Flag Warning - Large Fires | Contamination | Aggregated | 2030 | 1.4334e-07 | 752.6401 | 0.00010788 | 2030 | Mitigation | 0.95 | 45 | 0 | esc | 0.00097009 | 1.3905e-10 | 0.00097009 | 1.3905e-10
[120 empty] | 7.3.3.17.5 (Remote Grid) Updates to grid topology to minimize risk of ignition in HFTDs Remote GridWLDFRContaminationAggregated | WLDFR | HFTD - Distribution - Tier 2 - 5QU CoRE ¦ 1QU LoRE | Non-Red Flag Warning - Large Fires | Contamination | Aggregated | 2031 | 1.4334e-07 | 752.6401 | 0.00010788 | 2031 | Mitigation | 0.95 | 45 | 0 | esc | 0.00097009 | 1.3905e-10 | 0.00097009 | 1.3905e-10
[120 empty] | 7.3.3.17.5 (Remote Grid) Updates to grid topology to minimize risk of ignition in HFTDs Remote GridWLDFRContaminationAggregated | WLDFR | HFTD - Distribution - Tier 2 - 5QU CoRE ¦ 1QU LoRE | Non-Red Flag Warning - Large Fires | Contamination | Aggregated | 2032 | 1.4334e-07 | 752.6401 | 0.00010788 | 2032 | Mitigation | 0.95 | 45 | 0 | esc | 0.00097009 | 1.3905e-10 | 0.00097009 | 1.3905e-10
[120 empty] | 7.3.3.17.5 (Remote Grid) Updates to grid topology to minimize risk of ignition in HFTDs Remote GridWLDFRContaminationAggregated | WLDFR | HFTD - Distribution - Tier 2 - 5QU CoRE ¦ 1QU LoRE | Non-Red Flag Warning - Large Fires | Contamination | Aggregated | 2033 | 1.4334e-07 | 752.6401 | 0.00010788 | 2033 | Mitigation | 0.95 | 45 | 0 | esc | 0.00097009 | 1.3905e-10 | 0.00097009 | 1.3905e-10
[120 empty] | 7.3.3.17.5 (Remote Grid) Updates to grid topology to minimize risk of ignition in HFTDs Remote GridWLDFRContaminationAggregated | WLDFR | HFTD - Distribution - Tier 2 - 5QU CoRE ¦ 1QU LoRE | Non-Red Flag Warning - Large Fires | Contamination | Aggregated | 2034 | 1.4334e-07 | 752.6401 | 0.00010788 | 2034 | Mitigation | 0.95 | 45 | 0 | esc | 0.00097009 | 1.3905e-10 | 0.00097009 | 1.3905e-10
[120 empty] | 7.3.3.17.5 (Remote Grid) Updates to grid topology to minimize risk of ignition in HFTDs Remote GridWLDFRContaminationAggregated | WLDFR | HFTD - Distribution - Tier 2 - 5QU CoRE ¦ 1QU LoRE | Non-Red Flag Warning - Large Fires | Contamination | Aggregated | 2035 | 1.4334e-07 | 752.6401 | 0.00010788 | 2035 | Mitigation | 0.95 | 45 | 0 | esc | 0.00097009 | 1.3905e-10 | 0.00097009 | 1.3905e-10
[120 empty] | 7.3.3.17.5 (Remote Grid) Updates to grid topology to minimize risk of ignition in HFTDs Remote GridWLDFRContaminationAggregated | WLDFR | HFTD - Distribution - Tier 2 - 5QU CoRE ¦ 1QU LoRE | Non-Red Flag Warning - Large Fires | Contamination | Aggregated | 2036 | 1.4334e-07 | 752.6401 | 0.00010788 | 2036 | Mitigation | 0.95 | 45 | 0 | esc | 0.00097009 | 1.3905e-10 | 0.00097009 | 1.3905e-10
[120 empty] | 7.3.3.17.5 (Remote Grid) Updates to grid topology to minimize risk of ignition in HFTDs Remote GridWLDFRContaminationAggregated | WLDFR | HFTD - Distribution - Tier 2 - 5QU CoRE ¦ 1QU LoRE | Non-Red Flag Warning - Large Fires | Contamination | Aggregated | 2037 | 1.4334e-07 | 752.6401 | 0.00010788 | 2037 | Mitigation | 0.95 | 45 | 0 | esc | 0.00097009 | 1.3905e-10 | 0.00097009 | 1.3905e-10
[120 empty] | 7.3.3.17.5 (Remote Grid) Updates to grid topology to minimize risk of ignition in HFTDs Remote GridWLDFRContaminationAggregated | WLDFR | HFTD - Distribution - Tier 2 - 5QU CoRE ¦ 1QU LoRE | Non-Red Flag Warning - Large Fires | Contamination | Aggregated | 2038 | 1.4334e-07 | 752.6401 | 0.00010788 | 2038 | Mitigation | 0.95 | 45 | 0 | esc | 0.00097009 | 1.3905e-10 | 0.00097009 | 1.3905e-10
[120 empty] | 7.3.3.17.5 (Remote Grid) Updates to grid topology to minimize risk of ignition in HFTDs Remote GridWLDFRContaminationAggregated | WLDFR | HFTD - Distribution - Tier 2 - 5QU CoRE ¦ 1QU LoRE | Non-Red Flag Warning - Large Fires | Contamination | Aggregated | 2039 | 1.4334e-07 | 752.6401 | 0.00010788 | 2039 | Mitigation | 0.95 | 45 | 0 | esc | 0.00097009 | 1.3905e-10 | 0.00097009 | 1.3905e-10
[120 empty] | 7.3.3.17.5 (Remote Grid) Updates to grid topology to minimize risk of ignition in HFTDs Remote GridWLDFRContaminationAggregated | WLDFR | HFTD - Distribution - Tier 2 - 5QU CoRE ¦ 1QU LoRE | Non-Red Flag Warning - Large Fires | Contamination | Aggregated | 2040 | 1.4334e-07 | 752.6401 | 0.00010788 | 2040 | Mitigation | 0.95 | 45 | 0 | esc | 0.00097009 | 1.3905e-10 | 0.00097009 | 1.3905e-10
[120 empty] | 7.3.3.17.5 (Remote Grid) Updates to grid topology to minimize risk of ignition in HFTDs Remote GridWLDFRContaminationAggregated | WLDFR | HFTD - Distribution - Tier 2 - 5QU CoRE ¦ 1QU LoRE | Non-Red Flag Warning - Large Fires | Contamination | Aggregated | 2041 | 1.4334e-07 | 752.6401 | 0.00010788 | 2041 | Mitigation | 0.95 | 45 | 0 | esc | 0.00097009 | 1.3905e-10 | 0.00097009 | 1.3905e-10
[120 empty] | 7.3.3.17.5 (Remote Grid) Updates to grid topology to minimize risk of ignition in HFTDs Remote GridWLDFRContaminationAggregated | WLDFR | HFTD - Distribution - Tier 2 - 5QU CoRE ¦ 1QU LoRE | Non-Red Flag Warning - Large Fires | Contamination | Aggregated | 2042 | 1.4334e-07 | 752.6401 | 0.00010788 | 2042 | Mitigation | 0.95 | 45 | 0 | esc | 0.00097009 | 1.3905e-10 | 0.00097009 | 1.3905e-10
[120 empty] | 7.3.3.17.5 (Remote Grid) Updates to grid topology to minimize risk of ignition in HFTDs Remote GridWLDFRContaminationAggregated | WLDFR | HFTD - Distribution - Tier 2 - 5QU CoRE ¦ 1QU LoRE | Non-Red Flag Warning - Large Fires | Contamination | Aggregated | 2043 | 1.4334e-07 | 752.6401 | 0.00010788 | 2043 | Mitigation | 0.95 | 45 | 0 | esc | 0.00097009 | 1.3905e-10 | 0.00097009 | 1.3905e-10
[120 empty] | 7.3.3.17.5 (Remote Grid) Updates to grid topology to minimize risk of ignition in HFTDs Remote GridWLDFRContaminationAggregated | WLDFR | HFTD - Distribution - Tier 2 - 5QU CoRE ¦ 1QU LoRE | Non-Red Flag Warning - Large Fires | Contamination | Aggregated | 2044 | 1.4334e-07 | 752.6401 | 0.00010788 | 2044 | Mitigation | 0.95 | 45 | 0 | esc | 0.00097009 | 1.3905e-10 | 0.00097009 | 1.3905e-10
[120 empty] | 7.3.3.17.5 (Remote Grid) Updates to grid topology to minimize risk of ignition in HFTDs Remote GridWLDFRContaminationAggregated | WLDFR | HFTD - Distribution - Tier 2 - 5QU CoRE ¦ 1QU LoRE | Non-Red Flag Warning - Large Fires | Contamination | Aggregated | 2045 | 1.4334e-07 | 752.6401 | 0.00010788 | 2045 | Mitigation | 0.95 | 45 | 0 | esc | 0.00097009 | 1.3905e-10 | 0.00097009 | 1.3905e-10
[120 empty] | 7.3.3.17.5 (Remote Grid) Updates to grid topology to minimize risk of ignition in HFTDs Remote GridWLDFRContaminationAggregated | WLDFR | HFTD - Distribution - Tier 2 - 5QU CoRE ¦ 1QU LoRE | Non-Red Flag Warning - Large Fires | Contamination | Aggregated | 2046 | 1.4334e-07 | 752.6401 | 0.00010788 | 2046 | Mitigation | 0.95 | 45 | 0 | esc | 0.00097009 | 1.3905e-10 | 0.00097009 | 1.3905e-10
[120 empty] | 7.3.3.17.5 (Remote Grid) Updates to grid topology to minimize risk of ignition in HFTDs Remote GridWLDFRContaminationAggregated | WLDFR | HFTD - Distribution - Tier 2 - 5QU CoRE ¦ 1QU LoRE | Non-Red Flag Warning - Large Fires | Contamination | Aggregated | 2047 | 1.4334e-07 | 752.6401 | 0.00010788 | 2047 | Mitigation | 0.95 | 45 | 0 | esc | 0.00097009 | 1.3905e-10 | 0.00097009 | 1.3905e-10
[120 empty] | 7.3.3.17.5 (Remote Grid) Updates to grid topology to minimize risk of ignition in HFTDs Remote GridWLDFRContaminationAggregated | WLDFR | HFTD - Distribution - Tier 2 - 5QU CoRE ¦ 1QU LoRE | Non-Red Flag Warning - Large Fires | Contamination | Aggregated | 2048 | 1.4334e-07 | 752.6401 | 0.00010788 | 2048 | Mitigation | 0.95 | 45 | 0 | esc | 0.00097009 | 1.3905e-10 | 0.00097009 | 1.3905e-10
[120 empty] | 7.3.3.17.5 (Remote Grid) Updates to grid topology to minimize risk of ignition in HFTDs Remote GridWLDFRContaminationAggregated | WLDFR | HFTD - Distribution - Tier 2 - 5QU CoRE ¦ 1QU LoRE | Non-Red Flag Warning - Large Fires | Contamination | Aggregated | 2049 | 1.4334e-07 | 752.6401 | 0.00010788 | 2049 | Mitigation | 0.95 | 45 | 0 | esc | 0.00097009 | 1.3905e-10 | 0.00097009 | 1.3905e-10
[120 empty] | 7.3.3.17.5 (Remote Grid) Updates to grid topology to minimize risk of ignition in HFTDs Remote GridWLDFRContaminationAggregated | WLDFR | HFTD - Distribution - Tier 2 - 5QU CoRE ¦ 1QU LoRE | Non-Red Flag Warning - Large Fires | Contamination | Aggregated | 2050 | 1.4334e-07 | 752.6401 | 0.00010788 | 2050 | Mitigation | 0.95 | 45 | 0 | esc | 0.00097009 | 1.3905e-10 | 0.00097009 | 1.3905e-10
[120 empty] | 7.3.3.17.5 (Remote Grid) Updates to grid topology to minimize risk of ignition in HFTDs Remote GridWLDFRContaminationAggregated | WLDFR | HFTD - Distribution - Tier 2 - 5QU CoRE ¦ 1QU LoRE | Non-Red Flag Warning - Large Fires | Contamination | Aggregated | 2051 | 1.4334e-07 | 752.6401 | 0.00010788 | 2051 | Mitigation | 0.95 | 45 | 0 | esc | 0.00097009 | 1.3905e-10 | 0.00097009 | 1.3905e-10
[120 empty] | 7.3.3.17.5 (Remote Grid) Updates to grid topology to minimize risk of ignition in HFTDs Remote GridWLDFRContaminationAggregated | WLDFR | HFTD - Distribution - Tier 2 - 5QU CoRE ¦ 1QU LoRE | Non-Red Flag Warning - Large Fires | Contamination | Aggregated | 2052 | 1.4334e-07 | 752.6401 | 0.00010788 | 2052 | Mitigation | 0.95 | 45 | 0 | esc | 0.00097009 | 1.3905e-10 | 0.00097009 | 1.3905e-10
[120 empty] | 7.3.3.17.5 (Remote Grid) Updates to grid topology to minimize risk of ignition in HFTDs Remote GridWLDFRContaminationAggregated | WLDFR | HFTD - Distribution - Tier 2 - 5QU CoRE ¦ 1QU LoRE | Non-Red Flag Warning - Large Fires | Contamination | Aggregated | 2053 | 1.4334e-07 | 752.6401 | 0.00010788 | 2053 | Mitigation | 0.95 | 45 | 0 | esc | 0.00097009 | 1.3905e-10 | 0.00097009 | 1.3905e-10
[120 empty] | 7.3.3.17.5 (Remote Grid) Updates to grid topology to minimize risk of ignition in HFTDs Remote GridWLDFRContaminationAggregated | WLDFR | HFTD - Distribution - Tier 2 - 5QU CoRE ¦ 1QU LoRE | Non-Red Flag Warning - Large Fires | Contamination | Aggregated | 2054 | 1.4334e-07 | 752.6401 | 0.00010788 | 2054 | Mitigation | 0.95 | 45 | 0 | esc | 0.00097009 | 1.3905e-10 | 0.00097009 | 1.3905e-10
[120 empty] | 7.3.3.17.5 (Remote Grid) Updates to grid topology to minimize risk of ignition in HFTDs Remote GridWLDFRContaminationAggregated | WLDFR | HFTD - Distribution - Tier 2 - 5QU CoRE ¦ 1QU LoRE | Non-Red Flag Warning - Large Fires | Contamination | Aggregated | 2055 | 1.4334e-07 | 752.6401 | 0.00010788 | 2055 | Mitigation | 0.95 | 45 | 0 | esc | 0.00097009 | 1.3905e-10 | 0.00097009 | 1.3905e-10
[120 empty] | 7.3.3.17.5 (Remote Grid) Updates to grid topology to minimize risk of ignition in HFTDs Remote GridWLDFRContaminationAggregated | WLDFR | HFTD - Distribution - Tier 2 - 5QU CoRE ¦ 1QU LoRE | Non-Red Flag Warning - Large Fires | Contamination | Aggregated | 2056 | 1.4334e-07 | 752.6401 | 0.00010788 | 2056 | Mitigation | 0.95 | 45 | 0 | esc | 0.00097009 | 1.3905e-10 | 0.00097009 | 1.3905e-10
[120 empty] | 7.3.3.17.5 (Remote Grid) Updates to grid topology to minimize risk of ignition in HFTDs Remote GridWLDFRContaminationAggregated | WLDFR | HFTD - Distribution - Tier 2 - 5QU CoRE ¦ 1QU LoRE | Non-Red Flag Warning - Large Fires | Contamination | Aggregated | 2057 | 1.4334e-07 | 752.6401 | 0.00010788 | 2057 | Mitigation | 0.95 | 45 | 0 | esc | 0.00097009 | 1.3905e-10 | 0.00097009 | 1.3905e-10
[120 empty] | 7.3.3.17.5 (Remote Grid) Updates to grid topology to minimize risk of ignition in HFTDs Remote GridWLDFRContaminationAggregated | WLDFR | HFTD - Distribution - Tier 2 - 5QU CoRE ¦ 1QU LoRE | Non-Red Flag Warning - Large Fires | Contamination | Aggregated | 2058 | 1.4334e-07 | 752.6401 | 0.00010788 | 2058 | Mitigation | 0.95 | 45 | 0 | esc | 0.00097009 | 1.3905e-10 | 0.00097009 | 1.3905e-10
[120 empty] | 7.3.3.17.5 (Remote Grid) Updates to grid topology to minimize risk of ignition in HFTDs Remote GridWLDFRContaminationAggregated | WLDFR | HFTD - Distribution - Tier 2 - 5QU CoRE ¦ 1QU LoRE | Non-Red Flag Warning - Large Fires | Contamination | Aggregated | 2059 | 1.4334e-07 | 752.6401 | 0.00010788 | 2059 | Mitigation | 0.95 | 45 | 0 | esc | 0.00097009 | 1.3905e-10 | 0.00097009 | 1.3905e-10
[120 empty] | 7.3.3.17.5 (Remote Grid) Updates to grid topology to minimize risk of ignition in HFTDs Remote GridWLDFRContaminationAggregated | WLDFR | HFTD - Distribution - Tier 2 - 5QU CoRE ¦ 1QU LoRE | Non-Red Flag Warning - Large Fires | Contamination | Aggregated | 2060 | 1.4334e-07 | 752.6401 | 0.00010788 | 2060 | Mitigation | 0.95 | 45 | 0 | esc | 0.00097009 | 1.3905e-10 | 0.00097009 | 1.3905e-10
[120 empty] | 7.3.3.17.5 (Remote Grid) Updates to grid topology to minimize risk of ignition in HFTDs Remote GridWLDFRContaminationAggregated | WLDFR | HFTD - Distribution - Tier 2 - 5QU CoRE ¦ 1QU LoRE | Non-Red Flag Warning - Large Fires | Contamination | Aggregated | 2061 | 1.4334e-07 | 752.6401 | 0.00010788 | 2061 | Mitigation | 0.95 | 45 | 0 | esc | 0.00097009 | 1.3905e-10 | 0.00097009 | 1.3905e-10
[120 empty] | 7.3.3.17.5 (Remote Grid) Updates to grid topology to minimize risk of ignition in HFTDs Remote GridWLDFRContaminationAggregated | WLDFR | HFTD - Distribution - Tier 2 - 5QU CoRE ¦ 1QU LoRE | Non-Red Flag Warning - Large Fires | Contamination | Aggregated | 2062 | 1.4334e-07 | 752.6401 | 0.00010788 | 2062 | Mitigation | 0.95 | 45 | 0 | esc | 0.00097009 | 1.3905e-10 | 0.00097009 | 1.3905e-10
[120 empty] | 7.3.3.17.5 (Remote Grid) Updates to grid topology to minimize risk of ignition in HFTDs Remote GridWLDFRContaminationAggregated | WLDFR | HFTD - Distribution - Tier 2 - 5QU CoRE ¦ 1QU LoRE | Non-Red Flag Warning - Large Fires | Contamination | Aggregated | 2063 | 1.4334e-07 | 752.6401 | 0.00010788 | 2063 | Mitigation | 0.95 | 45 | 0 | esc | 0.00097009 | 1.3905e-10 | 0.00097009 | 1.3905e-10
[120 empty] | 7.3.3.17.5 (Remote Grid) Updates to grid topology to minimize risk of ignition in HFTDs Remote GridWLDFRContaminationAggregated | WLDFR | HFTD - Distribution - Tier 2 - 5QU CoRE ¦ 1QU LoRE | Non-Red Flag Warning - Large Fires | Contamination | Aggregated | 2064 | 1.4334e-07 | 752.6401 | 0.00010788 | 2064 | Mitigation | 0.95 | 45 | 0 | esc | 0.00097009 | 1.3905e-10 | 0.00097009 | 1.3905e-10
[120 empty] | 7.3.3.17.5 (Remote Grid) Updates to grid topology to minimize risk of ignition in HFTDs Remote GridWLDFRContaminationAggregated | WLDFR | HFTD - Distribution - Tier 2 - 5QU CoRE ¦ 1QU LoRE | Non-Red Flag Warning - Large Fires | Contamination | Aggregated | 2065 | 1.4334e-07 | 752.6401 | 0.00010788 | 2065 | Mitigation | 0.95 | 45 | 0 | esc | 0.00097009 | 1.3905e-10 | 0.00097009 | 1.3905e-10
[120 empty] | 7.3.3.17.5 (Remote Grid) Updates to grid topology to minimize risk of ignition in HFTDs Remote GridWLDFRContaminationAggregated | WLDFR | HFTD - Distribution - Tier 2 - 5QU CoRE ¦ 1QU LoRE | Non-Red Flag Warning - Large Fires | Contamination | Aggregated | 2066 | 1.4334e-07 | 752.6401 | 0.00010788 | 2066 | Mitigation | 0.95 | 45 | 0 | esc | 0.00097009 | 1.3905e-10 | 0.00097009 | 1.3905e-10
[120 empty] | 7.3.3.17.5 (Remote Grid) Updates to grid topology to minimize risk of ignition in HFTDs Remote GridWLDFRContaminationAggregated | WLDFR | HFTD - Distribution - Tier 2 - 5QU CoRE ¦ 1QU LoRE | Non-Red Flag Warning - Large Fires | Contamination | Aggregated | 2067 | 1.4334e-07 | 752.6401 | 0.00010788 | 2067 | Mitigation | 0.95 | 45 | 0 | esc | 0 | 0 | 0.00097009 | 1.3905e-10
[120 empty] | 7.3.3.17.5 (Remote Grid) Updates to grid topology to minimize risk of ignition in HFTDs Remote GridWLDFREquipment / facility failureAggregated | WLDFR | HFTD - Distribution - Tier 2 - 5QU CoRE ¦ 1QU LoRE | Non-Red Flag Warning - Large Fires | Equipment / facility failure | Aggregated | 2022 | 2.9878e-06 | 752.6401 | 0.0022487 | 2022 | Mitigation | 0.95 | 45 | 0 | esc | 0.00097009 | 2.8984e-09 | 0 | 0
[120 empty] | 7.3.3.17.5 (Remote Grid) Updates to grid topology to minimize risk of ignition in HFTDs Remote GridWLDFREquipment / facility failureAggregated | WLDFR | HFTD - Distribution - Tier 2 - 5QU CoRE ¦ 1QU LoRE | Non-Red Flag Warning - Large Fires | Equipment / facility failure | Aggregated | 2023 | 2.9878e-06 | 752.6401 | 0.0022487 | 2023 | Mitigation | 0.95 | 45 | 0 | esc | 0.00097009 | 2.8984e-09 | 0.00097009 | 2.8984e-09
[120 empty] | 7.3.3.17.5 (Remote Grid) Updates to grid topology to minimize risk of ignition in HFTDs Remote GridWLDFREquipment / facility failureAggregated | WLDFR | HFTD - Distribution - Tier 2 - 5QU CoRE ¦ 1QU LoRE | Non-Red Flag Warning - Large Fires | Equipment / facility failure | Aggregated | 2024 | 2.9878e-06 | 752.6401 | 0.0022487 | 2024 | Mitigation | 0.95 | 45 | 0 | esc | 0.00097009 | 2.8984e-09 | 0.00097009 | 2.8984e-09
[120 empty] | 7.3.3.17.5 (Remote Grid) Updates to grid topology to minimize risk of ignition in HFTDs Remote GridWLDFREquipment / facility failureAggregated | WLDFR | HFTD - Distribution - Tier 2 - 5QU CoRE ¦ 1QU LoRE | Non-Red Flag Warning - Large Fires | Equipment / facility failure | Aggregated | 2025 | 2.9878e-06 | 752.6401 | 0.0022487 | 2025 | Mitigation | 0.95 | 45 | 0 | esc | 0.00097009 | 2.8984e-09 | 0.00097009 | 2.8984e-09
[120 empty] | 7.3.3.17.5 (Remote Grid) Updates to grid topology to minimize risk of ignition in HFTDs Remote GridWLDFREquipment / facility failureAggregated | WLDFR | HFTD - Distribution - Tier 2 - 5QU CoRE ¦ 1QU LoRE | Non-Red Flag Warning - Large Fires | Equipment / facility failure | Aggregated | 2026 | 2.9878e-06 | 752.6401 | 0.0022487 | 2026 | Mitigation | 0.95 | 45 | 0 | esc | 0.00097009 | 2.8984e-09 | 0.00097009 | 2.8984e-09
[120 empty] | 7.3.3.17.5 (Remote Grid) Updates to grid topology to minimize risk of ignition in HFTDs Remote GridWLDFREquipment / facility failureAggregated | WLDFR | HFTD - Distribution - Tier 2 - 5QU CoRE ¦ 1QU LoRE | Non-Red Flag Warning - Large Fires | Equipment / facility failure | Aggregated | 2027 | 2.9878e-06 | 752.6401 | 0.0022487 | 2027 | Mitigation | 0.95 | 45 | 0 | esc | 0.00097009 | 2.8984e-09 | 0.00097009 | 2.8984e-09
[120 empty] | 7.3.3.17.5 (Remote Grid) Updates to grid topology to minimize risk of ignition in HFTDs Remote GridWLDFREquipment / facility failureAggregated | WLDFR | HFTD - Distribution - Tier 2 - 5QU CoRE ¦ 1QU LoRE | Non-Red Flag Warning - Large Fires | Equipment / facility failure | Aggregated | 2028 | 2.9878e-06 | 752.6401 | 0.0022487 | 2028 | Mitigation | 0.95 | 45 | 0 | esc | 0.00097009 | 2.8984e-09 | 0.00097009 | 2.8984e-09
[120 empty] | 7.3.3.17.5 (Remote Grid) Updates to grid topology to minimize risk of ignition in HFTDs Remote GridWLDFREquipment / facility failureAggregated | WLDFR | HFTD - Distribution - Tier 2 - 5QU CoRE ¦ 1QU LoRE | Non-Red Flag Warning - Large Fires | Equipment / facility failure | Aggregated | 2029 | 2.9878e-06 | 752.6401 | 0.0022487 | 2029 | Mitigation | 0.95 | 45 | 0 | esc | 0.00097009 | 2.8984e-09 | 0.00097009 | 2.8984e-09
[120 empty] | 7.3.3.17.5 (Remote Grid) Updates to grid topology to minimize risk of ignition in HFTDs Remote GridWLDFREquipment / facility failureAggregated | WLDFR | HFTD - Distribution - Tier 2 - 5QU CoRE ¦ 1QU LoRE | Non-Red Flag Warning - Large Fires | Equipment / facility failure | Aggregated | 2030 | 2.9878e-06 | 752.6401 | 0.0022487 | 2030 | Mitigation | 0.95 | 45 | 0 | esc | 0.00097009 | 2.8984e-09 | 0.00097009 | 2.8984e-09
[120 empty] | 7.3.3.17.5 (Remote Grid) Updates to grid topology to minimize risk of ignition in HFTDs Remote GridWLDFREquipment / facility failureAggregated | WLDFR | HFTD - Distribution - Tier 2 - 5QU CoRE ¦ 1QU LoRE | Non-Red Flag Warning - Large Fires | Equipment / facility failure | Aggregated | 2031 | 2.9878e-06 | 752.6401 | 0.0022487 | 2031 | Mitigation | 0.95 | 45 | 0 | esc | 0.00097009 | 2.8984e-09 | 0.00097009 | 2.8984e-09
[120 empty] | 7.3.3.17.5 (Remote Grid) Updates to grid topology to minimize risk of ignition in HFTDs Remote GridWLDFREquipment / facility failureAggregated | WLDFR | HFTD - Distribution - Tier 2 - 5QU CoRE ¦ 1QU LoRE | Non-Red Flag Warning - Large Fires | Equipment / facility failure | Aggregated | 2032 | 2.9878e-06 | 752.6401 | 0.0022487 | 2032 | Mitigation | 0.95 | 45 | 0 | esc | 0.00097009 | 2.8984e-09 | 0.00097009 | 2.8984e-09
[120 empty] | 7.3.3.17.5 (Remote Grid) Updates to grid topology to minimize risk of ignition in HFTDs Remote GridWLDFREquipment / facility failureAggregated | WLDFR | HFTD - Distribution - Tier 2 - 5QU CoRE ¦ 1QU LoRE | Non-Red Flag Warning - Large Fires | Equipment / facility failure | Aggregated | 2033 | 2.9878e-06 | 752.6401 | 0.0022487 | 2033 | Mitigation | 0.95 | 45 | 0 | esc | 0.00097009 | 2.8984e-09 | 0.00097009 | 2.8984e-09
[120 empty] | 7.3.3.17.5 (Remote Grid) Updates to grid topology to minimize risk of ignition in HFTDs Remote GridWLDFREquipment / facility failureAggregated | WLDFR | HFTD - Distribution - Tier 2 - 5QU CoRE ¦ 1QU LoRE | Non-Red Flag Warning - Large Fires | Equipment / facility failure | Aggregated | 2034 | 2.9878e-06 | 752.6401 | 0.0022487 | 2034 | Mitigation | 0.95 | 45 | 0 | esc | 0.00097009 | 2.8984e-09 | 0.00097009 | 2.8984e-09
[120 empty] | 7.3.3.17.5 (Remote Grid) Updates to grid topology to minimize risk of ignition in HFTDs Remote GridWLDFREquipment / facility failureAggregated | WLDFR | HFTD - Distribution - Tier 2 - 5QU CoRE ¦ 1QU LoRE | Non-Red Flag Warning - Large Fires | Equipment / facility failure | Aggregated | 2035 | 2.9878e-06 | 752.6401 | 0.0022487 | 2035 | Mitigation | 0.95 | 45 | 0 | esc | 0.00097009 | 2.8984e-09 | 0.00097009 | 2.8984e-09
[120 empty] | 7.3.3.17.5 (Remote Grid) Updates to grid topology to minimize risk of ignition in HFTDs Remote GridWLDFREquipment / facility failureAggregated | WLDFR | HFTD - Distribution - Tier 2 - 5QU CoRE ¦ 1QU LoRE | Non-Red Flag Warning - Large Fires | Equipment / facility failure | Aggregated | 2036 | 2.9878e-06 | 752.6401 | 0.0022487 | 2036 | Mitigation | 0.95 | 45 | 0 | esc | 0.00097009 | 2.8984e-09 | 0.00097009 | 2.8984e-09
[120 empty] | 7.3.3.17.5 (Remote Grid) Updates to grid topology to minimize risk of ignition in HFTDs Remote GridWLDFREquipment / facility failureAggregated | WLDFR | HFTD - Distribution - Tier 2 - 5QU CoRE ¦ 1QU LoRE | Non-Red Flag Warning - Large Fires | Equipment / facility failure | Aggregated | 2037 | 2.9878e-06 | 752.6401 | 0.0022487 | 2037 | Mitigation | 0.95 | 45 | 0 | esc | 0.00097009 | 2.8984e-09 | 0.00097009 | 2.8984e-09
[120 empty] | 7.3.3.17.5 (Remote Grid) Updates to grid topology to minimize risk of ignition in HFTDs Remote GridWLDFREquipment / facility failureAggregated | WLDFR | HFTD - Distribution - Tier 2 - 5QU CoRE ¦ 1QU LoRE | Non-Red Flag Warning - Large Fires | Equipment / facility failure | Aggregated | 2038 | 2.9878e-06 | 752.6401 | 0.0022487 | 2038 | Mitigation | 0.95 | 45 | 0 | esc | 0.00097009 | 2.8984e-09 | 0.00097009 | 2.8984e-09
[120 empty] | 7.3.3.17.5 (Remote Grid) Updates to grid topology to minimize risk of ignition in HFTDs Remote GridWLDFREquipment / facility failureAggregated | WLDFR | HFTD - Distribution - Tier 2 - 5QU CoRE ¦ 1QU LoRE | Non-Red Flag Warning - Large Fires | Equipment / facility failure | Aggregated | 2039 | 2.9878e-06 | 752.6401 | 0.0022487 | 2039 | Mitigation | 0.95 | 45 | 0 | esc | 0.00097009 | 2.8984e-09 | 0.00097009 | 2.8984e-09
[120 empty] | 7.3.3.17.5 (Remote Grid) Updates to grid topology to minimize risk of ignition in HFTDs Remote GridWLDFREquipment / facility failureAggregated | WLDFR | HFTD - Distribution - Tier 2 - 5QU CoRE ¦ 1QU LoRE | Non-Red Flag Warning - Large Fires | Equipment / facility failure | Aggregated | 2040 | 2.9878e-06 | 752.6401 | 0.0022487 | 2040 | Mitigation | 0.95 | 45 | 0 | esc | 0.00097009 | 2.8984e-09 | 0.00097009 | 2.8984e-09
[120 empty] | 7.3.3.17.5 (Remote Grid) Updates to grid topology to minimize risk of ignition in HFTDs Remote GridWLDFREquipment / facility failureAggregated | WLDFR | HFTD - Distribution - Tier 2 - 5QU CoRE ¦ 1QU LoRE | Non-Red Flag Warning - Large Fires | Equipment / facility failure | Aggregated | 2041 | 2.9878e-06 | 752.6401 | 0.0022487 | 2041 | Mitigation | 0.95 | 45 | 0 | esc | 0.00097009 | 2.8984e-09 | 0.00097009 | 2.8984e-09
[120 empty] | 7.3.3.17.5 (Remote Grid) Updates to grid topology to minimize risk of ignition in HFTDs Remote GridWLDFREquipment / facility failureAggregated | WLDFR | HFTD - Distribution - Tier 2 - 5QU CoRE ¦ 1QU LoRE | Non-Red Flag Warning - Large Fires | Equipment / facility failure | Aggregated | 2042 | 2.9878e-06 | 752.6401 | 0.0022487 | 2042 | Mitigation | 0.95 | 45 | 0 | esc | 0.00097009 | 2.8984e-09 | 0.00097009 | 2.8984e-09
[120 empty] | 7.3.3.17.5 (Remote Grid) Updates to grid topology to minimize risk of ignition in HFTDs Remote GridWLDFREquipment / facility failureAggregated | WLDFR | HFTD - Distribution - Tier 2 - 5QU CoRE ¦ 1QU LoRE | Non-Red Flag Warning - Large Fires | Equipment / facility failure | Aggregated | 2043 | 2.9878e-06 | 752.6401 | 0.0022487 | 2043 | Mitigation | 0.95 | 45 | 0 | esc | 0.00097009 | 2.8984e-09 | 0.00097009 | 2.8984e-09
[120 empty] | 7.3.3.17.5 (Remote Grid) Updates to grid topology to minimize risk of ignition in HFTDs Remote GridWLDFREquipment / facility failureAggregated | WLDFR | HFTD - Distribution - Tier 2 - 5QU CoRE ¦ 1QU LoRE | Non-Red Flag Warning - Large Fires | Equipment / facility failure | Aggregated | 2044 | 2.9878e-06 | 752.6401 | 0.0022487 | 2044 | Mitigation | 0.95 | 45 | 0 | esc | 0.00097009 | 2.8984e-09 | 0.00097009 | 2.8984e-09
[120 empty] | 7.3.3.17.5 (Remote Grid) Updates to grid topology to minimize risk of ignition in HFTDs Remote GridWLDFREquipment / facility failureAggregated | WLDFR | HFTD - Distribution - Tier 2 - 5QU CoRE ¦ 1QU LoRE | Non-Red Flag Warning - Large Fires | Equipment / facility failure | Aggregated | 2045 | 2.9878e-06 | 752.6401 | 0.0022487 | 2045 | Mitigation | 0.95 | 45 | 0 | esc | 0.00097009 | 2.8984e-09 | 0.00097009 | 2.8984e-09
[120 empty] | 7.3.3.17.5 (Remote Grid) Updates to grid topology to minimize risk of ignition in HFTDs Remote GridWLDFREquipment / facility failureAggregated | WLDFR | HFTD - Distribution - Tier 2 - 5QU CoRE ¦ 1QU LoRE | Non-Red Flag Warning - Large Fires | Equipment / facility failure | Aggregated | 2046 | 2.9878e-06 | 752.6401 | 0.0022487 | 2046 | Mitigation | 0.95 | 45 | 0 | esc | 0.00097009 | 2.8984e-09 | 0.00097009 | 2.8984e-09
[120 empty] | 7.3.3.17.5 (Remote Grid) Updates to grid topology to minimize risk of ignition in HFTDs Remote GridWLDFREquipment / facility failureAggregated | WLDFR | HFTD - Distribution - Tier 2 - 5QU CoRE ¦ 1QU LoRE | Non-Red Flag Warning - Large Fires | Equipment / facility failure | Aggregated | 2047 | 2.9878e-06 | 752.6401 | 0.0022487 | 2047 | Mitigation | 0.95 | 45 | 0 | esc | 0.00097009 | 2.8984e-09 | 0.00097009 | 2.8984e-09
[120 empty] | 7.3.3.17.5 (Remote Grid) Updates to grid topology to minimize risk of ignition in HFTDs Remote GridWLDFREquipment / facility failureAggregated | WLDFR | HFTD - Distribution - Tier 2 - 5QU CoRE ¦ 1QU LoRE | Non-Red Flag Warning - Large Fires | Equipment / facility failure | Aggregated | 2048 | 2.9878e-06 | 752.6401 | 0.0022487 | 2048 | Mitigation | 0.95 | 45 | 0 | esc | 0.00097009 | 2.8984e-09 | 0.00097009 | 2.8984e-09
[120 empty] | 7.3.3.17.5 (Remote Grid) Updates to grid topology to minimize risk of ignition in HFTDs Remote GridWLDFREquipment / facility failureAggregated | WLDFR | HFTD - Distribution - Tier 2 - 5QU CoRE ¦ 1QU LoRE | Non-Red Flag Warning - Large Fires | Equipment / facility failure | Aggregated | 2049 | 2.9878e-06 | 752.6401 | 0.0022487 | 2049 | Mitigation | 0.95 | 45 | 0 | esc | 0.00097009 | 2.8984e-09 | 0.00097009 | 2.8984e-09
[120 empty] | 7.3.3.17.5 (Remote Grid) Updates to grid topology to minimize risk of ignition in HFTDs Remote GridWLDFREquipment / facility failureAggregated | WLDFR | HFTD - Distribution - Tier 2 - 5QU CoRE ¦ 1QU LoRE | Non-Red Flag Warning - Large Fires | Equipment / facility failure | Aggregated | 2050 | 2.9878e-06 | 752.6401 | 0.0022487 | 2050 | Mitigation | 0.95 | 45 | 0 | esc | 0.00097009 | 2.8984e-09 | 0.00097009 | 2.8984e-09
[120 empty] | 7.3.3.17.5 (Remote Grid) Updates to grid topology to minimize risk of ignition in HFTDs Remote GridWLDFREquipment / facility failureAggregated | WLDFR | HFTD - Distribution - Tier 2 - 5QU CoRE ¦ 1QU LoRE | Non-Red Flag Warning - Large Fires | Equipment / facility failure | Aggregated | 2051 | 2.9878e-06 | 752.6401 | 0.0022487 | 2051 | Mitigation | 0.95 | 45 | 0 | esc | 0.00097009 | 2.8984e-09 | 0.00097009 | 2.8984e-09
[120 empty] | 7.3.3.17.5 (Remote Grid) Updates to grid topology to minimize risk of ignition in HFTDs Remote GridWLDFREquipment / facility failureAggregated | WLDFR | HFTD - Distribution - Tier 2 - 5QU CoRE ¦ 1QU LoRE | Non-Red Flag Warning - Large Fires | Equipment / facility failure | Aggregated | 2052 | 2.9878e-06 | 752.6401 | 0.0022487 | 2052 | Mitigation | 0.95 | 45 | 0 | esc | 0.00097009 | 2.8984e-09 | 0.00097009 | 2.8984e-09
[120 empty] | 7.3.3.17.5 (Remote Grid) Updates to grid topology to minimize risk of ignition in HFTDs Remote GridWLDFREquipment / facility failureAggregated | WLDFR | HFTD - Distribution - Tier 2 - 5QU CoRE ¦ 1QU LoRE | Non-Red Flag Warning - Large Fires | Equipment / facility failure | Aggregated | 2053 | 2.9878e-06 | 752.6401 | 0.0022487 | 2053 | Mitigation | 0.95 | 45 | 0 | esc | 0.00097009 | 2.8984e-09 | 0.00097009 | 2.8984e-09
[120 empty] | 7.3.3.17.5 (Remote Grid) Updates to grid topology to minimize risk of ignition in HFTDs Remote GridWLDFREquipment / facility failureAggregated | WLDFR | HFTD - Distribution - Tier 2 - 5QU CoRE ¦ 1QU LoRE | Non-Red Flag Warning - Large Fires | Equipment / facility failure | Aggregated | 2054 | 2.9878e-06 | 752.6401 | 0.0022487 | 2054 | Mitigation | 0.95 | 45 | 0 | esc | 0.00097009 | 2.8984e-09 | 0.00097009 | 2.8984e-09
[120 empty] | 7.3.3.17.5 (Remote Grid) Updates to grid topology to minimize risk of ignition in HFTDs Remote GridWLDFREquipment / facility failureAggregated | WLDFR | HFTD - Distribution - Tier 2 - 5QU CoRE ¦ 1QU LoRE | Non-Red Flag Warning - Large Fires | Equipment / facility failure | Aggregated | 2055 | 2.9878e-06 | 752.6401 | 0.0022487 | 2055 | Mitigation | 0.95 | 45 | 0 | esc | 0.00097009 | 2.8984e-09 | 0.00097009 | 2.8984e-09
[120 empty] | 7.3.3.17.5 (Remote Grid) Updates to grid topology to minimize risk of ignition in HFTDs Remote GridWLDFREquipment / facility failureAggregated | WLDFR | HFTD - Distribution - Tier 2 - 5QU CoRE ¦ 1QU LoRE | Non-Red Flag Warning - Large Fires | Equipment / facility failure | Aggregated | 2056 | 2.9878e-06 | 752.6401 | 0.0022487 | 2056 | Mitigation | 0.95 | 45 | 0 | esc | 0.00097009 | 2.8984e-09 | 0.00097009 | 2.8984e-09
[120 empty] | 7.3.3.17.5 (Remote Grid) Updates to grid topology to minimize risk of ignition in HFTDs Remote GridWLDFREquipment / facility failureAggregated | WLDFR | HFTD - Distribution - Tier 2 - 5QU CoRE ¦ 1QU LoRE | Non-Red Flag Warning - Large Fires | Equipment / facility failure | Aggregated | 2057 | 2.9878e-06 | 752.6401 | 0.0022487 | 2057 | Mitigation | 0.95 | 45 | 0 | esc | 0.00097009 | 2.8984e-09 | 0.00097009 | 2.8984e-09
[120 empty] | 7.3.3.17.5 (Remote Grid) Updates to grid topology to minimize risk of ignition in HFTDs Remote GridWLDFREquipment / facility failureAggregated | WLDFR | HFTD - Distribution - Tier 2 - 5QU CoRE ¦ 1QU LoRE | Non-Red Flag Warning - Large Fires | Equipment / facility failure | Aggregated | 2058 | 2.9878e-06 | 752.6401 | 0.0022487 | 2058 | Mitigation | 0.95 | 45 | 0 | esc | 0.00097009 | 2.8984e-09 | 0.00097009 | 2.8984e-09
[120 empty] | 7.3.3.17.5 (Remote Grid) Updates to grid topology to minimize risk of ignition in HFTDs Remote GridWLDFREquipment / facility failureAggregated | WLDFR | HFTD - Distribution - Tier 2 - 5QU CoRE ¦ 1QU LoRE | Non-Red Flag Warning - Large Fires | Equipment / facility failure | Aggregated | 2059 | 2.9878e-06 | 752.6401 | 0.0022487 | 2059 | Mitigation | 0.95 | 45 | 0 | esc | 0.00097009 | 2.8984e-09 | 0.00097009 | 2.8984e-09
[120 empty] | 7.3.3.17.5 (Remote Grid) Updates to grid topology to minimize risk of ignition in HFTDs Remote GridWLDFREquipment / facility failureAggregated | WLDFR | HFTD - Distribution - Tier 2 - 5QU CoRE ¦ 1QU LoRE | Non-Red Flag Warning - Large Fires | Equipment / facility failure | Aggregated | 2060 | 2.9878e-06 | 752.6401 | 0.0022487 | 2060 | Mitigation | 0.95 | 45 | 0 | esc | 0.00097009 | 2.8984e-09 | 0.00097009 | 2.8984e-09
[120 empty] | 7.3.3.17.5 (Remote Grid) Updates to grid topology to minimize risk of ignition in HFTDs Remote GridWLDFREquipment / facility failureAggregated | WLDFR | HFTD - Distribution - Tier 2 - 5QU CoRE ¦ 1QU LoRE | Non-Red Flag Warning - Large Fires | Equipment / facility failure | Aggregated | 2061 | 2.9878e-06 | 752.6401 | 0.0022487 | 2061 | Mitigation | 0.95 | 45 | 0 | esc | 0.00097009 | 2.8984e-09 | 0.00097009 | 2.8984e-09
[120 empty] | 7.3.3.17.5 (Remote Grid) Updates to grid topology to minimize risk of ignition in HFTDs Remote GridWLDFREquipment / facility failureAggregated | WLDFR | HFTD - Distribution - Tier 2 - 5QU CoRE ¦ 1QU LoRE | Non-Red Flag Warning - Large Fires | Equipment / facility failure | Aggregated | 2062 | 2.9878e-06 | 752.6401 | 0.0022487 | 2062 | Mitigation | 0.95 | 45 | 0 | esc | 0.00097009 | 2.8984e-09 | 0.00097009 | 2.8984e-09
[120 empty] | 7.3.3.17.5 (Remote Grid) Updates to grid topology to minimize risk of ignition in HFTDs Remote GridWLDFREquipment / facility failureAggregated | WLDFR | HFTD - Distribution - Tier 2 - 5QU CoRE ¦ 1QU LoRE | Non-Red Flag Warning - Large Fires | Equipment / facility failure | Aggregated | 2063 | 2.9878e-06 | 752.6401 | 0.0022487 | 2063 | Mitigation | 0.95 | 45 | 0 | esc | 0.00097009 | 2.8984e-09 | 0.00097009 | 2.8984e-09
[120 empty] | 7.3.3.17.5 (Remote Grid) Updates to grid topology to minimize risk of ignition in HFTDs Remote GridWLDFREquipment / facility failureAggregated | WLDFR | HFTD - Distribution - Tier 2 - 5QU CoRE ¦ 1QU LoRE | Non-Red Flag Warning - Large Fires | Equipment / facility failure | Aggregated | 2064 | 2.9878e-06 | 752.6401 | 0.0022487 | 2064 | Mitigation | 0.95 | 45 | 0 | esc | 0.00097009 | 2.8984e-09 | 0.00097009 | 2.8984e-09
[120 empty] | 7.3.3.17.5 (Remote Grid) Updates to grid topology to minimize risk of ignition in HFTDs Remote GridWLDFREquipment / facility failureAggregated | WLDFR | HFTD - Distribution - Tier 2 - 5QU CoRE ¦ 1QU LoRE | Non-Red Flag Warning - Large Fires | Equipment / facility failure | Aggregated | 2065 | 2.9878e-06 | 752.6401 | 0.0022487 | 2065 | Mitigation | 0.95 | 45 | 0 | esc | 0.00097009 | 2.8984e-09 | 0.00097009 | 2.8984e-09
[120 empty] | 7.3.3.17.5 (Remote Grid) Updates to grid topology to minimize risk of ignition in HFTDs Remote GridWLDFREquipment / facility failureAggregated | WLDFR | HFTD - Distribution - Tier 2 - 5QU CoRE ¦ 1QU LoRE | Non-Red Flag Warning - Large Fires | Equipment / facility failure | Aggregated | 2066 | 2.9878e-06 | 752.6401 | 0.0022487 | 2066 | Mitigation | 0.95 | 45 | 0 | esc | 0.00097009 | 2.8984e-09 | 0.00097009 | 2.8984e-09
[120 empty] | 7.3.3.17.5 (Remote Grid) Updates to grid topology to minimize risk of ignition in HFTDs Remote GridWLDFREquipment / facility failureAggregated | WLDFR | HFTD - Distribution - Tier 2 - 5QU CoRE ¦ 1QU LoRE | Non-Red Flag Warning - Large Fires | Equipment / facility failure | Aggregated | 2067 | 2.9878e-06 | 752.6401 | 0.0022487 | 2067 | Mitigation | 0.95 | 45 | 0 | esc | 0 | 0 | 0.00097009 | 2.8984e-09
[120 empty] | 7.3.3.17.5 (Remote Grid) Updates to grid topology to minimize risk of ignition in HFTDs Remote GridWLDFRVegetation ContactAggregated | WLDFR | HFTD - Distribution - Tier 2 - 5QU CoRE ¦ 1QU LoRE | Non-Red Flag Warning - Large Fires | Vegetation Contact | Aggregated | 2022 | 7.0499e-06 | 752.6401 | 0.005306 | 2022 | Mitigation | 0.95 | 45 | 0 | esc | 0.00097009 | 6.839e-09 | 0 | 0
[120 empty] | 7.3.3.17.5 (Remote Grid) Updates to grid topology to minimize risk of ignition in HFTDs Remote GridWLDFRVegetation ContactAggregated | WLDFR | HFTD - Distribution - Tier 2 - 5QU CoRE ¦ 1QU LoRE | Non-Red Flag Warning - Large Fires | Vegetation Contact | Aggregated | 2023 | 7.0499e-06 | 752.6401 | 0.005306 | 2023 | Mitigation | 0.95 | 45 | 0 | esc | 0.00097009 | 6.839e-09 | 0.00097009 | 6.839e-09
[120 empty] | 7.3.3.17.5 (Remote Grid) Updates to grid topology to minimize risk of ignition in HFTDs Remote GridWLDFRVegetation ContactAggregated | WLDFR | HFTD - Distribution - Tier 2 - 5QU CoRE ¦ 1QU LoRE | Non-Red Flag Warning - Large Fires | Vegetation Contact | Aggregated | 2024 | 7.0499e-06 | 752.6401 | 0.005306 | 2024 | Mitigation | 0.95 | 45 | 0 | esc | 0.00097009 | 6.839e-09 | 0.00097009 | 6.839e-09
[120 empty] | 7.3.3.17.5 (Remote Grid) Updates to grid topology to minimize risk of ignition in HFTDs Remote GridWLDFRVegetation ContactAggregated | WLDFR | HFTD - Distribution - Tier 2 - 5QU CoRE ¦ 1QU LoRE | Non-Red Flag Warning - Large Fires | Vegetation Contact | Aggregated | 2025 | 7.0499e-06 | 752.6401 | 0.005306 | 2025 | Mitigation | 0.95 | 45 | 0 | esc | 0.00097009 | 6.839e-09 | 0.00097009 | 6.839e-09
[120 empty] | 7.3.3.17.5 (Remote Grid) Updates to grid topology to minimize risk of ignition in HFTDs Remote GridWLDFRVegetation ContactAggregated | WLDFR | HFTD - Distribution - Tier 2 - 5QU CoRE ¦ 1QU LoRE | Non-Red Flag Warning - Large Fires | Vegetation Contact | Aggregated | 2026 | 7.0499e-06 | 752.6401 | 0.005306 | 2026 | Mitigation | 0.95 | 45 | 0 | esc | 0.00097009 | 6.839e-09 | 0.00097009 | 6.839e-09
[120 empty] | 7.3.3.17.5 (Remote Grid) Updates to grid topology to minimize risk of ignition in HFTDs Remote GridWLDFRVegetation ContactAggregated | WLDFR | HFTD - Distribution - Tier 2 - 5QU CoRE ¦ 1QU LoRE | Non-Red Flag Warning - Large Fires | Vegetation Contact | Aggregated | 2027 | 7.0499e-06 | 752.6401 | 0.005306 | 2027 | Mitigation | 0.95 | 45 | 0 | esc | 0.00097009 | 6.839e-09 | 0.00097009 | 6.839e-09
[120 empty] | 7.3.3.17.5 (Remote Grid) Updates to grid topology to minimize risk of ignition in HFTDs Remote GridWLDFRVegetation ContactAggregated | WLDFR | HFTD - Distribution - Tier 2 - 5QU CoRE ¦ 1QU LoRE | Non-Red Flag Warning - Large Fires | Vegetation Contact | Aggregated | 2028 | 7.0499e-06 | 752.6401 | 0.005306 | 2028 | Mitigation | 0.95 | 45 | 0 | esc | 0.00097009 | 6.839e-09 | 0.00097009 | 6.839e-09
[120 empty] | 7.3.3.17.5 (Remote Grid) Updates to grid topology to minimize risk of ignition in HFTDs Remote GridWLDFRVegetation ContactAggregated | WLDFR | HFTD - Distribution - Tier 2 - 5QU CoRE ¦ 1QU LoRE | Non-Red Flag Warning - Large Fires | Vegetation Contact | Aggregated | 2029 | 7.0499e-06 | 752.6401 | 0.005306 | 2029 | Mitigation | 0.95 | 45 | 0 | esc | 0.00097009 | 6.839e-09 | 0.00097009 | 6.839e-09
[120 empty] | 7.3.3.17.5 (Remote Grid) Updates to grid topology to minimize risk of ignition in HFTDs Remote GridWLDFRVegetation ContactAggregated | WLDFR | HFTD - Distribution - Tier 2 - 5QU CoRE ¦ 1QU LoRE | Non-Red Flag Warning - Large Fires | Vegetation Contact | Aggregated | 2030 | 7.0499e-06 | 752.6401 | 0.005306 | 2030 | Mitigation | 0.95 | 45 | 0 | esc | 0.00097009 | 6.839e-09 | 0.00097009 | 6.839e-09
[120 empty] | 7.3.3.17.5 (Remote Grid) Updates to grid topology to minimize risk of ignition in HFTDs Remote GridWLDFRVegetation ContactAggregated | WLDFR | HFTD - Distribution - Tier 2 - 5QU CoRE ¦ 1QU LoRE | Non-Red Flag Warning - Large Fires | Vegetation Contact | Aggregated | 2031 | 7.0499e-06 | 752.6401 | 0.005306 | 2031 | Mitigation | 0.95 | 45 | 0 | esc | 0.00097009 | 6.839e-09 | 0.00097009 | 6.839e-09
[120 empty] | 7.3.3.17.5 (Remote Grid) Updates to grid topology to minimize risk of ignition in HFTDs Remote GridWLDFRVegetation ContactAggregated | WLDFR | HFTD - Distribution - Tier 2 - 5QU CoRE ¦ 1QU LoRE | Non-Red Flag Warning - Large Fires | Vegetation Contact | Aggregated | 2032 | 7.0499e-06 | 752.6401 | 0.005306 | 2032 | Mitigation | 0.95 | 45 | 0 | esc | 0.00097009 | 6.839e-09 | 0.00097009 | 6.839e-09
[120 empty] | 7.3.3.17.5 (Remote Grid) Updates to grid topology to minimize risk of ignition in HFTDs Remote GridWLDFRVegetation ContactAggregated | WLDFR | HFTD - Distribution - Tier 2 - 5QU CoRE ¦ 1QU LoRE | Non-Red Flag Warning - Large Fires | Vegetation Contact | Aggregated | 2033 | 7.0499e-06 | 752.6401 | 0.005306 | 2033 | Mitigation | 0.95 | 45 | 0 | esc | 0.00097009 | 6.839e-09 | 0.00097009 | 6.839e-09
[120 empty] | 7.3.3.17.5 (Remote Grid) Updates to grid topology to minimize risk of ignition in HFTDs Remote GridWLDFRVegetation ContactAggregated | WLDFR | HFTD - Distribution - Tier 2 - 5QU CoRE ¦ 1QU LoRE | Non-Red Flag Warning - Large Fires | Vegetation Contact | Aggregated | 2034 | 7.0499e-06 | 752.6401 | 0.005306 | 2034 | Mitigation | 0.95 | 45 | 0 | esc | 0.00097009 | 6.839e-09 | 0.00097009 | 6.839e-09
[120 empty] | 7.3.3.17.5 (Remote Grid) Updates to grid topology to minimize risk of ignition in HFTDs Remote GridWLDFRVegetation ContactAggregated | WLDFR | HFTD - Distribution - Tier 2 - 5QU CoRE ¦ 1QU LoRE | Non-Red Flag Warning - Large Fires | Vegetation Contact | Aggregated | 2035 | 7.0499e-06 | 752.6401 | 0.005306 | 2035 | Mitigation | 0.95 | 45 | 0 | esc | 0.00097009 | 6.839e-09 | 0.00097009 | 6.839e-09
[120 empty] | 7.3.3.17.5 (Remote Grid) Updates to grid topology to minimize risk of ignition in HFTDs Remote GridWLDFRVegetation ContactAggregated | WLDFR | HFTD - Distribution - Tier 2 - 5QU CoRE ¦ 1QU LoRE | Non-Red Flag Warning - Large Fires | Vegetation Contact | Aggregated | 2036 | 7.0499e-06 | 752.6401 | 0.005306 | 2036 | Mitigation | 0.95 | 45 | 0 | esc | 0.00097009 | 6.839e-09 | 0.00097009 | 6.839e-09
[120 empty] | 7.3.3.17.5 (Remote Grid) Updates to grid topology to minimize risk of ignition in HFTDs Remote GridWLDFRVegetation ContactAggregated | WLDFR | HFTD - Distribution - Tier 2 - 5QU CoRE ¦ 1QU LoRE | Non-Red Flag Warning - Large Fires | Vegetation Contact | Aggregated | 2037 | 7.0499e-06 | 752.6401 | 0.005306 | 2037 | Mitigation | 0.95 | 45 | 0 | esc | 0.00097009 | 6.839e-09 | 0.00097009 | 6.839e-09
[120 empty] | 7.3.3.17.5 (Remote Grid) Updates to grid topology to minimize risk of ignition in HFTDs Remote GridWLDFRVegetation ContactAggregated | WLDFR | HFTD - Distribution - Tier 2 - 5QU CoRE ¦ 1QU LoRE | Non-Red Flag Warning - Large Fires | Vegetation Contact | Aggregated | 2038 | 7.0499e-06 | 752.6401 | 0.005306 | 2038 | Mitigation | 0.95 | 45 | 0 | esc | 0.00097009 | 6.839e-09 | 0.00097009 | 6.839e-09
[120 empty] | 7.3.3.17.5 (Remote Grid) Updates to grid topology to minimize risk of ignition in HFTDs Remote GridWLDFRVegetation ContactAggregated | WLDFR | HFTD - Distribution - Tier 2 - 5QU CoRE ¦ 1QU LoRE | Non-Red Flag Warning - Large Fires | Vegetation Contact | Aggregated | 2039 | 7.0499e-06 | 752.6401 | 0.005306 | 2039 | Mitigation | 0.95 | 45 | 0 | esc | 0.00097009 | 6.839e-09 | 0.00097009 | 6.839e-09
[120 empty] | 7.3.3.17.5 (Remote Grid) Updates to grid topology to minimize risk of ignition in HFTDs Remote GridWLDFRVegetation ContactAggregated | WLDFR | HFTD - Distribution - Tier 2 - 5QU CoRE ¦ 1QU LoRE | Non-Red Flag Warning - Large Fires | Vegetation Contact | Aggregated | 2040 | 7.0499e-06 | 752.6401 | 0.005306 | 2040 | Mitigation | 0.95 | 45 | 0 | esc | 0.00097009 | 6.839e-09 | 0.00097009 | 6.839e-09
[120 empty] | 7.3.3.17.5 (Remote Grid) Updates to grid topology to minimize risk of ignition in HFTDs Remote GridWLDFRVegetation ContactAggregated | WLDFR | HFTD - Distribution - Tier 2 - 5QU CoRE ¦ 1QU LoRE | Non-Red Flag Warning - Large Fires | Vegetation Contact | Aggregated | 2041 | 7.0499e-06 | 752.6401 | 0.005306 | 2041 | Mitigation | 0.95 | 45 | 0 | esc | 0.00097009 | 6.839e-09 | 0.00097009 | 6.839e-09
[120 empty] | 7.3.3.17.5 (Remote Grid) Updates to grid topology to minimize risk of ignition in HFTDs Remote GridWLDFRVegetation ContactAggregated | WLDFR | HFTD - Distribution - Tier 2 - 5QU CoRE ¦ 1QU LoRE | Non-Red Flag Warning - Large Fires | Vegetation Contact | Aggregated | 2042 | 7.0499e-06 | 752.6401 | 0.005306 | 2042 | Mitigation | 0.95 | 45 | 0 | esc | 0.00097009 | 6.839e-09 | 0.00097009 | 6.839e-09
[120 empty] | 7.3.3.17.5 (Remote Grid) Updates to grid topology to minimize risk of ignition in HFTDs Remote GridWLDFRVegetation ContactAggregated | WLDFR | HFTD - Distribution - Tier 2 - 5QU CoRE ¦ 1QU LoRE | Non-Red Flag Warning - Large Fires | Vegetation Contact | Aggregated | 2043 | 7.0499e-06 | 752.6401 | 0.005306 | 2043 | Mitigation | 0.95 | 45 | 0 | esc | 0.00097009 | 6.839e-09 | 0.00097009 | 6.839e-09
[120 empty] | 7.3.3.17.5 (Remote Grid) Updates to grid topology to minimize risk of ignition in HFTDs Remote GridWLDFRVegetation ContactAggregated | WLDFR | HFTD - Distribution - Tier 2 - 5QU CoRE ¦ 1QU LoRE | Non-Red Flag Warning - Large Fires | Vegetation Contact | Aggregated | 2044 | 7.0499e-06 | 752.6401 | 0.005306 | 2044 | Mitigation | 0.95 | 45 | 0 | esc | 0.00097009 | 6.839e-09 | 0.00097009 | 6.839e-09
[120 empty] | 7.3.3.17.5 (Remote Grid) Updates to grid topology to minimize risk of ignition in HFTDs Remote GridWLDFRVegetation ContactAggregated | WLDFR | HFTD - Distribution - Tier 2 - 5QU CoRE ¦ 1QU LoRE | Non-Red Flag Warning - Large Fires | Vegetation Contact | Aggregated | 2045 | 7.0499e-06 | 752.6401 | 0.005306 | 2045 | Mitigation | 0.95 | 45 | 0 | esc | 0.00097009 | 6.839e-09 | 0.00097009 | 6.839e-09
[120 empty] | 7.3.3.17.5 (Remote Grid) Updates to grid topology to minimize risk of ignition in HFTDs Remote GridWLDFRVegetation ContactAggregated | WLDFR | HFTD - Distribution - Tier 2 - 5QU CoRE ¦ 1QU LoRE | Non-Red Flag Warning - Large Fires | Vegetation Contact | Aggregated | 2046 | 7.0499e-06 | 752.6401 | 0.005306 | 2046 | Mitigation | 0.95 | 45 | 0 | esc | 0.00097009 | 6.839e-09 | 0.00097009 | 6.839e-09
[120 empty] | 7.3.3.17.5 (Remote Grid) Updates to grid topology to minimize risk of ignition in HFTDs Remote GridWLDFRVegetation ContactAggregated | WLDFR | HFTD - Distribution - Tier 2 - 5QU CoRE ¦ 1QU LoRE | Non-Red Flag Warning - Large Fires | Vegetation Contact | Aggregated | 2047 | 7.0499e-06 | 752.6401 | 0.005306 | 2047 | Mitigation | 0.95 | 45 | 0 | esc | 0.00097009 | 6.839e-09 | 0.00097009 | 6.839e-09
[120 empty] | 7.3.3.17.5 (Remote Grid) Updates to grid topology to minimize risk of ignition in HFTDs Remote GridWLDFRVegetation ContactAggregated | WLDFR | HFTD - Distribution - Tier 2 - 5QU CoRE ¦ 1QU LoRE | Non-Red Flag Warning - Large Fires | Vegetation Contact | Aggregated | 2048 | 7.0499e-06 | 752.6401 | 0.005306 | 2048 | Mitigation | 0.95 | 45 | 0 | esc | 0.00097009 | 6.839e-09 | 0.00097009 | 6.839e-09
[120 empty] | 7.3.3.17.5 (Remote Grid) Updates to grid topology to minimize risk of ignition in HFTDs Remote GridWLDFRVegetation ContactAggregated | WLDFR | HFTD - Distribution - Tier 2 - 5QU CoRE ¦ 1QU LoRE | Non-Red Flag Warning - Large Fires | Vegetation Contact | Aggregated | 2049 | 7.0499e-06 | 752.6401 | 0.005306 | 2049 | Mitigation | 0.95 | 45 | 0 | esc | 0.00097009 | 6.839e-09 | 0.00097009 | 6.839e-09
[120 empty] | 7.3.3.17.5 (Remote Grid) Updates to grid topology to minimize risk of ignition in HFTDs Remote GridWLDFRVegetation ContactAggregated | WLDFR | HFTD - Distribution - Tier 2 - 5QU CoRE ¦ 1QU LoRE | Non-Red Flag Warning - Large Fires | Vegetation Contact | Aggregated | 2050 | 7.0499e-06 | 752.6401 | 0.005306 | 2050 | Mitigation | 0.95 | 45 | 0 | esc | 0.00097009 | 6.839e-09 | 0.00097009 | 6.839e-09
[120 empty] | 7.3.3.17.5 (Remote Grid) Updates to grid topology to minimize risk of ignition in HFTDs Remote GridWLDFRVegetation ContactAggregated | WLDFR | HFTD - Distribution - Tier 2 - 5QU CoRE ¦ 1QU LoRE | Non-Red Flag Warning - Large Fires | Vegetation Contact | Aggregated | 2051 | 7.0499e-06 | 752.6401 | 0.005306 | 2051 | Mitigation | 0.95 | 45 | 0 | esc | 0.00097009 | 6.839e-09 | 0.00097009 | 6.839e-09
[120 empty] | 7.3.3.17.5 (Remote Grid) Updates to grid topology to minimize risk of ignition in HFTDs Remote GridWLDFRVegetation ContactAggregated | WLDFR | HFTD - Distribution - Tier 2 - 5QU CoRE ¦ 1QU LoRE | Non-Red Flag Warning - Large Fires | Vegetation Contact | Aggregated | 2052 | 7.0499e-06 | 752.6401 | 0.005306 | 2052 | Mitigation | 0.95 | 45 | 0 | esc | 0.00097009 | 6.839e-09 | 0.00097009 | 6.839e-09
[120 empty] | 7.3.3.17.5 (Remote Grid) Updates to grid topology to minimize risk of ignition in HFTDs Remote GridWLDFRVegetation ContactAggregated | WLDFR | HFTD - Distribution - Tier 2 - 5QU CoRE ¦ 1QU LoRE | Non-Red Flag Warning - Large Fires | Vegetation Contact | Aggregated | 2053 | 7.0499e-06 | 752.6401 | 0.005306 | 2053 | Mitigation | 0.95 | 45 | 0 | esc | 0.00097009 | 6.839e-09 | 0.00097009 | 6.839e-09
[120 empty] | 7.3.3.17.5 (Remote Grid) Updates to grid topology to minimize risk of ignition in HFTDs Remote GridWLDFRVegetation ContactAggregated | WLDFR | HFTD - Distribution - Tier 2 - 5QU CoRE ¦ 1QU LoRE | Non-Red Flag Warning - Large Fires | Vegetation Contact | Aggregated | 2054 | 7.0499e-06 | 752.6401 | 0.005306 | 2054 | Mitigation | 0.95 | 45 | 0 | esc | 0.00097009 | 6.839e-09 | 0.00097009 | 6.839e-09
[120 empty] | 7.3.3.17.5 (Remote Grid) Updates to grid topology to minimize risk of ignition in HFTDs Remote GridWLDFRVegetation ContactAggregated | WLDFR | HFTD - Distribution - Tier 2 - 5QU CoRE ¦ 1QU LoRE | Non-Red Flag Warning - Large Fires | Vegetation Contact | Aggregated | 2055 | 7.0499e-06 | 752.6401 | 0.005306 | 2055 | Mitigation | 0.95 | 45 | 0 | esc | 0.00097009 | 6.839e-09 | 0.00097009 | 6.839e-09
[120 empty] | 7.3.3.17.5 (Remote Grid) Updates to grid topology to minimize risk of ignition in HFTDs Remote GridWLDFRVegetation ContactAggregated | WLDFR | HFTD - Distribution - Tier 2 - 5QU CoRE ¦ 1QU LoRE | Non-Red Flag Warning - Large Fires | Vegetation Contact | Aggregated | 2056 | 7.0499e-06 | 752.6401 | 0.005306 | 2056 | Mitigation | 0.95 | 45 | 0 | esc | 0.00097009 | 6.839e-09 | 0.00097009 | 6.839e-09
[120 empty] | 7.3.3.17.5 (Remote Grid) Updates to grid topology to minimize risk of ignition in HFTDs Remote GridWLDFRVegetation ContactAggregated | WLDFR | HFTD - Distribution - Tier 2 - 5QU CoRE ¦ 1QU LoRE | Non-Red Flag Warning - Large Fires | Vegetation Contact | Aggregated | 2057 | 7.0499e-06 | 752.6401 | 0.005306 | 2057 | Mitigation | 0.95 | 45 | 0 | esc | 0.00097009 | 6.839e-09 | 0.00097009 | 6.839e-09
[120 empty] | 7.3.3.17.5 (Remote Grid) Updates to grid topology to minimize risk of ignition in HFTDs Remote GridWLDFRVegetation ContactAggregated | WLDFR | HFTD - Distribution - Tier 2 - 5QU CoRE ¦ 1QU LoRE | Non-Red Flag Warning - Large Fires | Vegetation Contact | Aggregated | 2058 | 7.0499e-06 | 752.6401 | 0.005306 | 2058 | Mitigation | 0.95 | 45 | 0 | esc | 0.00097009 | 6.839e-09 | 0.00097009 | 6.839e-09
[120 empty] | 7.3.3.17.5 (Remote Grid) Updates to grid topology to minimize risk of ignition in HFTDs Remote GridWLDFRVegetation ContactAggregated | WLDFR | HFTD - Distribution - Tier 2 - 5QU CoRE ¦ 1QU LoRE | Non-Red Flag Warning - Large Fires | Vegetation Contact | Aggregated | 2059 | 7.0499e-06 | 752.6401 | 0.005306 | 2059 | Mitigation | 0.95 | 45 | 0 | esc | 0.00097009 | 6.839e-09 | 0.00097009 | 6.839e-09
[120 empty] | 7.3.3.17.5 (Remote Grid) Updates to grid topology to minimize risk of ignition in HFTDs Remote GridWLDFRVegetation ContactAggregated | WLDFR | HFTD - Distribution - Tier 2 - 5QU CoRE ¦ 1QU LoRE | Non-Red Flag Warning - Large Fires | Vegetation Contact | Aggregated | 2060 | 7.0499e-06 | 752.6401 | 0.005306 | 2060 | Mitigation | 0.95 | 45 | 0 | esc | 0.00097009 | 6.839e-09 | 0.00097009 | 6.839e-09
[120 empty] | 7.3.3.17.5 (Remote Grid) Updates to grid topology to minimize risk of ignition in HFTDs Remote GridWLDFRVegetation ContactAggregated | WLDFR | HFTD - Distribution - Tier 2 - 5QU CoRE ¦ 1QU LoRE | Non-Red Flag Warning - Large Fires | Vegetation Contact | Aggregated | 2061 | 7.0499e-06 | 752.6401 | 0.005306 | 2061 | Mitigation | 0.95 | 45 | 0 | esc | 0.00097009 | 6.839e-09 | 0.00097009 | 6.839e-09
[120 empty] | 7.3.3.17.5 (Remote Grid) Updates to grid topology to minimize risk of ignition in HFTDs Remote GridWLDFRVegetation ContactAggregated | WLDFR | HFTD - Distribution - Tier 2 - 5QU CoRE ¦ 1QU LoRE | Non-Red Flag Warning - Large Fires | Vegetation Contact | Aggregated | 2062 | 7.0499e-06 | 752.6401 | 0.005306 | 2062 | Mitigation | 0.95 | 45 | 0 | esc | 0.00097009 | 6.839e-09 | 0.00097009 | 6.839e-09
[120 empty] | 7.3.3.17.5 (Remote Grid) Updates to grid topology to minimize risk of ignition in HFTDs Remote GridWLDFRVegetation ContactAggregated | WLDFR | HFTD - Distribution - Tier 2 - 5QU CoRE ¦ 1QU LoRE | Non-Red Flag Warning - Large Fires | Vegetation Contact | Aggregated | 2063 | 7.0499e-06 | 752.6401 | 0.005306 | 2063 | Mitigation | 0.95 | 45 | 0 | esc | 0.00097009 | 6.839e-09 | 0.00097009 | 6.839e-09
[120 empty] | 7.3.3.17.5 (Remote Grid) Updates to grid topology to minimize risk of ignition in HFTDs Remote GridWLDFRVegetation ContactAggregated | WLDFR | HFTD - Distribution - Tier 2 - 5QU CoRE ¦ 1QU LoRE | Non-Red Flag Warning - Large Fires | Vegetation Contact | Aggregated | 2064 | 7.0499e-06 | 752.6401 | 0.005306 | 2064 | Mitigation | 0.95 | 45 | 0 | esc | 0.00097009 | 6.839e-09 | 0.00097009 | 6.839e-09
[120 empty] | 7.3.3.17.5 (Remote Grid) Updates to grid topology to minimize risk of ignition in HFTDs Remote GridWLDFRVegetation ContactAggregated | WLDFR | HFTD - Distribution - Tier 2 - 5QU CoRE ¦ 1QU LoRE | Non-Red Flag Warning - Large Fires | Vegetation Contact | Aggregated | 2065 | 7.0499e-06 | 752.6401 | 0.005306 | 2065 | Mitigation | 0.95 | 45 | 0 | esc | 0.00097009 | 6.839e-09 | 0.00097009 | 6.839e-09
[120 empty] | 7.3.3.17.5 (Remote Grid) Updates to grid topology to minimize risk of ignition in HFTDs Remote GridWLDFRVegetation ContactAggregated | WLDFR | HFTD - Distribution - Tier 2 - 5QU CoRE ¦ 1QU LoRE | Non-Red Flag Warning - Large Fires | Vegetation Contact | Aggregated | 2066 | 7.0499e-06 | 752.6401 | 0.005306 | 2066 | Mitigation | 0.95 | 45 | 0 | esc | 0.00097009 | 6.839e-09 | 0.00097009 | 6.839e-09
[120 empty] | 7.3.3.17.5 (Remote Grid) Updates to grid topology to minimize risk of ignition in HFTDs Remote GridWLDFRVegetation ContactAggregated | WLDFR | HFTD - Distribution - Tier 2 - 5QU CoRE ¦ 1QU LoRE | Non-Red Flag Warning - Large Fires | Vegetation Contact | Aggregated | 2067 | 7.0499e-06 | 752.6401 | 0.005306 | 2067 | Mitigation | 0.95 | 45 | 0 | esc | 0 | 0 | 0.00097009 | 6.839e-09
[120 empty] | 7.3.3.17.5 (Remote Grid) Updates to grid topology to minimize risk of ignition in HFTDs Remote GridWLDFRWire-to-wire contactAggregated | WLDFR | HFTD - Distribution - Tier 2 - 5QU CoRE ¦ 1QU LoRE | Non-Red Flag Warning - Large Fires | Wire-to-wire contact | Aggregated | 2022 | 3.15e-06 | 752.6401 | 0.0023708 | 2022 | Mitigation | 0.95 | 45 | 0 | esc | 0.00097009 | 3.0557e-09 | 0 | 0
[120 empty] | 7.3.3.17.5 (Remote Grid) Updates to grid topology to minimize risk of ignition in HFTDs Remote GridWLDFRWire-to-wire contactAggregated | WLDFR | HFTD - Distribution - Tier 2 - 5QU CoRE ¦ 1QU LoRE | Non-Red Flag Warning - Large Fires | Wire-to-wire contact | Aggregated | 2023 | 3.15e-06 | 752.6401 | 0.0023708 | 2023 | Mitigation | 0.95 | 45 | 0 | esc | 0.00097009 | 3.0557e-09 | 0.00097009 | 3.0557e-09
[120 empty] | 7.3.3.17.5 (Remote Grid) Updates to grid topology to minimize risk of ignition in HFTDs Remote GridWLDFRWire-to-wire contactAggregated | WLDFR | HFTD - Distribution - Tier 2 - 5QU CoRE ¦ 1QU LoRE | Non-Red Flag Warning - Large Fires | Wire-to-wire contact | Aggregated | 2024 | 3.15e-06 | 752.6401 | 0.0023708 | 2024 | Mitigation | 0.95 | 45 | 0 | esc | 0.00097009 | 3.0557e-09 | 0.00097009 | 3.0557e-09
[120 empty] | 7.3.3.17.5 (Remote Grid) Updates to grid topology to minimize risk of ignition in HFTDs Remote GridWLDFRWire-to-wire contactAggregated | WLDFR | HFTD - Distribution - Tier 2 - 5QU CoRE ¦ 1QU LoRE | Non-Red Flag Warning - Large Fires | Wire-to-wire contact | Aggregated | 2025 | 3.15e-06 | 752.6401 | 0.0023708 | 2025 | Mitigation | 0.95 | 45 | 0 | esc | 0.00097009 | 3.0557e-09 | 0.00097009 | 3.0557e-09
[120 empty] | 7.3.3.17.5 (Remote Grid) Updates to grid topology to minimize risk of ignition in HFTDs Remote GridWLDFRWire-to-wire contactAggregated | WLDFR | HFTD - Distribution - Tier 2 - 5QU CoRE ¦ 1QU LoRE | Non-Red Flag Warning - Large Fires | Wire-to-wire contact | Aggregated | 2026 | 3.15e-06 | 752.6401 | 0.0023708 | 2026 | Mitigation | 0.95 | 45 | 0 | esc | 0.00097009 | 3.0557e-09 | 0.00097009 | 3.0557e-09
[120 empty] | 7.3.3.17.5 (Remote Grid) Updates to grid topology to minimize risk of ignition in HFTDs Remote GridWLDFRWire-to-wire contactAggregated | WLDFR | HFTD - Distribution - Tier 2 - 5QU CoRE ¦ 1QU LoRE | Non-Red Flag Warning - Large Fires | Wire-to-wire contact | Aggregated | 2027 | 3.15e-06 | 752.6401 | 0.0023708 | 2027 | Mitigation | 0.95 | 45 | 0 | esc | 0.00097009 | 3.0557e-09 | 0.00097009 | 3.0557e-09
[120 empty] | 7.3.3.17.5 (Remote Grid) Updates to grid topology to minimize risk of ignition in HFTDs Remote GridWLDFRWire-to-wire contactAggregated | WLDFR | HFTD - Distribution - Tier 2 - 5QU CoRE ¦ 1QU LoRE | Non-Red Flag Warning - Large Fires | Wire-to-wire contact | Aggregated | 2028 | 3.15e-06 | 752.6401 | 0.0023708 | 2028 | Mitigation | 0.95 | 45 | 0 | esc | 0.00097009 | 3.0557e-09 | 0.00097009 | 3.0557e-09
[120 empty] | 7.3.3.17.5 (Remote Grid) Updates to grid topology to minimize risk of ignition in HFTDs Remote GridWLDFRWire-to-wire contactAggregated | WLDFR | HFTD - Distribution - Tier 2 - 5QU CoRE ¦ 1QU LoRE | Non-Red Flag Warning - Large Fires | Wire-to-wire contact | Aggregated | 2029 | 3.15e-06 | 752.6401 | 0.0023708 | 2029 | Mitigation | 0.95 | 45 | 0 | esc | 0.00097009 | 3.0557e-09 | 0.00097009 | 3.0557e-09
[120 empty] | 7.3.3.17.5 (Remote Grid) Updates to grid topology to minimize risk of ignition in HFTDs Remote GridWLDFRWire-to-wire contactAggregated | WLDFR | HFTD - Distribution - Tier 2 - 5QU CoRE ¦ 1QU LoRE | Non-Red Flag Warning - Large Fires | Wire-to-wire contact | Aggregated | 2030 | 3.15e-06 | 752.6401 | 0.0023708 | 2030 | Mitigation | 0.95 | 45 | 0 | esc | 0.00097009 | 3.0557e-09 | 0.00097009 | 3.0557e-09
[120 empty] | 7.3.3.17.5 (Remote Grid) Updates to grid topology to minimize risk of ignition in HFTDs Remote GridWLDFRWire-to-wire contactAggregated | WLDFR | HFTD - Distribution - Tier 2 - 5QU CoRE ¦ 1QU LoRE | Non-Red Flag Warning - Large Fires | Wire-to-wire contact | Aggregated | 2031 | 3.15e-06 | 752.6401 | 0.0023708 | 2031 | Mitigation | 0.95 | 45 | 0 | esc | 0.00097009 | 3.0557e-09 | 0.00097009 | 3.0557e-09
[120 empty] | 7.3.3.17.5 (Remote Grid) Updates to grid topology to minimize risk of ignition in HFTDs Remote GridWLDFRWire-to-wire contactAggregated | WLDFR | HFTD - Distribution - Tier 2 - 5QU CoRE ¦ 1QU LoRE | Non-Red Flag Warning - Large Fires | Wire-to-wire contact | Aggregated | 2032 | 3.15e-06 | 752.6401 | 0.0023708 | 2032 | Mitigation | 0.95 | 45 | 0 | esc | 0.00097009 | 3.0557e-09 | 0.00097009 | 3.0557e-09
[120 empty] | 7.3.3.17.5 (Remote Grid) Updates to grid topology to minimize risk of ignition in HFTDs Remote GridWLDFRWire-to-wire contactAggregated | WLDFR | HFTD - Distribution - Tier 2 - 5QU CoRE ¦ 1QU LoRE | Non-Red Flag Warning - Large Fires | Wire-to-wire contact | Aggregated | 2033 | 3.15e-06 | 752.6401 | 0.0023708 | 2033 | Mitigation | 0.95 | 45 | 0 | esc | 0.00097009 | 3.0557e-09 | 0.00097009 | 3.0557e-09
[120 empty] | 7.3.3.17.5 (Remote Grid) Updates to grid topology to minimize risk of ignition in HFTDs Remote GridWLDFRWire-to-wire contactAggregated | WLDFR | HFTD - Distribution - Tier 2 - 5QU CoRE ¦ 1QU LoRE | Non-Red Flag Warning - Large Fires | Wire-to-wire contact | Aggregated | 2034 | 3.15e-06 | 752.6401 | 0.0023708 | 2034 | Mitigation | 0.95 | 45 | 0 | esc | 0.00097009 | 3.0557e-09 | 0.00097009 | 3.0557e-09
[120 empty] | 7.3.3.17.5 (Remote Grid) Updates to grid topology to minimize risk of ignition in HFTDs Remote GridWLDFRWire-to-wire contactAggregated | WLDFR | HFTD - Distribution - Tier 2 - 5QU CoRE ¦ 1QU LoRE | Non-Red Flag Warning - Large Fires | Wire-to-wire contact | Aggregated | 2035 | 3.15e-06 | 752.6401 | 0.0023708 | 2035 | Mitigation | 0.95 | 45 | 0 | esc | 0.00097009 | 3.0557e-09 | 0.00097009 | 3.0557e-09
[120 empty] | 7.3.3.17.5 (Remote Grid) Updates to grid topology to minimize risk of ignition in HFTDs Remote GridWLDFRWire-to-wire contactAggregated | WLDFR | HFTD - Distribution - Tier 2 - 5QU CoRE ¦ 1QU LoRE | Non-Red Flag Warning - Large Fires | Wire-to-wire contact | Aggregated | 2036 | 3.15e-06 | 752.6401 | 0.0023708 | 2036 | Mitigation | 0.95 | 45 | 0 | esc | 0.00097009 | 3.0557e-09 | 0.00097009 | 3.0557e-09
[120 empty] | 7.3.3.17.5 (Remote Grid) Updates to grid topology to minimize risk of ignition in HFTDs Remote GridWLDFRWire-to-wire contactAggregated | WLDFR | HFTD - Distribution - Tier 2 - 5QU CoRE ¦ 1QU LoRE | Non-Red Flag Warning - Large Fires | Wire-to-wire contact | Aggregated | 2037 | 3.15e-06 | 752.6401 | 0.0023708 | 2037 | Mitigation | 0.95 | 45 | 0 | esc | 0.00097009 | 3.0557e-09 | 0.00097009 | 3.0557e-09
[120 empty] | 7.3.3.17.5 (Remote Grid) Updates to grid topology to minimize risk of ignition in HFTDs Remote GridWLDFRWire-to-wire contactAggregated | WLDFR | HFTD - Distribution - Tier 2 - 5QU CoRE ¦ 1QU LoRE | Non-Red Flag Warning - Large Fires | Wire-to-wire contact | Aggregated | 2038 | 3.15e-06 | 752.6401 | 0.0023708 | 2038 | Mitigation | 0.95 | 45 | 0 | esc | 0.00097009 | 3.0557e-09 | 0.00097009 | 3.0557e-09
[120 empty] | 7.3.3.17.5 (Remote Grid) Updates to grid topology to minimize risk of ignition in HFTDs Remote GridWLDFRWire-to-wire contactAggregated | WLDFR | HFTD - Distribution - Tier 2 - 5QU CoRE ¦ 1QU LoRE | Non-Red Flag Warning - Large Fires | Wire-to-wire contact | Aggregated | 2039 | 3.15e-06 | 752.6401 | 0.0023708 | 2039 | Mitigation | 0.95 | 45 | 0 | esc | 0.00097009 | 3.0557e-09 | 0.00097009 | 3.0557e-09
[120 empty] | 7.3.3.17.5 (Remote Grid) Updates to grid topology to minimize risk of ignition in HFTDs Remote GridWLDFRWire-to-wire contactAggregated | WLDFR | HFTD - Distribution - Tier 2 - 5QU CoRE ¦ 1QU LoRE | Non-Red Flag Warning - Large Fires | Wire-to-wire contact | Aggregated | 2040 | 3.15e-06 | 752.6401 | 0.0023708 | 2040 | Mitigation | 0.95 | 45 | 0 | esc | 0.00097009 | 3.0557e-09 | 0.00097009 | 3.0557e-09
[120 empty] | 7.3.3.17.5 (Remote Grid) Updates to grid topology to minimize risk of ignition in HFTDs Remote GridWLDFRWire-to-wire contactAggregated | WLDFR | HFTD - Distribution - Tier 2 - 5QU CoRE ¦ 1QU LoRE | Non-Red Flag Warning - Large Fires | Wire-to-wire contact | Aggregated | 2041 | 3.15e-06 | 752.6401 | 0.0023708 | 2041 | Mitigation | 0.95 | 45 | 0 | esc | 0.00097009 | 3.0557e-09 | 0.00097009 | 3.0557e-09
[120 empty] | 7.3.3.17.5 (Remote Grid) Updates to grid topology to minimize risk of ignition in HFTDs Remote GridWLDFRWire-to-wire contactAggregated | WLDFR | HFTD - Distribution - Tier 2 - 5QU CoRE ¦ 1QU LoRE | Non-Red Flag Warning - Large Fires | Wire-to-wire contact | Aggregated | 2042 | 3.15e-06 | 752.6401 | 0.0023708 | 2042 | Mitigation | 0.95 | 45 | 0 | esc | 0.00097009 | 3.0557e-09 | 0.00097009 | 3.0557e-09
[120 empty] | 7.3.3.17.5 (Remote Grid) Updates to grid topology to minimize risk of ignition in HFTDs Remote GridWLDFRWire-to-wire contactAggregated | WLDFR | HFTD - Distribution - Tier 2 - 5QU CoRE ¦ 1QU LoRE | Non-Red Flag Warning - Large Fires | Wire-to-wire contact | Aggregated | 2043 | 3.15e-06 | 752.6401 | 0.0023708 | 2043 | Mitigation | 0.95 | 45 | 0 | esc | 0.00097009 | 3.0557e-09 | 0.00097009 | 3.0557e-09
[120 empty] | 7.3.3.17.5 (Remote Grid) Updates to grid topology to minimize risk of ignition in HFTDs Remote GridWLDFRWire-to-wire contactAggregated | WLDFR | HFTD - Distribution - Tier 2 - 5QU CoRE ¦ 1QU LoRE | Non-Red Flag Warning - Large Fires | Wire-to-wire contact | Aggregated | 2044 | 3.15e-06 | 752.6401 | 0.0023708 | 2044 | Mitigation | 0.95 | 45 | 0 | esc | 0.00097009 | 3.0557e-09 | 0.00097009 | 3.0557e-09
[120 empty] | 7.3.3.17.5 (Remote Grid) Updates to grid topology to minimize risk of ignition in HFTDs Remote GridWLDFRWire-to-wire contactAggregated | WLDFR | HFTD - Distribution - Tier 2 - 5QU CoRE ¦ 1QU LoRE | Non-Red Flag Warning - Large Fires | Wire-to-wire contact | Aggregated | 2045 | 3.15e-06 | 752.6401 | 0.0023708 | 2045 | Mitigation | 0.95 | 45 | 0 | esc | 0.00097009 | 3.0557e-09 | 0.00097009 | 3.0557e-09
[120 empty] | 7.3.3.17.5 (Remote Grid) Updates to grid topology to minimize risk of ignition in HFTDs Remote GridWLDFRWire-to-wire contactAggregated | WLDFR | HFTD - Distribution - Tier 2 - 5QU CoRE ¦ 1QU LoRE | Non-Red Flag Warning - Large Fires | Wire-to-wire contact | Aggregated | 2046 | 3.15e-06 | 752.6401 | 0.0023708 | 2046 | Mitigation | 0.95 | 45 | 0 | esc | 0.00097009 | 3.0557e-09 | 0.00097009 | 3.0557e-09
[120 empty] | 7.3.3.17.5 (Remote Grid) Updates to grid topology to minimize risk of ignition in HFTDs Remote GridWLDFRWire-to-wire contactAggregated | WLDFR | HFTD - Distribution - Tier 2 - 5QU CoRE ¦ 1QU LoRE | Non-Red Flag Warning - Large Fires | Wire-to-wire contact | Aggregated | 2047 | 3.15e-06 | 752.6401 | 0.0023708 | 2047 | Mitigation | 0.95 | 45 | 0 | esc | 0.00097009 | 3.0557e-09 | 0.00097009 | 3.0557e-09
[120 empty] | 7.3.3.17.5 (Remote Grid) Updates to grid topology to minimize risk of ignition in HFTDs Remote GridWLDFRWire-to-wire contactAggregated | WLDFR | HFTD - Distribution - Tier 2 - 5QU CoRE ¦ 1QU LoRE | Non-Red Flag Warning - Large Fires | Wire-to-wire contact | Aggregated | 2048 | 3.15e-06 | 752.6401 | 0.0023708 | 2048 | Mitigation | 0.95 | 45 | 0 | esc | 0.00097009 | 3.0557e-09 | 0.00097009 | 3.0557e-09
[120 empty] | 7.3.3.17.5 (Remote Grid) Updates to grid topology to minimize risk of ignition in HFTDs Remote GridWLDFRWire-to-wire contactAggregated | WLDFR | HFTD - Distribution - Tier 2 - 5QU CoRE ¦ 1QU LoRE | Non-Red Flag Warning - Large Fires | Wire-to-wire contact | Aggregated | 2049 | 3.15e-06 | 752.6401 | 0.0023708 | 2049 | Mitigation | 0.95 | 45 | 0 | esc | 0.00097009 | 3.0557e-09 | 0.00097009 | 3.0557e-09
[120 empty] | 7.3.3.17.5 (Remote Grid) Updates to grid topology to minimize risk of ignition in HFTDs Remote GridWLDFRWire-to-wire contactAggregated | WLDFR | HFTD - Distribution - Tier 2 - 5QU CoRE ¦ 1QU LoRE | Non-Red Flag Warning - Large Fires | Wire-to-wire contact | Aggregated | 2050 | 3.15e-06 | 752.6401 | 0.0023708 | 2050 | Mitigation | 0.95 | 45 | 0 | esc | 0.00097009 | 3.0557e-09 | 0.00097009 | 3.0557e-09
[120 empty] | 7.3.3.17.5 (Remote Grid) Updates to grid topology to minimize risk of ignition in HFTDs Remote GridWLDFRWire-to-wire contactAggregated | WLDFR | HFTD - Distribution - Tier 2 - 5QU CoRE ¦ 1QU LoRE | Non-Red Flag Warning - Large Fires | Wire-to-wire contact | Aggregated | 2051 | 3.15e-06 | 752.6401 | 0.0023708 | 2051 | Mitigation | 0.95 | 45 | 0 | esc | 0.00097009 | 3.0557e-09 | 0.00097009 | 3.0557e-09
[120 empty] | 7.3.3.17.5 (Remote Grid) Updates to grid topology to minimize risk of ignition in HFTDs Remote GridWLDFRWire-to-wire contactAggregated | WLDFR | HFTD - Distribution - Tier 2 - 5QU CoRE ¦ 1QU LoRE | Non-Red Flag Warning - Large Fires | Wire-to-wire contact | Aggregated | 2052 | 3.15e-06 | 752.6401 | 0.0023708 | 2052 | Mitigation | 0.95 | 45 | 0 | esc | 0.00097009 | 3.0557e-09 | 0.00097009 | 3.0557e-09
[120 empty] | 7.3.3.17.5 (Remote Grid) Updates to grid topology to minimize risk of ignition in HFTDs Remote GridWLDFRWire-to-wire contactAggregated | WLDFR | HFTD - Distribution - Tier 2 - 5QU CoRE ¦ 1QU LoRE | Non-Red Flag Warning - Large Fires | Wire-to-wire contact | Aggregated | 2053 | 3.15e-06 | 752.6401 | 0.0023708 | 2053 | Mitigation | 0.95 | 45 | 0 | esc | 0.00097009 | 3.0557e-09 | 0.00097009 | 3.0557e-09
[120 empty] | 7.3.3.17.5 (Remote Grid) Updates to grid topology to minimize risk of ignition in HFTDs Remote GridWLDFRWire-to-wire contactAggregated | WLDFR | HFTD - Distribution - Tier 2 - 5QU CoRE ¦ 1QU LoRE | Non-Red Flag Warning - Large Fires | Wire-to-wire contact | Aggregated | 2054 | 3.15e-06 | 752.6401 | 0.0023708 | 2054 | Mitigation | 0.95 | 45 | 0 | esc | 0.00097009 | 3.0557e-09 | 0.00097009 | 3.0557e-09
[120 empty] | 7.3.3.17.5 (Remote Grid) Updates to grid topology to minimize risk of ignition in HFTDs Remote GridWLDFRWire-to-wire contactAggregated | WLDFR | HFTD - Distribution - Tier 2 - 5QU CoRE ¦ 1QU LoRE | Non-Red Flag Warning - Large Fires | Wire-to-wire contact | Aggregated | 2055 | 3.15e-06 | 752.6401 | 0.0023708 | 2055 | Mitigation | 0.95 | 45 | 0 | esc | 0.00097009 | 3.0557e-09 | 0.00097009 | 3.0557e-09
[120 empty] | 7.3.3.17.5 (Remote Grid) Updates to grid topology to minimize risk of ignition in HFTDs Remote GridWLDFRWire-to-wire contactAggregated | WLDFR | HFTD - Distribution - Tier 2 - 5QU CoRE ¦ 1QU LoRE | Non-Red Flag Warning - Large Fires | Wire-to-wire contact | Aggregated | 2056 | 3.15e-06 | 752.6401 | 0.0023708 | 2056 | Mitigation | 0.95 | 45 | 0 | esc | 0.00097009 | 3.0557e-09 | 0.00097009 | 3.0557e-09
[120 empty] | 7.3.3.17.5 (Remote Grid) Updates to grid topology to minimize risk of ignition in HFTDs Remote GridWLDFRWire-to-wire contactAggregated | WLDFR | HFTD - Distribution - Tier 2 - 5QU CoRE ¦ 1QU LoRE | Non-Red Flag Warning - Large Fires | Wire-to-wire contact | Aggregated | 2057 | 3.15e-06 | 752.6401 | 0.0023708 | 2057 | Mitigation | 0.95 | 45 | 0 | esc | 0.00097009 | 3.0557e-09 | 0.00097009 | 3.0557e-09
[120 empty] | 7.3.3.17.5 (Remote Grid) Updates to grid topology to minimize risk of ignition in HFTDs Remote GridWLDFRWire-to-wire contactAggregated | WLDFR | HFTD - Distribution - Tier 2 - 5QU CoRE ¦ 1QU LoRE | Non-Red Flag Warning - Large Fires | Wire-to-wire contact | Aggregated | 2058 | 3.15e-06 | 752.6401 | 0.0023708 | 2058 | Mitigation | 0.95 | 45 | 0 | esc | 0.00097009 | 3.0557e-09 | 0.00097009 | 3.0557e-09
[120 empty] | 7.3.3.17.5 (Remote Grid) Updates to grid topology to minimize risk of ignition in HFTDs Remote GridWLDFRWire-to-wire contactAggregated | WLDFR | HFTD - Distribution - Tier 2 - 5QU CoRE ¦ 1QU LoRE | Non-Red Flag Warning - Large Fires | Wire-to-wire contact | Aggregated | 2059 | 3.15e-06 | 752.6401 | 0.0023708 | 2059 | Mitigation | 0.95 | 45 | 0 | esc | 0.00097009 | 3.0557e-09 | 0.00097009 | 3.0557e-09
[120 empty] | 7.3.3.17.5 (Remote Grid) Updates to grid topology to minimize risk of ignition in HFTDs Remote GridWLDFRWire-to-wire contactAggregated | WLDFR | HFTD - Distribution - Tier 2 - 5QU CoRE ¦ 1QU LoRE | Non-Red Flag Warning - Large Fires | Wire-to-wire contact | Aggregated | 2060 | 3.15e-06 | 752.6401 | 0.0023708 | 2060 | Mitigation | 0.95 | 45 | 0 | esc | 0.00097009 | 3.0557e-09 | 0.00097009 | 3.0557e-09
[120 empty] | 7.3.3.17.5 (Remote Grid) Updates to grid topology to minimize risk of ignition in HFTDs Remote GridWLDFRWire-to-wire contactAggregated | WLDFR | HFTD - Distribution - Tier 2 - 5QU CoRE ¦ 1QU LoRE | Non-Red Flag Warning - Large Fires | Wire-to-wire contact | Aggregated | 2061 | 3.15e-06 | 752.6401 | 0.0023708 | 2061 | Mitigation | 0.95 | 45 | 0 | esc | 0.00097009 | 3.0557e-09 | 0.00097009 | 3.0557e-09
[120 empty] | 7.3.3.17.5 (Remote Grid) Updates to grid topology to minimize risk of ignition in HFTDs Remote GridWLDFRWire-to-wire contactAggregated | WLDFR | HFTD - Distribution - Tier 2 - 5QU CoRE ¦ 1QU LoRE | Non-Red Flag Warning - Large Fires | Wire-to-wire contact | Aggregated | 2062 | 3.15e-06 | 752.6401 | 0.0023708 | 2062 | Mitigation | 0.95 | 45 | 0 | esc | 0.00097009 | 3.0557e-09 | 0.00097009 | 3.0557e-09
[120 empty] | 7.3.3.17.5 (Remote Grid) Updates to grid topology to minimize risk of ignition in HFTDs Remote GridWLDFRWire-to-wire contactAggregated | WLDFR | HFTD - Distribution - Tier 2 - 5QU CoRE ¦ 1QU LoRE | Non-Red Flag Warning - Large Fires | Wire-to-wire contact | Aggregated | 2063 | 3.15e-06 | 752.6401 | 0.0023708 | 2063 | Mitigation | 0.95 | 45 | 0 | esc | 0.00097009 | 3.0557e-09 | 0.00097009 | 3.0557e-09
[120 empty] | 7.3.3.17.5 (Remote Grid) Updates to grid topology to minimize risk of ignition in HFTDs Remote GridWLDFRWire-to-wire contactAggregated | WLDFR | HFTD - Distribution - Tier 2 - 5QU CoRE ¦ 1QU LoRE | Non-Red Flag Warning - Large Fires | Wire-to-wire contact | Aggregated | 2064 | 3.15e-06 | 752.6401 | 0.0023708 | 2064 | Mitigation | 0.95 | 45 | 0 | esc | 0.00097009 | 3.0557e-09 | 0.00097009 | 3.0557e-09
[120 empty] | 7.3.3.17.5 (Remote Grid) Updates to grid topology to minimize risk of ignition in HFTDs Remote GridWLDFRWire-to-wire contactAggregated | WLDFR | HFTD - Distribution - Tier 2 - 5QU CoRE ¦ 1QU LoRE | Non-Red Flag Warning - Large Fires | Wire-to-wire contact | Aggregated | 2065 | 3.15e-06 | 752.6401 | 0.0023708 | 2065 | Mitigation | 0.95 | 45 | 0 | esc | 0.00097009 | 3.0557e-09 | 0.00097009 | 3.0557e-09
[120 empty] | 7.3.3.17.5 (Remote Grid) Updates to grid topology to minimize risk of ignition in HFTDs Remote GridWLDFRWire-to-wire contactAggregated | WLDFR | HFTD - Distribution - Tier 2 - 5QU CoRE ¦ 1QU LoRE | Non-Red Flag Warning - Large Fires | Wire-to-wire contact | Aggregated | 2066 | 3.15e-06 | 752.6401 | 0.0023708 | 2066 | Mitigation | 0.95 | 45 | 0 | esc | 0.00097009 | 3.0557e-09 | 0.00097009 | 3.0557e-09
[120 empty] | 7.3.3.17.5 (Remote Grid) Updates to grid topology to minimize risk of ignition in HFTDs Remote GridWLDFRWire-to-wire contactAggregated | WLDFR | HFTD - Distribution - Tier 2 - 5QU CoRE ¦ 1QU LoRE | Non-Red Flag Warning - Large Fires | Wire-to-wire contact | Aggregated | 2067 | 3.15e-06 | 752.6401 | 0.0023708 | 2067 | Mitigation | 0.95 | 45 | 0 | esc | 0 | 0 | 0.00097009 | 3.0557e-09
[120 empty] | 7.3.3.17.5 (Remote Grid) Updates to grid topology to minimize risk of ignition in HFTDs Remote GridWLDFRContact from objectAggregated | WLDFR | HFTD - Distribution - Tier 2 - 5QU CoRE ¦ 1QU LoRE | Non-Red Flag Warning - Small Fires | Contact from object | Aggregated | 2022 | 0.0024692 | 752.6401 | 1.8584 | 2022 | Mitigation | 0.95 | 45 | 0 | esc | 0.00097009 | 2.3953e-06 | 0 | 0
[120 empty] | 7.3.3.17.5 (Remote Grid) Updates to grid topology to minimize risk of ignition in HFTDs Remote GridWLDFRContact from objectAggregated | WLDFR | HFTD - Distribution - Tier 2 - 5QU CoRE ¦ 1QU LoRE | Non-Red Flag Warning - Small Fires | Contact from object | Aggregated | 2023 | 0.0024692 | 752.6401 | 1.8584 | 2023 | Mitigation | 0.95 | 45 | 0 | esc | 0.00097009 | 2.3953e-06 | 0.00097009 | 2.3953e-06
[120 empty] | 7.3.3.17.5 (Remote Grid) Updates to grid topology to minimize risk of ignition in HFTDs Remote GridWLDFRContact from objectAggregated | WLDFR | HFTD - Distribution - Tier 2 - 5QU CoRE ¦ 1QU LoRE | Non-Red Flag Warning - Small Fires | Contact from object | Aggregated | 2024 | 0.0024692 | 752.6401 | 1.8584 | 2024 | Mitigation | 0.95 | 45 | 0 | esc | 0.00097009 | 2.3953e-06 | 0.00097009 | 2.3953e-06
[120 empty] | 7.3.3.17.5 (Remote Grid) Updates to grid topology to minimize risk of ignition in HFTDs Remote GridWLDFRContact from objectAggregated | WLDFR | HFTD - Distribution - Tier 2 - 5QU CoRE ¦ 1QU LoRE | Non-Red Flag Warning - Small Fires | Contact from object | Aggregated | 2025 | 0.0024692 | 752.6401 | 1.8584 | 2025 | Mitigation | 0.95 | 45 | 0 | esc | 0.00097009 | 2.3953e-06 | 0.00097009 | 2.3953e-06
[120 empty] | 7.3.3.17.5 (Remote Grid) Updates to grid topology to minimize risk of ignition in HFTDs Remote GridWLDFRContact from objectAggregated | WLDFR | HFTD - Distribution - Tier 2 - 5QU CoRE ¦ 1QU LoRE | Non-Red Flag Warning - Small Fires | Contact from object | Aggregated | 2026 | 0.0024692 | 752.6401 | 1.8584 | 2026 | Mitigation | 0.95 | 45 | 0 | esc | 0.00097009 | 2.3953e-06 | 0.00097009 | 2.3953e-06
[120 empty] | 7.3.3.17.5 (Remote Grid) Updates to grid topology to minimize risk of ignition in HFTDs Remote GridWLDFRContact from objectAggregated | WLDFR | HFTD - Distribution - Tier 2 - 5QU CoRE ¦ 1QU LoRE | Non-Red Flag Warning - Small Fires | Contact from object | Aggregated | 2027 | 0.0024692 | 752.6401 | 1.8584 | 2027 | Mitigation | 0.95 | 45 | 0 | esc | 0.00097009 | 2.3953e-06 | 0.00097009 | 2.3953e-06
[120 empty] | 7.3.3.17.5 (Remote Grid) Updates to grid topology to minimize risk of ignition in HFTDs Remote GridWLDFRContact from objectAggregated | WLDFR | HFTD - Distribution - Tier 2 - 5QU CoRE ¦ 1QU LoRE | Non-Red Flag Warning - Small Fires | Contact from object | Aggregated | 2028 | 0.0024692 | 752.6401 | 1.8584 | 2028 | Mitigation | 0.95 | 45 | 0 | esc | 0.00097009 | 2.3953e-06 | 0.00097009 | 2.3953e-06
[120 empty] | 7.3.3.17.5 (Remote Grid) Updates to grid topology to minimize risk of ignition in HFTDs Remote GridWLDFRContact from objectAggregated | WLDFR | HFTD - Distribution - Tier 2 - 5QU CoRE ¦ 1QU LoRE | Non-Red Flag Warning - Small Fires | Contact from object | Aggregated | 2029 | 0.0024692 | 752.6401 | 1.8584 | 2029 | Mitigation | 0.95 | 45 | 0 | esc | 0.00097009 | 2.3953e-06 | 0.00097009 | 2.3953e-06
[120 empty] | 7.3.3.17.5 (Remote Grid) Updates to grid topology to minimize risk of ignition in HFTDs Remote GridWLDFRContact from objectAggregated | WLDFR | HFTD - Distribution - Tier 2 - 5QU CoRE ¦ 1QU LoRE | Non-Red Flag Warning - Small Fires | Contact from object | Aggregated | 2030 | 0.0024692 | 752.6401 | 1.8584 | 2030 | Mitigation | 0.95 | 45 | 0 | esc | 0.00097009 | 2.3953e-06 | 0.00097009 | 2.3953e-06
[120 empty] | 7.3.3.17.5 (Remote Grid) Updates to grid topology to minimize risk of ignition in HFTDs Remote GridWLDFRContact from objectAggregated | WLDFR | HFTD - Distribution - Tier 2 - 5QU CoRE ¦ 1QU LoRE | Non-Red Flag Warning - Small Fires | Contact from object | Aggregated | 2031 | 0.0024692 | 752.6401 | 1.8584 | 2031 | Mitigation | 0.95 | 45 | 0 | esc | 0.00097009 | 2.3953e-06 | 0.00097009 | 2.3953e-06
[120 empty] | 7.3.3.17.5 (Remote Grid) Updates to grid topology to minimize risk of ignition in HFTDs Remote GridWLDFRContact from objectAggregated | WLDFR | HFTD - Distribution - Tier 2 - 5QU CoRE ¦ 1QU LoRE | Non-Red Flag Warning - Small Fires | Contact from object | Aggregated | 2032 | 0.0024692 | 752.6401 | 1.8584 | 2032 | Mitigation | 0.95 | 45 | 0 | esc | 0.00097009 | 2.3953e-06 | 0.00097009 | 2.3953e-06
[120 empty] | 7.3.3.17.5 (Remote Grid) Updates to grid topology to minimize risk of ignition in HFTDs Remote GridWLDFRContact from objectAggregated | WLDFR | HFTD - Distribution - Tier 2 - 5QU CoRE ¦ 1QU LoRE | Non-Red Flag Warning - Small Fires | Contact from object | Aggregated | 2033 | 0.0024692 | 752.6401 | 1.8584 | 2033 | Mitigation | 0.95 | 45 | 0 | esc | 0.00097009 | 2.3953e-06 | 0.00097009 | 2.3953e-06
[120 empty] | 7.3.3.17.5 (Remote Grid) Updates to grid topology to minimize risk of ignition in HFTDs Remote GridWLDFRContact from objectAggregated | WLDFR | HFTD - Distribution - Tier 2 - 5QU CoRE ¦ 1QU LoRE | Non-Red Flag Warning - Small Fires | Contact from object | Aggregated | 2034 | 0.0024692 | 752.6401 | 1.8584 | 2034 | Mitigation | 0.95 | 45 | 0 | esc | 0.00097009 | 2.3953e-06 | 0.00097009 | 2.3953e-06
[120 empty] | 7.3.3.17.5 (Remote Grid) Updates to grid topology to minimize risk of ignition in HFTDs Remote GridWLDFRContact from objectAggregated | WLDFR | HFTD - Distribution - Tier 2 - 5QU CoRE ¦ 1QU LoRE | Non-Red Flag Warning - Small Fires | Contact from object | Aggregated | 2035 | 0.0024692 | 752.6401 | 1.8584 | 2035 | Mitigation | 0.95 | 45 | 0 | esc | 0.00097009 | 2.3953e-06 | 0.00097009 | 2.3953e-06
[120 empty] | 7.3.3.17.5 (Remote Grid) Updates to grid topology to minimize risk of ignition in HFTDs Remote GridWLDFRContact from objectAggregated | WLDFR | HFTD - Distribution - Tier 2 - 5QU CoRE ¦ 1QU LoRE | Non-Red Flag Warning - Small Fires | Contact from object | Aggregated | 2036 | 0.0024692 | 752.6401 | 1.8584 | 2036 | Mitigation | 0.95 | 45 | 0 | esc | 0.00097009 | 2.3953e-06 | 0.00097009 | 2.3953e-06
[120 empty] | 7.3.3.17.5 (Remote Grid) Updates to grid topology to minimize risk of ignition in HFTDs Remote GridWLDFRContact from objectAggregated | WLDFR | HFTD - Distribution - Tier 2 - 5QU CoRE ¦ 1QU LoRE | Non-Red Flag Warning - Small Fires | Contact from object | Aggregated | 2037 | 0.0024692 | 752.6401 | 1.8584 | 2037 | Mitigation | 0.95 | 45 | 0 | esc | 0.00097009 | 2.3953e-06 | 0.00097009 | 2.3953e-06
[120 empty] | 7.3.3.17.5 (Remote Grid) Updates to grid topology to minimize risk of ignition in HFTDs Remote GridWLDFRContact from objectAggregated | WLDFR | HFTD - Distribution - Tier 2 - 5QU CoRE ¦ 1QU LoRE | Non-Red Flag Warning - Small Fires | Contact from object | Aggregated | 2038 | 0.0024692 | 752.6401 | 1.8584 | 2038 | Mitigation | 0.95 | 45 | 0 | esc | 0.00097009 | 2.3953e-06 | 0.00097009 | 2.3953e-06
[120 empty] | 7.3.3.17.5 (Remote Grid) Updates to grid topology to minimize risk of ignition in HFTDs Remote GridWLDFRContact from objectAggregated | WLDFR | HFTD - Distribution - Tier 2 - 5QU CoRE ¦ 1QU LoRE | Non-Red Flag Warning - Small Fires | Contact from object | Aggregated | 2039 | 0.0024692 | 752.6401 | 1.8584 | 2039 | Mitigation | 0.95 | 45 | 0 | esc | 0.00097009 | 2.3953e-06 | 0.00097009 | 2.3953e-06
[120 empty] | 7.3.3.17.5 (Remote Grid) Updates to grid topology to minimize risk of ignition in HFTDs Remote GridWLDFRContact from objectAggregated | WLDFR | HFTD - Distribution - Tier 2 - 5QU CoRE ¦ 1QU LoRE | Non-Red Flag Warning - Small Fires | Contact from object | Aggregated | 2040 | 0.0024692 | 752.6401 | 1.8584 | 2040 | Mitigation | 0.95 | 45 | 0 | esc | 0.00097009 | 2.3953e-06 | 0.00097009 | 2.3953e-06
[120 empty] | 7.3.3.17.5 (Remote Grid) Updates to grid topology to minimize risk of ignition in HFTDs Remote GridWLDFRContact from objectAggregated | WLDFR | HFTD - Distribution - Tier 2 - 5QU CoRE ¦ 1QU LoRE | Non-Red Flag Warning - Small Fires | Contact from object | Aggregated | 2041 | 0.0024692 | 752.6401 | 1.8584 | 2041 | Mitigation | 0.95 | 45 | 0 | esc | 0.00097009 | 2.3953e-06 | 0.00097009 | 2.3953e-06
[120 empty] | 7.3.3.17.5 (Remote Grid) Updates to grid topology to minimize risk of ignition in HFTDs Remote GridWLDFRContact from objectAggregated | WLDFR | HFTD - Distribution - Tier 2 - 5QU CoRE ¦ 1QU LoRE | Non-Red Flag Warning - Small Fires | Contact from object | Aggregated | 2042 | 0.0024692 | 752.6401 | 1.8584 | 2042 | Mitigation | 0.95 | 45 | 0 | esc | 0.00097009 | 2.3953e-06 | 0.00097009 | 2.3953e-06
[120 empty] | 7.3.3.17.5 (Remote Grid) Updates to grid topology to minimize risk of ignition in HFTDs Remote GridWLDFRContact from objectAggregated | WLDFR | HFTD - Distribution - Tier 2 - 5QU CoRE ¦ 1QU LoRE | Non-Red Flag Warning - Small Fires | Contact from object | Aggregated | 2043 | 0.0024692 | 752.6401 | 1.8584 | 2043 | Mitigation | 0.95 | 45 | 0 | esc | 0.00097009 | 2.3953e-06 | 0.00097009 | 2.3953e-06
[120 empty] | 7.3.3.17.5 (Remote Grid) Updates to grid topology to minimize risk of ignition in HFTDs Remote GridWLDFRContact from objectAggregated | WLDFR | HFTD - Distribution - Tier 2 - 5QU CoRE ¦ 1QU LoRE | Non-Red Flag Warning - Small Fires | Contact from object | Aggregated | 2044 | 0.0024692 | 752.6401 | 1.8584 | 2044 | Mitigation | 0.95 | 45 | 0 | esc | 0.00097009 | 2.3953e-06 | 0.00097009 | 2.3953e-06
[120 empty] | 7.3.3.17.5 (Remote Grid) Updates to grid topology to minimize risk of ignition in HFTDs Remote GridWLDFRContact from objectAggregated | WLDFR | HFTD - Distribution - Tier 2 - 5QU CoRE ¦ 1QU LoRE | Non-Red Flag Warning - Small Fires | Contact from object | Aggregated | 2045 | 0.0024692 | 752.6401 | 1.8584 | 2045 | Mitigation | 0.95 | 45 | 0 | esc | 0.00097009 | 2.3953e-06 | 0.00097009 | 2.3953e-06
[120 empty] | 7.3.3.17.5 (Remote Grid) Updates to grid topology to minimize risk of ignition in HFTDs Remote GridWLDFRContact from objectAggregated | WLDFR | HFTD - Distribution - Tier 2 - 5QU CoRE ¦ 1QU LoRE | Non-Red Flag Warning - Small Fires | Contact from object | Aggregated | 2046 | 0.0024692 | 752.6401 | 1.8584 | 2046 | Mitigation | 0.95 | 45 | 0 | esc | 0.00097009 | 2.3953e-06 | 0.00097009 | 2.3953e-06
[120 empty] | 7.3.3.17.5 (Remote Grid) Updates to grid topology to minimize risk of ignition in HFTDs Remote GridWLDFRContact from objectAggregated | WLDFR | HFTD - Distribution - Tier 2 - 5QU CoRE ¦ 1QU LoRE | Non-Red Flag Warning - Small Fires | Contact from object | Aggregated | 2047 | 0.0024692 | 752.6401 | 1.8584 | 2047 | Mitigation | 0.95 | 45 | 0 | esc | 0.00097009 | 2.3953e-06 | 0.00097009 | 2.3953e-06
[120 empty] | 7.3.3.17.5 (Remote Grid) Updates to grid topology to minimize risk of ignition in HFTDs Remote GridWLDFRContact from objectAggregated | WLDFR | HFTD - Distribution - Tier 2 - 5QU CoRE ¦ 1QU LoRE | Non-Red Flag Warning - Small Fires | Contact from object | Aggregated | 2048 | 0.0024692 | 752.6401 | 1.8584 | 2048 | Mitigation | 0.95 | 45 | 0 | esc | 0.00097009 | 2.3953e-06 | 0.00097009 | 2.3953e-06
[120 empty] | 7.3.3.17.5 (Remote Grid) Updates to grid topology to minimize risk of ignition in HFTDs Remote GridWLDFRContact from objectAggregated | WLDFR | HFTD - Distribution - Tier 2 - 5QU CoRE ¦ 1QU LoRE | Non-Red Flag Warning - Small Fires | Contact from object | Aggregated | 2049 | 0.0024692 | 752.6401 | 1.8584 | 2049 | Mitigation | 0.95 | 45 | 0 | esc | 0.00097009 | 2.3953e-06 | 0.00097009 | 2.3953e-06
[120 empty] | 7.3.3.17.5 (Remote Grid) Updates to grid topology to minimize risk of ignition in HFTDs Remote GridWLDFRContact from objectAggregated | WLDFR | HFTD - Distribution - Tier 2 - 5QU CoRE ¦ 1QU LoRE | Non-Red Flag Warning - Small Fires | Contact from object | Aggregated | 2050 | 0.0024692 | 752.6401 | 1.8584 | 2050 | Mitigation | 0.95 | 45 | 0 | esc | 0.00097009 | 2.3953e-06 | 0.00097009 | 2.3953e-06
[120 empty] | 7.3.3.17.5 (Remote Grid) Updates to grid topology to minimize risk of ignition in HFTDs Remote GridWLDFRContact from objectAggregated | WLDFR | HFTD - Distribution - Tier 2 - 5QU CoRE ¦ 1QU LoRE | Non-Red Flag Warning - Small Fires | Contact from object | Aggregated | 2051 | 0.0024692 | 752.6401 | 1.8584 | 2051 | Mitigation | 0.95 | 45 | 0 | esc | 0.00097009 | 2.3953e-06 | 0.00097009 | 2.3953e-06
[120 empty] | 7.3.3.17.5 (Remote Grid) Updates to grid topology to minimize risk of ignition in HFTDs Remote GridWLDFRContact from objectAggregated | WLDFR | HFTD - Distribution - Tier 2 - 5QU CoRE ¦ 1QU LoRE | Non-Red Flag Warning - Small Fires | Contact from object | Aggregated | 2052 | 0.0024692 | 752.6401 | 1.8584 | 2052 | Mitigation | 0.95 | 45 | 0 | esc | 0.00097009 | 2.3953e-06 | 0.00097009 | 2.3953e-06
[120 empty] | 7.3.3.17.5 (Remote Grid) Updates to grid topology to minimize risk of ignition in HFTDs Remote GridWLDFRContact from objectAggregated | WLDFR | HFTD - Distribution - Tier 2 - 5QU CoRE ¦ 1QU LoRE | Non-Red Flag Warning - Small Fires | Contact from object | Aggregated | 2053 | 0.0024692 | 752.6401 | 1.8584 | 2053 | Mitigation | 0.95 | 45 | 0 | esc | 0.00097009 | 2.3953e-06 | 0.00097009 | 2.3953e-06
[120 empty] | 7.3.3.17.5 (Remote Grid) Updates to grid topology to minimize risk of ignition in HFTDs Remote GridWLDFRContact from objectAggregated | WLDFR | HFTD - Distribution - Tier 2 - 5QU CoRE ¦ 1QU LoRE | Non-Red Flag Warning - Small Fires | Contact from object | Aggregated | 2054 | 0.0024692 | 752.6401 | 1.8584 | 2054 | Mitigation | 0.95 | 45 | 0 | esc | 0.00097009 | 2.3953e-06 | 0.00097009 | 2.3953e-06
[120 empty] | 7.3.3.17.5 (Remote Grid) Updates to grid topology to minimize risk of ignition in HFTDs Remote GridWLDFRContact from objectAggregated | WLDFR | HFTD - Distribution - Tier 2 - 5QU CoRE ¦ 1QU LoRE | Non-Red Flag Warning - Small Fires | Contact from object | Aggregated | 2055 | 0.0024692 | 752.6401 | 1.8584 | 2055 | Mitigation | 0.95 | 45 | 0 | esc | 0.00097009 | 2.3953e-06 | 0.00097009 | 2.3953e-06
[120 empty] | 7.3.3.17.5 (Remote Grid) Updates to grid topology to minimize risk of ignition in HFTDs Remote GridWLDFRContact from objectAggregated | WLDFR | HFTD - Distribution - Tier 2 - 5QU CoRE ¦ 1QU LoRE | Non-Red Flag Warning - Small Fires | Contact from object | Aggregated | 2056 | 0.0024692 | 752.6401 | 1.8584 | 2056 | Mitigation | 0.95 | 45 | 0 | esc | 0.00097009 | 2.3953e-06 | 0.00097009 | 2.3953e-06
[120 empty] | 7.3.3.17.5 (Remote Grid) Updates to grid topology to minimize risk of ignition in HFTDs Remote GridWLDFRContact from objectAggregated | WLDFR | HFTD - Distribution - Tier 2 - 5QU CoRE ¦ 1QU LoRE | Non-Red Flag Warning - Small Fires | Contact from object | Aggregated | 2057 | 0.0024692 | 752.6401 | 1.8584 | 2057 | Mitigation | 0.95 | 45 | 0 | esc | 0.00097009 | 2.3953e-06 | 0.00097009 | 2.3953e-06
[120 empty] | 7.3.3.17.5 (Remote Grid) Updates to grid topology to minimize risk of ignition in HFTDs Remote GridWLDFRContact from objectAggregated | WLDFR | HFTD - Distribution - Tier 2 - 5QU CoRE ¦ 1QU LoRE | Non-Red Flag Warning - Small Fires | Contact from object | Aggregated | 2058 | 0.0024692 | 752.6401 | 1.8584 | 2058 | Mitigation | 0.95 | 45 | 0 | esc | 0.00097009 | 2.3953e-06 | 0.00097009 | 2.3953e-06
[120 empty] | 7.3.3.17.5 (Remote Grid) Updates to grid topology to minimize risk of ignition in HFTDs Remote GridWLDFRContact from objectAggregated | WLDFR | HFTD - Distribution - Tier 2 - 5QU CoRE ¦ 1QU LoRE | Non-Red Flag Warning - Small Fires | Contact from object | Aggregated | 2059 | 0.0024692 | 752.6401 | 1.8584 | 2059 | Mitigation | 0.95 | 45 | 0 | esc | 0.00097009 | 2.3953e-06 | 0.00097009 | 2.3953e-06
[120 empty] | 7.3.3.17.5 (Remote Grid) Updates to grid topology to minimize risk of ignition in HFTDs Remote GridWLDFRContact from objectAggregated | WLDFR | HFTD - Distribution - Tier 2 - 5QU CoRE ¦ 1QU LoRE | Non-Red Flag Warning - Small Fires | Contact from object | Aggregated | 2060 | 0.0024692 | 752.6401 | 1.8584 | 2060 | Mitigation | 0.95 | 45 | 0 | esc | 0.00097009 | 2.3953e-06 | 0.00097009 | 2.3953e-06
[120 empty] | 7.3.3.17.5 (Remote Grid) Updates to grid topology to minimize risk of ignition in HFTDs Remote GridWLDFRContact from objectAggregated | WLDFR | HFTD - Distribution - Tier 2 - 5QU CoRE ¦ 1QU LoRE | Non-Red Flag Warning - Small Fires | Contact from object | Aggregated | 2061 | 0.0024692 | 752.6401 | 1.8584 | 2061 | Mitigation | 0.95 | 45 | 0 | esc | 0.00097009 | 2.3953e-06 | 0.00097009 | 2.3953e-06
[120 empty] | 7.3.3.17.5 (Remote Grid) Updates to grid topology to minimize risk of ignition in HFTDs Remote GridWLDFRContact from objectAggregated | WLDFR | HFTD - Distribution - Tier 2 - 5QU CoRE ¦ 1QU LoRE | Non-Red Flag Warning - Small Fires | Contact from object | Aggregated | 2062 | 0.0024692 | 752.6401 | 1.8584 | 2062 | Mitigation | 0.95 | 45 | 0 | esc | 0.00097009 | 2.3953e-06 | 0.00097009 | 2.3953e-06
[120 empty] | 7.3.3.17.5 (Remote Grid) Updates to grid topology to minimize risk of ignition in HFTDs Remote GridWLDFRContact from objectAggregated | WLDFR | HFTD - Distribution - Tier 2 - 5QU CoRE ¦ 1QU LoRE | Non-Red Flag Warning - Small Fires | Contact from object | Aggregated | 2063 | 0.0024692 | 752.6401 | 1.8584 | 2063 | Mitigation | 0.95 | 45 | 0 | esc | 0.00097009 | 2.3953e-06 | 0.00097009 | 2.3953e-06
[120 empty] | 7.3.3.17.5 (Remote Grid) Updates to grid topology to minimize risk of ignition in HFTDs Remote GridWLDFRContact from objectAggregated | WLDFR | HFTD - Distribution - Tier 2 - 5QU CoRE ¦ 1QU LoRE | Non-Red Flag Warning - Small Fires | Contact from object | Aggregated | 2064 | 0.0024692 | 752.6401 | 1.8584 | 2064 | Mitigation | 0.95 | 45 | 0 | esc | 0.00097009 | 2.3953e-06 | 0.00097009 | 2.3953e-06
[120 empty] | 7.3.3.17.5 (Remote Grid) Updates to grid topology to minimize risk of ignition in HFTDs Remote GridWLDFRContact from objectAggregated | WLDFR | HFTD - Distribution - Tier 2 - 5QU CoRE ¦ 1QU LoRE | Non-Red Flag Warning - Small Fires | Contact from object | Aggregated | 2065 | 0.0024692 | 752.6401 | 1.8584 | 2065 | Mitigation | 0.95 | 45 | 0 | esc | 0.00097009 | 2.3953e-06 | 0.00097009 | 2.3953e-06
[120 empty] | 7.3.3.17.5 (Remote Grid) Updates to grid topology to minimize risk of ignition in HFTDs Remote GridWLDFRContact from objectAggregated | WLDFR | HFTD - Distribution - Tier 2 - 5QU CoRE ¦ 1QU LoRE | Non-Red Flag Warning - Small Fires | Contact from object | Aggregated | 2066 | 0.0024692 | 752.6401 | 1.8584 | 2066 | Mitigation | 0.95 | 45 | 0 | esc | 0.00097009 | 2.3953e-06 | 0.00097009 | 2.3953e-06
[120 empty] | 7.3.3.17.5 (Remote Grid) Updates to grid topology to minimize risk of ignition in HFTDs Remote GridWLDFRContact from objectAggregated | WLDFR | HFTD - Distribution - Tier 2 - 5QU CoRE ¦ 1QU LoRE | Non-Red Flag Warning - Small Fires | Contact from object | Aggregated | 2067 | 0.0024692 | 752.6401 | 1.8584 | 2067 | Mitigation | 0.95 | 45 | 0 | esc | 0 | 0 | 0.00097009 | 2.3953e-06
[120 empty] | 7.3.3.17.5 (Remote Grid) Updates to grid topology to minimize risk of ignition in HFTDs Remote GridWLDFRContaminationAggregated | WLDFR | HFTD - Distribution - Tier 2 - 5QU CoRE ¦ 1QU LoRE | Non-Red Flag Warning - Small Fires | Contamination | Aggregated | 2022 | 3.9798e-05 | 752.6401 | 0.029954 | 2022 | Mitigation | 0.95 | 45 | 0 | esc | 0.00097009 | 3.8608e-08 | 0 | 0
[120 empty] | 7.3.3.17.5 (Remote Grid) Updates to grid topology to minimize risk of ignition in HFTDs Remote GridWLDFRContaminationAggregated | WLDFR | HFTD - Distribution - Tier 2 - 5QU CoRE ¦ 1QU LoRE | Non-Red Flag Warning - Small Fires | Contamination | Aggregated | 2023 | 3.9798e-05 | 752.6401 | 0.029954 | 2023 | Mitigation | 0.95 | 45 | 0 | esc | 0.00097009 | 3.8608e-08 | 0.00097009 | 3.8608e-08
[120 empty] | 7.3.3.17.5 (Remote Grid) Updates to grid topology to minimize risk of ignition in HFTDs Remote GridWLDFRContaminationAggregated | WLDFR | HFTD - Distribution - Tier 2 - 5QU CoRE ¦ 1QU LoRE | Non-Red Flag Warning - Small Fires | Contamination | Aggregated | 2024 | 3.9798e-05 | 752.6401 | 0.029954 | 2024 | Mitigation | 0.95 | 45 | 0 | esc | 0.00097009 | 3.8608e-08 | 0.00097009 | 3.8608e-08
[120 empty] | 7.3.3.17.5 (Remote Grid) Updates to grid topology to minimize risk of ignition in HFTDs Remote GridWLDFRContaminationAggregated | WLDFR | HFTD - Distribution - Tier 2 - 5QU CoRE ¦ 1QU LoRE | Non-Red Flag Warning - Small Fires | Contamination | Aggregated | 2025 | 3.9798e-05 | 752.6401 | 0.029954 | 2025 | Mitigation | 0.95 | 45 | 0 | esc | 0.00097009 | 3.8608e-08 | 0.00097009 | 3.8608e-08
[120 empty] | 7.3.3.17.5 (Remote Grid) Updates to grid topology to minimize risk of ignition in HFTDs Remote GridWLDFRContaminationAggregated | WLDFR | HFTD - Distribution - Tier 2 - 5QU CoRE ¦ 1QU LoRE | Non-Red Flag Warning - Small Fires | Contamination | Aggregated | 2026 | 3.9798e-05 | 752.6401 | 0.029954 | 2026 | Mitigation | 0.95 | 45 | 0 | esc | 0.00097009 | 3.8608e-08 | 0.00097009 | 3.8608e-08
[120 empty] | 7.3.3.17.5 (Remote Grid) Updates to grid topology to minimize risk of ignition in HFTDs Remote GridWLDFRContaminationAggregated | WLDFR | HFTD - Distribution - Tier 2 - 5QU CoRE ¦ 1QU LoRE | Non-Red Flag Warning - Small Fires | Contamination | Aggregated | 2027 | 3.9798e-05 | 752.6401 | 0.029954 | 2027 | Mitigation | 0.95 | 45 | 0 | esc | 0.00097009 | 3.8608e-08 | 0.00097009 | 3.8608e-08
[120 empty] | 7.3.3.17.5 (Remote Grid) Updates to grid topology to minimize risk of ignition in HFTDs Remote GridWLDFRContaminationAggregated | WLDFR | HFTD - Distribution - Tier 2 - 5QU CoRE ¦ 1QU LoRE | Non-Red Flag Warning - Small Fires | Contamination | Aggregated | 2028 | 3.9798e-05 | 752.6401 | 0.029954 | 2028 | Mitigation | 0.95 | 45 | 0 | esc | 0.00097009 | 3.8608e-08 | 0.00097009 | 3.8608e-08
[120 empty] | 7.3.3.17.5 (Remote Grid) Updates to grid topology to minimize risk of ignition in HFTDs Remote GridWLDFRContaminationAggregated | WLDFR | HFTD - Distribution - Tier 2 - 5QU CoRE ¦ 1QU LoRE | Non-Red Flag Warning - Small Fires | Contamination | Aggregated | 2029 | 3.9798e-05 | 752.6401 | 0.029954 | 2029 | Mitigation | 0.95 | 45 | 0 | esc | 0.00097009 | 3.8608e-08 | 0.00097009 | 3.8608e-08
[120 empty] | 7.3.3.17.5 (Remote Grid) Updates to grid topology to minimize risk of ignition in HFTDs Remote GridWLDFRContaminationAggregated | WLDFR | HFTD - Distribution - Tier 2 - 5QU CoRE ¦ 1QU LoRE | Non-Red Flag Warning - Small Fires | Contamination | Aggregated | 2030 | 3.9798e-05 | 752.6401 | 0.029954 | 2030 | Mitigation | 0.95 | 45 | 0 | esc | 0.00097009 | 3.8608e-08 | 0.00097009 | 3.8608e-08
[120 empty] | 7.3.3.17.5 (Remote Grid) Updates to grid topology to minimize risk of ignition in HFTDs Remote GridWLDFRContaminationAggregated | WLDFR | HFTD - Distribution - Tier 2 - 5QU CoRE ¦ 1QU LoRE | Non-Red Flag Warning - Small Fires | Contamination | Aggregated | 2031 | 3.9798e-05 | 752.6401 | 0.029954 | 2031 | Mitigation | 0.95 | 45 | 0 | esc | 0.00097009 | 3.8608e-08 | 0.00097009 | 3.8608e-08
[120 empty] | 7.3.3.17.5 (Remote Grid) Updates to grid topology to minimize risk of ignition in HFTDs Remote GridWLDFRContaminationAggregated | WLDFR | HFTD - Distribution - Tier 2 - 5QU CoRE ¦ 1QU LoRE | Non-Red Flag Warning - Small Fires | Contamination | Aggregated | 2032 | 3.9798e-05 | 752.6401 | 0.029954 | 2032 | Mitigation | 0.95 | 45 | 0 | esc | 0.00097009 | 3.8608e-08 | 0.00097009 | 3.8608e-08
[120 empty] | 7.3.3.17.5 (Remote Grid) Updates to grid topology to minimize risk of ignition in HFTDs Remote GridWLDFRContaminationAggregated | WLDFR | HFTD - Distribution - Tier 2 - 5QU CoRE ¦ 1QU LoRE | Non-Red Flag Warning - Small Fires | Contamination | Aggregated | 2033 | 3.9798e-05 | 752.6401 | 0.029954 | 2033 | Mitigation | 0.95 | 45 | 0 | esc | 0.00097009 | 3.8608e-08 | 0.00097009 | 3.8608e-08
[120 empty] | 7.3.3.17.5 (Remote Grid) Updates to grid topology to minimize risk of ignition in HFTDs Remote GridWLDFRContaminationAggregated | WLDFR | HFTD - Distribution - Tier 2 - 5QU CoRE ¦ 1QU LoRE | Non-Red Flag Warning - Small Fires | Contamination | Aggregated | 2034 | 3.9798e-05 | 752.6401 | 0.029954 | 2034 | Mitigation | 0.95 | 45 | 0 | esc | 0.00097009 | 3.8608e-08 | 0.00097009 | 3.8608e-08
[120 empty] | 7.3.3.17.5 (Remote Grid) Updates to grid topology to minimize risk of ignition in HFTDs Remote GridWLDFRContaminationAggregated | WLDFR | HFTD - Distribution - Tier 2 - 5QU CoRE ¦ 1QU LoRE | Non-Red Flag Warning - Small Fires | Contamination | Aggregated | 2035 | 3.9798e-05 | 752.6401 | 0.029954 | 2035 | Mitigation | 0.95 | 45 | 0 | esc | 0.00097009 | 3.8608e-08 | 0.00097009 | 3.8608e-08
[120 empty] | 7.3.3.17.5 (Remote Grid) Updates to grid topology to minimize risk of ignition in HFTDs Remote GridWLDFRContaminationAggregated | WLDFR | HFTD - Distribution - Tier 2 - 5QU CoRE ¦ 1QU LoRE | Non-Red Flag Warning - Small Fires | Contamination | Aggregated | 2036 | 3.9798e-05 | 752.6401 | 0.029954 | 2036 | Mitigation | 0.95 | 45 | 0 | esc | 0.00097009 | 3.8608e-08 | 0.00097009 | 3.8608e-08
[120 empty] | 7.3.3.17.5 (Remote Grid) Updates to grid topology to minimize risk of ignition in HFTDs Remote GridWLDFRContaminationAggregated | WLDFR | HFTD - Distribution - Tier 2 - 5QU CoRE ¦ 1QU LoRE | Non-Red Flag Warning - Small Fires | Contamination | Aggregated | 2037 | 3.9798e-05 | 752.6401 | 0.029954 | 2037 | Mitigation | 0.95 | 45 | 0 | esc | 0.00097009 | 3.8608e-08 | 0.00097009 | 3.8608e-08
[120 empty] | 7.3.3.17.5 (Remote Grid) Updates to grid topology to minimize risk of ignition in HFTDs Remote GridWLDFRContaminationAggregated | WLDFR | HFTD - Distribution - Tier 2 - 5QU CoRE ¦ 1QU LoRE | Non-Red Flag Warning - Small Fires | Contamination | Aggregated | 2038 | 3.9798e-05 | 752.6401 | 0.029954 | 2038 | Mitigation | 0.95 | 45 | 0 | esc | 0.00097009 | 3.8608e-08 | 0.00097009 | 3.8608e-08
[120 empty] | 7.3.3.17.5 (Remote Grid) Updates to grid topology to minimize risk of ignition in HFTDs Remote GridWLDFRContaminationAggregated | WLDFR | HFTD - Distribution - Tier 2 - 5QU CoRE ¦ 1QU LoRE | Non-Red Flag Warning - Small Fires | Contamination | Aggregated | 2039 | 3.9798e-05 | 752.6401 | 0.029954 | 2039 | Mitigation | 0.95 | 45 | 0 | esc | 0.00097009 | 3.8608e-08 | 0.00097009 | 3.8608e-08
[120 empty] | 7.3.3.17.5 (Remote Grid) Updates to grid topology to minimize risk of ignition in HFTDs Remote GridWLDFRContaminationAggregated | WLDFR | HFTD - Distribution - Tier 2 - 5QU CoRE ¦ 1QU LoRE | Non-Red Flag Warning - Small Fires | Contamination | Aggregated | 2040 | 3.9798e-05 | 752.6401 | 0.029954 | 2040 | Mitigation | 0.95 | 45 | 0 | esc | 0.00097009 | 3.8608e-08 | 0.00097009 | 3.8608e-08
[120 empty] | 7.3.3.17.5 (Remote Grid) Updates to grid topology to minimize risk of ignition in HFTDs Remote GridWLDFRContaminationAggregated | WLDFR | HFTD - Distribution - Tier 2 - 5QU CoRE ¦ 1QU LoRE | Non-Red Flag Warning - Small Fires | Contamination | Aggregated | 2041 | 3.9798e-05 | 752.6401 | 0.029954 | 2041 | Mitigation | 0.95 | 45 | 0 | esc | 0.00097009 | 3.8608e-08 | 0.00097009 | 3.8608e-08
[120 empty] | 7.3.3.17.5 (Remote Grid) Updates to grid topology to minimize risk of ignition in HFTDs Remote GridWLDFRContaminationAggregated | WLDFR | HFTD - Distribution - Tier 2 - 5QU CoRE ¦ 1QU LoRE | Non-Red Flag Warning - Small Fires | Contamination | Aggregated | 2042 | 3.9798e-05 | 752.6401 | 0.029954 | 2042 | Mitigation | 0.95 | 45 | 0 | esc | 0.00097009 | 3.8608e-08 | 0.00097009 | 3.8608e-08
[120 empty] | 7.3.3.17.5 (Remote Grid) Updates to grid topology to minimize risk of ignition in HFTDs Remote GridWLDFRContaminationAggregated | WLDFR | HFTD - Distribution - Tier 2 - 5QU CoRE ¦ 1QU LoRE | Non-Red Flag Warning - Small Fires | Contamination | Aggregated | 2043 | 3.9798e-05 | 752.6401 | 0.029954 | 2043 | Mitigation | 0.95 | 45 | 0 | esc | 0.00097009 | 3.8608e-08 | 0.00097009 | 3.8608e-08
[120 empty] | 7.3.3.17.5 (Remote Grid) Updates to grid topology to minimize risk of ignition in HFTDs Remote GridWLDFRContaminationAggregated | WLDFR | HFTD - Distribution - Tier 2 - 5QU CoRE ¦ 1QU LoRE | Non-Red Flag Warning - Small Fires | Contamination | Aggregated | 2044 | 3.9798e-05 | 752.6401 | 0.029954 | 2044 | Mitigation | 0.95 | 45 | 0 | esc | 0.00097009 | 3.8608e-08 | 0.00097009 | 3.8608e-08
[120 empty] | 7.3.3.17.5 (Remote Grid) Updates to grid topology to minimize risk of ignition in HFTDs Remote GridWLDFRContaminationAggregated | WLDFR | HFTD - Distribution - Tier 2 - 5QU CoRE ¦ 1QU LoRE | Non-Red Flag Warning - Small Fires | Contamination | Aggregated | 2045 | 3.9798e-05 | 752.6401 | 0.029954 | 2045 | Mitigation | 0.95 | 45 | 0 | esc | 0.00097009 | 3.8608e-08 | 0.00097009 | 3.8608e-08
[120 empty] | 7.3.3.17.5 (Remote Grid) Updates to grid topology to minimize risk of ignition in HFTDs Remote GridWLDFRContaminationAggregated | WLDFR | HFTD - Distribution - Tier 2 - 5QU CoRE ¦ 1QU LoRE | Non-Red Flag Warning - Small Fires | Contamination | Aggregated | 2046 | 3.9798e-05 | 752.6401 | 0.029954 | 2046 | Mitigation | 0.95 | 45 | 0 | esc | 0.00097009 | 3.8608e-08 | 0.00097009 | 3.8608e-08
[120 empty] | 7.3.3.17.5 (Remote Grid) Updates to grid topology to minimize risk of ignition in HFTDs Remote GridWLDFRContaminationAggregated | WLDFR | HFTD - Distribution - Tier 2 - 5QU CoRE ¦ 1QU LoRE | Non-Red Flag Warning - Small Fires | Contamination | Aggregated | 2047 | 3.9798e-05 | 752.6401 | 0.029954 | 2047 | Mitigation | 0.95 | 45 | 0 | esc | 0.00097009 | 3.8608e-08 | 0.00097009 | 3.8608e-08
[120 empty] | 7.3.3.17.5 (Remote Grid) Updates to grid topology to minimize risk of ignition in HFTDs Remote GridWLDFRContaminationAggregated | WLDFR | HFTD - Distribution - Tier 2 - 5QU CoRE ¦ 1QU LoRE | Non-Red Flag Warning - Small Fires | Contamination | Aggregated | 2048 | 3.9798e-05 | 752.6401 | 0.029954 | 2048 | Mitigation | 0.95 | 45 | 0 | esc | 0.00097009 | 3.8608e-08 | 0.00097009 | 3.8608e-08
[120 empty] | 7.3.3.17.5 (Remote Grid) Updates to grid topology to minimize risk of ignition in HFTDs Remote GridWLDFRContaminationAggregated | WLDFR | HFTD - Distribution - Tier 2 - 5QU CoRE ¦ 1QU LoRE | Non-Red Flag Warning - Small Fires | Contamination | Aggregated | 2049 | 3.9798e-05 | 752.6401 | 0.029954 | 2049 | Mitigation | 0.95 | 45 | 0 | esc | 0.00097009 | 3.8608e-08 | 0.00097009 | 3.8608e-08
[120 empty] | 7.3.3.17.5 (Remote Grid) Updates to grid topology to minimize risk of ignition in HFTDs Remote GridWLDFRContaminationAggregated | WLDFR | HFTD - Distribution - Tier 2 - 5QU CoRE ¦ 1QU LoRE | Non-Red Flag Warning - Small Fires | Contamination | Aggregated | 2050 | 3.9798e-05 | 752.6401 | 0.029954 | 2050 | Mitigation | 0.95 | 45 | 0 | esc | 0.00097009 | 3.8608e-08 | 0.00097009 | 3.8608e-08
[120 empty] | 7.3.3.17.5 (Remote Grid) Updates to grid topology to minimize risk of ignition in HFTDs Remote GridWLDFRContaminationAggregated | WLDFR | HFTD - Distribution - Tier 2 - 5QU CoRE ¦ 1QU LoRE | Non-Red Flag Warning - Small Fires | Contamination | Aggregated | 2051 | 3.9798e-05 | 752.6401 | 0.029954 | 2051 | Mitigation | 0.95 | 45 | 0 | esc | 0.00097009 | 3.8608e-08 | 0.00097009 | 3.8608e-08
[120 empty] | 7.3.3.17.5 (Remote Grid) Updates to grid topology to minimize risk of ignition in HFTDs Remote GridWLDFRContaminationAggregated | WLDFR | HFTD - Distribution - Tier 2 - 5QU CoRE ¦ 1QU LoRE | Non-Red Flag Warning - Small Fires | Contamination | Aggregated | 2052 | 3.9798e-05 | 752.6401 | 0.029954 | 2052 | Mitigation | 0.95 | 45 | 0 | esc | 0.00097009 | 3.8608e-08 | 0.00097009 | 3.8608e-08
[120 empty] | 7.3.3.17.5 (Remote Grid) Updates to grid topology to minimize risk of ignition in HFTDs Remote GridWLDFRContaminationAggregated | WLDFR | HFTD - Distribution - Tier 2 - 5QU CoRE ¦ 1QU LoRE | Non-Red Flag Warning - Small Fires | Contamination | Aggregated | 2053 | 3.9798e-05 | 752.6401 | 0.029954 | 2053 | Mitigation | 0.95 | 45 | 0 | esc | 0.00097009 | 3.8608e-08 | 0.00097009 | 3.8608e-08
[120 empty] | 7.3.3.17.5 (Remote Grid) Updates to grid topology to minimize risk of ignition in HFTDs Remote GridWLDFRContaminationAggregated | WLDFR | HFTD - Distribution - Tier 2 - 5QU CoRE ¦ 1QU LoRE | Non-Red Flag Warning - Small Fires | Contamination | Aggregated | 2054 | 3.9798e-05 | 752.6401 | 0.029954 | 2054 | Mitigation | 0.95 | 45 | 0 | esc | 0.00097009 | 3.8608e-08 | 0.00097009 | 3.8608e-08
[120 empty] | 7.3.3.17.5 (Remote Grid) Updates to grid topology to minimize risk of ignition in HFTDs Remote GridWLDFRContaminationAggregated | WLDFR | HFTD - Distribution - Tier 2 - 5QU CoRE ¦ 1QU LoRE | Non-Red Flag Warning - Small Fires | Contamination | Aggregated | 2055 | 3.9798e-05 | 752.6401 | 0.029954 | 2055 | Mitigation | 0.95 | 45 | 0 | esc | 0.00097009 | 3.8608e-08 | 0.00097009 | 3.8608e-08
[120 empty] | 7.3.3.17.5 (Remote Grid) Updates to grid topology to minimize risk of ignition in HFTDs Remote GridWLDFRContaminationAggregated | WLDFR | HFTD - Distribution - Tier 2 - 5QU CoRE ¦ 1QU LoRE | Non-Red Flag Warning - Small Fires | Contamination | Aggregated | 2056 | 3.9798e-05 | 752.6401 | 0.029954 | 2056 | Mitigation | 0.95 | 45 | 0 | esc | 0.00097009 | 3.8608e-08 | 0.00097009 | 3.8608e-08
[120 empty] | 7.3.3.17.5 (Remote Grid) Updates to grid topology to minimize risk of ignition in HFTDs Remote GridWLDFRContaminationAggregated | WLDFR | HFTD - Distribution - Tier 2 - 5QU CoRE ¦ 1QU LoRE | Non-Red Flag Warning - Small Fires | Contamination | Aggregated | 2057 | 3.9798e-05 | 752.6401 | 0.029954 | 2057 | Mitigation | 0.95 | 45 | 0 | esc | 0.00097009 | 3.8608e-08 | 0.00097009 | 3.8608e-08
[120 empty] | 7.3.3.17.5 (Remote Grid) Updates to grid topology to minimize risk of ignition in HFTDs Remote GridWLDFRContaminationAggregated | WLDFR | HFTD - Distribution - Tier 2 - 5QU CoRE ¦ 1QU LoRE | Non-Red Flag Warning - Small Fires | Contamination | Aggregated | 2058 | 3.9798e-05 | 752.6401 | 0.029954 | 2058 | Mitigation | 0.95 | 45 | 0 | esc | 0.00097009 | 3.8608e-08 | 0.00097009 | 3.8608e-08
[120 empty] | 7.3.3.17.5 (Remote Grid) Updates to grid topology to minimize risk of ignition in HFTDs Remote GridWLDFRContaminationAggregated | WLDFR | HFTD - Distribution - Tier 2 - 5QU CoRE ¦ 1QU LoRE | Non-Red Flag Warning - Small Fires | Contamination | Aggregated | 2059 | 3.9798e-05 | 752.6401 | 0.029954 | 2059 | Mitigation | 0.95 | 45 | 0 | esc | 0.00097009 | 3.8608e-08 | 0.00097009 | 3.8608e-08
[120 empty] | 7.3.3.17.5 (Remote Grid) Updates to grid topology to minimize risk of ignition in HFTDs Remote GridWLDFRContaminationAggregated | WLDFR | HFTD - Distribution - Tier 2 - 5QU CoRE ¦ 1QU LoRE | Non-Red Flag Warning - Small Fires | Contamination | Aggregated | 2060 | 3.9798e-05 | 752.6401 | 0.029954 | 2060 | Mitigation | 0.95 | 45 | 0 | esc | 0.00097009 | 3.8608e-08 | 0.00097009 | 3.8608e-08
[120 empty] | 7.3.3.17.5 (Remote Grid) Updates to grid topology to minimize risk of ignition in HFTDs Remote GridWLDFRContaminationAggregated | WLDFR | HFTD - Distribution - Tier 2 - 5QU CoRE ¦ 1QU LoRE | Non-Red Flag Warning - Small Fires | Contamination | Aggregated | 2061 | 3.9798e-05 | 752.6401 | 0.029954 | 2061 | Mitigation | 0.95 | 45 | 0 | esc | 0.00097009 | 3.8608e-08 | 0.00097009 | 3.8608e-08
[120 empty] | 7.3.3.17.5 (Remote Grid) Updates to grid topology to minimize risk of ignition in HFTDs Remote GridWLDFRContaminationAggregated | WLDFR | HFTD - Distribution - Tier 2 - 5QU CoRE ¦ 1QU LoRE | Non-Red Flag Warning - Small Fires | Contamination | Aggregated | 2062 | 3.9798e-05 | 752.6401 | 0.029954 | 2062 | Mitigation | 0.95 | 45 | 0 | esc | 0.00097009 | 3.8608e-08 | 0.00097009 | 3.8608e-08
[120 empty] | 7.3.3.17.5 (Remote Grid) Updates to grid topology to minimize risk of ignition in HFTDs Remote GridWLDFRContaminationAggregated | WLDFR | HFTD - Distribution - Tier 2 - 5QU CoRE ¦ 1QU LoRE | Non-Red Flag Warning - Small Fires | Contamination | Aggregated | 2063 | 3.9798e-05 | 752.6401 | 0.029954 | 2063 | Mitigation | 0.95 | 45 | 0 | esc | 0.00097009 | 3.8608e-08 | 0.00097009 | 3.8608e-08
[120 empty] | 7.3.3.17.5 (Remote Grid) Updates to grid topology to minimize risk of ignition in HFTDs Remote GridWLDFRContaminationAggregated | WLDFR | HFTD - Distribution - Tier 2 - 5QU CoRE ¦ 1QU LoRE | Non-Red Flag Warning - Small Fires | Contamination | Aggregated | 2064 | 3.9798e-05 | 752.6401 | 0.029954 | 2064 | Mitigation | 0.95 | 45 | 0 | esc | 0.00097009 | 3.8608e-08 | 0.00097009 | 3.8608e-08
[120 empty] | 7.3.3.17.5 (Remote Grid) Updates to grid topology to minimize risk of ignition in HFTDs Remote GridWLDFRContaminationAggregated | WLDFR | HFTD - Distribution - Tier 2 - 5QU CoRE ¦ 1QU LoRE | Non-Red Flag Warning - Small Fires | Contamination | Aggregated | 2065 | 3.9798e-05 | 752.6401 | 0.029954 | 2065 | Mitigation | 0.95 | 45 | 0 | esc | 0.00097009 | 3.8608e-08 | 0.00097009 | 3.8608e-08
[120 empty] | 7.3.3.17.5 (Remote Grid) Updates to grid topology to minimize risk of ignition in HFTDs Remote GridWLDFRContaminationAggregated | WLDFR | HFTD - Distribution - Tier 2 - 5QU CoRE ¦ 1QU LoRE | Non-Red Flag Warning - Small Fires | Contamination | Aggregated | 2066 | 3.9798e-05 | 752.6401 | 0.029954 | 2066 | Mitigation | 0.95 | 45 | 0 | esc | 0.00097009 | 3.8608e-08 | 0.00097009 | 3.8608e-08
[120 empty] | 7.3.3.17.5 (Remote Grid) Updates to grid topology to minimize risk of ignition in HFTDs Remote GridWLDFRContaminationAggregated | WLDFR | HFTD - Distribution - Tier 2 - 5QU CoRE ¦ 1QU LoRE | Non-Red Flag Warning - Small Fires | Contamination | Aggregated | 2067 | 3.9798e-05 | 752.6401 | 0.029954 | 2067 | Mitigation | 0.95 | 45 | 0 | esc | 0 | 0 | 0.00097009 | 3.8608e-08
[120 empty] | 7.3.3.17.5 (Remote Grid) Updates to grid topology to minimize risk of ignition in HFTDs Remote GridWLDFREquipment / facility failureAggregated | WLDFR | HFTD - Distribution - Tier 2 - 5QU CoRE ¦ 1QU LoRE | Non-Red Flag Warning - Small Fires | Equipment / facility failure | Aggregated | 2022 | 0.0024371 | 752.6401 | 1.8343 | 2022 | Mitigation | 0.95 | 45 | 0 | esc | 0.00097009 | 2.3642e-06 | 0 | 0
[120 empty] | 7.3.3.17.5 (Remote Grid) Updates to grid topology to minimize risk of ignition in HFTDs Remote GridWLDFREquipment / facility failureAggregated | WLDFR | HFTD - Distribution - Tier 2 - 5QU CoRE ¦ 1QU LoRE | Non-Red Flag Warning - Small Fires | Equipment / facility failure | Aggregated | 2023 | 0.0024371 | 752.6401 | 1.8343 | 2023 | Mitigation | 0.95 | 45 | 0 | esc | 0.00097009 | 2.3642e-06 | 0.00097009 | 2.3642e-06
[120 empty] | 7.3.3.17.5 (Remote Grid) Updates to grid topology to minimize risk of ignition in HFTDs Remote GridWLDFREquipment / facility failureAggregated | WLDFR | HFTD - Distribution - Tier 2 - 5QU CoRE ¦ 1QU LoRE | Non-Red Flag Warning - Small Fires | Equipment / facility failure | Aggregated | 2024 | 0.0024371 | 752.6401 | 1.8343 | 2024 | Mitigation | 0.95 | 45 | 0 | esc | 0.00097009 | 2.3642e-06 | 0.00097009 | 2.3642e-06
[120 empty] | 7.3.3.17.5 (Remote Grid) Updates to grid topology to minimize risk of ignition in HFTDs Remote GridWLDFREquipment / facility failureAggregated | WLDFR | HFTD - Distribution - Tier 2 - 5QU CoRE ¦ 1QU LoRE | Non-Red Flag Warning - Small Fires | Equipment / facility failure | Aggregated | 2025 | 0.0024371 | 752.6401 | 1.8343 | 2025 | Mitigation | 0.95 | 45 | 0 | esc | 0.00097009 | 2.3642e-06 | 0.00097009 | 2.3642e-06
[120 empty] | 7.3.3.17.5 (Remote Grid) Updates to grid topology to minimize risk of ignition in HFTDs Remote GridWLDFREquipment / facility failureAggregated | WLDFR | HFTD - Distribution - Tier 2 - 5QU CoRE ¦ 1QU LoRE | Non-Red Flag Warning - Small Fires | Equipment / facility failure | Aggregated | 2026 | 0.0024371 | 752.6401 | 1.8343 | 2026 | Mitigation | 0.95 | 45 | 0 | esc | 0.00097009 | 2.3642e-06 | 0.00097009 | 2.3642e-06
[120 empty] | 7.3.3.17.5 (Remote Grid) Updates to grid topology to minimize risk of ignition in HFTDs Remote GridWLDFREquipment / facility failureAggregated | WLDFR | HFTD - Distribution - Tier 2 - 5QU CoRE ¦ 1QU LoRE | Non-Red Flag Warning - Small Fires | Equipment / facility failure | Aggregated | 2027 | 0.0024371 | 752.6401 | 1.8343 | 2027 | Mitigation | 0.95 | 45 | 0 | esc | 0.00097009 | 2.3642e-06 | 0.00097009 | 2.3642e-06
[120 empty] | 7.3.3.17.5 (Remote Grid) Updates to grid topology to minimize risk of ignition in HFTDs Remote GridWLDFREquipment / facility failureAggregated | WLDFR | HFTD - Distribution - Tier 2 - 5QU CoRE ¦ 1QU LoRE | Non-Red Flag Warning - Small Fires | Equipment / facility failure | Aggregated | 2028 | 0.0024371 | 752.6401 | 1.8343 | 2028 | Mitigation | 0.95 | 45 | 0 | esc | 0.00097009 | 2.3642e-06 | 0.00097009 | 2.3642e-06
[120 empty] | 7.3.3.17.5 (Remote Grid) Updates to grid topology to minimize risk of ignition in HFTDs Remote GridWLDFREquipment / facility failureAggregated | WLDFR | HFTD - Distribution - Tier 2 - 5QU CoRE ¦ 1QU LoRE | Non-Red Flag Warning - Small Fires | Equipment / facility failure | Aggregated | 2029 | 0.0024371 | 752.6401 | 1.8343 | 2029 | Mitigation | 0.95 | 45 | 0 | esc | 0.00097009 | 2.3642e-06 | 0.00097009 | 2.3642e-06
[120 empty] | 7.3.3.17.5 (Remote Grid) Updates to grid topology to minimize risk of ignition in HFTDs Remote GridWLDFREquipment / facility failureAggregated | WLDFR | HFTD - Distribution - Tier 2 - 5QU CoRE ¦ 1QU LoRE | Non-Red Flag Warning - Small Fires | Equipment / facility failure | Aggregated | 2030 | 0.0024371 | 752.6401 | 1.8343 | 2030 | Mitigation | 0.95 | 45 | 0 | esc | 0.00097009 | 2.3642e-06 | 0.00097009 | 2.3642e-06
[120 empty] | 7.3.3.17.5 (Remote Grid) Updates to grid topology to minimize risk of ignition in HFTDs Remote GridWLDFREquipment / facility failureAggregated | WLDFR | HFTD - Distribution - Tier 2 - 5QU CoRE ¦ 1QU LoRE | Non-Red Flag Warning - Small Fires | Equipment / facility failure | Aggregated | 2031 | 0.0024371 | 752.6401 | 1.8343 | 2031 | Mitigation | 0.95 | 45 | 0 | esc | 0.00097009 | 2.3642e-06 | 0.00097009 | 2.3642e-06
[120 empty] | 7.3.3.17.5 (Remote Grid) Updates to grid topology to minimize risk of ignition in HFTDs Remote GridWLDFREquipment / facility failureAggregated | WLDFR | HFTD - Distribution - Tier 2 - 5QU CoRE ¦ 1QU LoRE | Non-Red Flag Warning - Small Fires | Equipment / facility failure | Aggregated | 2032 | 0.0024371 | 752.6401 | 1.8343 | 2032 | Mitigation | 0.95 | 45 | 0 | esc | 0.00097009 | 2.3642e-06 | 0.00097009 | 2.3642e-06
[120 empty] | 7.3.3.17.5 (Remote Grid) Updates to grid topology to minimize risk of ignition in HFTDs Remote GridWLDFREquipment / facility failureAggregated | WLDFR | HFTD - Distribution - Tier 2 - 5QU CoRE ¦ 1QU LoRE | Non-Red Flag Warning - Small Fires | Equipment / facility failure | Aggregated | 2033 | 0.0024371 | 752.6401 | 1.8343 | 2033 | Mitigation | 0.95 | 45 | 0 | esc | 0.00097009 | 2.3642e-06 | 0.00097009 | 2.3642e-06
[120 empty] | 7.3.3.17.5 (Remote Grid) Updates to grid topology to minimize risk of ignition in HFTDs Remote GridWLDFREquipment / facility failureAggregated | WLDFR | HFTD - Distribution - Tier 2 - 5QU CoRE ¦ 1QU LoRE | Non-Red Flag Warning - Small Fires | Equipment / facility failure | Aggregated | 2034 | 0.0024371 | 752.6401 | 1.8343 | 2034 | Mitigation | 0.95 | 45 | 0 | esc | 0.00097009 | 2.3642e-06 | 0.00097009 | 2.3642e-06
[120 empty] | 7.3.3.17.5 (Remote Grid) Updates to grid topology to minimize risk of ignition in HFTDs Remote GridWLDFREquipment / facility failureAggregated | WLDFR | HFTD - Distribution - Tier 2 - 5QU CoRE ¦ 1QU LoRE | Non-Red Flag Warning - Small Fires | Equipment / facility failure | Aggregated | 2035 | 0.0024371 | 752.6401 | 1.8343 | 2035 | Mitigation | 0.95 | 45 | 0 | esc | 0.00097009 | 2.3642e-06 | 0.00097009 | 2.3642e-06
[120 empty] | 7.3.3.17.5 (Remote Grid) Updates to grid topology to minimize risk of ignition in HFTDs Remote GridWLDFREquipment / facility failureAggregated | WLDFR | HFTD - Distribution - Tier 2 - 5QU CoRE ¦ 1QU LoRE | Non-Red Flag Warning - Small Fires | Equipment / facility failure | Aggregated | 2036 | 0.0024371 | 752.6401 | 1.8343 | 2036 | Mitigation | 0.95 | 45 | 0 | esc | 0.00097009 | 2.3642e-06 | 0.00097009 | 2.3642e-06
[120 empty] | 7.3.3.17.5 (Remote Grid) Updates to grid topology to minimize risk of ignition in HFTDs Remote GridWLDFREquipment / facility failureAggregated | WLDFR | HFTD - Distribution - Tier 2 - 5QU CoRE ¦ 1QU LoRE | Non-Red Flag Warning - Small Fires | Equipment / facility failure | Aggregated | 2037 | 0.0024371 | 752.6401 | 1.8343 | 2037 | Mitigation | 0.95 | 45 | 0 | esc | 0.00097009 | 2.3642e-06 | 0.00097009 | 2.3642e-06
[120 empty] | 7.3.3.17.5 (Remote Grid) Updates to grid topology to minimize risk of ignition in HFTDs Remote GridWLDFREquipment / facility failureAggregated | WLDFR | HFTD - Distribution - Tier 2 - 5QU CoRE ¦ 1QU LoRE | Non-Red Flag Warning - Small Fires | Equipment / facility failure | Aggregated | 2038 | 0.0024371 | 752.6401 | 1.8343 | 2038 | Mitigation | 0.95 | 45 | 0 | esc | 0.00097009 | 2.3642e-06 | 0.00097009 | 2.3642e-06
[120 empty] | 7.3.3.17.5 (Remote Grid) Updates to grid topology to minimize risk of ignition in HFTDs Remote GridWLDFREquipment / facility failureAggregated | WLDFR | HFTD - Distribution - Tier 2 - 5QU CoRE ¦ 1QU LoRE | Non-Red Flag Warning - Small Fires | Equipment / facility failure | Aggregated | 2039 | 0.0024371 | 752.6401 | 1.8343 | 2039 | Mitigation | 0.95 | 45 | 0 | esc | 0.00097009 | 2.3642e-06 | 0.00097009 | 2.3642e-06
[120 empty] | 7.3.3.17.5 (Remote Grid) Updates to grid topology to minimize risk of ignition in HFTDs Remote GridWLDFREquipment / facility failureAggregated | WLDFR | HFTD - Distribution - Tier 2 - 5QU CoRE ¦ 1QU LoRE | Non-Red Flag Warning - Small Fires | Equipment / facility failure | Aggregated | 2040 | 0.0024371 | 752.6401 | 1.8343 | 2040 | Mitigation | 0.95 | 45 | 0 | esc | 0.00097009 | 2.3642e-06 | 0.00097009 | 2.3642e-06
[120 empty] | 7.3.3.17.5 (Remote Grid) Updates to grid topology to minimize risk of ignition in HFTDs Remote GridWLDFREquipment / facility failureAggregated | WLDFR | HFTD - Distribution - Tier 2 - 5QU CoRE ¦ 1QU LoRE | Non-Red Flag Warning - Small Fires | Equipment / facility failure | Aggregated | 2041 | 0.0024371 | 752.6401 | 1.8343 | 2041 | Mitigation | 0.95 | 45 | 0 | esc | 0.00097009 | 2.3642e-06 | 0.00097009 | 2.3642e-06
[120 empty] | 7.3.3.17.5 (Remote Grid) Updates to grid topology to minimize risk of ignition in HFTDs Remote GridWLDFREquipment / facility failureAggregated | WLDFR | HFTD - Distribution - Tier 2 - 5QU CoRE ¦ 1QU LoRE | Non-Red Flag Warning - Small Fires | Equipment / facility failure | Aggregated | 2042 | 0.0024371 | 752.6401 | 1.8343 | 2042 | Mitigation | 0.95 | 45 | 0 | esc | 0.00097009 | 2.3642e-06 | 0.00097009 | 2.3642e-06
[120 empty] | 7.3.3.17.5 (Remote Grid) Updates to grid topology to minimize risk of ignition in HFTDs Remote GridWLDFREquipment / facility failureAggregated | WLDFR | HFTD - Distribution - Tier 2 - 5QU CoRE ¦ 1QU LoRE | Non-Red Flag Warning - Small Fires | Equipment / facility failure | Aggregated | 2043 | 0.0024371 | 752.6401 | 1.8343 | 2043 | Mitigation | 0.95 | 45 | 0 | esc | 0.00097009 | 2.3642e-06 | 0.00097009 | 2.3642e-06
[120 empty] | 7.3.3.17.5 (Remote Grid) Updates to grid topology to minimize risk of ignition in HFTDs Remote GridWLDFREquipment / facility failureAggregated | WLDFR | HFTD - Distribution - Tier 2 - 5QU CoRE ¦ 1QU LoRE | Non-Red Flag Warning - Small Fires | Equipment / facility failure | Aggregated | 2044 | 0.0024371 | 752.6401 | 1.8343 | 2044 | Mitigation | 0.95 | 45 | 0 | esc | 0.00097009 | 2.3642e-06 | 0.00097009 | 2.3642e-06
[120 empty] | 7.3.3.17.5 (Remote Grid) Updates to grid topology to minimize risk of ignition in HFTDs Remote GridWLDFREquipment / facility failureAggregated | WLDFR | HFTD - Distribution - Tier 2 - 5QU CoRE ¦ 1QU LoRE | Non-Red Flag Warning - Small Fires | Equipment / facility failure | Aggregated | 2045 | 0.0024371 | 752.6401 | 1.8343 | 2045 | Mitigation | 0.95 | 45 | 0 | esc | 0.00097009 | 2.3642e-06 | 0.00097009 | 2.3642e-06
[120 empty] | 7.3.3.17.5 (Remote Grid) Updates to grid topology to minimize risk of ignition in HFTDs Remote GridWLDFREquipment / facility failureAggregated | WLDFR | HFTD - Distribution - Tier 2 - 5QU CoRE ¦ 1QU LoRE | Non-Red Flag Warning - Small Fires | Equipment / facility failure | Aggregated | 2046 | 0.0024371 | 752.6401 | 1.8343 | 2046 | Mitigation | 0.95 | 45 | 0 | esc | 0.00097009 | 2.3642e-06 | 0.00097009 | 2.3642e-06
[120 empty] | 7.3.3.17.5 (Remote Grid) Updates to grid topology to minimize risk of ignition in HFTDs Remote GridWLDFREquipment / facility failureAggregated | WLDFR | HFTD - Distribution - Tier 2 - 5QU CoRE ¦ 1QU LoRE | Non-Red Flag Warning - Small Fires | Equipment / facility failure | Aggregated | 2047 | 0.0024371 | 752.6401 | 1.8343 | 2047 | Mitigation | 0.95 | 45 | 0 | esc | 0.00097009 | 2.3642e-06 | 0.00097009 | 2.3642e-06
[120 empty] | 7.3.3.17.5 (Remote Grid) Updates to grid topology to minimize risk of ignition in HFTDs Remote GridWLDFREquipment / facility failureAggregated | WLDFR | HFTD - Distribution - Tier 2 - 5QU CoRE ¦ 1QU LoRE | Non-Red Flag Warning - Small Fires | Equipment / facility failure | Aggregated | 2048 | 0.0024371 | 752.6401 | 1.8343 | 2048 | Mitigation | 0.95 | 45 | 0 | esc | 0.00097009 | 2.3642e-06 | 0.00097009 | 2.3642e-06
[120 empty] | 7.3.3.17.5 (Remote Grid) Updates to grid topology to minimize risk of ignition in HFTDs Remote GridWLDFREquipment / facility failureAggregated | WLDFR | HFTD - Distribution - Tier 2 - 5QU CoRE ¦ 1QU LoRE | Non-Red Flag Warning - Small Fires | Equipment / facility failure | Aggregated | 2049 | 0.0024371 | 752.6401 | 1.8343 | 2049 | Mitigation | 0.95 | 45 | 0 | esc | 0.00097009 | 2.3642e-06 | 0.00097009 | 2.3642e-06
[120 empty] | 7.3.3.17.5 (Remote Grid) Updates to grid topology to minimize risk of ignition in HFTDs Remote GridWLDFREquipment / facility failureAggregated | WLDFR | HFTD - Distribution - Tier 2 - 5QU CoRE ¦ 1QU LoRE | Non-Red Flag Warning - Small Fires | Equipment / facility failure | Aggregated | 2050 | 0.0024371 | 752.6401 | 1.8343 | 2050 | Mitigation | 0.95 | 45 | 0 | esc | 0.00097009 | 2.3642e-06 | 0.00097009 | 2.3642e-06
[120 empty] | 7.3.3.17.5 (Remote Grid) Updates to grid topology to minimize risk of ignition in HFTDs Remote GridWLDFREquipment / facility failureAggregated | WLDFR | HFTD - Distribution - Tier 2 - 5QU CoRE ¦ 1QU LoRE | Non-Red Flag Warning - Small Fires | Equipment / facility failure | Aggregated | 2051 | 0.0024371 | 752.6401 | 1.8343 | 2051 | Mitigation | 0.95 | 45 | 0 | esc | 0.00097009 | 2.3642e-06 | 0.00097009 | 2.3642e-06
[120 empty] | 7.3.3.17.5 (Remote Grid) Updates to grid topology to minimize risk of ignition in HFTDs Remote GridWLDFREquipment / facility failureAggregated | WLDFR | HFTD - Distribution - Tier 2 - 5QU CoRE ¦ 1QU LoRE | Non-Red Flag Warning - Small Fires | Equipment / facility failure | Aggregated | 2052 | 0.0024371 | 752.6401 | 1.8343 | 2052 | Mitigation | 0.95 | 45 | 0 | esc | 0.00097009 | 2.3642e-06 | 0.00097009 | 2.3642e-06
[120 empty] | 7.3.3.17.5 (Remote Grid) Updates to grid topology to minimize risk of ignition in HFTDs Remote GridWLDFREquipment / facility failureAggregated | WLDFR | HFTD - Distribution - Tier 2 - 5QU CoRE ¦ 1QU LoRE | Non-Red Flag Warning - Small Fires | Equipment / facility failure | Aggregated | 2053 | 0.0024371 | 752.6401 | 1.8343 | 2053 | Mitigation | 0.95 | 45 | 0 | esc | 0.00097009 | 2.3642e-06 | 0.00097009 | 2.3642e-06
[120 empty] | 7.3.3.17.5 (Remote Grid) Updates to grid topology to minimize risk of ignition in HFTDs Remote GridWLDFREquipment / facility failureAggregated | WLDFR | HFTD - Distribution - Tier 2 - 5QU CoRE ¦ 1QU LoRE | Non-Red Flag Warning - Small Fires | Equipment / facility failure | Aggregated | 2054 | 0.0024371 | 752.6401 | 1.8343 | 2054 | Mitigation | 0.95 | 45 | 0 | esc | 0.00097009 | 2.3642e-06 | 0.00097009 | 2.3642e-06
[120 empty] | 7.3.3.17.5 (Remote Grid) Updates to grid topology to minimize risk of ignition in HFTDs Remote GridWLDFREquipment / facility failureAggregated | WLDFR | HFTD - Distribution - Tier 2 - 5QU CoRE ¦ 1QU LoRE | Non-Red Flag Warning - Small Fires | Equipment / facility failure | Aggregated | 2055 | 0.0024371 | 752.6401 | 1.8343 | 2055 | Mitigation | 0.95 | 45 | 0 | esc | 0.00097009 | 2.3642e-06 | 0.00097009 | 2.3642e-06
[120 empty] | 7.3.3.17.5 (Remote Grid) Updates to grid topology to minimize risk of ignition in HFTDs Remote GridWLDFREquipment / facility failureAggregated | WLDFR | HFTD - Distribution - Tier 2 - 5QU CoRE ¦ 1QU LoRE | Non-Red Flag Warning - Small Fires | Equipment / facility failure | Aggregated | 2056 | 0.0024371 | 752.6401 | 1.8343 | 2056 | Mitigation | 0.95 | 45 | 0 | esc | 0.00097009 | 2.3642e-06 | 0.00097009 | 2.3642e-06
[120 empty] | 7.3.3.17.5 (Remote Grid) Updates to grid topology to minimize risk of ignition in HFTDs Remote GridWLDFREquipment / facility failureAggregated | WLDFR | HFTD - Distribution - Tier 2 - 5QU CoRE ¦ 1QU LoRE | Non-Red Flag Warning - Small Fires | Equipment / facility failure | Aggregated | 2057 | 0.0024371 | 752.6401 | 1.8343 | 2057 | Mitigation | 0.95 | 45 | 0 | esc | 0.00097009 | 2.3642e-06 | 0.00097009 | 2.3642e-06
[120 empty] | 7.3.3.17.5 (Remote Grid) Updates to grid topology to minimize risk of ignition in HFTDs Remote GridWLDFREquipment / facility failureAggregated | WLDFR | HFTD - Distribution - Tier 2 - 5QU CoRE ¦ 1QU LoRE | Non-Red Flag Warning - Small Fires | Equipment / facility failure | Aggregated | 2058 | 0.0024371 | 752.6401 | 1.8343 | 2058 | Mitigation | 0.95 | 45 | 0 | esc | 0.00097009 | 2.3642e-06 | 0.00097009 | 2.3642e-06
[120 empty] | 7.3.3.17.5 (Remote Grid) Updates to grid topology to minimize risk of ignition in HFTDs Remote GridWLDFREquipment / facility failureAggregated | WLDFR | HFTD - Distribution - Tier 2 - 5QU CoRE ¦ 1QU LoRE | Non-Red Flag Warning - Small Fires | Equipment / facility failure | Aggregated | 2059 | 0.0024371 | 752.6401 | 1.8343 | 2059 | Mitigation | 0.95 | 45 | 0 | esc | 0.00097009 | 2.3642e-06 | 0.00097009 | 2.3642e-06
[120 empty] | 7.3.3.17.5 (Remote Grid) Updates to grid topology to minimize risk of ignition in HFTDs Remote GridWLDFREquipment / facility failureAggregated | WLDFR | HFTD - Distribution - Tier 2 - 5QU CoRE ¦ 1QU LoRE | Non-Red Flag Warning - Small Fires | Equipment / facility failure | Aggregated | 2060 | 0.0024371 | 752.6401 | 1.8343 | 2060 | Mitigation | 0.95 | 45 | 0 | esc | 0.00097009 | 2.3642e-06 | 0.00097009 | 2.3642e-06
[120 empty] | 7.3.3.17.5 (Remote Grid) Updates to grid topology to minimize risk of ignition in HFTDs Remote GridWLDFREquipment / facility failureAggregated | WLDFR | HFTD - Distribution - Tier 2 - 5QU CoRE ¦ 1QU LoRE | Non-Red Flag Warning - Small Fires | Equipment / facility failure | Aggregated | 2061 | 0.0024371 | 752.6401 | 1.8343 | 2061 | Mitigation | 0.95 | 45 | 0 | esc | 0.00097009 | 2.3642e-06 | 0.00097009 | 2.3642e-06
[120 empty] | 7.3.3.17.5 (Remote Grid) Updates to grid topology to minimize risk of ignition in HFTDs Remote GridWLDFREquipment / facility failureAggregated | WLDFR | HFTD - Distribution - Tier 2 - 5QU CoRE ¦ 1QU LoRE | Non-Red Flag Warning - Small Fires | Equipment / facility failure | Aggregated | 2062 | 0.0024371 | 752.6401 | 1.8343 | 2062 | Mitigation | 0.95 | 45 | 0 | esc | 0.00097009 | 2.3642e-06 | 0.00097009 | 2.3642e-06
[120 empty] | 7.3.3.17.5 (Remote Grid) Updates to grid topology to minimize risk of ignition in HFTDs Remote GridWLDFREquipment / facility failureAggregated | WLDFR | HFTD - Distribution - Tier 2 - 5QU CoRE ¦ 1QU LoRE | Non-Red Flag Warning - Small Fires | Equipment / facility failure | Aggregated | 2063 | 0.0024371 | 752.6401 | 1.8343 | 2063 | Mitigation | 0.95 | 45 | 0 | esc | 0.00097009 | 2.3642e-06 | 0.00097009 | 2.3642e-06
[120 empty] | 7.3.3.17.5 (Remote Grid) Updates to grid topology to minimize risk of ignition in HFTDs Remote GridWLDFREquipment / facility failureAggregated | WLDFR | HFTD - Distribution - Tier 2 - 5QU CoRE ¦ 1QU LoRE | Non-Red Flag Warning - Small Fires | Equipment / facility failure | Aggregated | 2064 | 0.0024371 | 752.6401 | 1.8343 | 2064 | Mitigation | 0.95 | 45 | 0 | esc | 0.00097009 | 2.3642e-06 | 0.00097009 | 2.3642e-06
[120 empty] | 7.3.3.17.5 (Remote Grid) Updates to grid topology to minimize risk of ignition in HFTDs Remote GridWLDFREquipment / facility failureAggregated | WLDFR | HFTD - Distribution - Tier 2 - 5QU CoRE ¦ 1QU LoRE | Non-Red Flag Warning - Small Fires | Equipment / facility failure | Aggregated | 2065 | 0.0024371 | 752.6401 | 1.8343 | 2065 | Mitigation | 0.95 | 45 | 0 | esc | 0.00097009 | 2.3642e-06 | 0.00097009 | 2.3642e-06
[120 empty] | 7.3.3.17.5 (Remote Grid) Updates to grid topology to minimize risk of ignition in HFTDs Remote GridWLDFREquipment / facility failureAggregated | WLDFR | HFTD - Distribution - Tier 2 - 5QU CoRE ¦ 1QU LoRE | Non-Red Flag Warning - Small Fires | Equipment / facility failure | Aggregated | 2066 | 0.0024371 | 752.6401 | 1.8343 | 2066 | Mitigation | 0.95 | 45 | 0 | esc | 0.00097009 | 2.3642e-06 | 0.00097009 | 2.3642e-06
[120 empty] | 7.3.3.17.5 (Remote Grid) Updates to grid topology to minimize risk of ignition in HFTDs Remote GridWLDFREquipment / facility failureAggregated | WLDFR | HFTD - Distribution - Tier 2 - 5QU CoRE ¦ 1QU LoRE | Non-Red Flag Warning - Small Fires | Equipment / facility failure | Aggregated | 2067 | 0.0024371 | 752.6401 | 1.8343 | 2067 | Mitigation | 0.95 | 45 | 0 | esc | 0 | 0 | 0.00097009 | 2.3642e-06
[120 empty] | 7.3.3.17.5 (Remote Grid) Updates to grid topology to minimize risk of ignition in HFTDs Remote GridWLDFRVegetation ContactAggregated | WLDFR | HFTD - Distribution - Tier 2 - 5QU CoRE ¦ 1QU LoRE | Non-Red Flag Warning - Small Fires | Vegetation Contact | Aggregated | 2022 | 0.0031275 | 752.6401 | 2.3539 | 2022 | Mitigation | 0.95 | 45 | 0 | esc | 0.00097009 | 3.034e-06 | 0 | 0
[120 empty] | 7.3.3.17.5 (Remote Grid) Updates to grid topology to minimize risk of ignition in HFTDs Remote GridWLDFRVegetation ContactAggregated | WLDFR | HFTD - Distribution - Tier 2 - 5QU CoRE ¦ 1QU LoRE | Non-Red Flag Warning - Small Fires | Vegetation Contact | Aggregated | 2023 | 0.0031275 | 752.6401 | 2.3539 | 2023 | Mitigation | 0.95 | 45 | 0 | esc | 0.00097009 | 3.034e-06 | 0.00097009 | 3.034e-06
[120 empty] | 7.3.3.17.5 (Remote Grid) Updates to grid topology to minimize risk of ignition in HFTDs Remote GridWLDFRVegetation ContactAggregated | WLDFR | HFTD - Distribution - Tier 2 - 5QU CoRE ¦ 1QU LoRE | Non-Red Flag Warning - Small Fires | Vegetation Contact | Aggregated | 2024 | 0.0031275 | 752.6401 | 2.3539 | 2024 | Mitigation | 0.95 | 45 | 0 | esc | 0.00097009 | 3.034e-06 | 0.00097009 | 3.034e-06
[120 empty] | 7.3.3.17.5 (Remote Grid) Updates to grid topology to minimize risk of ignition in HFTDs Remote GridWLDFRVegetation ContactAggregated | WLDFR | HFTD - Distribution - Tier 2 - 5QU CoRE ¦ 1QU LoRE | Non-Red Flag Warning - Small Fires | Vegetation Contact | Aggregated | 2025 | 0.0031275 | 752.6401 | 2.3539 | 2025 | Mitigation | 0.95 | 45 | 0 | esc | 0.00097009 | 3.034e-06 | 0.00097009 | 3.034e-06
[120 empty] | 7.3.3.17.5 (Remote Grid) Updates to grid topology to minimize risk of ignition in HFTDs Remote GridWLDFRVegetation ContactAggregated | WLDFR | HFTD - Distribution - Tier 2 - 5QU CoRE ¦ 1QU LoRE | Non-Red Flag Warning - Small Fires | Vegetation Contact | Aggregated | 2026 | 0.0031275 | 752.6401 | 2.3539 | 2026 | Mitigation | 0.95 | 45 | 0 | esc | 0.00097009 | 3.034e-06 | 0.00097009 | 3.034e-06
[120 empty] | 7.3.3.17.5 (Remote Grid) Updates to grid topology to minimize risk of ignition in HFTDs Remote GridWLDFRVegetation ContactAggregated | WLDFR | HFTD - Distribution - Tier 2 - 5QU CoRE ¦ 1QU LoRE | Non-Red Flag Warning - Small Fires | Vegetation Contact | Aggregated | 2027 | 0.0031275 | 752.6401 | 2.3539 | 2027 | Mitigation | 0.95 | 45 | 0 | esc | 0.00097009 | 3.034e-06 | 0.00097009 | 3.034e-06
[120 empty] | 7.3.3.17.5 (Remote Grid) Updates to grid topology to minimize risk of ignition in HFTDs Remote GridWLDFRVegetation ContactAggregated | WLDFR | HFTD - Distribution - Tier 2 - 5QU CoRE ¦ 1QU LoRE | Non-Red Flag Warning - Small Fires | Vegetation Contact | Aggregated | 2028 | 0.0031275 | 752.6401 | 2.3539 | 2028 | Mitigation | 0.95 | 45 | 0 | esc | 0.00097009 | 3.034e-06 | 0.00097009 | 3.034e-06
[120 empty] | 7.3.3.17.5 (Remote Grid) Updates to grid topology to minimize risk of ignition in HFTDs Remote GridWLDFRVegetation ContactAggregated | WLDFR | HFTD - Distribution - Tier 2 - 5QU CoRE ¦ 1QU LoRE | Non-Red Flag Warning - Small Fires | Vegetation Contact | Aggregated | 2029 | 0.0031275 | 752.6401 | 2.3539 | 2029 | Mitigation | 0.95 | 45 | 0 | esc | 0.00097009 | 3.034e-06 | 0.00097009 | 3.034e-06
[120 empty] | 7.3.3.17.5 (Remote Grid) Updates to grid topology to minimize risk of ignition in HFTDs Remote GridWLDFRVegetation ContactAggregated | WLDFR | HFTD - Distribution - Tier 2 - 5QU CoRE ¦ 1QU LoRE | Non-Red Flag Warning - Small Fires | Vegetation Contact | Aggregated | 2030 | 0.0031275 | 752.6401 | 2.3539 | 2030 | Mitigation | 0.95 | 45 | 0 | esc | 0.00097009 | 3.034e-06 | 0.00097009 | 3.034e-06
[120 empty] | 7.3.3.17.5 (Remote Grid) Updates to grid topology to minimize risk of ignition in HFTDs Remote GridWLDFRVegetation ContactAggregated | WLDFR | HFTD - Distribution - Tier 2 - 5QU CoRE ¦ 1QU LoRE | Non-Red Flag Warning - Small Fires | Vegetation Contact | Aggregated | 2031 | 0.0031275 | 752.6401 | 2.3539 | 2031 | Mitigation | 0.95 | 45 | 0 | esc | 0.00097009 | 3.034e-06 | 0.00097009 | 3.034e-06
[120 empty] | 7.3.3.17.5 (Remote Grid) Updates to grid topology to minimize risk of ignition in HFTDs Remote GridWLDFRVegetation ContactAggregated | WLDFR | HFTD - Distribution - Tier 2 - 5QU CoRE ¦ 1QU LoRE | Non-Red Flag Warning - Small Fires | Vegetation Contact | Aggregated | 2032 | 0.0031275 | 752.6401 | 2.3539 | 2032 | Mitigation | 0.95 | 45 | 0 | esc | 0.00097009 | 3.034e-06 | 0.00097009 | 3.034e-06
[120 empty] | 7.3.3.17.5 (Remote Grid) Updates to grid topology to minimize risk of ignition in HFTDs Remote GridWLDFRVegetation ContactAggregated | WLDFR | HFTD - Distribution - Tier 2 - 5QU CoRE ¦ 1QU LoRE | Non-Red Flag Warning - Small Fires | Vegetation Contact | Aggregated | 2033 | 0.0031275 | 752.6401 | 2.3539 | 2033 | Mitigation | 0.95 | 45 | 0 | esc | 0.00097009 | 3.034e-06 | 0.00097009 | 3.034e-06
[120 empty] | 7.3.3.17.5 (Remote Grid) Updates to grid topology to minimize risk of ignition in HFTDs Remote GridWLDFRVegetation ContactAggregated | WLDFR | HFTD - Distribution - Tier 2 - 5QU CoRE ¦ 1QU LoRE | Non-Red Flag Warning - Small Fires | Vegetation Contact | Aggregated | 2034 | 0.0031275 | 752.6401 | 2.3539 | 2034 | Mitigation | 0.95 | 45 | 0 | esc | 0.00097009 | 3.034e-06 | 0.00097009 | 3.034e-06
[120 empty] | 7.3.3.17.5 (Remote Grid) Updates to grid topology to minimize risk of ignition in HFTDs Remote GridWLDFRVegetation ContactAggregated | WLDFR | HFTD - Distribution - Tier 2 - 5QU CoRE ¦ 1QU LoRE | Non-Red Flag Warning - Small Fires | Vegetation Contact | Aggregated | 2035 | 0.0031275 | 752.6401 | 2.3539 | 2035 | Mitigation | 0.95 | 45 | 0 | esc | 0.00097009 | 3.034e-06 | 0.00097009 | 3.034e-06
[120 empty] | 7.3.3.17.5 (Remote Grid) Updates to grid topology to minimize risk of ignition in HFTDs Remote GridWLDFRVegetation ContactAggregated | WLDFR | HFTD - Distribution - Tier 2 - 5QU CoRE ¦ 1QU LoRE | Non-Red Flag Warning - Small Fires | Vegetation Contact | Aggregated | 2036 | 0.0031275 | 752.6401 | 2.3539 | 2036 | Mitigation | 0.95 | 45 | 0 | esc | 0.00097009 | 3.034e-06 | 0.00097009 | 3.034e-06
[120 empty] | 7.3.3.17.5 (Remote Grid) Updates to grid topology to minimize risk of ignition in HFTDs Remote GridWLDFRVegetation ContactAggregated | WLDFR | HFTD - Distribution - Tier 2 - 5QU CoRE ¦ 1QU LoRE | Non-Red Flag Warning - Small Fires | Vegetation Contact | Aggregated | 2037 | 0.0031275 | 752.6401 | 2.3539 | 2037 | Mitigation | 0.95 | 45 | 0 | esc | 0.00097009 | 3.034e-06 | 0.00097009 | 3.034e-06
[120 empty] | 7.3.3.17.5 (Remote Grid) Updates to grid topology to minimize risk of ignition in HFTDs Remote GridWLDFRVegetation ContactAggregated | WLDFR | HFTD - Distribution - Tier 2 - 5QU CoRE ¦ 1QU LoRE | Non-Red Flag Warning - Small Fires | Vegetation Contact | Aggregated | 2038 | 0.0031275 | 752.6401 | 2.3539 | 2038 | Mitigation | 0.95 | 45 | 0 | esc | 0.00097009 | 3.034e-06 | 0.00097009 | 3.034e-06
[120 empty] | 7.3.3.17.5 (Remote Grid) Updates to grid topology to minimize risk of ignition in HFTDs Remote GridWLDFRVegetation ContactAggregated | WLDFR | HFTD - Distribution - Tier 2 - 5QU CoRE ¦ 1QU LoRE | Non-Red Flag Warning - Small Fires | Vegetation Contact | Aggregated | 2039 | 0.0031275 | 752.6401 | 2.3539 | 2039 | Mitigation | 0.95 | 45 | 0 | esc | 0.00097009 | 3.034e-06 | 0.00097009 | 3.034e-06
[120 empty] | 7.3.3.17.5 (Remote Grid) Updates to grid topology to minimize risk of ignition in HFTDs Remote GridWLDFRVegetation ContactAggregated | WLDFR | HFTD - Distribution - Tier 2 - 5QU CoRE ¦ 1QU LoRE | Non-Red Flag Warning - Small Fires | Vegetation Contact | Aggregated | 2040 | 0.0031275 | 752.6401 | 2.3539 | 2040 | Mitigation | 0.95 | 45 | 0 | esc | 0.00097009 | 3.034e-06 | 0.00097009 | 3.034e-06
[120 empty] | 7.3.3.17.5 (Remote Grid) Updates to grid topology to minimize risk of ignition in HFTDs Remote GridWLDFRVegetation ContactAggregated | WLDFR | HFTD - Distribution - Tier 2 - 5QU CoRE ¦ 1QU LoRE | Non-Red Flag Warning - Small Fires | Vegetation Contact | Aggregated | 2041 | 0.0031275 | 752.6401 | 2.3539 | 2041 | Mitigation | 0.95 | 45 | 0 | esc | 0.00097009 | 3.034e-06 | 0.00097009 | 3.034e-06
[120 empty] | 7.3.3.17.5 (Remote Grid) Updates to grid topology to minimize risk of ignition in HFTDs Remote GridWLDFRVegetation ContactAggregated | WLDFR | HFTD - Distribution - Tier 2 - 5QU CoRE ¦ 1QU LoRE | Non-Red Flag Warning - Small Fires | Vegetation Contact | Aggregated | 2042 | 0.0031275 | 752.6401 | 2.3539 | 2042 | Mitigation | 0.95 | 45 | 0 | esc | 0.00097009 | 3.034e-06 | 0.00097009 | 3.034e-06
[120 empty] | 7.3.3.17.5 (Remote Grid) Updates to grid topology to minimize risk of ignition in HFTDs Remote GridWLDFRVegetation ContactAggregated | WLDFR | HFTD - Distribution - Tier 2 - 5QU CoRE ¦ 1QU LoRE | Non-Red Flag Warning - Small Fires | Vegetation Contact | Aggregated | 2043 | 0.0031275 | 752.6401 | 2.3539 | 2043 | Mitigation | 0.95 | 45 | 0 | esc | 0.00097009 | 3.034e-06 | 0.00097009 | 3.034e-06
[120 empty] | 7.3.3.17.5 (Remote Grid) Updates to grid topology to minimize risk of ignition in HFTDs Remote GridWLDFRVegetation ContactAggregated | WLDFR | HFTD - Distribution - Tier 2 - 5QU CoRE ¦ 1QU LoRE | Non-Red Flag Warning - Small Fires | Vegetation Contact | Aggregated | 2044 | 0.0031275 | 752.6401 | 2.3539 | 2044 | Mitigation | 0.95 | 45 | 0 | esc | 0.00097009 | 3.034e-06 | 0.00097009 | 3.034e-06
[120 empty] | 7.3.3.17.5 (Remote Grid) Updates to grid topology to minimize risk of ignition in HFTDs Remote GridWLDFRVegetation ContactAggregated | WLDFR | HFTD - Distribution - Tier 2 - 5QU CoRE ¦ 1QU LoRE | Non-Red Flag Warning - Small Fires | Vegetation Contact | Aggregated | 2045 | 0.0031275 | 752.6401 | 2.3539 | 2045 | Mitigation | 0.95 | 45 | 0 | esc | 0.00097009 | 3.034e-06 | 0.00097009 | 3.034e-06
[120 empty] | 7.3.3.17.5 (Remote Grid) Updates to grid topology to minimize risk of ignition in HFTDs Remote GridWLDFRVegetation ContactAggregated | WLDFR | HFTD - Distribution - Tier 2 - 5QU CoRE ¦ 1QU LoRE | Non-Red Flag Warning - Small Fires | Vegetation Contact | Aggregated | 2046 | 0.0031275 | 752.6401 | 2.3539 | 2046 | Mitigation | 0.95 | 45 | 0 | esc | 0.00097009 | 3.034e-06 | 0.00097009 | 3.034e-06
[120 empty] | 7.3.3.17.5 (Remote Grid) Updates to grid topology to minimize risk of ignition in HFTDs Remote GridWLDFRVegetation ContactAggregated | WLDFR | HFTD - Distribution - Tier 2 - 5QU CoRE ¦ 1QU LoRE | Non-Red Flag Warning - Small Fires | Vegetation Contact | Aggregated | 2047 | 0.0031275 | 752.6401 | 2.3539 | 2047 | Mitigation | 0.95 | 45 | 0 | esc | 0.00097009 | 3.034e-06 | 0.00097009 | 3.034e-06
[120 empty] | 7.3.3.17.5 (Remote Grid) Updates to grid topology to minimize risk of ignition in HFTDs Remote GridWLDFRVegetation ContactAggregated | WLDFR | HFTD - Distribution - Tier 2 - 5QU CoRE ¦ 1QU LoRE | Non-Red Flag Warning - Small Fires | Vegetation Contact | Aggregated | 2048 | 0.0031275 | 752.6401 | 2.3539 | 2048 | Mitigation | 0.95 | 45 | 0 | esc | 0.00097009 | 3.034e-06 | 0.00097009 | 3.034e-06
[120 empty] | 7.3.3.17.5 (Remote Grid) Updates to grid topology to minimize risk of ignition in HFTDs Remote GridWLDFRVegetation ContactAggregated | WLDFR | HFTD - Distribution - Tier 2 - 5QU CoRE ¦ 1QU LoRE | Non-Red Flag Warning - Small Fires | Vegetation Contact | Aggregated | 2049 | 0.0031275 | 752.6401 | 2.3539 | 2049 | Mitigation | 0.95 | 45 | 0 | esc | 0.00097009 | 3.034e-06 | 0.00097009 | 3.034e-06
[120 empty] | 7.3.3.17.5 (Remote Grid) Updates to grid topology to minimize risk of ignition in HFTDs Remote GridWLDFRVegetation ContactAggregated | WLDFR | HFTD - Distribution - Tier 2 - 5QU CoRE ¦ 1QU LoRE | Non-Red Flag Warning - Small Fires | Vegetation Contact | Aggregated | 2050 | 0.0031275 | 752.6401 | 2.3539 | 2050 | Mitigation | 0.95 | 45 | 0 | esc | 0.00097009 | 3.034e-06 | 0.00097009 | 3.034e-06
[120 empty] | 7.3.3.17.5 (Remote Grid) Updates to grid topology to minimize risk of ignition in HFTDs Remote GridWLDFRVegetation ContactAggregated | WLDFR | HFTD - Distribution - Tier 2 - 5QU CoRE ¦ 1QU LoRE | Non-Red Flag Warning - Small Fires | Vegetation Contact | Aggregated | 2051 | 0.0031275 | 752.6401 | 2.3539 | 2051 | Mitigation | 0.95 | 45 | 0 | esc | 0.00097009 | 3.034e-06 | 0.00097009 | 3.034e-06
[120 empty] | 7.3.3.17.5 (Remote Grid) Updates to grid topology to minimize risk of ignition in HFTDs Remote GridWLDFRVegetation ContactAggregated | WLDFR | HFTD - Distribution - Tier 2 - 5QU CoRE ¦ 1QU LoRE | Non-Red Flag Warning - Small Fires | Vegetation Contact | Aggregated | 2052 | 0.0031275 | 752.6401 | 2.3539 | 2052 | Mitigation | 0.95 | 45 | 0 | esc | 0.00097009 | 3.034e-06 | 0.00097009 | 3.034e-06
[120 empty] | 7.3.3.17.5 (Remote Grid) Updates to grid topology to minimize risk of ignition in HFTDs Remote GridWLDFRVegetation ContactAggregated | WLDFR | HFTD - Distribution - Tier 2 - 5QU CoRE ¦ 1QU LoRE | Non-Red Flag Warning - Small Fires | Vegetation Contact | Aggregated | 2053 | 0.0031275 | 752.6401 | 2.3539 | 2053 | Mitigation | 0.95 | 45 | 0 | esc | 0.00097009 | 3.034e-06 | 0.00097009 | 3.034e-06
[120 empty] | 7.3.3.17.5 (Remote Grid) Updates to grid topology to minimize risk of ignition in HFTDs Remote GridWLDFRVegetation ContactAggregated | WLDFR | HFTD - Distribution - Tier 2 - 5QU CoRE ¦ 1QU LoRE | Non-Red Flag Warning - Small Fires | Vegetation Contact | Aggregated | 2054 | 0.0031275 | 752.6401 | 2.3539 | 2054 | Mitigation | 0.95 | 45 | 0 | esc | 0.00097009 | 3.034e-06 | 0.00097009 | 3.034e-06
[120 empty] | 7.3.3.17.5 (Remote Grid) Updates to grid topology to minimize risk of ignition in HFTDs Remote GridWLDFRVegetation ContactAggregated | WLDFR | HFTD - Distribution - Tier 2 - 5QU CoRE ¦ 1QU LoRE | Non-Red Flag Warning - Small Fires | Vegetation Contact | Aggregated | 2055 | 0.0031275 | 752.6401 | 2.3539 | 2055 | Mitigation | 0.95 | 45 | 0 | esc | 0.00097009 | 3.034e-06 | 0.00097009 | 3.034e-06
[120 empty] | 7.3.3.17.5 (Remote Grid) Updates to grid topology to minimize risk of ignition in HFTDs Remote GridWLDFRVegetation ContactAggregated | WLDFR | HFTD - Distribution - Tier 2 - 5QU CoRE ¦ 1QU LoRE | Non-Red Flag Warning - Small Fires | Vegetation Contact | Aggregated | 2056 | 0.0031275 | 752.6401 | 2.3539 | 2056 | Mitigation | 0.95 | 45 | 0 | esc | 0.00097009 | 3.034e-06 | 0.00097009 | 3.034e-06
[120 empty] | 7.3.3.17.5 (Remote Grid) Updates to grid topology to minimize risk of ignition in HFTDs Remote GridWLDFRVegetation ContactAggregated | WLDFR | HFTD - Distribution - Tier 2 - 5QU CoRE ¦ 1QU LoRE | Non-Red Flag Warning - Small Fires | Vegetation Contact | Aggregated | 2057 | 0.0031275 | 752.6401 | 2.3539 | 2057 | Mitigation | 0.95 | 45 | 0 | esc | 0.00097009 | 3.034e-06 | 0.00097009 | 3.034e-06
[120 empty] | 7.3.3.17.5 (Remote Grid) Updates to grid topology to minimize risk of ignition in HFTDs Remote GridWLDFRVegetation ContactAggregated | WLDFR | HFTD - Distribution - Tier 2 - 5QU CoRE ¦ 1QU LoRE | Non-Red Flag Warning - Small Fires | Vegetation Contact | Aggregated | 2058 | 0.0031275 | 752.6401 | 2.3539 | 2058 | Mitigation | 0.95 | 45 | 0 | esc | 0.00097009 | 3.034e-06 | 0.00097009 | 3.034e-06
[120 empty] | 7.3.3.17.5 (Remote Grid) Updates to grid topology to minimize risk of ignition in HFTDs Remote GridWLDFRVegetation ContactAggregated | WLDFR | HFTD - Distribution - Tier 2 - 5QU CoRE ¦ 1QU LoRE | Non-Red Flag Warning - Small Fires | Vegetation Contact | Aggregated | 2059 | 0.0031275 | 752.6401 | 2.3539 | 2059 | Mitigation | 0.95 | 45 | 0 | esc | 0.00097009 | 3.034e-06 | 0.00097009 | 3.034e-06
[120 empty] | 7.3.3.17.5 (Remote Grid) Updates to grid topology to minimize risk of ignition in HFTDs Remote GridWLDFRVegetation ContactAggregated | WLDFR | HFTD - Distribution - Tier 2 - 5QU CoRE ¦ 1QU LoRE | Non-Red Flag Warning - Small Fires | Vegetation Contact | Aggregated | 2060 | 0.0031275 | 752.6401 | 2.3539 | 2060 | Mitigation | 0.95 | 45 | 0 | esc | 0.00097009 | 3.034e-06 | 0.00097009 | 3.034e-06
[120 empty] | 7.3.3.17.5 (Remote Grid) Updates to grid topology to minimize risk of ignition in HFTDs Remote GridWLDFRVegetation ContactAggregated | WLDFR | HFTD - Distribution - Tier 2 - 5QU CoRE ¦ 1QU LoRE | Non-Red Flag Warning - Small Fires | Vegetation Contact | Aggregated | 2061 | 0.0031275 | 752.6401 | 2.3539 | 2061 | Mitigation | 0.95 | 45 | 0 | esc | 0.00097009 | 3.034e-06 | 0.00097009 | 3.034e-06
[120 empty] | 7.3.3.17.5 (Remote Grid) Updates to grid topology to minimize risk of ignition in HFTDs Remote GridWLDFRVegetation ContactAggregated | WLDFR | HFTD - Distribution - Tier 2 - 5QU CoRE ¦ 1QU LoRE | Non-Red Flag Warning - Small Fires | Vegetation Contact | Aggregated | 2062 | 0.0031275 | 752.6401 | 2.3539 | 2062 | Mitigation | 0.95 | 45 | 0 | esc | 0.00097009 | 3.034e-06 | 0.00097009 | 3.034e-06
[120 empty] | 7.3.3.17.5 (Remote Grid) Updates to grid topology to minimize risk of ignition in HFTDs Remote GridWLDFRVegetation ContactAggregated | WLDFR | HFTD - Distribution - Tier 2 - 5QU CoRE ¦ 1QU LoRE | Non-Red Flag Warning - Small Fires | Vegetation Contact | Aggregated | 2063 | 0.0031275 | 752.6401 | 2.3539 | 2063 | Mitigation | 0.95 | 45 | 0 | esc | 0.00097009 | 3.034e-06 | 0.00097009 | 3.034e-06
[120 empty] | 7.3.3.17.5 (Remote Grid) Updates to grid topology to minimize risk of ignition in HFTDs Remote GridWLDFRVegetation ContactAggregated | WLDFR | HFTD - Distribution - Tier 2 - 5QU CoRE ¦ 1QU LoRE | Non-Red Flag Warning - Small Fires | Vegetation Contact | Aggregated | 2064 | 0.0031275 | 752.6401 | 2.3539 | 2064 | Mitigation | 0.95 | 45 | 0 | esc | 0.00097009 | 3.034e-06 | 0.00097009 | 3.034e-06
[120 empty] | 7.3.3.17.5 (Remote Grid) Updates to grid topology to minimize risk of ignition in HFTDs Remote GridWLDFRVegetation ContactAggregated | WLDFR | HFTD - Distribution - Tier 2 - 5QU CoRE ¦ 1QU LoRE | Non-Red Flag Warning - Small Fires | Vegetation Contact | Aggregated | 2065 | 0.0031275 | 752.6401 | 2.3539 | 2065 | Mitigation | 0.95 | 45 | 0 | esc | 0.00097009 | 3.034e-06 | 0.00097009 | 3.034e-06
[120 empty] | 7.3.3.17.5 (Remote Grid) Updates to grid topology to minimize risk of ignition in HFTDs Remote GridWLDFRVegetation ContactAggregated | WLDFR | HFTD - Distribution - Tier 2 - 5QU CoRE ¦ 1QU LoRE | Non-Red Flag Warning - Small Fires | Vegetation Contact | Aggregated | 2066 | 0.0031275 | 752.6401 | 2.3539 | 2066 | Mitigation | 0.95 | 45 | 0 | esc | 0.00097009 | 3.034e-06 | 0.00097009 | 3.034e-06
[120 empty] | 7.3.3.17.5 (Remote Grid) Updates to grid topology to minimize risk of ignition in HFTDs Remote GridWLDFRVegetation ContactAggregated | WLDFR | HFTD - Distribution - Tier 2 - 5QU CoRE ¦ 1QU LoRE | Non-Red Flag Warning - Small Fires | Vegetation Contact | Aggregated | 2067 | 0.0031275 | 752.6401 | 2.3539 | 2067 | Mitigation | 0.95 | 45 | 0 | esc | 0 | 0 | 0.00097009 | 3.034e-06
[120 empty] | 7.3.3.17.5 (Remote Grid) Updates to grid topology to minimize risk of ignition in HFTDs Remote GridWLDFRWire-to-wire contactAggregated | WLDFR | HFTD - Distribution - Tier 2 - 5QU CoRE ¦ 1QU LoRE | Non-Red Flag Warning - Small Fires | Wire-to-wire contact | Aggregated | 2022 | 0.0008355 | 752.6401 | 0.62883 | 2022 | Mitigation | 0.95 | 45 | 0 | esc | 0.00097009 | 8.105e-07 | 0 | 0
[120 empty] | 7.3.3.17.5 (Remote Grid) Updates to grid topology to minimize risk of ignition in HFTDs Remote GridWLDFRWire-to-wire contactAggregated | WLDFR | HFTD - Distribution - Tier 2 - 5QU CoRE ¦ 1QU LoRE | Non-Red Flag Warning - Small Fires | Wire-to-wire contact | Aggregated | 2023 | 0.0008355 | 752.6401 | 0.62883 | 2023 | Mitigation | 0.95 | 45 | 0 | esc | 0.00097009 | 8.105e-07 | 0.00097009 | 8.105e-07
[120 empty] | 7.3.3.17.5 (Remote Grid) Updates to grid topology to minimize risk of ignition in HFTDs Remote GridWLDFRWire-to-wire contactAggregated | WLDFR | HFTD - Distribution - Tier 2 - 5QU CoRE ¦ 1QU LoRE | Non-Red Flag Warning - Small Fires | Wire-to-wire contact | Aggregated | 2024 | 0.0008355 | 752.6401 | 0.62883 | 2024 | Mitigation | 0.95 | 45 | 0 | esc | 0.00097009 | 8.105e-07 | 0.00097009 | 8.105e-07
[120 empty] | 7.3.3.17.5 (Remote Grid) Updates to grid topology to minimize risk of ignition in HFTDs Remote GridWLDFRWire-to-wire contactAggregated | WLDFR | HFTD - Distribution - Tier 2 - 5QU CoRE ¦ 1QU LoRE | Non-Red Flag Warning - Small Fires | Wire-to-wire contact | Aggregated | 2025 | 0.0008355 | 752.6401 | 0.62883 | 2025 | Mitigation | 0.95 | 45 | 0 | esc | 0.00097009 | 8.105e-07 | 0.00097009 | 8.105e-07
[120 empty] | 7.3.3.17.5 (Remote Grid) Updates to grid topology to minimize risk of ignition in HFTDs Remote GridWLDFRWire-to-wire contactAggregated | WLDFR | HFTD - Distribution - Tier 2 - 5QU CoRE ¦ 1QU LoRE | Non-Red Flag Warning - Small Fires | Wire-to-wire contact | Aggregated | 2026 | 0.0008355 | 752.6401 | 0.62883 | 2026 | Mitigation | 0.95 | 45 | 0 | esc | 0.00097009 | 8.105e-07 | 0.00097009 | 8.105e-07
[120 empty] | 7.3.3.17.5 (Remote Grid) Updates to grid topology to minimize risk of ignition in HFTDs Remote GridWLDFRWire-to-wire contactAggregated | WLDFR | HFTD - Distribution - Tier 2 - 5QU CoRE ¦ 1QU LoRE | Non-Red Flag Warning - Small Fires | Wire-to-wire contact | Aggregated | 2027 | 0.0008355 | 752.6401 | 0.62883 | 2027 | Mitigation | 0.95 | 45 | 0 | esc | 0.00097009 | 8.105e-07 | 0.00097009 | 8.105e-07
[120 empty] | 7.3.3.17.5 (Remote Grid) Updates to grid topology to minimize risk of ignition in HFTDs Remote GridWLDFRWire-to-wire contactAggregated | WLDFR | HFTD - Distribution - Tier 2 - 5QU CoRE ¦ 1QU LoRE | Non-Red Flag Warning - Small Fires | Wire-to-wire contact | Aggregated | 2028 | 0.0008355 | 752.6401 | 0.62883 | 2028 | Mitigation | 0.95 | 45 | 0 | esc | 0.00097009 | 8.105e-07 | 0.00097009 | 8.105e-07
[120 empty] | 7.3.3.17.5 (Remote Grid) Updates to grid topology to minimize risk of ignition in HFTDs Remote GridWLDFRWire-to-wire contactAggregated | WLDFR | HFTD - Distribution - Tier 2 - 5QU CoRE ¦ 1QU LoRE | Non-Red Flag Warning - Small Fires | Wire-to-wire contact | Aggregated | 2029 | 0.0008355 | 752.6401 | 0.62883 | 2029 | Mitigation | 0.95 | 45 | 0 | esc | 0.00097009 | 8.105e-07 | 0.00097009 | 8.105e-07
[120 empty] | 7.3.3.17.5 (Remote Grid) Updates to grid topology to minimize risk of ignition in HFTDs Remote GridWLDFRWire-to-wire contactAggregated | WLDFR | HFTD - Distribution - Tier 2 - 5QU CoRE ¦ 1QU LoRE | Non-Red Flag Warning - Small Fires | Wire-to-wire contact | Aggregated | 2030 | 0.0008355 | 752.6401 | 0.62883 | 2030 | Mitigation | 0.95 | 45 | 0 | esc | 0.00097009 | 8.105e-07 | 0.00097009 | 8.105e-07
[120 empty] | 7.3.3.17.5 (Remote Grid) Updates to grid topology to minimize risk of ignition in HFTDs Remote GridWLDFRWire-to-wire contactAggregated | WLDFR | HFTD - Distribution - Tier 2 - 5QU CoRE ¦ 1QU LoRE | Non-Red Flag Warning - Small Fires | Wire-to-wire contact | Aggregated | 2031 | 0.0008355 | 752.6401 | 0.62883 | 2031 | Mitigation | 0.95 | 45 | 0 | esc | 0.00097009 | 8.105e-07 | 0.00097009 | 8.105e-07
[120 empty] | 7.3.3.17.5 (Remote Grid) Updates to grid topology to minimize risk of ignition in HFTDs Remote GridWLDFRWire-to-wire contactAggregated | WLDFR | HFTD - Distribution - Tier 2 - 5QU CoRE ¦ 1QU LoRE | Non-Red Flag Warning - Small Fires | Wire-to-wire contact | Aggregated | 2032 | 0.0008355 | 752.6401 | 0.62883 | 2032 | Mitigation | 0.95 | 45 | 0 | esc | 0.00097009 | 8.105e-07 | 0.00097009 | 8.105e-07
[120 empty] | 7.3.3.17.5 (Remote Grid) Updates to grid topology to minimize risk of ignition in HFTDs Remote GridWLDFRWire-to-wire contactAggregated | WLDFR | HFTD - Distribution - Tier 2 - 5QU CoRE ¦ 1QU LoRE | Non-Red Flag Warning - Small Fires | Wire-to-wire contact | Aggregated | 2033 | 0.0008355 | 752.6401 | 0.62883 | 2033 | Mitigation | 0.95 | 45 | 0 | esc | 0.00097009 | 8.105e-07 | 0.00097009 | 8.105e-07
[120 empty] | 7.3.3.17.5 (Remote Grid) Updates to grid topology to minimize risk of ignition in HFTDs Remote GridWLDFRWire-to-wire contactAggregated | WLDFR | HFTD - Distribution - Tier 2 - 5QU CoRE ¦ 1QU LoRE | Non-Red Flag Warning - Small Fires | Wire-to-wire contact | Aggregated | 2034 | 0.0008355 | 752.6401 | 0.62883 | 2034 | Mitigation | 0.95 | 45 | 0 | esc | 0.00097009 | 8.105e-07 | 0.00097009 | 8.105e-07
[120 empty] | 7.3.3.17.5 (Remote Grid) Updates to grid topology to minimize risk of ignition in HFTDs Remote GridWLDFRWire-to-wire contactAggregated | WLDFR | HFTD - Distribution - Tier 2 - 5QU CoRE ¦ 1QU LoRE | Non-Red Flag Warning - Small Fires | Wire-to-wire contact | Aggregated | 2035 | 0.0008355 | 752.6401 | 0.62883 | 2035 | Mitigation | 0.95 | 45 | 0 | esc | 0.00097009 | 8.105e-07 | 0.00097009 | 8.105e-07
[120 empty] | 7.3.3.17.5 (Remote Grid) Updates to grid topology to minimize risk of ignition in HFTDs Remote GridWLDFRWire-to-wire contactAggregated | WLDFR | HFTD - Distribution - Tier 2 - 5QU CoRE ¦ 1QU LoRE | Non-Red Flag Warning - Small Fires | Wire-to-wire contact | Aggregated | 2036 | 0.0008355 | 752.6401 | 0.62883 | 2036 | Mitigation | 0.95 | 45 | 0 | esc | 0.00097009 | 8.105e-07 | 0.00097009 | 8.105e-07
[120 empty] | 7.3.3.17.5 (Remote Grid) Updates to grid topology to minimize risk of ignition in HFTDs Remote GridWLDFRWire-to-wire contactAggregated | WLDFR | HFTD - Distribution - Tier 2 - 5QU CoRE ¦ 1QU LoRE | Non-Red Flag Warning - Small Fires | Wire-to-wire contact | Aggregated | 2037 | 0.0008355 | 752.6401 | 0.62883 | 2037 | Mitigation | 0.95 | 45 | 0 | esc | 0.00097009 | 8.105e-07 | 0.00097009 | 8.105e-07
[120 empty] | 7.3.3.17.5 (Remote Grid) Updates to grid topology to minimize risk of ignition in HFTDs Remote GridWLDFRWire-to-wire contactAggregated | WLDFR | HFTD - Distribution - Tier 2 - 5QU CoRE ¦ 1QU LoRE | Non-Red Flag Warning - Small Fires | Wire-to-wire contact | Aggregated | 2038 | 0.0008355 | 752.6401 | 0.62883 | 2038 | Mitigation | 0.95 | 45 | 0 | esc | 0.00097009 | 8.105e-07 | 0.00097009 | 8.105e-07
[120 empty] | 7.3.3.17.5 (Remote Grid) Updates to grid topology to minimize risk of ignition in HFTDs Remote GridWLDFRWire-to-wire contactAggregated | WLDFR | HFTD - Distribution - Tier 2 - 5QU CoRE ¦ 1QU LoRE | Non-Red Flag Warning - Small Fires | Wire-to-wire contact | Aggregated | 2039 | 0.0008355 | 752.6401 | 0.62883 | 2039 | Mitigation | 0.95 | 45 | 0 | esc | 0.00097009 | 8.105e-07 | 0.00097009 | 8.105e-07
[120 empty] | 7.3.3.17.5 (Remote Grid) Updates to grid topology to minimize risk of ignition in HFTDs Remote GridWLDFRWire-to-wire contactAggregated | WLDFR | HFTD - Distribution - Tier 2 - 5QU CoRE ¦ 1QU LoRE | Non-Red Flag Warning - Small Fires | Wire-to-wire contact | Aggregated | 2040 | 0.0008355 | 752.6401 | 0.62883 | 2040 | Mitigation | 0.95 | 45 | 0 | esc | 0.00097009 | 8.105e-07 | 0.00097009 | 8.105e-07
[120 empty] | 7.3.3.17.5 (Remote Grid) Updates to grid topology to minimize risk of ignition in HFTDs Remote GridWLDFRWire-to-wire contactAggregated | WLDFR | HFTD - Distribution - Tier 2 - 5QU CoRE ¦ 1QU LoRE | Non-Red Flag Warning - Small Fires | Wire-to-wire contact | Aggregated | 2041 | 0.0008355 | 752.6401 | 0.62883 | 2041 | Mitigation | 0.95 | 45 | 0 | esc | 0.00097009 | 8.105e-07 | 0.00097009 | 8.105e-07
[120 empty] | 7.3.3.17.5 (Remote Grid) Updates to grid topology to minimize risk of ignition in HFTDs Remote GridWLDFRWire-to-wire contactAggregated | WLDFR | HFTD - Distribution - Tier 2 - 5QU CoRE ¦ 1QU LoRE | Non-Red Flag Warning - Small Fires | Wire-to-wire contact | Aggregated | 2042 | 0.0008355 | 752.6401 | 0.62883 | 2042 | Mitigation | 0.95 | 45 | 0 | esc | 0.00097009 | 8.105e-07 | 0.00097009 | 8.105e-07
[120 empty] | 7.3.3.17.5 (Remote Grid) Updates to grid topology to minimize risk of ignition in HFTDs Remote GridWLDFRWire-to-wire contactAggregated | WLDFR | HFTD - Distribution - Tier 2 - 5QU CoRE ¦ 1QU LoRE | Non-Red Flag Warning - Small Fires | Wire-to-wire contact | Aggregated | 2043 | 0.0008355 | 752.6401 | 0.62883 | 2043 | Mitigation | 0.95 | 45 | 0 | esc | 0.00097009 | 8.105e-07 | 0.00097009 | 8.105e-07
[120 empty] | 7.3.3.17.5 (Remote Grid) Updates to grid topology to minimize risk of ignition in HFTDs Remote GridWLDFRWire-to-wire contactAggregated | WLDFR | HFTD - Distribution - Tier 2 - 5QU CoRE ¦ 1QU LoRE | Non-Red Flag Warning - Small Fires | Wire-to-wire contact | Aggregated | 2044 | 0.0008355 | 752.6401 | 0.62883 | 2044 | Mitigation | 0.95 | 45 | 0 | esc | 0.00097009 | 8.105e-07 | 0.00097009 | 8.105e-07
[120 empty] | 7.3.3.17.5 (Remote Grid) Updates to grid topology to minimize risk of ignition in HFTDs Remote GridWLDFRWire-to-wire contactAggregated | WLDFR | HFTD - Distribution - Tier 2 - 5QU CoRE ¦ 1QU LoRE | Non-Red Flag Warning - Small Fires | Wire-to-wire contact | Aggregated | 2045 | 0.0008355 | 752.6401 | 0.62883 | 2045 | Mitigation | 0.95 | 45 | 0 | esc | 0.00097009 | 8.105e-07 | 0.00097009 | 8.105e-07
[120 empty] | 7.3.3.17.5 (Remote Grid) Updates to grid topology to minimize risk of ignition in HFTDs Remote GridWLDFRWire-to-wire contactAggregated | WLDFR | HFTD - Distribution - Tier 2 - 5QU CoRE ¦ 1QU LoRE | Non-Red Flag Warning - Small Fires | Wire-to-wire contact | Aggregated | 2046 | 0.0008355 | 752.6401 | 0.62883 | 2046 | Mitigation | 0.95 | 45 | 0 | esc | 0.00097009 | 8.105e-07 | 0.00097009 | 8.105e-07
[120 empty] | 7.3.3.17.5 (Remote Grid) Updates to grid topology to minimize risk of ignition in HFTDs Remote GridWLDFRWire-to-wire contactAggregated | WLDFR | HFTD - Distribution - Tier 2 - 5QU CoRE ¦ 1QU LoRE | Non-Red Flag Warning - Small Fires | Wire-to-wire contact | Aggregated | 2047 | 0.0008355 | 752.6401 | 0.62883 | 2047 | Mitigation | 0.95 | 45 | 0 | esc | 0.00097009 | 8.105e-07 | 0.00097009 | 8.105e-07
[120 empty] | 7.3.3.17.5 (Remote Grid) Updates to grid topology to minimize risk of ignition in HFTDs Remote GridWLDFRWire-to-wire contactAggregated | WLDFR | HFTD - Distribution - Tier 2 - 5QU CoRE ¦ 1QU LoRE | Non-Red Flag Warning - Small Fires | Wire-to-wire contact | Aggregated | 2048 | 0.0008355 | 752.6401 | 0.62883 | 2048 | Mitigation | 0.95 | 45 | 0 | esc | 0.00097009 | 8.105e-07 | 0.00097009 | 8.105e-07
[120 empty] | 7.3.3.17.5 (Remote Grid) Updates to grid topology to minimize risk of ignition in HFTDs Remote GridWLDFRWire-to-wire contactAggregated | WLDFR | HFTD - Distribution - Tier 2 - 5QU CoRE ¦ 1QU LoRE | Non-Red Flag Warning - Small Fires | Wire-to-wire contact | Aggregated | 2049 | 0.0008355 | 752.6401 | 0.62883 | 2049 | Mitigation | 0.95 | 45 | 0 | esc | 0.00097009 | 8.105e-07 | 0.00097009 | 8.105e-07
[120 empty] | 7.3.3.17.5 (Remote Grid) Updates to grid topology to minimize risk of ignition in HFTDs Remote GridWLDFRWire-to-wire contactAggregated | WLDFR | HFTD - Distribution - Tier 2 - 5QU CoRE ¦ 1QU LoRE | Non-Red Flag Warning - Small Fires | Wire-to-wire contact | Aggregated | 2050 | 0.0008355 | 752.6401 | 0.62883 | 2050 | Mitigation | 0.95 | 45 | 0 | esc | 0.00097009 | 8.105e-07 | 0.00097009 | 8.105e-07
[120 empty] | 7.3.3.17.5 (Remote Grid) Updates to grid topology to minimize risk of ignition in HFTDs Remote GridWLDFRWire-to-wire contactAggregated | WLDFR | HFTD - Distribution - Tier 2 - 5QU CoRE ¦ 1QU LoRE | Non-Red Flag Warning - Small Fires | Wire-to-wire contact | Aggregated | 2051 | 0.0008355 | 752.6401 | 0.62883 | 2051 | Mitigation | 0.95 | 45 | 0 | esc | 0.00097009 | 8.105e-07 | 0.00097009 | 8.105e-07
[120 empty] | 7.3.3.17.5 (Remote Grid) Updates to grid topology to minimize risk of ignition in HFTDs Remote GridWLDFRWire-to-wire contactAggregated | WLDFR | HFTD - Distribution - Tier 2 - 5QU CoRE ¦ 1QU LoRE | Non-Red Flag Warning - Small Fires | Wire-to-wire contact | Aggregated | 2052 | 0.0008355 | 752.6401 | 0.62883 | 2052 | Mitigation | 0.95 | 45 | 0 | esc | 0.00097009 | 8.105e-07 | 0.00097009 | 8.105e-07
[120 empty] | 7.3.3.17.5 (Remote Grid) Updates to grid topology to minimize risk of ignition in HFTDs Remote GridWLDFRWire-to-wire contactAggregated | WLDFR | HFTD - Distribution - Tier 2 - 5QU CoRE ¦ 1QU LoRE | Non-Red Flag Warning - Small Fires | Wire-to-wire contact | Aggregated | 2053 | 0.0008355 | 752.6401 | 0.62883 | 2053 | Mitigation | 0.95 | 45 | 0 | esc | 0.00097009 | 8.105e-07 | 0.00097009 | 8.105e-07
[120 empty] | 7.3.3.17.5 (Remote Grid) Updates to grid topology to minimize risk of ignition in HFTDs Remote GridWLDFRWire-to-wire contactAggregated | WLDFR | HFTD - Distribution - Tier 2 - 5QU CoRE ¦ 1QU LoRE | Non-Red Flag Warning - Small Fires | Wire-to-wire contact | Aggregated | 2054 | 0.0008355 | 752.6401 | 0.62883 | 2054 | Mitigation | 0.95 | 45 | 0 | esc | 0.00097009 | 8.105e-07 | 0.00097009 | 8.105e-07
[120 empty] | 7.3.3.17.5 (Remote Grid) Updates to grid topology to minimize risk of ignition in HFTDs Remote GridWLDFRWire-to-wire contactAggregated | WLDFR | HFTD - Distribution - Tier 2 - 5QU CoRE ¦ 1QU LoRE | Non-Red Flag Warning - Small Fires | Wire-to-wire contact | Aggregated | 2055 | 0.0008355 | 752.6401 | 0.62883 | 2055 | Mitigation | 0.95 | 45 | 0 | esc | 0.00097009 | 8.105e-07 | 0.00097009 | 8.105e-07
[120 empty] | 7.3.3.17.5 (Remote Grid) Updates to grid topology to minimize risk of ignition in HFTDs Remote GridWLDFRWire-to-wire contactAggregated | WLDFR | HFTD - Distribution - Tier 2 - 5QU CoRE ¦ 1QU LoRE | Non-Red Flag Warning - Small Fires | Wire-to-wire contact | Aggregated | 2056 | 0.0008355 | 752.6401 | 0.62883 | 2056 | Mitigation | 0.95 | 45 | 0 | esc | 0.00097009 | 8.105e-07 | 0.00097009 | 8.105e-07
[120 empty] | 7.3.3.17.5 (Remote Grid) Updates to grid topology to minimize risk of ignition in HFTDs Remote GridWLDFRWire-to-wire contactAggregated | WLDFR | HFTD - Distribution - Tier 2 - 5QU CoRE ¦ 1QU LoRE | Non-Red Flag Warning - Small Fires | Wire-to-wire contact | Aggregated | 2057 | 0.0008355 | 752.6401 | 0.62883 | 2057 | Mitigation | 0.95 | 45 | 0 | esc | 0.00097009 | 8.105e-07 | 0.00097009 | 8.105e-07
[120 empty] | 7.3.3.17.5 (Remote Grid) Updates to grid topology to minimize risk of ignition in HFTDs Remote GridWLDFRWire-to-wire contactAggregated | WLDFR | HFTD - Distribution - Tier 2 - 5QU CoRE ¦ 1QU LoRE | Non-Red Flag Warning - Small Fires | Wire-to-wire contact | Aggregated | 2058 | 0.0008355 | 752.6401 | 0.62883 | 2058 | Mitigation | 0.95 | 45 | 0 | esc | 0.00097009 | 8.105e-07 | 0.00097009 | 8.105e-07
[120 empty] | 7.3.3.17.5 (Remote Grid) Updates to grid topology to minimize risk of ignition in HFTDs Remote GridWLDFRWire-to-wire contactAggregated | WLDFR | HFTD - Distribution - Tier 2 - 5QU CoRE ¦ 1QU LoRE | Non-Red Flag Warning - Small Fires | Wire-to-wire contact | Aggregated | 2059 | 0.0008355 | 752.6401 | 0.62883 | 2059 | Mitigation | 0.95 | 45 | 0 | esc | 0.00097009 | 8.105e-07 | 0.00097009 | 8.105e-07
[120 empty] | 7.3.3.17.5 (Remote Grid) Updates to grid topology to minimize risk of ignition in HFTDs Remote GridWLDFRWire-to-wire contactAggregated | WLDFR | HFTD - Distribution - Tier 2 - 5QU CoRE ¦ 1QU LoRE | Non-Red Flag Warning - Small Fires | Wire-to-wire contact | Aggregated | 2060 | 0.0008355 | 752.6401 | 0.62883 | 2060 | Mitigation | 0.95 | 45 | 0 | esc | 0.00097009 | 8.105e-07 | 0.00097009 | 8.105e-07
[120 empty] | 7.3.3.17.5 (Remote Grid) Updates to grid topology to minimize risk of ignition in HFTDs Remote GridWLDFRWire-to-wire contactAggregated | WLDFR | HFTD - Distribution - Tier 2 - 5QU CoRE ¦ 1QU LoRE | Non-Red Flag Warning - Small Fires | Wire-to-wire contact | Aggregated | 2061 | 0.0008355 | 752.6401 | 0.62883 | 2061 | Mitigation | 0.95 | 45 | 0 | esc | 0.00097009 | 8.105e-07 | 0.00097009 | 8.105e-07
[120 empty] | 7.3.3.17.5 (Remote Grid) Updates to grid topology to minimize risk of ignition in HFTDs Remote GridWLDFRWire-to-wire contactAggregated | WLDFR | HFTD - Distribution - Tier 2 - 5QU CoRE ¦ 1QU LoRE | Non-Red Flag Warning - Small Fires | Wire-to-wire contact | Aggregated | 2062 | 0.0008355 | 752.6401 | 0.62883 | 2062 | Mitigation | 0.95 | 45 | 0 | esc | 0.00097009 | 8.105e-07 | 0.00097009 | 8.105e-07
[120 empty] | 7.3.3.17.5 (Remote Grid) Updates to grid topology to minimize risk of ignition in HFTDs Remote GridWLDFRWire-to-wire contactAggregated | WLDFR | HFTD - Distribution - Tier 2 - 5QU CoRE ¦ 1QU LoRE | Non-Red Flag Warning - Small Fires | Wire-to-wire contact | Aggregated | 2063 | 0.0008355 | 752.6401 | 0.62883 | 2063 | Mitigation | 0.95 | 45 | 0 | esc | 0.00097009 | 8.105e-07 | 0.00097009 | 8.105e-07
[120 empty] | 7.3.3.17.5 (Remote Grid) Updates to grid topology to minimize risk of ignition in HFTDs Remote GridWLDFRWire-to-wire contactAggregated | WLDFR | HFTD - Distribution - Tier 2 - 5QU CoRE ¦ 1QU LoRE | Non-Red Flag Warning - Small Fires | Wire-to-wire contact | Aggregated | 2064 | 0.0008355 | 752.6401 | 0.62883 | 2064 | Mitigation | 0.95 | 45 | 0 | esc | 0.00097009 | 8.105e-07 | 0.00097009 | 8.105e-07
[120 empty] | 7.3.3.17.5 (Remote Grid) Updates to grid topology to minimize risk of ignition in HFTDs Remote GridWLDFRWire-to-wire contactAggregated | WLDFR | HFTD - Distribution - Tier 2 - 5QU CoRE ¦ 1QU LoRE | Non-Red Flag Warning - Small Fires | Wire-to-wire contact | Aggregated | 2065 | 0.0008355 | 752.6401 | 0.62883 | 2065 | Mitigation | 0.95 | 45 | 0 | esc | 0.00097009 | 8.105e-07 | 0.00097009 | 8.105e-07
[120 empty] | 7.3.3.17.5 (Remote Grid) Updates to grid topology to minimize risk of ignition in HFTDs Remote GridWLDFRWire-to-wire contactAggregated | WLDFR | HFTD - Distribution - Tier 2 - 5QU CoRE ¦ 1QU LoRE | Non-Red Flag Warning - Small Fires | Wire-to-wire contact | Aggregated | 2066 | 0.0008355 | 752.6401 | 0.62883 | 2066 | Mitigation | 0.95 | 45 | 0 | esc | 0.00097009 | 8.105e-07 | 0.00097009 | 8.105e-07
[120 empty] | 7.3.3.17.5 (Remote Grid) Updates to grid topology to minimize risk of ignition in HFTDs Remote GridWLDFRWire-to-wire contactAggregated | WLDFR | HFTD - Distribution - Tier 2 - 5QU CoRE ¦ 1QU LoRE | Non-Red Flag Warning - Small Fires | Wire-to-wire contact | Aggregated | 2067 | 0.0008355 | 752.6401 | 0.62883 | 2067 | Mitigation | 0.95 | 45 | 0 | esc | 0 | 0 | 0.00097009 | 8.105e-07
[120 empty] | 7.3.3.17.5 (Remote Grid) Updates to grid topology to minimize risk of ignition in HFTDs Remote GridWLDFREquipment / facility failureAggregated | WLDFR | HFTD - Distribution - Tier 2 - 5QU CoRE ¦ 1QU LoRE | Red Flag Warning - Catastrophic Fires | Equipment / facility failure | Aggregated | 2022 | 9.4313e-07 | 752.6401 | 0.00070984 | 2022 | Mitigation | 0.95 | 45 | 0 | esc | 0.00097009 | 9.1492e-10 | 0 | 0
[120 empty] | 7.3.3.17.5 (Remote Grid) Updates to grid topology to minimize risk of ignition in HFTDs Remote GridWLDFREquipment / facility failureAggregated | WLDFR | HFTD - Distribution - Tier 2 - 5QU CoRE ¦ 1QU LoRE | Red Flag Warning - Catastrophic Fires | Equipment / facility failure | Aggregated | 2023 | 9.4313e-07 | 752.6401 | 0.00070984 | 2023 | Mitigation | 0.95 | 45 | 0 | esc | 0.00097009 | 9.1492e-10 | 0.00097009 | 9.1492e-10
[120 empty] | 7.3.3.17.5 (Remote Grid) Updates to grid topology to minimize risk of ignition in HFTDs Remote GridWLDFREquipment / facility failureAggregated | WLDFR | HFTD - Distribution - Tier 2 - 5QU CoRE ¦ 1QU LoRE | Red Flag Warning - Catastrophic Fires | Equipment / facility failure | Aggregated | 2024 | 9.4313e-07 | 752.6401 | 0.00070984 | 2024 | Mitigation | 0.95 | 45 | 0 | esc | 0.00097009 | 9.1492e-10 | 0.00097009 | 9.1492e-10
[120 empty] | 7.3.3.17.5 (Remote Grid) Updates to grid topology to minimize risk of ignition in HFTDs Remote GridWLDFREquipment / facility failureAggregated | WLDFR | HFTD - Distribution - Tier 2 - 5QU CoRE ¦ 1QU LoRE | Red Flag Warning - Catastrophic Fires | Equipment / facility failure | Aggregated | 2025 | 9.4313e-07 | 752.6401 | 0.00070984 | 2025 | Mitigation | 0.95 | 45 | 0 | esc | 0.00097009 | 9.1492e-10 | 0.00097009 | 9.1492e-10
[120 empty] | 7.3.3.17.5 (Remote Grid) Updates to grid topology to minimize risk of ignition in HFTDs Remote GridWLDFREquipment / facility failureAggregated | WLDFR | HFTD - Distribution - Tier 2 - 5QU CoRE ¦ 1QU LoRE | Red Flag Warning - Catastrophic Fires | Equipment / facility failure | Aggregated | 2026 | 9.4313e-07 | 752.6401 | 0.00070984 | 2026 | Mitigation | 0.95 | 45 | 0 | esc | 0.00097009 | 9.1492e-10 | 0.00097009 | 9.1492e-10
[120 empty] | 7.3.3.17.5 (Remote Grid) Updates to grid topology to minimize risk of ignition in HFTDs Remote GridWLDFREquipment / facility failureAggregated | WLDFR | HFTD - Distribution - Tier 2 - 5QU CoRE ¦ 1QU LoRE | Red Flag Warning - Catastrophic Fires | Equipment / facility failure | Aggregated | 2027 | 9.4313e-07 | 752.6401 | 0.00070984 | 2027 | Mitigation | 0.95 | 45 | 0 | esc | 0.00097009 | 9.1492e-10 | 0.00097009 | 9.1492e-10
[120 empty] | 7.3.3.17.5 (Remote Grid) Updates to grid topology to minimize risk of ignition in HFTDs Remote GridWLDFREquipment / facility failureAggregated | WLDFR | HFTD - Distribution - Tier 2 - 5QU CoRE ¦ 1QU LoRE | Red Flag Warning - Catastrophic Fires | Equipment / facility failure | Aggregated | 2028 | 9.4313e-07 | 752.6401 | 0.00070984 | 2028 | Mitigation | 0.95 | 45 | 0 | esc | 0.00097009 | 9.1492e-10 | 0.00097009 | 9.1492e-10
[120 empty] | 7.3.3.17.5 (Remote Grid) Updates to grid topology to minimize risk of ignition in HFTDs Remote GridWLDFREquipment / facility failureAggregated | WLDFR | HFTD - Distribution - Tier 2 - 5QU CoRE ¦ 1QU LoRE | Red Flag Warning - Catastrophic Fires | Equipment / facility failure | Aggregated | 2029 | 9.4313e-07 | 752.6401 | 0.00070984 | 2029 | Mitigation | 0.95 | 45 | 0 | esc | 0.00097009 | 9.1492e-10 | 0.00097009 | 9.1492e-10
[120 empty] | 7.3.3.17.5 (Remote Grid) Updates to grid topology to minimize risk of ignition in HFTDs Remote GridWLDFREquipment / facility failureAggregated | WLDFR | HFTD - Distribution - Tier 2 - 5QU CoRE ¦ 1QU LoRE | Red Flag Warning - Catastrophic Fires | Equipment / facility failure | Aggregated | 2030 | 9.4313e-07 | 752.6401 | 0.00070984 | 2030 | Mitigation | 0.95 | 45 | 0 | esc | 0.00097009 | 9.1492e-10 | 0.00097009 | 9.1492e-10
[120 empty] | 7.3.3.17.5 (Remote Grid) Updates to grid topology to minimize risk of ignition in HFTDs Remote GridWLDFREquipment / facility failureAggregated | WLDFR | HFTD - Distribution - Tier 2 - 5QU CoRE ¦ 1QU LoRE | Red Flag Warning - Catastrophic Fires | Equipment / facility failure | Aggregated | 2031 | 9.4313e-07 | 752.6401 | 0.00070984 | 2031 | Mitigation | 0.95 | 45 | 0 | esc | 0.00097009 | 9.1492e-10 | 0.00097009 | 9.1492e-10
[120 empty] | 7.3.3.17.5 (Remote Grid) Updates to grid topology to minimize risk of ignition in HFTDs Remote GridWLDFREquipment / facility failureAggregated | WLDFR | HFTD - Distribution - Tier 2 - 5QU CoRE ¦ 1QU LoRE | Red Flag Warning - Catastrophic Fires | Equipment / facility failure | Aggregated | 2032 | 9.4313e-07 | 752.6401 | 0.00070984 | 2032 | Mitigation | 0.95 | 45 | 0 | esc | 0.00097009 | 9.1492e-10 | 0.00097009 | 9.1492e-10
[120 empty] | 7.3.3.17.5 (Remote Grid) Updates to grid topology to minimize risk of ignition in HFTDs Remote GridWLDFREquipment / facility failureAggregated | WLDFR | HFTD - Distribution - Tier 2 - 5QU CoRE ¦ 1QU LoRE | Red Flag Warning - Catastrophic Fires | Equipment / facility failure | Aggregated | 2033 | 9.4313e-07 | 752.6401 | 0.00070984 | 2033 | Mitigation | 0.95 | 45 | 0 | esc | 0.00097009 | 9.1492e-10 | 0.00097009 | 9.1492e-10
[120 empty] | 7.3.3.17.5 (Remote Grid) Updates to grid topology to minimize risk of ignition in HFTDs Remote GridWLDFREquipment / facility failureAggregated | WLDFR | HFTD - Distribution - Tier 2 - 5QU CoRE ¦ 1QU LoRE | Red Flag Warning - Catastrophic Fires | Equipment / facility failure | Aggregated | 2034 | 9.4313e-07 | 752.6401 | 0.00070984 | 2034 | Mitigation | 0.95 | 45 | 0 | esc | 0.00097009 | 9.1492e-10 | 0.00097009 | 9.1492e-10
[120 empty] | 7.3.3.17.5 (Remote Grid) Updates to grid topology to minimize risk of ignition in HFTDs Remote GridWLDFREquipment / facility failureAggregated | WLDFR | HFTD - Distribution - Tier 2 - 5QU CoRE ¦ 1QU LoRE | Red Flag Warning - Catastrophic Fires | Equipment / facility failure | Aggregated | 2035 | 9.4313e-07 | 752.6401 | 0.00070984 | 2035 | Mitigation | 0.95 | 45 | 0 | esc | 0.00097009 | 9.1492e-10 | 0.00097009 | 9.1492e-10
[120 empty] | 7.3.3.17.5 (Remote Grid) Updates to grid topology to minimize risk of ignition in HFTDs Remote GridWLDFREquipment / facility failureAggregated | WLDFR | HFTD - Distribution - Tier 2 - 5QU CoRE ¦ 1QU LoRE | Red Flag Warning - Catastrophic Fires | Equipment / facility failure | Aggregated | 2036 | 9.4313e-07 | 752.6401 | 0.00070984 | 2036 | Mitigation | 0.95 | 45 | 0 | esc | 0.00097009 | 9.1492e-10 | 0.00097009 | 9.1492e-10
[120 empty] | 7.3.3.17.5 (Remote Grid) Updates to grid topology to minimize risk of ignition in HFTDs Remote GridWLDFREquipment / facility failureAggregated | WLDFR | HFTD - Distribution - Tier 2 - 5QU CoRE ¦ 1QU LoRE | Red Flag Warning - Catastrophic Fires | Equipment / facility failure | Aggregated | 2037 | 9.4313e-07 | 752.6401 | 0.00070984 | 2037 | Mitigation | 0.95 | 45 | 0 | esc | 0.00097009 | 9.1492e-10 | 0.00097009 | 9.1492e-10
[120 empty] | 7.3.3.17.5 (Remote Grid) Updates to grid topology to minimize risk of ignition in HFTDs Remote GridWLDFREquipment / facility failureAggregated | WLDFR | HFTD - Distribution - Tier 2 - 5QU CoRE ¦ 1QU LoRE | Red Flag Warning - Catastrophic Fires | Equipment / facility failure | Aggregated | 2038 | 9.4313e-07 | 752.6401 | 0.00070984 | 2038 | Mitigation | 0.95 | 45 | 0 | esc | 0.00097009 | 9.1492e-10 | 0.00097009 | 9.1492e-10
[120 empty] | 7.3.3.17.5 (Remote Grid) Updates to grid topology to minimize risk of ignition in HFTDs Remote GridWLDFREquipment / facility failureAggregated | WLDFR | HFTD - Distribution - Tier 2 - 5QU CoRE ¦ 1QU LoRE | Red Flag Warning - Catastrophic Fires | Equipment / facility failure | Aggregated | 2039 | 9.4313e-07 | 752.6401 | 0.00070984 | 2039 | Mitigation | 0.95 | 45 | 0 | esc | 0.00097009 | 9.1492e-10 | 0.00097009 | 9.1492e-10
[120 empty] | 7.3.3.17.5 (Remote Grid) Updates to grid topology to minimize risk of ignition in HFTDs Remote GridWLDFREquipment / facility failureAggregated | WLDFR | HFTD - Distribution - Tier 2 - 5QU CoRE ¦ 1QU LoRE | Red Flag Warning - Catastrophic Fires | Equipment / facility failure | Aggregated | 2040 | 9.4313e-07 | 752.6401 | 0.00070984 | 2040 | Mitigation | 0.95 | 45 | 0 | esc | 0.00097009 | 9.1492e-10 | 0.00097009 | 9.1492e-10
[120 empty] | 7.3.3.17.5 (Remote Grid) Updates to grid topology to minimize risk of ignition in HFTDs Remote GridWLDFREquipment / facility failureAggregated | WLDFR | HFTD - Distribution - Tier 2 - 5QU CoRE ¦ 1QU LoRE | Red Flag Warning - Catastrophic Fires | Equipment / facility failure | Aggregated | 2041 | 9.4313e-07 | 752.6401 | 0.00070984 | 2041 | Mitigation | 0.95 | 45 | 0 | esc | 0.00097009 | 9.1492e-10 | 0.00097009 | 9.1492e-10
[120 empty] | 7.3.3.17.5 (Remote Grid) Updates to grid topology to minimize risk of ignition in HFTDs Remote GridWLDFREquipment / facility failureAggregated | WLDFR | HFTD - Distribution - Tier 2 - 5QU CoRE ¦ 1QU LoRE | Red Flag Warning - Catastrophic Fires | Equipment / facility failure | Aggregated | 2042 | 9.4313e-07 | 752.6401 | 0.00070984 | 2042 | Mitigation | 0.95 | 45 | 0 | esc | 0.00097009 | 9.1492e-10 | 0.00097009 | 9.1492e-10
[120 empty] | 7.3.3.17.5 (Remote Grid) Updates to grid topology to minimize risk of ignition in HFTDs Remote GridWLDFREquipment / facility failureAggregated | WLDFR | HFTD - Distribution - Tier 2 - 5QU CoRE ¦ 1QU LoRE | Red Flag Warning - Catastrophic Fires | Equipment / facility failure | Aggregated | 2043 | 9.4313e-07 | 752.6401 | 0.00070984 | 2043 | Mitigation | 0.95 | 45 | 0 | esc | 0.00097009 | 9.1492e-10 | 0.00097009 | 9.1492e-10
[120 empty] | 7.3.3.17.5 (Remote Grid) Updates to grid topology to minimize risk of ignition in HFTDs Remote GridWLDFREquipment / facility failureAggregated | WLDFR | HFTD - Distribution - Tier 2 - 5QU CoRE ¦ 1QU LoRE | Red Flag Warning - Catastrophic Fires | Equipment / facility failure | Aggregated | 2044 | 9.4313e-07 | 752.6401 | 0.00070984 | 2044 | Mitigation | 0.95 | 45 | 0 | esc | 0.00097009 | 9.1492e-10 | 0.00097009 | 9.1492e-10
[120 empty] | 7.3.3.17.5 (Remote Grid) Updates to grid topology to minimize risk of ignition in HFTDs Remote GridWLDFREquipment / facility failureAggregated | WLDFR | HFTD - Distribution - Tier 2 - 5QU CoRE ¦ 1QU LoRE | Red Flag Warning - Catastrophic Fires | Equipment / facility failure | Aggregated | 2045 | 9.4313e-07 | 752.6401 | 0.00070984 | 2045 | Mitigation | 0.95 | 45 | 0 | esc | 0.00097009 | 9.1492e-10 | 0.00097009 | 9.1492e-10
[120 empty] | 7.3.3.17.5 (Remote Grid) Updates to grid topology to minimize risk of ignition in HFTDs Remote GridWLDFREquipment / facility failureAggregated | WLDFR | HFTD - Distribution - Tier 2 - 5QU CoRE ¦ 1QU LoRE | Red Flag Warning - Catastrophic Fires | Equipment / facility failure | Aggregated | 2046 | 9.4313e-07 | 752.6401 | 0.00070984 | 2046 | Mitigation | 0.95 | 45 | 0 | esc | 0.00097009 | 9.1492e-10 | 0.00097009 | 9.1492e-10
[120 empty] | 7.3.3.17.5 (Remote Grid) Updates to grid topology to minimize risk of ignition in HFTDs Remote GridWLDFREquipment / facility failureAggregated | WLDFR | HFTD - Distribution - Tier 2 - 5QU CoRE ¦ 1QU LoRE | Red Flag Warning - Catastrophic Fires | Equipment / facility failure | Aggregated | 2047 | 9.4313e-07 | 752.6401 | 0.00070984 | 2047 | Mitigation | 0.95 | 45 | 0 | esc | 0.00097009 | 9.1492e-10 | 0.00097009 | 9.1492e-10
[120 empty] | 7.3.3.17.5 (Remote Grid) Updates to grid topology to minimize risk of ignition in HFTDs Remote GridWLDFREquipment / facility failureAggregated | WLDFR | HFTD - Distribution - Tier 2 - 5QU CoRE ¦ 1QU LoRE | Red Flag Warning - Catastrophic Fires | Equipment / facility failure | Aggregated | 2048 | 9.4313e-07 | 752.6401 | 0.00070984 | 2048 | Mitigation | 0.95 | 45 | 0 | esc | 0.00097009 | 9.1492e-10 | 0.00097009 | 9.1492e-10
[120 empty] | 7.3.3.17.5 (Remote Grid) Updates to grid topology to minimize risk of ignition in HFTDs Remote GridWLDFREquipment / facility failureAggregated | WLDFR | HFTD - Distribution - Tier 2 - 5QU CoRE ¦ 1QU LoRE | Red Flag Warning - Catastrophic Fires | Equipment / facility failure | Aggregated | 2049 | 9.4313e-07 | 752.6401 | 0.00070984 | 2049 | Mitigation | 0.95 | 45 | 0 | esc | 0.00097009 | 9.1492e-10 | 0.00097009 | 9.1492e-10
[120 empty] | 7.3.3.17.5 (Remote Grid) Updates to grid topology to minimize risk of ignition in HFTDs Remote GridWLDFREquipment / facility failureAggregated | WLDFR | HFTD - Distribution - Tier 2 - 5QU CoRE ¦ 1QU LoRE | Red Flag Warning - Catastrophic Fires | Equipment / facility failure | Aggregated | 2050 | 9.4313e-07 | 752.6401 | 0.00070984 | 2050 | Mitigation | 0.95 | 45 | 0 | esc | 0.00097009 | 9.1492e-10 | 0.00097009 | 9.1492e-10
[120 empty] | 7.3.3.17.5 (Remote Grid) Updates to grid topology to minimize risk of ignition in HFTDs Remote GridWLDFREquipment / facility failureAggregated | WLDFR | HFTD - Distribution - Tier 2 - 5QU CoRE ¦ 1QU LoRE | Red Flag Warning - Catastrophic Fires | Equipment / facility failure | Aggregated | 2051 | 9.4313e-07 | 752.6401 | 0.00070984 | 2051 | Mitigation | 0.95 | 45 | 0 | esc | 0.00097009 | 9.1492e-10 | 0.00097009 | 9.1492e-10
[120 empty] | 7.3.3.17.5 (Remote Grid) Updates to grid topology to minimize risk of ignition in HFTDs Remote GridWLDFREquipment / facility failureAggregated | WLDFR | HFTD - Distribution - Tier 2 - 5QU CoRE ¦ 1QU LoRE | Red Flag Warning - Catastrophic Fires | Equipment / facility failure | Aggregated | 2052 | 9.4313e-07 | 752.6401 | 0.00070984 | 2052 | Mitigation | 0.95 | 45 | 0 | esc | 0.00097009 | 9.1492e-10 | 0.00097009 | 9.1492e-10
[120 empty] | 7.3.3.17.5 (Remote Grid) Updates to grid topology to minimize risk of ignition in HFTDs Remote GridWLDFREquipment / facility failureAggregated | WLDFR | HFTD - Distribution - Tier 2 - 5QU CoRE ¦ 1QU LoRE | Red Flag Warning - Catastrophic Fires | Equipment / facility failure | Aggregated | 2053 | 9.4313e-07 | 752.6401 | 0.00070984 | 2053 | Mitigation | 0.95 | 45 | 0 | esc | 0.00097009 | 9.1492e-10 | 0.00097009 | 9.1492e-10
[120 empty] | 7.3.3.17.5 (Remote Grid) Updates to grid topology to minimize risk of ignition in HFTDs Remote GridWLDFREquipment / facility failureAggregated | WLDFR | HFTD - Distribution - Tier 2 - 5QU CoRE ¦ 1QU LoRE | Red Flag Warning - Catastrophic Fires | Equipment / facility failure | Aggregated | 2054 | 9.4313e-07 | 752.6401 | 0.00070984 | 2054 | Mitigation | 0.95 | 45 | 0 | esc | 0.00097009 | 9.1492e-10 | 0.00097009 | 9.1492e-10
[120 empty] | 7.3.3.17.5 (Remote Grid) Updates to grid topology to minimize risk of ignition in HFTDs Remote GridWLDFREquipment / facility failureAggregated | WLDFR | HFTD - Distribution - Tier 2 - 5QU CoRE ¦ 1QU LoRE | Red Flag Warning - Catastrophic Fires | Equipment / facility failure | Aggregated | 2055 | 9.4313e-07 | 752.6401 | 0.00070984 | 2055 | Mitigation | 0.95 | 45 | 0 | esc | 0.00097009 | 9.1492e-10 | 0.00097009 | 9.1492e-10
[120 empty] | 7.3.3.17.5 (Remote Grid) Updates to grid topology to minimize risk of ignition in HFTDs Remote GridWLDFREquipment / facility failureAggregated | WLDFR | HFTD - Distribution - Tier 2 - 5QU CoRE ¦ 1QU LoRE | Red Flag Warning - Catastrophic Fires | Equipment / facility failure | Aggregated | 2056 | 9.4313e-07 | 752.6401 | 0.00070984 | 2056 | Mitigation | 0.95 | 45 | 0 | esc | 0.00097009 | 9.1492e-10 | 0.00097009 | 9.1492e-10
[120 empty] | 7.3.3.17.5 (Remote Grid) Updates to grid topology to minimize risk of ignition in HFTDs Remote GridWLDFREquipment / facility failureAggregated | WLDFR | HFTD - Distribution - Tier 2 - 5QU CoRE ¦ 1QU LoRE | Red Flag Warning - Catastrophic Fires | Equipment / facility failure | Aggregated | 2057 | 9.4313e-07 | 752.6401 | 0.00070984 | 2057 | Mitigation | 0.95 | 45 | 0 | esc | 0.00097009 | 9.1492e-10 | 0.00097009 | 9.1492e-10
[120 empty] | 7.3.3.17.5 (Remote Grid) Updates to grid topology to minimize risk of ignition in HFTDs Remote GridWLDFREquipment / facility failureAggregated | WLDFR | HFTD - Distribution - Tier 2 - 5QU CoRE ¦ 1QU LoRE | Red Flag Warning - Catastrophic Fires | Equipment / facility failure | Aggregated | 2058 | 9.4313e-07 | 752.6401 | 0.00070984 | 2058 | Mitigation | 0.95 | 45 | 0 | esc | 0.00097009 | 9.1492e-10 | 0.00097009 | 9.1492e-10
[120 empty] | 7.3.3.17.5 (Remote Grid) Updates to grid topology to minimize risk of ignition in HFTDs Remote GridWLDFREquipment / facility failureAggregated | WLDFR | HFTD - Distribution - Tier 2 - 5QU CoRE ¦ 1QU LoRE | Red Flag Warning - Catastrophic Fires | Equipment / facility failure | Aggregated | 2059 | 9.4313e-07 | 752.6401 | 0.00070984 | 2059 | Mitigation | 0.95 | 45 | 0 | esc | 0.00097009 | 9.1492e-10 | 0.00097009 | 9.1492e-10
[120 empty] | 7.3.3.17.5 (Remote Grid) Updates to grid topology to minimize risk of ignition in HFTDs Remote GridWLDFREquipment / facility failureAggregated | WLDFR | HFTD - Distribution - Tier 2 - 5QU CoRE ¦ 1QU LoRE | Red Flag Warning - Catastrophic Fires | Equipment / facility failure | Aggregated | 2060 | 9.4313e-07 | 752.6401 | 0.00070984 | 2060 | Mitigation | 0.95 | 45 | 0 | esc | 0.00097009 | 9.1492e-10 | 0.00097009 | 9.1492e-10
[120 empty] | 7.3.3.17.5 (Remote Grid) Updates to grid topology to minimize risk of ignition in HFTDs Remote GridWLDFREquipment / facility failureAggregated | WLDFR | HFTD - Distribution - Tier 2 - 5QU CoRE ¦ 1QU LoRE | Red Flag Warning - Catastrophic Fires | Equipment / facility failure | Aggregated | 2061 | 9.4313e-07 | 752.6401 | 0.00070984 | 2061 | Mitigation | 0.95 | 45 | 0 | esc | 0.00097009 | 9.1492e-10 | 0.00097009 | 9.1492e-10
[120 empty] | 7.3.3.17.5 (Remote Grid) Updates to grid topology to minimize risk of ignition in HFTDs Remote GridWLDFREquipment / facility failureAggregated | WLDFR | HFTD - Distribution - Tier 2 - 5QU CoRE ¦ 1QU LoRE | Red Flag Warning - Catastrophic Fires | Equipment / facility failure | Aggregated | 2062 | 9.4313e-07 | 752.6401 | 0.00070984 | 2062 | Mitigation | 0.95 | 45 | 0 | esc | 0.00097009 | 9.1492e-10 | 0.00097009 | 9.1492e-10
[120 empty] | 7.3.3.17.5 (Remote Grid) Updates to grid topology to minimize risk of ignition in HFTDs Remote GridWLDFREquipment / facility failureAggregated | WLDFR | HFTD - Distribution - Tier 2 - 5QU CoRE ¦ 1QU LoRE | Red Flag Warning - Catastrophic Fires | Equipment / facility failure | Aggregated | 2063 | 9.4313e-07 | 752.6401 | 0.00070984 | 2063 | Mitigation | 0.95 | 45 | 0 | esc | 0.00097009 | 9.1492e-10 | 0.00097009 | 9.1492e-10
[120 empty] | 7.3.3.17.5 (Remote Grid) Updates to grid topology to minimize risk of ignition in HFTDs Remote GridWLDFREquipment / facility failureAggregated | WLDFR | HFTD - Distribution - Tier 2 - 5QU CoRE ¦ 1QU LoRE | Red Flag Warning - Catastrophic Fires | Equipment / facility failure | Aggregated | 2064 | 9.4313e-07 | 752.6401 | 0.00070984 | 2064 | Mitigation | 0.95 | 45 | 0 | esc | 0.00097009 | 9.1492e-10 | 0.00097009 | 9.1492e-10
[120 empty] | 7.3.3.17.5 (Remote Grid) Updates to grid topology to minimize risk of ignition in HFTDs Remote GridWLDFREquipment / facility failureAggregated | WLDFR | HFTD - Distribution - Tier 2 - 5QU CoRE ¦ 1QU LoRE | Red Flag Warning - Catastrophic Fires | Equipment / facility failure | Aggregated | 2065 | 9.4313e-07 | 752.6401 | 0.00070984 | 2065 | Mitigation | 0.95 | 45 | 0 | esc | 0.00097009 | 9.1492e-10 | 0.00097009 | 9.1492e-10
[120 empty] | 7.3.3.17.5 (Remote Grid) Updates to grid topology to minimize risk of ignition in HFTDs Remote GridWLDFREquipment / facility failureAggregated | WLDFR | HFTD - Distribution - Tier 2 - 5QU CoRE ¦ 1QU LoRE | Red Flag Warning - Catastrophic Fires | Equipment / facility failure | Aggregated | 2066 | 9.4313e-07 | 752.6401 | 0.00070984 | 2066 | Mitigation | 0.95 | 45 | 0 | esc | 0.00097009 | 9.1492e-10 | 0.00097009 | 9.1492e-10
[120 empty] | 7.3.3.17.5 (Remote Grid) Updates to grid topology to minimize risk of ignition in HFTDs Remote GridWLDFREquipment / facility failureAggregated | WLDFR | HFTD - Distribution - Tier 2 - 5QU CoRE ¦ 1QU LoRE | Red Flag Warning - Catastrophic Fires | Equipment / facility failure | Aggregated | 2067 | 9.4313e-07 | 752.6401 | 0.00070984 | 2067 | Mitigation | 0.95 | 45 | 0 | esc | 0 | 0 | 0.00097009 | 9.1492e-10
[120 empty] | 7.3.3.17.5 (Remote Grid) Updates to grid topology to minimize risk of ignition in HFTDs Remote GridWLDFRVegetation ContactAggregated | WLDFR | HFTD - Distribution - Tier 2 - 5QU CoRE ¦ 1QU LoRE | Red Flag Warning - Catastrophic Fires | Vegetation Contact | Aggregated | 2022 | 1.7002e-06 | 752.6401 | 0.0012797 | 2022 | Mitigation | 0.95 | 45 | 0 | esc | 0.00097009 | 1.6494e-09 | 0 | 0
[120 empty] | 7.3.3.17.5 (Remote Grid) Updates to grid topology to minimize risk of ignition in HFTDs Remote GridWLDFRVegetation ContactAggregated | WLDFR | HFTD - Distribution - Tier 2 - 5QU CoRE ¦ 1QU LoRE | Red Flag Warning - Catastrophic Fires | Vegetation Contact | Aggregated | 2023 | 1.7002e-06 | 752.6401 | 0.0012797 | 2023 | Mitigation | 0.95 | 45 | 0 | esc | 0.00097009 | 1.6494e-09 | 0.00097009 | 1.6494e-09
[120 empty] | 7.3.3.17.5 (Remote Grid) Updates to grid topology to minimize risk of ignition in HFTDs Remote GridWLDFRVegetation ContactAggregated | WLDFR | HFTD - Distribution - Tier 2 - 5QU CoRE ¦ 1QU LoRE | Red Flag Warning - Catastrophic Fires | Vegetation Contact | Aggregated | 2024 | 1.7002e-06 | 752.6401 | 0.0012797 | 2024 | Mitigation | 0.95 | 45 | 0 | esc | 0.00097009 | 1.6494e-09 | 0.00097009 | 1.6494e-09
[120 empty] | 7.3.3.17.5 (Remote Grid) Updates to grid topology to minimize risk of ignition in HFTDs Remote GridWLDFRVegetation ContactAggregated | WLDFR | HFTD - Distribution - Tier 2 - 5QU CoRE ¦ 1QU LoRE | Red Flag Warning - Catastrophic Fires | Vegetation Contact | Aggregated | 2025 | 1.7002e-06 | 752.6401 | 0.0012797 | 2025 | Mitigation | 0.95 | 45 | 0 | esc | 0.00097009 | 1.6494e-09 | 0.00097009 | 1.6494e-09
[120 empty] | 7.3.3.17.5 (Remote Grid) Updates to grid topology to minimize risk of ignition in HFTDs Remote GridWLDFRVegetation ContactAggregated | WLDFR | HFTD - Distribution - Tier 2 - 5QU CoRE ¦ 1QU LoRE | Red Flag Warning - Catastrophic Fires | Vegetation Contact | Aggregated | 2026 | 1.7002e-06 | 752.6401 | 0.0012797 | 2026 | Mitigation | 0.95 | 45 | 0 | esc | 0.00097009 | 1.6494e-09 | 0.00097009 | 1.6494e-09
[120 empty] | 7.3.3.17.5 (Remote Grid) Updates to grid topology to minimize risk of ignition in HFTDs Remote GridWLDFRVegetation ContactAggregated | WLDFR | HFTD - Distribution - Tier 2 - 5QU CoRE ¦ 1QU LoRE | Red Flag Warning - Catastrophic Fires | Vegetation Contact | Aggregated | 2027 | 1.7002e-06 | 752.6401 | 0.0012797 | 2027 | Mitigation | 0.95 | 45 | 0 | esc | 0.00097009 | 1.6494e-09 | 0.00097009 | 1.6494e-09
[120 empty] | 7.3.3.17.5 (Remote Grid) Updates to grid topology to minimize risk of ignition in HFTDs Remote GridWLDFRVegetation ContactAggregated | WLDFR | HFTD - Distribution - Tier 2 - 5QU CoRE ¦ 1QU LoRE | Red Flag Warning - Catastrophic Fires | Vegetation Contact | Aggregated | 2028 | 1.7002e-06 | 752.6401 | 0.0012797 | 2028 | Mitigation | 0.95 | 45 | 0 | esc | 0.00097009 | 1.6494e-09 | 0.00097009 | 1.6494e-09
[120 empty] | 7.3.3.17.5 (Remote Grid) Updates to grid topology to minimize risk of ignition in HFTDs Remote GridWLDFRVegetation ContactAggregated | WLDFR | HFTD - Distribution - Tier 2 - 5QU CoRE ¦ 1QU LoRE | Red Flag Warning - Catastrophic Fires | Vegetation Contact | Aggregated | 2029 | 1.7002e-06 | 752.6401 | 0.0012797 | 2029 | Mitigation | 0.95 | 45 | 0 | esc | 0.00097009 | 1.6494e-09 | 0.00097009 | 1.6494e-09
[120 empty] | 7.3.3.17.5 (Remote Grid) Updates to grid topology to minimize risk of ignition in HFTDs Remote GridWLDFRVegetation ContactAggregated | WLDFR | HFTD - Distribution - Tier 2 - 5QU CoRE ¦ 1QU LoRE | Red Flag Warning - Catastrophic Fires | Vegetation Contact | Aggregated | 2030 | 1.7002e-06 | 752.6401 | 0.0012797 | 2030 | Mitigation | 0.95 | 45 | 0 | esc | 0.00097009 | 1.6494e-09 | 0.00097009 | 1.6494e-09
[120 empty] | 7.3.3.17.5 (Remote Grid) Updates to grid topology to minimize risk of ignition in HFTDs Remote GridWLDFRVegetation ContactAggregated | WLDFR | HFTD - Distribution - Tier 2 - 5QU CoRE ¦ 1QU LoRE | Red Flag Warning - Catastrophic Fires | Vegetation Contact | Aggregated | 2031 | 1.7002e-06 | 752.6401 | 0.0012797 | 2031 | Mitigation | 0.95 | 45 | 0 | esc | 0.00097009 | 1.6494e-09 | 0.00097009 | 1.6494e-09
[120 empty] | 7.3.3.17.5 (Remote Grid) Updates to grid topology to minimize risk of ignition in HFTDs Remote GridWLDFRVegetation ContactAggregated | WLDFR | HFTD - Distribution - Tier 2 - 5QU CoRE ¦ 1QU LoRE | Red Flag Warning - Catastrophic Fires | Vegetation Contact | Aggregated | 2032 | 1.7002e-06 | 752.6401 | 0.0012797 | 2032 | Mitigation | 0.95 | 45 | 0 | esc | 0.00097009 | 1.6494e-09 | 0.00097009 | 1.6494e-09
[120 empty] | 7.3.3.17.5 (Remote Grid) Updates to grid topology to minimize risk of ignition in HFTDs Remote GridWLDFRVegetation ContactAggregated | WLDFR | HFTD - Distribution - Tier 2 - 5QU CoRE ¦ 1QU LoRE | Red Flag Warning - Catastrophic Fires | Vegetation Contact | Aggregated | 2033 | 1.7002e-06 | 752.6401 | 0.0012797 | 2033 | Mitigation | 0.95 | 45 | 0 | esc | 0.00097009 | 1.6494e-09 | 0.00097009 | 1.6494e-09
[120 empty] | 7.3.3.17.5 (Remote Grid) Updates to grid topology to minimize risk of ignition in HFTDs Remote GridWLDFRVegetation ContactAggregated | WLDFR | HFTD - Distribution - Tier 2 - 5QU CoRE ¦ 1QU LoRE | Red Flag Warning - Catastrophic Fires | Vegetation Contact | Aggregated | 2034 | 1.7002e-06 | 752.6401 | 0.0012797 | 2034 | Mitigation | 0.95 | 45 | 0 | esc | 0.00097009 | 1.6494e-09 | 0.00097009 | 1.6494e-09
[120 empty] | 7.3.3.17.5 (Remote Grid) Updates to grid topology to minimize risk of ignition in HFTDs Remote GridWLDFRVegetation ContactAggregated | WLDFR | HFTD - Distribution - Tier 2 - 5QU CoRE ¦ 1QU LoRE | Red Flag Warning - Catastrophic Fires | Vegetation Contact | Aggregated | 2035 | 1.7002e-06 | 752.6401 | 0.0012797 | 2035 | Mitigation | 0.95 | 45 | 0 | esc | 0.00097009 | 1.6494e-09 | 0.00097009 | 1.6494e-09
[120 empty] | 7.3.3.17.5 (Remote Grid) Updates to grid topology to minimize risk of ignition in HFTDs Remote GridWLDFRVegetation ContactAggregated | WLDFR | HFTD - Distribution - Tier 2 - 5QU CoRE ¦ 1QU LoRE | Red Flag Warning - Catastrophic Fires | Vegetation Contact | Aggregated | 2036 | 1.7002e-06 | 752.6401 | 0.0012797 | 2036 | Mitigation | 0.95 | 45 | 0 | esc | 0.00097009 | 1.6494e-09 | 0.00097009 | 1.6494e-09
[120 empty] | 7.3.3.17.5 (Remote Grid) Updates to grid topology to minimize risk of ignition in HFTDs Remote GridWLDFRVegetation ContactAggregated | WLDFR | HFTD - Distribution - Tier 2 - 5QU CoRE ¦ 1QU LoRE | Red Flag Warning - Catastrophic Fires | Vegetation Contact | Aggregated | 2037 | 1.7002e-06 | 752.6401 | 0.0012797 | 2037 | Mitigation | 0.95 | 45 | 0 | esc | 0.00097009 | 1.6494e-09 | 0.00097009 | 1.6494e-09
[120 empty] | 7.3.3.17.5 (Remote Grid) Updates to grid topology to minimize risk of ignition in HFTDs Remote GridWLDFRVegetation ContactAggregated | WLDFR | HFTD - Distribution - Tier 2 - 5QU CoRE ¦ 1QU LoRE | Red Flag Warning - Catastrophic Fires | Vegetation Contact | Aggregated | 2038 | 1.7002e-06 | 752.6401 | 0.0012797 | 2038 | Mitigation | 0.95 | 45 | 0 | esc | 0.00097009 | 1.6494e-09 | 0.00097009 | 1.6494e-09
[120 empty] | 7.3.3.17.5 (Remote Grid) Updates to grid topology to minimize risk of ignition in HFTDs Remote GridWLDFRVegetation ContactAggregated | WLDFR | HFTD - Distribution - Tier 2 - 5QU CoRE ¦ 1QU LoRE | Red Flag Warning - Catastrophic Fires | Vegetation Contact | Aggregated | 2039 | 1.7002e-06 | 752.6401 | 0.0012797 | 2039 | Mitigation | 0.95 | 45 | 0 | esc | 0.00097009 | 1.6494e-09 | 0.00097009 | 1.6494e-09
[120 empty] | 7.3.3.17.5 (Remote Grid) Updates to grid topology to minimize risk of ignition in HFTDs Remote GridWLDFRVegetation ContactAggregated | WLDFR | HFTD - Distribution - Tier 2 - 5QU CoRE ¦ 1QU LoRE | Red Flag Warning - Catastrophic Fires | Vegetation Contact | Aggregated | 2040 | 1.7002e-06 | 752.6401 | 0.0012797 | 2040 | Mitigation | 0.95 | 45 | 0 | esc | 0.00097009 | 1.6494e-09 | 0.00097009 | 1.6494e-09
[120 empty] | 7.3.3.17.5 (Remote Grid) Updates to grid topology to minimize risk of ignition in HFTDs Remote GridWLDFRVegetation ContactAggregated | WLDFR | HFTD - Distribution - Tier 2 - 5QU CoRE ¦ 1QU LoRE | Red Flag Warning - Catastrophic Fires | Vegetation Contact | Aggregated | 2041 | 1.7002e-06 | 752.6401 | 0.0012797 | 2041 | Mitigation | 0.95 | 45 | 0 | esc | 0.00097009 | 1.6494e-09 | 0.00097009 | 1.6494e-09
[120 empty] | 7.3.3.17.5 (Remote Grid) Updates to grid topology to minimize risk of ignition in HFTDs Remote GridWLDFRVegetation ContactAggregated | WLDFR | HFTD - Distribution - Tier 2 - 5QU CoRE ¦ 1QU LoRE | Red Flag Warning - Catastrophic Fires | Vegetation Contact | Aggregated | 2042 | 1.7002e-06 | 752.6401 | 0.0012797 | 2042 | Mitigation | 0.95 | 45 | 0 | esc | 0.00097009 | 1.6494e-09 | 0.00097009 | 1.6494e-09
[120 empty] | 7.3.3.17.5 (Remote Grid) Updates to grid topology to minimize risk of ignition in HFTDs Remote GridWLDFRVegetation ContactAggregated | WLDFR | HFTD - Distribution - Tier 2 - 5QU CoRE ¦ 1QU LoRE | Red Flag Warning - Catastrophic Fires | Vegetation Contact | Aggregated | 2043 | 1.7002e-06 | 752.6401 | 0.0012797 | 2043 | Mitigation | 0.95 | 45 | 0 | esc | 0.00097009 | 1.6494e-09 | 0.00097009 | 1.6494e-09
[120 empty] | 7.3.3.17.5 (Remote Grid) Updates to grid topology to minimize risk of ignition in HFTDs Remote GridWLDFRVegetation ContactAggregated | WLDFR | HFTD - Distribution - Tier 2 - 5QU CoRE ¦ 1QU LoRE | Red Flag Warning - Catastrophic Fires | Vegetation Contact | Aggregated | 2044 | 1.7002e-06 | 752.6401 | 0.0012797 | 2044 | Mitigation | 0.95 | 45 | 0 | esc | 0.00097009 | 1.6494e-09 | 0.00097009 | 1.6494e-09
[120 empty] | 7.3.3.17.5 (Remote Grid) Updates to grid topology to minimize risk of ignition in HFTDs Remote GridWLDFRVegetation ContactAggregated | WLDFR | HFTD - Distribution - Tier 2 - 5QU CoRE ¦ 1QU LoRE | Red Flag Warning - Catastrophic Fires | Vegetation Contact | Aggregated | 2045 | 1.7002e-06 | 752.6401 | 0.0012797 | 2045 | Mitigation | 0.95 | 45 | 0 | esc | 0.00097009 | 1.6494e-09 | 0.00097009 | 1.6494e-09
[120 empty] | 7.3.3.17.5 (Remote Grid) Updates to grid topology to minimize risk of ignition in HFTDs Remote GridWLDFRVegetation ContactAggregated | WLDFR | HFTD - Distribution - Tier 2 - 5QU CoRE ¦ 1QU LoRE | Red Flag Warning - Catastrophic Fires | Vegetation Contact | Aggregated | 2046 | 1.7002e-06 | 752.6401 | 0.0012797 | 2046 | Mitigation | 0.95 | 45 | 0 | esc | 0.00097009 | 1.6494e-09 | 0.00097009 | 1.6494e-09
[120 empty] | 7.3.3.17.5 (Remote Grid) Updates to grid topology to minimize risk of ignition in HFTDs Remote GridWLDFRVegetation ContactAggregated | WLDFR | HFTD - Distribution - Tier 2 - 5QU CoRE ¦ 1QU LoRE | Red Flag Warning - Catastrophic Fires | Vegetation Contact | Aggregated | 2047 | 1.7002e-06 | 752.6401 | 0.0012797 | 2047 | Mitigation | 0.95 | 45 | 0 | esc | 0.00097009 | 1.6494e-09 | 0.00097009 | 1.6494e-09
[120 empty] | 7.3.3.17.5 (Remote Grid) Updates to grid topology to minimize risk of ignition in HFTDs Remote GridWLDFRVegetation ContactAggregated | WLDFR | HFTD - Distribution - Tier 2 - 5QU CoRE ¦ 1QU LoRE | Red Flag Warning - Catastrophic Fires | Vegetation Contact | Aggregated | 2048 | 1.7002e-06 | 752.6401 | 0.0012797 | 2048 | Mitigation | 0.95 | 45 | 0 | esc | 0.00097009 | 1.6494e-09 | 0.00097009 | 1.6494e-09
[120 empty] | 7.3.3.17.5 (Remote Grid) Updates to grid topology to minimize risk of ignition in HFTDs Remote GridWLDFRVegetation ContactAggregated | WLDFR | HFTD - Distribution - Tier 2 - 5QU CoRE ¦ 1QU LoRE | Red Flag Warning - Catastrophic Fires | Vegetation Contact | Aggregated | 2049 | 1.7002e-06 | 752.6401 | 0.0012797 | 2049 | Mitigation | 0.95 | 45 | 0 | esc | 0.00097009 | 1.6494e-09 | 0.00097009 | 1.6494e-09
[120 empty] | 7.3.3.17.5 (Remote Grid) Updates to grid topology to minimize risk of ignition in HFTDs Remote GridWLDFRVegetation ContactAggregated | WLDFR | HFTD - Distribution - Tier 2 - 5QU CoRE ¦ 1QU LoRE | Red Flag Warning - Catastrophic Fires | Vegetation Contact | Aggregated | 2050 | 1.7002e-06 | 752.6401 | 0.0012797 | 2050 | Mitigation | 0.95 | 45 | 0 | esc | 0.00097009 | 1.6494e-09 | 0.00097009 | 1.6494e-09
[120 empty] | 7.3.3.17.5 (Remote Grid) Updates to grid topology to minimize risk of ignition in HFTDs Remote GridWLDFRVegetation ContactAggregated | WLDFR | HFTD - Distribution - Tier 2 - 5QU CoRE ¦ 1QU LoRE | Red Flag Warning - Catastrophic Fires | Vegetation Contact | Aggregated | 2051 | 1.7002e-06 | 752.6401 | 0.0012797 | 2051 | Mitigation | 0.95 | 45 | 0 | esc | 0.00097009 | 1.6494e-09 | 0.00097009 | 1.6494e-09
[120 empty] | 7.3.3.17.5 (Remote Grid) Updates to grid topology to minimize risk of ignition in HFTDs Remote GridWLDFRVegetation ContactAggregated | WLDFR | HFTD - Distribution - Tier 2 - 5QU CoRE ¦ 1QU LoRE | Red Flag Warning - Catastrophic Fires | Vegetation Contact | Aggregated | 2052 | 1.7002e-06 | 752.6401 | 0.0012797 | 2052 | Mitigation | 0.95 | 45 | 0 | esc | 0.00097009 | 1.6494e-09 | 0.00097009 | 1.6494e-09
[120 empty] | 7.3.3.17.5 (Remote Grid) Updates to grid topology to minimize risk of ignition in HFTDs Remote GridWLDFRVegetation ContactAggregated | WLDFR | HFTD - Distribution - Tier 2 - 5QU CoRE ¦ 1QU LoRE | Red Flag Warning - Catastrophic Fires | Vegetation Contact | Aggregated | 2053 | 1.7002e-06 | 752.6401 | 0.0012797 | 2053 | Mitigation | 0.95 | 45 | 0 | esc | 0.00097009 | 1.6494e-09 | 0.00097009 | 1.6494e-09
[120 empty] | 7.3.3.17.5 (Remote Grid) Updates to grid topology to minimize risk of ignition in HFTDs Remote GridWLDFRVegetation ContactAggregated | WLDFR | HFTD - Distribution - Tier 2 - 5QU CoRE ¦ 1QU LoRE | Red Flag Warning - Catastrophic Fires | Vegetation Contact | Aggregated | 2054 | 1.7002e-06 | 752.6401 | 0.0012797 | 2054 | Mitigation | 0.95 | 45 | 0 | esc | 0.00097009 | 1.6494e-09 | 0.00097009 | 1.6494e-09
[120 empty] | 7.3.3.17.5 (Remote Grid) Updates to grid topology to minimize risk of ignition in HFTDs Remote GridWLDFRVegetation ContactAggregated | WLDFR | HFTD - Distribution - Tier 2 - 5QU CoRE ¦ 1QU LoRE | Red Flag Warning - Catastrophic Fires | Vegetation Contact | Aggregated | 2055 | 1.7002e-06 | 752.6401 | 0.0012797 | 2055 | Mitigation | 0.95 | 45 | 0 | esc | 0.00097009 | 1.6494e-09 | 0.00097009 | 1.6494e-09
[120 empty] | 7.3.3.17.5 (Remote Grid) Updates to grid topology to minimize risk of ignition in HFTDs Remote GridWLDFRVegetation ContactAggregated | WLDFR | HFTD - Distribution - Tier 2 - 5QU CoRE ¦ 1QU LoRE | Red Flag Warning - Catastrophic Fires | Vegetation Contact | Aggregated | 2056 | 1.7002e-06 | 752.6401 | 0.0012797 | 2056 | Mitigation | 0.95 | 45 | 0 | esc | 0.00097009 | 1.6494e-09 | 0.00097009 | 1.6494e-09
[120 empty] | 7.3.3.17.5 (Remote Grid) Updates to grid topology to minimize risk of ignition in HFTDs Remote GridWLDFRVegetation ContactAggregated | WLDFR | HFTD - Distribution - Tier 2 - 5QU CoRE ¦ 1QU LoRE | Red Flag Warning - Catastrophic Fires | Vegetation Contact | Aggregated | 2057 | 1.7002e-06 | 752.6401 | 0.0012797 | 2057 | Mitigation | 0.95 | 45 | 0 | esc | 0.00097009 | 1.6494e-09 | 0.00097009 | 1.6494e-09
[120 empty] | 7.3.3.17.5 (Remote Grid) Updates to grid topology to minimize risk of ignition in HFTDs Remote GridWLDFRVegetation ContactAggregated | WLDFR | HFTD - Distribution - Tier 2 - 5QU CoRE ¦ 1QU LoRE | Red Flag Warning - Catastrophic Fires | Vegetation Contact | Aggregated | 2058 | 1.7002e-06 | 752.6401 | 0.0012797 | 2058 | Mitigation | 0.95 | 45 | 0 | esc | 0.00097009 | 1.6494e-09 | 0.00097009 | 1.6494e-09
[120 empty] | 7.3.3.17.5 (Remote Grid) Updates to grid topology to minimize risk of ignition in HFTDs Remote GridWLDFRVegetation ContactAggregated | WLDFR | HFTD - Distribution - Tier 2 - 5QU CoRE ¦ 1QU LoRE | Red Flag Warning - Catastrophic Fires | Vegetation Contact | Aggregated | 2059 | 1.7002e-06 | 752.6401 | 0.0012797 | 2059 | Mitigation | 0.95 | 45 | 0 | esc | 0.00097009 | 1.6494e-09 | 0.00097009 | 1.6494e-09
[120 empty] | 7.3.3.17.5 (Remote Grid) Updates to grid topology to minimize risk of ignition in HFTDs Remote GridWLDFRVegetation ContactAggregated | WLDFR | HFTD - Distribution - Tier 2 - 5QU CoRE ¦ 1QU LoRE | Red Flag Warning - Catastrophic Fires | Vegetation Contact | Aggregated | 2060 | 1.7002e-06 | 752.6401 | 0.0012797 | 2060 | Mitigation | 0.95 | 45 | 0 | esc | 0.00097009 | 1.6494e-09 | 0.00097009 | 1.6494e-09
[120 empty] | 7.3.3.17.5 (Remote Grid) Updates to grid topology to minimize risk of ignition in HFTDs Remote GridWLDFRVegetation ContactAggregated | WLDFR | HFTD - Distribution - Tier 2 - 5QU CoRE ¦ 1QU LoRE | Red Flag Warning - Catastrophic Fires | Vegetation Contact | Aggregated | 2061 | 1.7002e-06 | 752.6401 | 0.0012797 | 2061 | Mitigation | 0.95 | 45 | 0 | esc | 0.00097009 | 1.6494e-09 | 0.00097009 | 1.6494e-09
[120 empty] | 7.3.3.17.5 (Remote Grid) Updates to grid topology to minimize risk of ignition in HFTDs Remote GridWLDFRVegetation ContactAggregated | WLDFR | HFTD - Distribution - Tier 2 - 5QU CoRE ¦ 1QU LoRE | Red Flag Warning - Catastrophic Fires | Vegetation Contact | Aggregated | 2062 | 1.7002e-06 | 752.6401 | 0.0012797 | 2062 | Mitigation | 0.95 | 45 | 0 | esc | 0.00097009 | 1.6494e-09 | 0.00097009 | 1.6494e-09
[120 empty] | 7.3.3.17.5 (Remote Grid) Updates to grid topology to minimize risk of ignition in HFTDs Remote GridWLDFRVegetation ContactAggregated | WLDFR | HFTD - Distribution - Tier 2 - 5QU CoRE ¦ 1QU LoRE | Red Flag Warning - Catastrophic Fires | Vegetation Contact | Aggregated | 2063 | 1.7002e-06 | 752.6401 | 0.0012797 | 2063 | Mitigation | 0.95 | 45 | 0 | esc | 0.00097009 | 1.6494e-09 | 0.00097009 | 1.6494e-09
[120 empty] | 7.3.3.17.5 (Remote Grid) Updates to grid topology to minimize risk of ignition in HFTDs Remote GridWLDFRVegetation ContactAggregated | WLDFR | HFTD - Distribution - Tier 2 - 5QU CoRE ¦ 1QU LoRE | Red Flag Warning - Catastrophic Fires | Vegetation Contact | Aggregated | 2064 | 1.7002e-06 | 752.6401 | 0.0012797 | 2064 | Mitigation | 0.95 | 45 | 0 | esc | 0.00097009 | 1.6494e-09 | 0.00097009 | 1.6494e-09
[120 empty] | 7.3.3.17.5 (Remote Grid) Updates to grid topology to minimize risk of ignition in HFTDs Remote GridWLDFRVegetation ContactAggregated | WLDFR | HFTD - Distribution - Tier 2 - 5QU CoRE ¦ 1QU LoRE | Red Flag Warning - Catastrophic Fires | Vegetation Contact | Aggregated | 2065 | 1.7002e-06 | 752.6401 | 0.0012797 | 2065 | Mitigation | 0.95 | 45 | 0 | esc | 0.00097009 | 1.6494e-09 | 0.00097009 | 1.6494e-09
[120 empty] | 7.3.3.17.5 (Remote Grid) Updates to grid topology to minimize risk of ignition in HFTDs Remote GridWLDFRVegetation ContactAggregated | WLDFR | HFTD - Distribution - Tier 2 - 5QU CoRE ¦ 1QU LoRE | Red Flag Warning - Catastrophic Fires | Vegetation Contact | Aggregated | 2066 | 1.7002e-06 | 752.6401 | 0.0012797 | 2066 | Mitigation | 0.95 | 45 | 0 | esc | 0.00097009 | 1.6494e-09 | 0.00097009 | 1.6494e-09
[120 empty] | 7.3.3.17.5 (Remote Grid) Updates to grid topology to minimize risk of ignition in HFTDs Remote GridWLDFRVegetation ContactAggregated | WLDFR | HFTD - Distribution - Tier 2 - 5QU CoRE ¦ 1QU LoRE | Red Flag Warning - Catastrophic Fires | Vegetation Contact | Aggregated | 2067 | 1.7002e-06 | 752.6401 | 0.0012797 | 2067 | Mitigation | 0.95 | 45 | 0 | esc | 0 | 0 | 0.00097009 | 1.6494e-09
[120 empty] | 7.3.3.17.5 (Remote Grid) Updates to grid topology to minimize risk of ignition in HFTDs Remote GridWLDFREquipment / facility failureAggregated | WLDFR | HFTD - Distribution - Tier 2 - 5QU CoRE ¦ 1QU LoRE | Red Flag Warning - Destructive Fires | Equipment / facility failure | Aggregated | 2022 | 2.3173e-07 | 752.6401 | 0.00017441 | 2022 | Mitigation | 0.95 | 45 | 0 | esc | 0.00097009 | 2.248e-10 | 0 | 0
[120 empty] | 7.3.3.17.5 (Remote Grid) Updates to grid topology to minimize risk of ignition in HFTDs Remote GridWLDFREquipment / facility failureAggregated | WLDFR | HFTD - Distribution - Tier 2 - 5QU CoRE ¦ 1QU LoRE | Red Flag Warning - Destructive Fires | Equipment / facility failure | Aggregated | 2023 | 2.3173e-07 | 752.6401 | 0.00017441 | 2023 | Mitigation | 0.95 | 45 | 0 | esc | 0.00097009 | 2.248e-10 | 0.00097009 | 2.248e-10
[120 empty] | 7.3.3.17.5 (Remote Grid) Updates to grid topology to minimize risk of ignition in HFTDs Remote GridWLDFREquipment / facility failureAggregated | WLDFR | HFTD - Distribution - Tier 2 - 5QU CoRE ¦ 1QU LoRE | Red Flag Warning - Destructive Fires | Equipment / facility failure | Aggregated | 2024 | 2.3173e-07 | 752.6401 | 0.00017441 | 2024 | Mitigation | 0.95 | 45 | 0 | esc | 0.00097009 | 2.248e-10 | 0.00097009 | 2.248e-10
[120 empty] | 7.3.3.17.5 (Remote Grid) Updates to grid topology to minimize risk of ignition in HFTDs Remote GridWLDFREquipment / facility failureAggregated | WLDFR | HFTD - Distribution - Tier 2 - 5QU CoRE ¦ 1QU LoRE | Red Flag Warning - Destructive Fires | Equipment / facility failure | Aggregated | 2025 | 2.3173e-07 | 752.6401 | 0.00017441 | 2025 | Mitigation | 0.95 | 45 | 0 | esc | 0.00097009 | 2.248e-10 | 0.00097009 | 2.248e-10
[120 empty] | 7.3.3.17.5 (Remote Grid) Updates to grid topology to minimize risk of ignition in HFTDs Remote GridWLDFREquipment / facility failureAggregated | WLDFR | HFTD - Distribution - Tier 2 - 5QU CoRE ¦ 1QU LoRE | Red Flag Warning - Destructive Fires | Equipment / facility failure | Aggregated | 2026 | 2.3173e-07 | 752.6401 | 0.00017441 | 2026 | Mitigation | 0.95 | 45 | 0 | esc | 0.00097009 | 2.248e-10 | 0.00097009 | 2.248e-10
[120 empty] | 7.3.3.17.5 (Remote Grid) Updates to grid topology to minimize risk of ignition in HFTDs Remote GridWLDFREquipment / facility failureAggregated | WLDFR | HFTD - Distribution - Tier 2 - 5QU CoRE ¦ 1QU LoRE | Red Flag Warning - Destructive Fires | Equipment / facility failure | Aggregated | 2027 | 2.3173e-07 | 752.6401 | 0.00017441 | 2027 | Mitigation | 0.95 | 45 | 0 | esc | 0.00097009 | 2.248e-10 | 0.00097009 | 2.248e-10
[120 empty] | 7.3.3.17.5 (Remote Grid) Updates to grid topology to minimize risk of ignition in HFTDs Remote GridWLDFREquipment / facility failureAggregated | WLDFR | HFTD - Distribution - Tier 2 - 5QU CoRE ¦ 1QU LoRE | Red Flag Warning - Destructive Fires | Equipment / facility failure | Aggregated | 2028 | 2.3173e-07 | 752.6401 | 0.00017441 | 2028 | Mitigation | 0.95 | 45 | 0 | esc | 0.00097009 | 2.248e-10 | 0.00097009 | 2.248e-10
[120 empty] | 7.3.3.17.5 (Remote Grid) Updates to grid topology to minimize risk of ignition in HFTDs Remote GridWLDFREquipment / facility failureAggregated | WLDFR | HFTD - Distribution - Tier 2 - 5QU CoRE ¦ 1QU LoRE | Red Flag Warning - Destructive Fires | Equipment / facility failure | Aggregated | 2029 | 2.3173e-07 | 752.6401 | 0.00017441 | 2029 | Mitigation | 0.95 | 45 | 0 | esc | 0.00097009 | 2.248e-10 | 0.00097009 | 2.248e-10
[120 empty] | 7.3.3.17.5 (Remote Grid) Updates to grid topology to minimize risk of ignition in HFTDs Remote GridWLDFREquipment / facility failureAggregated | WLDFR | HFTD - Distribution - Tier 2 - 5QU CoRE ¦ 1QU LoRE | Red Flag Warning - Destructive Fires | Equipment / facility failure | Aggregated | 2030 | 2.3173e-07 | 752.6401 | 0.00017441 | 2030 | Mitigation | 0.95 | 45 | 0 | esc | 0.00097009 | 2.248e-10 | 0.00097009 | 2.248e-10
[120 empty] | 7.3.3.17.5 (Remote Grid) Updates to grid topology to minimize risk of ignition in HFTDs Remote GridWLDFREquipment / facility failureAggregated | WLDFR | HFTD - Distribution - Tier 2 - 5QU CoRE ¦ 1QU LoRE | Red Flag Warning - Destructive Fires | Equipment / facility failure | Aggregated | 2031 | 2.3173e-07 | 752.6401 | 0.00017441 | 2031 | Mitigation | 0.95 | 45 | 0 | esc | 0.00097009 | 2.248e-10 | 0.00097009 | 2.248e-10
[120 empty] | 7.3.3.17.5 (Remote Grid) Updates to grid topology to minimize risk of ignition in HFTDs Remote GridWLDFREquipment / facility failureAggregated | WLDFR | HFTD - Distribution - Tier 2 - 5QU CoRE ¦ 1QU LoRE | Red Flag Warning - Destructive Fires | Equipment / facility failure | Aggregated | 2032 | 2.3173e-07 | 752.6401 | 0.00017441 | 2032 | Mitigation | 0.95 | 45 | 0 | esc | 0.00097009 | 2.248e-10 | 0.00097009 | 2.248e-10
[120 empty] | 7.3.3.17.5 (Remote Grid) Updates to grid topology to minimize risk of ignition in HFTDs Remote GridWLDFREquipment / facility failureAggregated | WLDFR | HFTD - Distribution - Tier 2 - 5QU CoRE ¦ 1QU LoRE | Red Flag Warning - Destructive Fires | Equipment / facility failure | Aggregated | 2033 | 2.3173e-07 | 752.6401 | 0.00017441 | 2033 | Mitigation | 0.95 | 45 | 0 | esc | 0.00097009 | 2.248e-10 | 0.00097009 | 2.248e-10
[120 empty] | 7.3.3.17.5 (Remote Grid) Updates to grid topology to minimize risk of ignition in HFTDs Remote GridWLDFREquipment / facility failureAggregated | WLDFR | HFTD - Distribution - Tier 2 - 5QU CoRE ¦ 1QU LoRE | Red Flag Warning - Destructive Fires | Equipment / facility failure | Aggregated | 2034 | 2.3173e-07 | 752.6401 | 0.00017441 | 2034 | Mitigation | 0.95 | 45 | 0 | esc | 0.00097009 | 2.248e-10 | 0.00097009 | 2.248e-10
[120 empty] | 7.3.3.17.5 (Remote Grid) Updates to grid topology to minimize risk of ignition in HFTDs Remote GridWLDFREquipment / facility failureAggregated | WLDFR | HFTD - Distribution - Tier 2 - 5QU CoRE ¦ 1QU LoRE | Red Flag Warning - Destructive Fires | Equipment / facility failure | Aggregated | 2035 | 2.3173e-07 | 752.6401 | 0.00017441 | 2035 | Mitigation | 0.95 | 45 | 0 | esc | 0.00097009 | 2.248e-10 | 0.00097009 | 2.248e-10
[120 empty] | 7.3.3.17.5 (Remote Grid) Updates to grid topology to minimize risk of ignition in HFTDs Remote GridWLDFREquipment / facility failureAggregated | WLDFR | HFTD - Distribution - Tier 2 - 5QU CoRE ¦ 1QU LoRE | Red Flag Warning - Destructive Fires | Equipment / facility failure | Aggregated | 2036 | 2.3173e-07 | 752.6401 | 0.00017441 | 2036 | Mitigation | 0.95 | 45 | 0 | esc | 0.00097009 | 2.248e-10 | 0.00097009 | 2.248e-10
[120 empty] | 7.3.3.17.5 (Remote Grid) Updates to grid topology to minimize risk of ignition in HFTDs Remote GridWLDFREquipment / facility failureAggregated | WLDFR | HFTD - Distribution - Tier 2 - 5QU CoRE ¦ 1QU LoRE | Red Flag Warning - Destructive Fires | Equipment / facility failure | Aggregated | 2037 | 2.3173e-07 | 752.6401 | 0.00017441 | 2037 | Mitigation | 0.95 | 45 | 0 | esc | 0.00097009 | 2.248e-10 | 0.00097009 | 2.248e-10
[120 empty] | 7.3.3.17.5 (Remote Grid) Updates to grid topology to minimize risk of ignition in HFTDs Remote GridWLDFREquipment / facility failureAggregated | WLDFR | HFTD - Distribution - Tier 2 - 5QU CoRE ¦ 1QU LoRE | Red Flag Warning - Destructive Fires | Equipment / facility failure | Aggregated | 2038 | 2.3173e-07 | 752.6401 | 0.00017441 | 2038 | Mitigation | 0.95 | 45 | 0 | esc | 0.00097009 | 2.248e-10 | 0.00097009 | 2.248e-10
[120 empty] | 7.3.3.17.5 (Remote Grid) Updates to grid topology to minimize risk of ignition in HFTDs Remote GridWLDFREquipment / facility failureAggregated | WLDFR | HFTD - Distribution - Tier 2 - 5QU CoRE ¦ 1QU LoRE | Red Flag Warning - Destructive Fires | Equipment / facility failure | Aggregated | 2039 | 2.3173e-07 | 752.6401 | 0.00017441 | 2039 | Mitigation | 0.95 | 45 | 0 | esc | 0.00097009 | 2.248e-10 | 0.00097009 | 2.248e-10
[120 empty] | 7.3.3.17.5 (Remote Grid) Updates to grid topology to minimize risk of ignition in HFTDs Remote GridWLDFREquipment / facility failureAggregated | WLDFR | HFTD - Distribution - Tier 2 - 5QU CoRE ¦ 1QU LoRE | Red Flag Warning - Destructive Fires | Equipment / facility failure | Aggregated | 2040 | 2.3173e-07 | 752.6401 | 0.00017441 | 2040 | Mitigation | 0.95 | 45 | 0 | esc | 0.00097009 | 2.248e-10 | 0.00097009 | 2.248e-10
[120 empty] | 7.3.3.17.5 (Remote Grid) Updates to grid topology to minimize risk of ignition in HFTDs Remote GridWLDFREquipment / facility failureAggregated | WLDFR | HFTD - Distribution - Tier 2 - 5QU CoRE ¦ 1QU LoRE | Red Flag Warning - Destructive Fires | Equipment / facility failure | Aggregated | 2041 | 2.3173e-07 | 752.6401 | 0.00017441 | 2041 | Mitigation | 0.95 | 45 | 0 | esc | 0.00097009 | 2.248e-10 | 0.00097009 | 2.248e-10
[120 empty] | 7.3.3.17.5 (Remote Grid) Updates to grid topology to minimize risk of ignition in HFTDs Remote GridWLDFREquipment / facility failureAggregated | WLDFR | HFTD - Distribution - Tier 2 - 5QU CoRE ¦ 1QU LoRE | Red Flag Warning - Destructive Fires | Equipment / facility failure | Aggregated | 2042 | 2.3173e-07 | 752.6401 | 0.00017441 | 2042 | Mitigation | 0.95 | 45 | 0 | esc | 0.00097009 | 2.248e-10 | 0.00097009 | 2.248e-10
[120 empty] | 7.3.3.17.5 (Remote Grid) Updates to grid topology to minimize risk of ignition in HFTDs Remote GridWLDFREquipment / facility failureAggregated | WLDFR | HFTD - Distribution - Tier 2 - 5QU CoRE ¦ 1QU LoRE | Red Flag Warning - Destructive Fires | Equipment / facility failure | Aggregated | 2043 | 2.3173e-07 | 752.6401 | 0.00017441 | 2043 | Mitigation | 0.95 | 45 | 0 | esc | 0.00097009 | 2.248e-10 | 0.00097009 | 2.248e-10
[120 empty] | 7.3.3.17.5 (Remote Grid) Updates to grid topology to minimize risk of ignition in HFTDs Remote GridWLDFREquipment / facility failureAggregated | WLDFR | HFTD - Distribution - Tier 2 - 5QU CoRE ¦ 1QU LoRE | Red Flag Warning - Destructive Fires | Equipment / facility failure | Aggregated | 2044 | 2.3173e-07 | 752.6401 | 0.00017441 | 2044 | Mitigation | 0.95 | 45 | 0 | esc | 0.00097009 | 2.248e-10 | 0.00097009 | 2.248e-10
[120 empty] | 7.3.3.17.5 (Remote Grid) Updates to grid topology to minimize risk of ignition in HFTDs Remote GridWLDFREquipment / facility failureAggregated | WLDFR | HFTD - Distribution - Tier 2 - 5QU CoRE ¦ 1QU LoRE | Red Flag Warning - Destructive Fires | Equipment / facility failure | Aggregated | 2045 | 2.3173e-07 | 752.6401 | 0.00017441 | 2045 | Mitigation | 0.95 | 45 | 0 | esc | 0.00097009 | 2.248e-10 | 0.00097009 | 2.248e-10
[120 empty] | 7.3.3.17.5 (Remote Grid) Updates to grid topology to minimize risk of ignition in HFTDs Remote GridWLDFREquipment / facility failureAggregated | WLDFR | HFTD - Distribution - Tier 2 - 5QU CoRE ¦ 1QU LoRE | Red Flag Warning - Destructive Fires | Equipment / facility failure | Aggregated | 2046 | 2.3173e-07 | 752.6401 | 0.00017441 | 2046 | Mitigation | 0.95 | 45 | 0 | esc | 0.00097009 | 2.248e-10 | 0.00097009 | 2.248e-10
[120 empty] | 7.3.3.17.5 (Remote Grid) Updates to grid topology to minimize risk of ignition in HFTDs Remote GridWLDFREquipment / facility failureAggregated | WLDFR | HFTD - Distribution - Tier 2 - 5QU CoRE ¦ 1QU LoRE | Red Flag Warning - Destructive Fires | Equipment / facility failure | Aggregated | 2047 | 2.3173e-07 | 752.6401 | 0.00017441 | 2047 | Mitigation | 0.95 | 45 | 0 | esc | 0.00097009 | 2.248e-10 | 0.00097009 | 2.248e-10
[120 empty] | 7.3.3.17.5 (Remote Grid) Updates to grid topology to minimize risk of ignition in HFTDs Remote GridWLDFREquipment / facility failureAggregated | WLDFR | HFTD - Distribution - Tier 2 - 5QU CoRE ¦ 1QU LoRE | Red Flag Warning - Destructive Fires | Equipment / facility failure | Aggregated | 2048 | 2.3173e-07 | 752.6401 | 0.00017441 | 2048 | Mitigation | 0.95 | 45 | 0 | esc | 0.00097009 | 2.248e-10 | 0.00097009 | 2.248e-10
[120 empty] | 7.3.3.17.5 (Remote Grid) Updates to grid topology to minimize risk of ignition in HFTDs Remote GridWLDFREquipment / facility failureAggregated | WLDFR | HFTD - Distribution - Tier 2 - 5QU CoRE ¦ 1QU LoRE | Red Flag Warning - Destructive Fires | Equipment / facility failure | Aggregated | 2049 | 2.3173e-07 | 752.6401 | 0.00017441 | 2049 | Mitigation | 0.95 | 45 | 0 | esc | 0.00097009 | 2.248e-10 | 0.00097009 | 2.248e-10
[120 empty] | 7.3.3.17.5 (Remote Grid) Updates to grid topology to minimize risk of ignition in HFTDs Remote GridWLDFREquipment / facility failureAggregated | WLDFR | HFTD - Distribution - Tier 2 - 5QU CoRE ¦ 1QU LoRE | Red Flag Warning - Destructive Fires | Equipment / facility failure | Aggregated | 2050 | 2.3173e-07 | 752.6401 | 0.00017441 | 2050 | Mitigation | 0.95 | 45 | 0 | esc | 0.00097009 | 2.248e-10 | 0.00097009 | 2.248e-10
[120 empty] | 7.3.3.17.5 (Remote Grid) Updates to grid topology to minimize risk of ignition in HFTDs Remote GridWLDFREquipment / facility failureAggregated | WLDFR | HFTD - Distribution - Tier 2 - 5QU CoRE ¦ 1QU LoRE | Red Flag Warning - Destructive Fires | Equipment / facility failure | Aggregated | 2051 | 2.3173e-07 | 752.6401 | 0.00017441 | 2051 | Mitigation | 0.95 | 45 | 0 | esc | 0.00097009 | 2.248e-10 | 0.00097009 | 2.248e-10
[120 empty] | 7.3.3.17.5 (Remote Grid) Updates to grid topology to minimize risk of ignition in HFTDs Remote GridWLDFREquipment / facility failureAggregated | WLDFR | HFTD - Distribution - Tier 2 - 5QU CoRE ¦ 1QU LoRE | Red Flag Warning - Destructive Fires | Equipment / facility failure | Aggregated | 2052 | 2.3173e-07 | 752.6401 | 0.00017441 | 2052 | Mitigation | 0.95 | 45 | 0 | esc | 0.00097009 | 2.248e-10 | 0.00097009 | 2.248e-10
[120 empty] | 7.3.3.17.5 (Remote Grid) Updates to grid topology to minimize risk of ignition in HFTDs Remote GridWLDFREquipment / facility failureAggregated | WLDFR | HFTD - Distribution - Tier 2 - 5QU CoRE ¦ 1QU LoRE | Red Flag Warning - Destructive Fires | Equipment / facility failure | Aggregated | 2053 | 2.3173e-07 | 752.6401 | 0.00017441 | 2053 | Mitigation | 0.95 | 45 | 0 | esc | 0.00097009 | 2.248e-10 | 0.00097009 | 2.248e-10
[120 empty] | 7.3.3.17.5 (Remote Grid) Updates to grid topology to minimize risk of ignition in HFTDs Remote GridWLDFREquipment / facility failureAggregated | WLDFR | HFTD - Distribution - Tier 2 - 5QU CoRE ¦ 1QU LoRE | Red Flag Warning - Destructive Fires | Equipment / facility failure | Aggregated | 2054 | 2.3173e-07 | 752.6401 | 0.00017441 | 2054 | Mitigation | 0.95 | 45 | 0 | esc | 0.00097009 | 2.248e-10 | 0.00097009 | 2.248e-10
[120 empty] | 7.3.3.17.5 (Remote Grid) Updates to grid topology to minimize risk of ignition in HFTDs Remote GridWLDFREquipment / facility failureAggregated | WLDFR | HFTD - Distribution - Tier 2 - 5QU CoRE ¦ 1QU LoRE | Red Flag Warning - Destructive Fires | Equipment / facility failure | Aggregated | 2055 | 2.3173e-07 | 752.6401 | 0.00017441 | 2055 | Mitigation | 0.95 | 45 | 0 | esc | 0.00097009 | 2.248e-10 | 0.00097009 | 2.248e-10
[120 empty] | 7.3.3.17.5 (Remote Grid) Updates to grid topology to minimize risk of ignition in HFTDs Remote GridWLDFREquipment / facility failureAggregated | WLDFR | HFTD - Distribution - Tier 2 - 5QU CoRE ¦ 1QU LoRE | Red Flag Warning - Destructive Fires | Equipment / facility failure | Aggregated | 2056 | 2.3173e-07 | 752.6401 | 0.00017441 | 2056 | Mitigation | 0.95 | 45 | 0 | esc | 0.00097009 | 2.248e-10 | 0.00097009 | 2.248e-10
[120 empty] | 7.3.3.17.5 (Remote Grid) Updates to grid topology to minimize risk of ignition in HFTDs Remote GridWLDFREquipment / facility failureAggregated | WLDFR | HFTD - Distribution - Tier 2 - 5QU CoRE ¦ 1QU LoRE | Red Flag Warning - Destructive Fires | Equipment / facility failure | Aggregated | 2057 | 2.3173e-07 | 752.6401 | 0.00017441 | 2057 | Mitigation | 0.95 | 45 | 0 | esc | 0.00097009 | 2.248e-10 | 0.00097009 | 2.248e-10
[120 empty] | 7.3.3.17.5 (Remote Grid) Updates to grid topology to minimize risk of ignition in HFTDs Remote GridWLDFREquipment / facility failureAggregated | WLDFR | HFTD - Distribution - Tier 2 - 5QU CoRE ¦ 1QU LoRE | Red Flag Warning - Destructive Fires | Equipment / facility failure | Aggregated | 2058 | 2.3173e-07 | 752.6401 | 0.00017441 | 2058 | Mitigation | 0.95 | 45 | 0 | esc | 0.00097009 | 2.248e-10 | 0.00097009 | 2.248e-10
[120 empty] | 7.3.3.17.5 (Remote Grid) Updates to grid topology to minimize risk of ignition in HFTDs Remote GridWLDFREquipment / facility failureAggregated | WLDFR | HFTD - Distribution - Tier 2 - 5QU CoRE ¦ 1QU LoRE | Red Flag Warning - Destructive Fires | Equipment / facility failure | Aggregated | 2059 | 2.3173e-07 | 752.6401 | 0.00017441 | 2059 | Mitigation | 0.95 | 45 | 0 | esc | 0.00097009 | 2.248e-10 | 0.00097009 | 2.248e-10
[120 empty] | 7.3.3.17.5 (Remote Grid) Updates to grid topology to minimize risk of ignition in HFTDs Remote GridWLDFREquipment / facility failureAggregated | WLDFR | HFTD - Distribution - Tier 2 - 5QU CoRE ¦ 1QU LoRE | Red Flag Warning - Destructive Fires | Equipment / facility failure | Aggregated | 2060 | 2.3173e-07 | 752.6401 | 0.00017441 | 2060 | Mitigation | 0.95 | 45 | 0 | esc | 0.00097009 | 2.248e-10 | 0.00097009 | 2.248e-10
[120 empty] | 7.3.3.17.5 (Remote Grid) Updates to grid topology to minimize risk of ignition in HFTDs Remote GridWLDFREquipment / facility failureAggregated | WLDFR | HFTD - Distribution - Tier 2 - 5QU CoRE ¦ 1QU LoRE | Red Flag Warning - Destructive Fires | Equipment / facility failure | Aggregated | 2061 | 2.3173e-07 | 752.6401 | 0.00017441 | 2061 | Mitigation | 0.95 | 45 | 0 | esc | 0.00097009 | 2.248e-10 | 0.00097009 | 2.248e-10
[120 empty] | 7.3.3.17.5 (Remote Grid) Updates to grid topology to minimize risk of ignition in HFTDs Remote GridWLDFREquipment / facility failureAggregated | WLDFR | HFTD - Distribution - Tier 2 - 5QU CoRE ¦ 1QU LoRE | Red Flag Warning - Destructive Fires | Equipment / facility failure | Aggregated | 2062 | 2.3173e-07 | 752.6401 | 0.00017441 | 2062 | Mitigation | 0.95 | 45 | 0 | esc | 0.00097009 | 2.248e-10 | 0.00097009 | 2.248e-10
[120 empty] | 7.3.3.17.5 (Remote Grid) Updates to grid topology to minimize risk of ignition in HFTDs Remote GridWLDFREquipment / facility failureAggregated | WLDFR | HFTD - Distribution - Tier 2 - 5QU CoRE ¦ 1QU LoRE | Red Flag Warning - Destructive Fires | Equipment / facility failure | Aggregated | 2063 | 2.3173e-07 | 752.6401 | 0.00017441 | 2063 | Mitigation | 0.95 | 45 | 0 | esc | 0.00097009 | 2.248e-10 | 0.00097009 | 2.248e-10
[120 empty] | 7.3.3.17.5 (Remote Grid) Updates to grid topology to minimize risk of ignition in HFTDs Remote GridWLDFREquipment / facility failureAggregated | WLDFR | HFTD - Distribution - Tier 2 - 5QU CoRE ¦ 1QU LoRE | Red Flag Warning - Destructive Fires | Equipment / facility failure | Aggregated | 2064 | 2.3173e-07 | 752.6401 | 0.00017441 | 2064 | Mitigation | 0.95 | 45 | 0 | esc | 0.00097009 | 2.248e-10 | 0.00097009 | 2.248e-10
[120 empty] | 7.3.3.17.5 (Remote Grid) Updates to grid topology to minimize risk of ignition in HFTDs Remote GridWLDFREquipment / facility failureAggregated | WLDFR | HFTD - Distribution - Tier 2 - 5QU CoRE ¦ 1QU LoRE | Red Flag Warning - Destructive Fires | Equipment / facility failure | Aggregated | 2065 | 2.3173e-07 | 752.6401 | 0.00017441 | 2065 | Mitigation | 0.95 | 45 | 0 | esc | 0.00097009 | 2.248e-10 | 0.00097009 | 2.248e-10
[120 empty] | 7.3.3.17.5 (Remote Grid) Updates to grid topology to minimize risk of ignition in HFTDs Remote GridWLDFREquipment / facility failureAggregated | WLDFR | HFTD - Distribution - Tier 2 - 5QU CoRE ¦ 1QU LoRE | Red Flag Warning - Destructive Fires | Equipment / facility failure | Aggregated | 2066 | 2.3173e-07 | 752.6401 | 0.00017441 | 2066 | Mitigation | 0.95 | 45 | 0 | esc | 0.00097009 | 2.248e-10 | 0.00097009 | 2.248e-10
[120 empty] | 7.3.3.17.5 (Remote Grid) Updates to grid topology to minimize risk of ignition in HFTDs Remote GridWLDFREquipment / facility failureAggregated | WLDFR | HFTD - Distribution - Tier 2 - 5QU CoRE ¦ 1QU LoRE | Red Flag Warning - Destructive Fires | Equipment / facility failure | Aggregated | 2067 | 2.3173e-07 | 752.6401 | 0.00017441 | 2067 | Mitigation | 0.95 | 45 | 0 | esc | 0 | 0 | 0.00097009 | 2.248e-10
[120 empty] | 7.3.3.17.5 (Remote Grid) Updates to grid topology to minimize risk of ignition in HFTDs Remote GridWLDFRVegetation ContactAggregated | WLDFR | HFTD - Distribution - Tier 2 - 5QU CoRE ¦ 1QU LoRE | Red Flag Warning - Destructive Fires | Vegetation Contact | Aggregated | 2022 | 2.649e-07 | 752.6401 | 0.00019937 | 2022 | Mitigation | 0.95 | 45 | 0 | esc | 0.00097009 | 2.5697e-10 | 0 | 0
[120 empty] | 7.3.3.17.5 (Remote Grid) Updates to grid topology to minimize risk of ignition in HFTDs Remote GridWLDFRVegetation ContactAggregated | WLDFR | HFTD - Distribution - Tier 2 - 5QU CoRE ¦ 1QU LoRE | Red Flag Warning - Destructive Fires | Vegetation Contact | Aggregated | 2023 | 2.649e-07 | 752.6401 | 0.00019937 | 2023 | Mitigation | 0.95 | 45 | 0 | esc | 0.00097009 | 2.5697e-10 | 0.00097009 | 2.5697e-10
[120 empty] | 7.3.3.17.5 (Remote Grid) Updates to grid topology to minimize risk of ignition in HFTDs Remote GridWLDFRVegetation ContactAggregated | WLDFR | HFTD - Distribution - Tier 2 - 5QU CoRE ¦ 1QU LoRE | Red Flag Warning - Destructive Fires | Vegetation Contact | Aggregated | 2024 | 2.649e-07 | 752.6401 | 0.00019937 | 2024 | Mitigation | 0.95 | 45 | 0 | esc | 0.00097009 | 2.5697e-10 | 0.00097009 | 2.5697e-10
[120 empty] | 7.3.3.17.5 (Remote Grid) Updates to grid topology to minimize risk of ignition in HFTDs Remote GridWLDFRVegetation ContactAggregated | WLDFR | HFTD - Distribution - Tier 2 - 5QU CoRE ¦ 1QU LoRE | Red Flag Warning - Destructive Fires | Vegetation Contact | Aggregated | 2025 | 2.649e-07 | 752.6401 | 0.00019937 | 2025 | Mitigation | 0.95 | 45 | 0 | esc | 0.00097009 | 2.5697e-10 | 0.00097009 | 2.5697e-10
[120 empty] | 7.3.3.17.5 (Remote Grid) Updates to grid topology to minimize risk of ignition in HFTDs Remote GridWLDFRVegetation ContactAggregated | WLDFR | HFTD - Distribution - Tier 2 - 5QU CoRE ¦ 1QU LoRE | Red Flag Warning - Destructive Fires | Vegetation Contact | Aggregated | 2026 | 2.649e-07 | 752.6401 | 0.00019937 | 2026 | Mitigation | 0.95 | 45 | 0 | esc | 0.00097009 | 2.5697e-10 | 0.00097009 | 2.5697e-10
[120 empty] | 7.3.3.17.5 (Remote Grid) Updates to grid topology to minimize risk of ignition in HFTDs Remote GridWLDFRVegetation ContactAggregated | WLDFR | HFTD - Distribution - Tier 2 - 5QU CoRE ¦ 1QU LoRE | Red Flag Warning - Destructive Fires | Vegetation Contact | Aggregated | 2027 | 2.649e-07 | 752.6401 | 0.00019937 | 2027 | Mitigation | 0.95 | 45 | 0 | esc | 0.00097009 | 2.5697e-10 | 0.00097009 | 2.5697e-10
[120 empty] | 7.3.3.17.5 (Remote Grid) Updates to grid topology to minimize risk of ignition in HFTDs Remote GridWLDFRVegetation ContactAggregated | WLDFR | HFTD - Distribution - Tier 2 - 5QU CoRE ¦ 1QU LoRE | Red Flag Warning - Destructive Fires | Vegetation Contact | Aggregated | 2028 | 2.649e-07 | 752.6401 | 0.00019937 | 2028 | Mitigation | 0.95 | 45 | 0 | esc | 0.00097009 | 2.5697e-10 | 0.00097009 | 2.5697e-10
[120 empty] | 7.3.3.17.5 (Remote Grid) Updates to grid topology to minimize risk of ignition in HFTDs Remote GridWLDFRVegetation ContactAggregated | WLDFR | HFTD - Distribution - Tier 2 - 5QU CoRE ¦ 1QU LoRE | Red Flag Warning - Destructive Fires | Vegetation Contact | Aggregated | 2029 | 2.649e-07 | 752.6401 | 0.00019937 | 2029 | Mitigation | 0.95 | 45 | 0 | esc | 0.00097009 | 2.5697e-10 | 0.00097009 | 2.5697e-10
[120 empty] | 7.3.3.17.5 (Remote Grid) Updates to grid topology to minimize risk of ignition in HFTDs Remote GridWLDFRVegetation ContactAggregated | WLDFR | HFTD - Distribution - Tier 2 - 5QU CoRE ¦ 1QU LoRE | Red Flag Warning - Destructive Fires | Vegetation Contact | Aggregated | 2030 | 2.649e-07 | 752.6401 | 0.00019937 | 2030 | Mitigation | 0.95 | 45 | 0 | esc | 0.00097009 | 2.5697e-10 | 0.00097009 | 2.5697e-10
[120 empty] | 7.3.3.17.5 (Remote Grid) Updates to grid topology to minimize risk of ignition in HFTDs Remote GridWLDFRVegetation ContactAggregated | WLDFR | HFTD - Distribution - Tier 2 - 5QU CoRE ¦ 1QU LoRE | Red Flag Warning - Destructive Fires | Vegetation Contact | Aggregated | 2031 | 2.649e-07 | 752.6401 | 0.00019937 | 2031 | Mitigation | 0.95 | 45 | 0 | esc | 0.00097009 | 2.5697e-10 | 0.00097009 | 2.5697e-10
[120 empty] | 7.3.3.17.5 (Remote Grid) Updates to grid topology to minimize risk of ignition in HFTDs Remote GridWLDFRVegetation ContactAggregated | WLDFR | HFTD - Distribution - Tier 2 - 5QU CoRE ¦ 1QU LoRE | Red Flag Warning - Destructive Fires | Vegetation Contact | Aggregated | 2032 | 2.649e-07 | 752.6401 | 0.00019937 | 2032 | Mitigation | 0.95 | 45 | 0 | esc | 0.00097009 | 2.5697e-10 | 0.00097009 | 2.5697e-10
[120 empty] | 7.3.3.17.5 (Remote Grid) Updates to grid topology to minimize risk of ignition in HFTDs Remote GridWLDFRVegetation ContactAggregated | WLDFR | HFTD - Distribution - Tier 2 - 5QU CoRE ¦ 1QU LoRE | Red Flag Warning - Destructive Fires | Vegetation Contact | Aggregated | 2033 | 2.649e-07 | 752.6401 | 0.00019937 | 2033 | Mitigation | 0.95 | 45 | 0 | esc | 0.00097009 | 2.5697e-10 | 0.00097009 | 2.5697e-10
[120 empty] | 7.3.3.17.5 (Remote Grid) Updates to grid topology to minimize risk of ignition in HFTDs Remote GridWLDFRVegetation ContactAggregated | WLDFR | HFTD - Distribution - Tier 2 - 5QU CoRE ¦ 1QU LoRE | Red Flag Warning - Destructive Fires | Vegetation Contact | Aggregated | 2034 | 2.649e-07 | 752.6401 | 0.00019937 | 2034 | Mitigation | 0.95 | 45 | 0 | esc | 0.00097009 | 2.5697e-10 | 0.00097009 | 2.5697e-10
[120 empty] | 7.3.3.17.5 (Remote Grid) Updates to grid topology to minimize risk of ignition in HFTDs Remote GridWLDFRVegetation ContactAggregated | WLDFR | HFTD - Distribution - Tier 2 - 5QU CoRE ¦ 1QU LoRE | Red Flag Warning - Destructive Fires | Vegetation Contact | Aggregated | 2035 | 2.649e-07 | 752.6401 | 0.00019937 | 2035 | Mitigation | 0.95 | 45 | 0 | esc | 0.00097009 | 2.5697e-10 | 0.00097009 | 2.5697e-10
[120 empty] | 7.3.3.17.5 (Remote Grid) Updates to grid topology to minimize risk of ignition in HFTDs Remote GridWLDFRVegetation ContactAggregated | WLDFR | HFTD - Distribution - Tier 2 - 5QU CoRE ¦ 1QU LoRE | Red Flag Warning - Destructive Fires | Vegetation Contact | Aggregated | 2036 | 2.649e-07 | 752.6401 | 0.00019937 | 2036 | Mitigation | 0.95 | 45 | 0 | esc | 0.00097009 | 2.5697e-10 | 0.00097009 | 2.5697e-10
[120 empty] | 7.3.3.17.5 (Remote Grid) Updates to grid topology to minimize risk of ignition in HFTDs Remote GridWLDFRVegetation ContactAggregated | WLDFR | HFTD - Distribution - Tier 2 - 5QU CoRE ¦ 1QU LoRE | Red Flag Warning - Destructive Fires | Vegetation Contact | Aggregated | 2037 | 2.649e-07 | 752.6401 | 0.00019937 | 2037 | Mitigation | 0.95 | 45 | 0 | esc | 0.00097009 | 2.5697e-10 | 0.00097009 | 2.5697e-10
[120 empty] | 7.3.3.17.5 (Remote Grid) Updates to grid topology to minimize risk of ignition in HFTDs Remote GridWLDFRVegetation ContactAggregated | WLDFR | HFTD - Distribution - Tier 2 - 5QU CoRE ¦ 1QU LoRE | Red Flag Warning - Destructive Fires | Vegetation Contact | Aggregated | 2038 | 2.649e-07 | 752.6401 | 0.00019937 | 2038 | Mitigation | 0.95 | 45 | 0 | esc | 0.00097009 | 2.5697e-10 | 0.00097009 | 2.5697e-10
[120 empty] | 7.3.3.17.5 (Remote Grid) Updates to grid topology to minimize risk of ignition in HFTDs Remote GridWLDFRVegetation ContactAggregated | WLDFR | HFTD - Distribution - Tier 2 - 5QU CoRE ¦ 1QU LoRE | Red Flag Warning - Destructive Fires | Vegetation Contact | Aggregated | 2039 | 2.649e-07 | 752.6401 | 0.00019937 | 2039 | Mitigation | 0.95 | 45 | 0 | esc | 0.00097009 | 2.5697e-10 | 0.00097009 | 2.5697e-10
[120 empty] | 7.3.3.17.5 (Remote Grid) Updates to grid topology to minimize risk of ignition in HFTDs Remote GridWLDFRVegetation ContactAggregated | WLDFR | HFTD - Distribution - Tier 2 - 5QU CoRE ¦ 1QU LoRE | Red Flag Warning - Destructive Fires | Vegetation Contact | Aggregated | 2040 | 2.649e-07 | 752.6401 | 0.00019937 | 2040 | Mitigation | 0.95 | 45 | 0 | esc | 0.00097009 | 2.5697e-10 | 0.00097009 | 2.5697e-10
[120 empty] | 7.3.3.17.5 (Remote Grid) Updates to grid topology to minimize risk of ignition in HFTDs Remote GridWLDFRVegetation ContactAggregated | WLDFR | HFTD - Distribution - Tier 2 - 5QU CoRE ¦ 1QU LoRE | Red Flag Warning - Destructive Fires | Vegetation Contact | Aggregated | 2041 | 2.649e-07 | 752.6401 | 0.00019937 | 2041 | Mitigation | 0.95 | 45 | 0 | esc | 0.00097009 | 2.5697e-10 | 0.00097009 | 2.5697e-10
[120 empty] | 7.3.3.17.5 (Remote Grid) Updates to grid topology to minimize risk of ignition in HFTDs Remote GridWLDFRVegetation ContactAggregated | WLDFR | HFTD - Distribution - Tier 2 - 5QU CoRE ¦ 1QU LoRE | Red Flag Warning - Destructive Fires | Vegetation Contact | Aggregated | 2042 | 2.649e-07 | 752.6401 | 0.00019937 | 2042 | Mitigation | 0.95 | 45 | 0 | esc | 0.00097009 | 2.5697e-10 | 0.00097009 | 2.5697e-10
[120 empty] | 7.3.3.17.5 (Remote Grid) Updates to grid topology to minimize risk of ignition in HFTDs Remote GridWLDFRVegetation ContactAggregated | WLDFR | HFTD - Distribution - Tier 2 - 5QU CoRE ¦ 1QU LoRE | Red Flag Warning - Destructive Fires | Vegetation Contact | Aggregated | 2043 | 2.649e-07 | 752.6401 | 0.00019937 | 2043 | Mitigation | 0.95 | 45 | 0 | esc | 0.00097009 | 2.5697e-10 | 0.00097009 | 2.5697e-10
[120 empty] | 7.3.3.17.5 (Remote Grid) Updates to grid topology to minimize risk of ignition in HFTDs Remote GridWLDFRVegetation ContactAggregated | WLDFR | HFTD - Distribution - Tier 2 - 5QU CoRE ¦ 1QU LoRE | Red Flag Warning - Destructive Fires | Vegetation Contact | Aggregated | 2044 | 2.649e-07 | 752.6401 | 0.00019937 | 2044 | Mitigation | 0.95 | 45 | 0 | esc | 0.00097009 | 2.5697e-10 | 0.00097009 | 2.5697e-10
[120 empty] | 7.3.3.17.5 (Remote Grid) Updates to grid topology to minimize risk of ignition in HFTDs Remote GridWLDFRVegetation ContactAggregated | WLDFR | HFTD - Distribution - Tier 2 - 5QU CoRE ¦ 1QU LoRE | Red Flag Warning - Destructive Fires | Vegetation Contact | Aggregated | 2045 | 2.649e-07 | 752.6401 | 0.00019937 | 2045 | Mitigation | 0.95 | 45 | 0 | esc | 0.00097009 | 2.5697e-10 | 0.00097009 | 2.5697e-10
[120 empty] | 7.3.3.17.5 (Remote Grid) Updates to grid topology to minimize risk of ignition in HFTDs Remote GridWLDFRVegetation ContactAggregated | WLDFR | HFTD - Distribution - Tier 2 - 5QU CoRE ¦ 1QU LoRE | Red Flag Warning - Destructive Fires | Vegetation Contact | Aggregated | 2046 | 2.649e-07 | 752.6401 | 0.00019937 | 2046 | Mitigation | 0.95 | 45 | 0 | esc | 0.00097009 | 2.5697e-10 | 0.00097009 | 2.5697e-10
[120 empty] | 7.3.3.17.5 (Remote Grid) Updates to grid topology to minimize risk of ignition in HFTDs Remote GridWLDFRVegetation ContactAggregated | WLDFR | HFTD - Distribution - Tier 2 - 5QU CoRE ¦ 1QU LoRE | Red Flag Warning - Destructive Fires | Vegetation Contact | Aggregated | 2047 | 2.649e-07 | 752.6401 | 0.00019937 | 2047 | Mitigation | 0.95 | 45 | 0 | esc | 0.00097009 | 2.5697e-10 | 0.00097009 | 2.5697e-10
[120 empty] | 7.3.3.17.5 (Remote Grid) Updates to grid topology to minimize risk of ignition in HFTDs Remote GridWLDFRVegetation ContactAggregated | WLDFR | HFTD - Distribution - Tier 2 - 5QU CoRE ¦ 1QU LoRE | Red Flag Warning - Destructive Fires | Vegetation Contact | Aggregated | 2048 | 2.649e-07 | 752.6401 | 0.00019937 | 2048 | Mitigation | 0.95 | 45 | 0 | esc | 0.00097009 | 2.5697e-10 | 0.00097009 | 2.5697e-10
[120 empty] | 7.3.3.17.5 (Remote Grid) Updates to grid topology to minimize risk of ignition in HFTDs Remote GridWLDFRVegetation ContactAggregated | WLDFR | HFTD - Distribution - Tier 2 - 5QU CoRE ¦ 1QU LoRE | Red Flag Warning - Destructive Fires | Vegetation Contact | Aggregated | 2049 | 2.649e-07 | 752.6401 | 0.00019937 | 2049 | Mitigation | 0.95 | 45 | 0 | esc | 0.00097009 | 2.5697e-10 | 0.00097009 | 2.5697e-10
[120 empty] | 7.3.3.17.5 (Remote Grid) Updates to grid topology to minimize risk of ignition in HFTDs Remote GridWLDFRVegetation ContactAggregated | WLDFR | HFTD - Distribution - Tier 2 - 5QU CoRE ¦ 1QU LoRE | Red Flag Warning - Destructive Fires | Vegetation Contact | Aggregated | 2050 | 2.649e-07 | 752.6401 | 0.00019937 | 2050 | Mitigation | 0.95 | 45 | 0 | esc | 0.00097009 | 2.5697e-10 | 0.00097009 | 2.5697e-10
[120 empty] | 7.3.3.17.5 (Remote Grid) Updates to grid topology to minimize risk of ignition in HFTDs Remote GridWLDFRVegetation ContactAggregated | WLDFR | HFTD - Distribution - Tier 2 - 5QU CoRE ¦ 1QU LoRE | Red Flag Warning - Destructive Fires | Vegetation Contact | Aggregated | 2051 | 2.649e-07 | 752.6401 | 0.00019937 | 2051 | Mitigation | 0.95 | 45 | 0 | esc | 0.00097009 | 2.5697e-10 | 0.00097009 | 2.5697e-10
[120 empty] | 7.3.3.17.5 (Remote Grid) Updates to grid topology to minimize risk of ignition in HFTDs Remote GridWLDFRVegetation ContactAggregated | WLDFR | HFTD - Distribution - Tier 2 - 5QU CoRE ¦ 1QU LoRE | Red Flag Warning - Destructive Fires | Vegetation Contact | Aggregated | 2052 | 2.649e-07 | 752.6401 | 0.00019937 | 2052 | Mitigation | 0.95 | 45 | 0 | esc | 0.00097009 | 2.5697e-10 | 0.00097009 | 2.5697e-10
[120 empty] | 7.3.3.17.5 (Remote Grid) Updates to grid topology to minimize risk of ignition in HFTDs Remote GridWLDFRVegetation ContactAggregated | WLDFR | HFTD - Distribution - Tier 2 - 5QU CoRE ¦ 1QU LoRE | Red Flag Warning - Destructive Fires | Vegetation Contact | Aggregated | 2053 | 2.649e-07 | 752.6401 | 0.00019937 | 2053 | Mitigation | 0.95 | 45 | 0 | esc | 0.00097009 | 2.5697e-10 | 0.00097009 | 2.5697e-10
[120 empty] | 7.3.3.17.5 (Remote Grid) Updates to grid topology to minimize risk of ignition in HFTDs Remote GridWLDFRVegetation ContactAggregated | WLDFR | HFTD - Distribution - Tier 2 - 5QU CoRE ¦ 1QU LoRE | Red Flag Warning - Destructive Fires | Vegetation Contact | Aggregated | 2054 | 2.649e-07 | 752.6401 | 0.00019937 | 2054 | Mitigation | 0.95 | 45 | 0 | esc | 0.00097009 | 2.5697e-10 | 0.00097009 | 2.5697e-10
[120 empty] | 7.3.3.17.5 (Remote Grid) Updates to grid topology to minimize risk of ignition in HFTDs Remote GridWLDFRVegetation ContactAggregated | WLDFR | HFTD - Distribution - Tier 2 - 5QU CoRE ¦ 1QU LoRE | Red Flag Warning - Destructive Fires | Vegetation Contact | Aggregated | 2055 | 2.649e-07 | 752.6401 | 0.00019937 | 2055 | Mitigation | 0.95 | 45 | 0 | esc | 0.00097009 | 2.5697e-10 | 0.00097009 | 2.5697e-10
[120 empty] | 7.3.3.17.5 (Remote Grid) Updates to grid topology to minimize risk of ignition in HFTDs Remote GridWLDFRVegetation ContactAggregated | WLDFR | HFTD - Distribution - Tier 2 - 5QU CoRE ¦ 1QU LoRE | Red Flag Warning - Destructive Fires | Vegetation Contact | Aggregated | 2056 | 2.649e-07 | 752.6401 | 0.00019937 | 2056 | Mitigation | 0.95 | 45 | 0 | esc | 0.00097009 | 2.5697e-10 | 0.00097009 | 2.5697e-10
[120 empty] | 7.3.3.17.5 (Remote Grid) Updates to grid topology to minimize risk of ignition in HFTDs Remote GridWLDFRVegetation ContactAggregated | WLDFR | HFTD - Distribution - Tier 2 - 5QU CoRE ¦ 1QU LoRE | Red Flag Warning - Destructive Fires | Vegetation Contact | Aggregated | 2057 | 2.649e-07 | 752.6401 | 0.00019937 | 2057 | Mitigation | 0.95 | 45 | 0 | esc | 0.00097009 | 2.5697e-10 | 0.00097009 | 2.5697e-10
[120 empty] | 7.3.3.17.5 (Remote Grid) Updates to grid topology to minimize risk of ignition in HFTDs Remote GridWLDFRVegetation ContactAggregated | WLDFR | HFTD - Distribution - Tier 2 - 5QU CoRE ¦ 1QU LoRE | Red Flag Warning - Destructive Fires | Vegetation Contact | Aggregated | 2058 | 2.649e-07 | 752.6401 | 0.00019937 | 2058 | Mitigation | 0.95 | 45 | 0 | esc | 0.00097009 | 2.5697e-10 | 0.00097009 | 2.5697e-10
[120 empty] | 7.3.3.17.5 (Remote Grid) Updates to grid topology to minimize risk of ignition in HFTDs Remote GridWLDFRVegetation ContactAggregated | WLDFR | HFTD - Distribution - Tier 2 - 5QU CoRE ¦ 1QU LoRE | Red Flag Warning - Destructive Fires | Vegetation Contact | Aggregated | 2059 | 2.649e-07 | 752.6401 | 0.00019937 | 2059 | Mitigation | 0.95 | 45 | 0 | esc | 0.00097009 | 2.5697e-10 | 0.00097009 | 2.5697e-10
[120 empty] | 7.3.3.17.5 (Remote Grid) Updates to grid topology to minimize risk of ignition in HFTDs Remote GridWLDFRVegetation ContactAggregated | WLDFR | HFTD - Distribution - Tier 2 - 5QU CoRE ¦ 1QU LoRE | Red Flag Warning - Destructive Fires | Vegetation Contact | Aggregated | 2060 | 2.649e-07 | 752.6401 | 0.00019937 | 2060 | Mitigation | 0.95 | 45 | 0 | esc | 0.00097009 | 2.5697e-10 | 0.00097009 | 2.5697e-10
[120 empty] | 7.3.3.17.5 (Remote Grid) Updates to grid topology to minimize risk of ignition in HFTDs Remote GridWLDFRVegetation ContactAggregated | WLDFR | HFTD - Distribution - Tier 2 - 5QU CoRE ¦ 1QU LoRE | Red Flag Warning - Destructive Fires | Vegetation Contact | Aggregated | 2061 | 2.649e-07 | 752.6401 | 0.00019937 | 2061 | Mitigation | 0.95 | 45 | 0 | esc | 0.00097009 | 2.5697e-10 | 0.00097009 | 2.5697e-10
[120 empty] | 7.3.3.17.5 (Remote Grid) Updates to grid topology to minimize risk of ignition in HFTDs Remote GridWLDFRVegetation ContactAggregated | WLDFR | HFTD - Distribution - Tier 2 - 5QU CoRE ¦ 1QU LoRE | Red Flag Warning - Destructive Fires | Vegetation Contact | Aggregated | 2062 | 2.649e-07 | 752.6401 | 0.00019937 | 2062 | Mitigation | 0.95 | 45 | 0 | esc | 0.00097009 | 2.5697e-10 | 0.00097009 | 2.5697e-10
[120 empty] | 7.3.3.17.5 (Remote Grid) Updates to grid topology to minimize risk of ignition in HFTDs Remote GridWLDFRVegetation ContactAggregated | WLDFR | HFTD - Distribution - Tier 2 - 5QU CoRE ¦ 1QU LoRE | Red Flag Warning - Destructive Fires | Vegetation Contact | Aggregated | 2063 | 2.649e-07 | 752.6401 | 0.00019937 | 2063 | Mitigation | 0.95 | 45 | 0 | esc | 0.00097009 | 2.5697e-10 | 0.00097009 | 2.5697e-10
[120 empty] | 7.3.3.17.5 (Remote Grid) Updates to grid topology to minimize risk of ignition in HFTDs Remote GridWLDFRVegetation ContactAggregated | WLDFR | HFTD - Distribution - Tier 2 - 5QU CoRE ¦ 1QU LoRE | Red Flag Warning - Destructive Fires | Vegetation Contact | Aggregated | 2064 | 2.649e-07 | 752.6401 | 0.00019937 | 2064 | Mitigation | 0.95 | 45 | 0 | esc | 0.00097009 | 2.5697e-10 | 0.00097009 | 2.5697e-10
[120 empty] | 7.3.3.17.5 (Remote Grid) Updates to grid topology to minimize risk of ignition in HFTDs Remote GridWLDFRVegetation ContactAggregated | WLDFR | HFTD - Distribution - Tier 2 - 5QU CoRE ¦ 1QU LoRE | Red Flag Warning - Destructive Fires | Vegetation Contact | Aggregated | 2065 | 2.649e-07 | 752.6401 | 0.00019937 | 2065 | Mitigation | 0.95 | 45 | 0 | esc | 0.00097009 | 2.5697e-10 | 0.00097009 | 2.5697e-10
[120 empty] | 7.3.3.17.5 (Remote Grid) Updates to grid topology to minimize risk of ignition in HFTDs Remote GridWLDFRVegetation ContactAggregated | WLDFR | HFTD - Distribution - Tier 2 - 5QU CoRE ¦ 1QU LoRE | Red Flag Warning - Destructive Fires | Vegetation Contact | Aggregated | 2066 | 2.649e-07 | 752.6401 | 0.00019937 | 2066 | Mitigation | 0.95 | 45 | 0 | esc | 0.00097009 | 2.5697e-10 | 0.00097009 | 2.5697e-10
[120 empty] | 7.3.3.17.5 (Remote Grid) Updates to grid topology to minimize risk of ignition in HFTDs Remote GridWLDFRVegetation ContactAggregated | WLDFR | HFTD - Distribution - Tier 2 - 5QU CoRE ¦ 1QU LoRE | Red Flag Warning - Destructive Fires | Vegetation Contact | Aggregated | 2067 | 2.649e-07 | 752.6401 | 0.00019937 | 2067 | Mitigation | 0.95 | 45 | 0 | esc | 0 | 0 | 0.00097009 | 2.5697e-10
[120 empty] | 7.3.3.17.5 (Remote Grid) Updates to grid topology to minimize risk of ignition in HFTDs Remote GridWLDFREquipment / facility failureAggregated | WLDFR | HFTD - Distribution - Tier 2 - 5QU CoRE ¦ 1QU LoRE | Red Flag Warning - Large Fires | Equipment / facility failure | Aggregated | 2022 | 2.4341e-05 | 752.6401 | 0.01832 | 2022 | Mitigation | 0.95 | 45 | 0 | esc | 0.00097009 | 2.3613e-08 | 0 | 0
[120 empty] | 7.3.3.17.5 (Remote Grid) Updates to grid topology to minimize risk of ignition in HFTDs Remote GridWLDFREquipment / facility failureAggregated | WLDFR | HFTD - Distribution - Tier 2 - 5QU CoRE ¦ 1QU LoRE | Red Flag Warning - Large Fires | Equipment / facility failure | Aggregated | 2023 | 2.4341e-05 | 752.6401 | 0.01832 | 2023 | Mitigation | 0.95 | 45 | 0 | esc | 0.00097009 | 2.3613e-08 | 0.00097009 | 2.3613e-08
[120 empty] | 7.3.3.17.5 (Remote Grid) Updates to grid topology to minimize risk of ignition in HFTDs Remote GridWLDFREquipment / facility failureAggregated | WLDFR | HFTD - Distribution - Tier 2 - 5QU CoRE ¦ 1QU LoRE | Red Flag Warning - Large Fires | Equipment / facility failure | Aggregated | 2024 | 2.4341e-05 | 752.6401 | 0.01832 | 2024 | Mitigation | 0.95 | 45 | 0 | esc | 0.00097009 | 2.3613e-08 | 0.00097009 | 2.3613e-08
[120 empty] | 7.3.3.17.5 (Remote Grid) Updates to grid topology to minimize risk of ignition in HFTDs Remote GridWLDFREquipment / facility failureAggregated | WLDFR | HFTD - Distribution - Tier 2 - 5QU CoRE ¦ 1QU LoRE | Red Flag Warning - Large Fires | Equipment / facility failure | Aggregated | 2025 | 2.4341e-05 | 752.6401 | 0.01832 | 2025 | Mitigation | 0.95 | 45 | 0 | esc | 0.00097009 | 2.3613e-08 | 0.00097009 | 2.3613e-08
[120 empty] | 7.3.3.17.5 (Remote Grid) Updates to grid topology to minimize risk of ignition in HFTDs Remote GridWLDFREquipment / facility failureAggregated | WLDFR | HFTD - Distribution - Tier 2 - 5QU CoRE ¦ 1QU LoRE | Red Flag Warning - Large Fires | Equipment / facility failure | Aggregated | 2026 | 2.4341e-05 | 752.6401 | 0.01832 | 2026 | Mitigation | 0.95 | 45 | 0 | esc | 0.00097009 | 2.3613e-08 | 0.00097009 | 2.3613e-08
[120 empty] | 7.3.3.17.5 (Remote Grid) Updates to grid topology to minimize risk of ignition in HFTDs Remote GridWLDFREquipment / facility failureAggregated | WLDFR | HFTD - Distribution - Tier 2 - 5QU CoRE ¦ 1QU LoRE | Red Flag Warning - Large Fires | Equipment / facility failure | Aggregated | 2027 | 2.4341e-05 | 752.6401 | 0.01832 | 2027 | Mitigation | 0.95 | 45 | 0 | esc | 0.00097009 | 2.3613e-08 | 0.00097009 | 2.3613e-08
[120 empty] | 7.3.3.17.5 (Remote Grid) Updates to grid topology to minimize risk of ignition in HFTDs Remote GridWLDFREquipment / facility failureAggregated | WLDFR | HFTD - Distribution - Tier 2 - 5QU CoRE ¦ 1QU LoRE | Red Flag Warning - Large Fires | Equipment / facility failure | Aggregated | 2028 | 2.4341e-05 | 752.6401 | 0.01832 | 2028 | Mitigation | 0.95 | 45 | 0 | esc | 0.00097009 | 2.3613e-08 | 0.00097009 | 2.3613e-08
[120 empty] | 7.3.3.17.5 (Remote Grid) Updates to grid topology to minimize risk of ignition in HFTDs Remote GridWLDFREquipment / facility failureAggregated | WLDFR | HFTD - Distribution - Tier 2 - 5QU CoRE ¦ 1QU LoRE | Red Flag Warning - Large Fires | Equipment / facility failure | Aggregated | 2029 | 2.4341e-05 | 752.6401 | 0.01832 | 2029 | Mitigation | 0.95 | 45 | 0 | esc | 0.00097009 | 2.3613e-08 | 0.00097009 | 2.3613e-08
[120 empty] | 7.3.3.17.5 (Remote Grid) Updates to grid topology to minimize risk of ignition in HFTDs Remote GridWLDFREquipment / facility failureAggregated | WLDFR | HFTD - Distribution - Tier 2 - 5QU CoRE ¦ 1QU LoRE | Red Flag Warning - Large Fires | Equipment / facility failure | Aggregated | 2030 | 2.4341e-05 | 752.6401 | 0.01832 | 2030 | Mitigation | 0.95 | 45 | 0 | esc | 0.00097009 | 2.3613e-08 | 0.00097009 | 2.3613e-08
[120 empty] | 7.3.3.17.5 (Remote Grid) Updates to grid topology to minimize risk of ignition in HFTDs Remote GridWLDFREquipment / facility failureAggregated | WLDFR | HFTD - Distribution - Tier 2 - 5QU CoRE ¦ 1QU LoRE | Red Flag Warning - Large Fires | Equipment / facility failure | Aggregated | 2031 | 2.4341e-05 | 752.6401 | 0.01832 | 2031 | Mitigation | 0.95 | 45 | 0 | esc | 0.00097009 | 2.3613e-08 | 0.00097009 | 2.3613e-08
[120 empty] | 7.3.3.17.5 (Remote Grid) Updates to grid topology to minimize risk of ignition in HFTDs Remote GridWLDFREquipment / facility failureAggregated | WLDFR | HFTD - Distribution - Tier 2 - 5QU CoRE ¦ 1QU LoRE | Red Flag Warning - Large Fires | Equipment / facility failure | Aggregated | 2032 | 2.4341e-05 | 752.6401 | 0.01832 | 2032 | Mitigation | 0.95 | 45 | 0 | esc | 0.00097009 | 2.3613e-08 | 0.00097009 | 2.3613e-08
[120 empty] | 7.3.3.17.5 (Remote Grid) Updates to grid topology to minimize risk of ignition in HFTDs Remote GridWLDFREquipment / facility failureAggregated | WLDFR | HFTD - Distribution - Tier 2 - 5QU CoRE ¦ 1QU LoRE | Red Flag Warning - Large Fires | Equipment / facility failure | Aggregated | 2033 | 2.4341e-05 | 752.6401 | 0.01832 | 2033 | Mitigation | 0.95 | 45 | 0 | esc | 0.00097009 | 2.3613e-08 | 0.00097009 | 2.3613e-08
[120 empty] | 7.3.3.17.5 (Remote Grid) Updates to grid topology to minimize risk of ignition in HFTDs Remote GridWLDFREquipment / facility failureAggregated | WLDFR | HFTD - Distribution - Tier 2 - 5QU CoRE ¦ 1QU LoRE | Red Flag Warning - Large Fires | Equipment / facility failure | Aggregated | 2034 | 2.4341e-05 | 752.6401 | 0.01832 | 2034 | Mitigation | 0.95 | 45 | 0 | esc | 0.00097009 | 2.3613e-08 | 0.00097009 | 2.3613e-08
[120 empty] | 7.3.3.17.5 (Remote Grid) Updates to grid topology to minimize risk of ignition in HFTDs Remote GridWLDFREquipment / facility failureAggregated | WLDFR | HFTD - Distribution - Tier 2 - 5QU CoRE ¦ 1QU LoRE | Red Flag Warning - Large Fires | Equipment / facility failure | Aggregated | 2035 | 2.4341e-05 | 752.6401 | 0.01832 | 2035 | Mitigation | 0.95 | 45 | 0 | esc | 0.00097009 | 2.3613e-08 | 0.00097009 | 2.3613e-08
[120 empty] | 7.3.3.17.5 (Remote Grid) Updates to grid topology to minimize risk of ignition in HFTDs Remote GridWLDFREquipment / facility failureAggregated | WLDFR | HFTD - Distribution - Tier 2 - 5QU CoRE ¦ 1QU LoRE | Red Flag Warning - Large Fires | Equipment / facility failure | Aggregated | 2036 | 2.4341e-05 | 752.6401 | 0.01832 | 2036 | Mitigation | 0.95 | 45 | 0 | esc | 0.00097009 | 2.3613e-08 | 0.00097009 | 2.3613e-08
[120 empty] | 7.3.3.17.5 (Remote Grid) Updates to grid topology to minimize risk of ignition in HFTDs Remote GridWLDFREquipment / facility failureAggregated | WLDFR | HFTD - Distribution - Tier 2 - 5QU CoRE ¦ 1QU LoRE | Red Flag Warning - Large Fires | Equipment / facility failure | Aggregated | 2037 | 2.4341e-05 | 752.6401 | 0.01832 | 2037 | Mitigation | 0.95 | 45 | 0 | esc | 0.00097009 | 2.3613e-08 | 0.00097009 | 2.3613e-08
[120 empty] | 7.3.3.17.5 (Remote Grid) Updates to grid topology to minimize risk of ignition in HFTDs Remote GridWLDFREquipment / facility failureAggregated | WLDFR | HFTD - Distribution - Tier 2 - 5QU CoRE ¦ 1QU LoRE | Red Flag Warning - Large Fires | Equipment / facility failure | Aggregated | 2038 | 2.4341e-05 | 752.6401 | 0.01832 | 2038 | Mitigation | 0.95 | 45 | 0 | esc | 0.00097009 | 2.3613e-08 | 0.00097009 | 2.3613e-08
[120 empty] | 7.3.3.17.5 (Remote Grid) Updates to grid topology to minimize risk of ignition in HFTDs Remote GridWLDFREquipment / facility failureAggregated | WLDFR | HFTD - Distribution - Tier 2 - 5QU CoRE ¦ 1QU LoRE | Red Flag Warning - Large Fires | Equipment / facility failure | Aggregated | 2039 | 2.4341e-05 | 752.6401 | 0.01832 | 2039 | Mitigation | 0.95 | 45 | 0 | esc | 0.00097009 | 2.3613e-08 | 0.00097009 | 2.3613e-08
[120 empty] | 7.3.3.17.5 (Remote Grid) Updates to grid topology to minimize risk of ignition in HFTDs Remote GridWLDFREquipment / facility failureAggregated | WLDFR | HFTD - Distribution - Tier 2 - 5QU CoRE ¦ 1QU LoRE | Red Flag Warning - Large Fires | Equipment / facility failure | Aggregated | 2040 | 2.4341e-05 | 752.6401 | 0.01832 | 2040 | Mitigation | 0.95 | 45 | 0 | esc | 0.00097009 | 2.3613e-08 | 0.00097009 | 2.3613e-08
[120 empty] | 7.3.3.17.5 (Remote Grid) Updates to grid topology to minimize risk of ignition in HFTDs Remote GridWLDFREquipment / facility failureAggregated | WLDFR | HFTD - Distribution - Tier 2 - 5QU CoRE ¦ 1QU LoRE | Red Flag Warning - Large Fires | Equipment / facility failure | Aggregated | 2041 | 2.4341e-05 | 752.6401 | 0.01832 | 2041 | Mitigation | 0.95 | 45 | 0 | esc | 0.00097009 | 2.3613e-08 | 0.00097009 | 2.3613e-08
[120 empty] | 7.3.3.17.5 (Remote Grid) Updates to grid topology to minimize risk of ignition in HFTDs Remote GridWLDFREquipment / facility failureAggregated | WLDFR | HFTD - Distribution - Tier 2 - 5QU CoRE ¦ 1QU LoRE | Red Flag Warning - Large Fires | Equipment / facility failure | Aggregated | 2042 | 2.4341e-05 | 752.6401 | 0.01832 | 2042 | Mitigation | 0.95 | 45 | 0 | esc | 0.00097009 | 2.3613e-08 | 0.00097009 | 2.3613e-08
[120 empty] | 7.3.3.17.5 (Remote Grid) Updates to grid topology to minimize risk of ignition in HFTDs Remote GridWLDFREquipment / facility failureAggregated | WLDFR | HFTD - Distribution - Tier 2 - 5QU CoRE ¦ 1QU LoRE | Red Flag Warning - Large Fires | Equipment / facility failure | Aggregated | 2043 | 2.4341e-05 | 752.6401 | 0.01832 | 2043 | Mitigation | 0.95 | 45 | 0 | esc | 0.00097009 | 2.3613e-08 | 0.00097009 | 2.3613e-08
[120 empty] | 7.3.3.17.5 (Remote Grid) Updates to grid topology to minimize risk of ignition in HFTDs Remote GridWLDFREquipment / facility failureAggregated | WLDFR | HFTD - Distribution - Tier 2 - 5QU CoRE ¦ 1QU LoRE | Red Flag Warning - Large Fires | Equipment / facility failure | Aggregated | 2044 | 2.4341e-05 | 752.6401 | 0.01832 | 2044 | Mitigation | 0.95 | 45 | 0 | esc | 0.00097009 | 2.3613e-08 | 0.00097009 | 2.3613e-08
[120 empty] | 7.3.3.17.5 (Remote Grid) Updates to grid topology to minimize risk of ignition in HFTDs Remote GridWLDFREquipment / facility failureAggregated | WLDFR | HFTD - Distribution - Tier 2 - 5QU CoRE ¦ 1QU LoRE | Red Flag Warning - Large Fires | Equipment / facility failure | Aggregated | 2045 | 2.4341e-05 | 752.6401 | 0.01832 | 2045 | Mitigation | 0.95 | 45 | 0 | esc | 0.00097009 | 2.3613e-08 | 0.00097009 | 2.3613e-08
[120 empty] | 7.3.3.17.5 (Remote Grid) Updates to grid topology to minimize risk of ignition in HFTDs Remote GridWLDFREquipment / facility failureAggregated | WLDFR | HFTD - Distribution - Tier 2 - 5QU CoRE ¦ 1QU LoRE | Red Flag Warning - Large Fires | Equipment / facility failure | Aggregated | 2046 | 2.4341e-05 | 752.6401 | 0.01832 | 2046 | Mitigation | 0.95 | 45 | 0 | esc | 0.00097009 | 2.3613e-08 | 0.00097009 | 2.3613e-08
[120 empty] | 7.3.3.17.5 (Remote Grid) Updates to grid topology to minimize risk of ignition in HFTDs Remote GridWLDFREquipment / facility failureAggregated | WLDFR | HFTD - Distribution - Tier 2 - 5QU CoRE ¦ 1QU LoRE | Red Flag Warning - Large Fires | Equipment / facility failure | Aggregated | 2047 | 2.4341e-05 | 752.6401 | 0.01832 | 2047 | Mitigation | 0.95 | 45 | 0 | esc | 0.00097009 | 2.3613e-08 | 0.00097009 | 2.3613e-08
[120 empty] | 7.3.3.17.5 (Remote Grid) Updates to grid topology to minimize risk of ignition in HFTDs Remote GridWLDFREquipment / facility failureAggregated | WLDFR | HFTD - Distribution - Tier 2 - 5QU CoRE ¦ 1QU LoRE | Red Flag Warning - Large Fires | Equipment / facility failure | Aggregated | 2048 | 2.4341e-05 | 752.6401 | 0.01832 | 2048 | Mitigation | 0.95 | 45 | 0 | esc | 0.00097009 | 2.3613e-08 | 0.00097009 | 2.3613e-08
[120 empty] | 7.3.3.17.5 (Remote Grid) Updates to grid topology to minimize risk of ignition in HFTDs Remote GridWLDFREquipment / facility failureAggregated | WLDFR | HFTD - Distribution - Tier 2 - 5QU CoRE ¦ 1QU LoRE | Red Flag Warning - Large Fires | Equipment / facility failure | Aggregated | 2049 | 2.4341e-05 | 752.6401 | 0.01832 | 2049 | Mitigation | 0.95 | 45 | 0 | esc | 0.00097009 | 2.3613e-08 | 0.00097009 | 2.3613e-08
[120 empty] | 7.3.3.17.5 (Remote Grid) Updates to grid topology to minimize risk of ignition in HFTDs Remote GridWLDFREquipment / facility failureAggregated | WLDFR | HFTD - Distribution - Tier 2 - 5QU CoRE ¦ 1QU LoRE | Red Flag Warning - Large Fires | Equipment / facility failure | Aggregated | 2050 | 2.4341e-05 | 752.6401 | 0.01832 | 2050 | Mitigation | 0.95 | 45 | 0 | esc | 0.00097009 | 2.3613e-08 | 0.00097009 | 2.3613e-08
[120 empty] | 7.3.3.17.5 (Remote Grid) Updates to grid topology to minimize risk of ignition in HFTDs Remote GridWLDFREquipment / facility failureAggregated | WLDFR | HFTD - Distribution - Tier 2 - 5QU CoRE ¦ 1QU LoRE | Red Flag Warning - Large Fires | Equipment / facility failure | Aggregated | 2051 | 2.4341e-05 | 752.6401 | 0.01832 | 2051 | Mitigation | 0.95 | 45 | 0 | esc | 0.00097009 | 2.3613e-08 | 0.00097009 | 2.3613e-08
[120 empty] | 7.3.3.17.5 (Remote Grid) Updates to grid topology to minimize risk of ignition in HFTDs Remote GridWLDFREquipment / facility failureAggregated | WLDFR | HFTD - Distribution - Tier 2 - 5QU CoRE ¦ 1QU LoRE | Red Flag Warning - Large Fires | Equipment / facility failure | Aggregated | 2052 | 2.4341e-05 | 752.6401 | 0.01832 | 2052 | Mitigation | 0.95 | 45 | 0 | esc | 0.00097009 | 2.3613e-08 | 0.00097009 | 2.3613e-08
[120 empty] | 7.3.3.17.5 (Remote Grid) Updates to grid topology to minimize risk of ignition in HFTDs Remote GridWLDFREquipment / facility failureAggregated | WLDFR | HFTD - Distribution - Tier 2 - 5QU CoRE ¦ 1QU LoRE | Red Flag Warning - Large Fires | Equipment / facility failure | Aggregated | 2053 | 2.4341e-05 | 752.6401 | 0.01832 | 2053 | Mitigation | 0.95 | 45 | 0 | esc | 0.00097009 | 2.3613e-08 | 0.00097009 | 2.3613e-08
[120 empty] | 7.3.3.17.5 (Remote Grid) Updates to grid topology to minimize risk of ignition in HFTDs Remote GridWLDFREquipment / facility failureAggregated | WLDFR | HFTD - Distribution - Tier 2 - 5QU CoRE ¦ 1QU LoRE | Red Flag Warning - Large Fires | Equipment / facility failure | Aggregated | 2054 | 2.4341e-05 | 752.6401 | 0.01832 | 2054 | Mitigation | 0.95 | 45 | 0 | esc | 0.00097009 | 2.3613e-08 | 0.00097009 | 2.3613e-08
[120 empty] | 7.3.3.17.5 (Remote Grid) Updates to grid topology to minimize risk of ignition in HFTDs Remote GridWLDFREquipment / facility failureAggregated | WLDFR | HFTD - Distribution - Tier 2 - 5QU CoRE ¦ 1QU LoRE | Red Flag Warning - Large Fires | Equipment / facility failure | Aggregated | 2055 | 2.4341e-05 | 752.6401 | 0.01832 | 2055 | Mitigation | 0.95 | 45 | 0 | esc | 0.00097009 | 2.3613e-08 | 0.00097009 | 2.3613e-08
[120 empty] | 7.3.3.17.5 (Remote Grid) Updates to grid topology to minimize risk of ignition in HFTDs Remote GridWLDFREquipment / facility failureAggregated | WLDFR | HFTD - Distribution - Tier 2 - 5QU CoRE ¦ 1QU LoRE | Red Flag Warning - Large Fires | Equipment / facility failure | Aggregated | 2056 | 2.4341e-05 | 752.6401 | 0.01832 | 2056 | Mitigation | 0.95 | 45 | 0 | esc | 0.00097009 | 2.3613e-08 | 0.00097009 | 2.3613e-08
[120 empty] | 7.3.3.17.5 (Remote Grid) Updates to grid topology to minimize risk of ignition in HFTDs Remote GridWLDFREquipment / facility failureAggregated | WLDFR | HFTD - Distribution - Tier 2 - 5QU CoRE ¦ 1QU LoRE | Red Flag Warning - Large Fires | Equipment / facility failure | Aggregated | 2057 | 2.4341e-05 | 752.6401 | 0.01832 | 2057 | Mitigation | 0.95 | 45 | 0 | esc | 0.00097009 | 2.3613e-08 | 0.00097009 | 2.3613e-08
[120 empty] | 7.3.3.17.5 (Remote Grid) Updates to grid topology to minimize risk of ignition in HFTDs Remote GridWLDFREquipment / facility failureAggregated | WLDFR | HFTD - Distribution - Tier 2 - 5QU CoRE ¦ 1QU LoRE | Red Flag Warning - Large Fires | Equipment / facility failure | Aggregated | 2058 | 2.4341e-05 | 752.6401 | 0.01832 | 2058 | Mitigation | 0.95 | 45 | 0 | esc | 0.00097009 | 2.3613e-08 | 0.00097009 | 2.3613e-08
[120 empty] | 7.3.3.17.5 (Remote Grid) Updates to grid topology to minimize risk of ignition in HFTDs Remote GridWLDFREquipment / facility failureAggregated | WLDFR | HFTD - Distribution - Tier 2 - 5QU CoRE ¦ 1QU LoRE | Red Flag Warning - Large Fires | Equipment / facility failure | Aggregated | 2059 | 2.4341e-05 | 752.6401 | 0.01832 | 2059 | Mitigation | 0.95 | 45 | 0 | esc | 0.00097009 | 2.3613e-08 | 0.00097009 | 2.3613e-08
[120 empty] | 7.3.3.17.5 (Remote Grid) Updates to grid topology to minimize risk of ignition in HFTDs Remote GridWLDFREquipment / facility failureAggregated | WLDFR | HFTD - Distribution - Tier 2 - 5QU CoRE ¦ 1QU LoRE | Red Flag Warning - Large Fires | Equipment / facility failure | Aggregated | 2060 | 2.4341e-05 | 752.6401 | 0.01832 | 2060 | Mitigation | 0.95 | 45 | 0 | esc | 0.00097009 | 2.3613e-08 | 0.00097009 | 2.3613e-08
[120 empty] | 7.3.3.17.5 (Remote Grid) Updates to grid topology to minimize risk of ignition in HFTDs Remote GridWLDFREquipment / facility failureAggregated | WLDFR | HFTD - Distribution - Tier 2 - 5QU CoRE ¦ 1QU LoRE | Red Flag Warning - Large Fires | Equipment / facility failure | Aggregated | 2061 | 2.4341e-05 | 752.6401 | 0.01832 | 2061 | Mitigation | 0.95 | 45 | 0 | esc | 0.00097009 | 2.3613e-08 | 0.00097009 | 2.3613e-08
[120 empty] | 7.3.3.17.5 (Remote Grid) Updates to grid topology to minimize risk of ignition in HFTDs Remote GridWLDFREquipment / facility failureAggregated | WLDFR | HFTD - Distribution - Tier 2 - 5QU CoRE ¦ 1QU LoRE | Red Flag Warning - Large Fires | Equipment / facility failure | Aggregated | 2062 | 2.4341e-05 | 752.6401 | 0.01832 | 2062 | Mitigation | 0.95 | 45 | 0 | esc | 0.00097009 | 2.3613e-08 | 0.00097009 | 2.3613e-08
[120 empty] | 7.3.3.17.5 (Remote Grid) Updates to grid topology to minimize risk of ignition in HFTDs Remote GridWLDFREquipment / facility failureAggregated | WLDFR | HFTD - Distribution - Tier 2 - 5QU CoRE ¦ 1QU LoRE | Red Flag Warning - Large Fires | Equipment / facility failure | Aggregated | 2063 | 2.4341e-05 | 752.6401 | 0.01832 | 2063 | Mitigation | 0.95 | 45 | 0 | esc | 0.00097009 | 2.3613e-08 | 0.00097009 | 2.3613e-08
[120 empty] | 7.3.3.17.5 (Remote Grid) Updates to grid topology to minimize risk of ignition in HFTDs Remote GridWLDFREquipment / facility failureAggregated | WLDFR | HFTD - Distribution - Tier 2 - 5QU CoRE ¦ 1QU LoRE | Red Flag Warning - Large Fires | Equipment / facility failure | Aggregated | 2064 | 2.4341e-05 | 752.6401 | 0.01832 | 2064 | Mitigation | 0.95 | 45 | 0 | esc | 0.00097009 | 2.3613e-08 | 0.00097009 | 2.3613e-08
[120 empty] | 7.3.3.17.5 (Remote Grid) Updates to grid topology to minimize risk of ignition in HFTDs Remote GridWLDFREquipment / facility failureAggregated | WLDFR | HFTD - Distribution - Tier 2 - 5QU CoRE ¦ 1QU LoRE | Red Flag Warning - Large Fires | Equipment / facility failure | Aggregated | 2065 | 2.4341e-05 | 752.6401 | 0.01832 | 2065 | Mitigation | 0.95 | 45 | 0 | esc | 0.00097009 | 2.3613e-08 | 0.00097009 | 2.3613e-08
[120 empty] | 7.3.3.17.5 (Remote Grid) Updates to grid topology to minimize risk of ignition in HFTDs Remote GridWLDFREquipment / facility failureAggregated | WLDFR | HFTD - Distribution - Tier 2 - 5QU CoRE ¦ 1QU LoRE | Red Flag Warning - Large Fires | Equipment / facility failure | Aggregated | 2066 | 2.4341e-05 | 752.6401 | 0.01832 | 2066 | Mitigation | 0.95 | 45 | 0 | esc | 0.00097009 | 2.3613e-08 | 0.00097009 | 2.3613e-08
[120 empty] | 7.3.3.17.5 (Remote Grid) Updates to grid topology to minimize risk of ignition in HFTDs Remote GridWLDFREquipment / facility failureAggregated | WLDFR | HFTD - Distribution - Tier 2 - 5QU CoRE ¦ 1QU LoRE | Red Flag Warning - Large Fires | Equipment / facility failure | Aggregated | 2067 | 2.4341e-05 | 752.6401 | 0.01832 | 2067 | Mitigation | 0.95 | 45 | 0 | esc | 0 | 0 | 0.00097009 | 2.3613e-08
[120 empty] | 7.3.3.17.5 (Remote Grid) Updates to grid topology to minimize risk of ignition in HFTDs Remote GridWLDFRVegetation ContactAggregated | WLDFR | HFTD - Distribution - Tier 2 - 5QU CoRE ¦ 1QU LoRE | Red Flag Warning - Large Fires | Vegetation Contact | Aggregated | 2022 | 1.594e-05 | 752.6401 | 0.011997 | 2022 | Mitigation | 0.95 | 45 | 0 | esc | 0.00097009 | 1.5463e-08 | 0 | 0
[120 empty] | 7.3.3.17.5 (Remote Grid) Updates to grid topology to minimize risk of ignition in HFTDs Remote GridWLDFRVegetation ContactAggregated | WLDFR | HFTD - Distribution - Tier 2 - 5QU CoRE ¦ 1QU LoRE | Red Flag Warning - Large Fires | Vegetation Contact | Aggregated | 2023 | 1.594e-05 | 752.6401 | 0.011997 | 2023 | Mitigation | 0.95 | 45 | 0 | esc | 0.00097009 | 1.5463e-08 | 0.00097009 | 1.5463e-08
[120 empty] | 7.3.3.17.5 (Remote Grid) Updates to grid topology to minimize risk of ignition in HFTDs Remote GridWLDFRVegetation ContactAggregated | WLDFR | HFTD - Distribution - Tier 2 - 5QU CoRE ¦ 1QU LoRE | Red Flag Warning - Large Fires | Vegetation Contact | Aggregated | 2024 | 1.594e-05 | 752.6401 | 0.011997 | 2024 | Mitigation | 0.95 | 45 | 0 | esc | 0.00097009 | 1.5463e-08 | 0.00097009 | 1.5463e-08
[120 empty] | 7.3.3.17.5 (Remote Grid) Updates to grid topology to minimize risk of ignition in HFTDs Remote GridWLDFRVegetation ContactAggregated | WLDFR | HFTD - Distribution - Tier 2 - 5QU CoRE ¦ 1QU LoRE | Red Flag Warning - Large Fires | Vegetation Contact | Aggregated | 2025 | 1.594e-05 | 752.6401 | 0.011997 | 2025 | Mitigation | 0.95 | 45 | 0 | esc | 0.00097009 | 1.5463e-08 | 0.00097009 | 1.5463e-08
[120 empty] | 7.3.3.17.5 (Remote Grid) Updates to grid topology to minimize risk of ignition in HFTDs Remote GridWLDFRVegetation ContactAggregated | WLDFR | HFTD - Distribution - Tier 2 - 5QU CoRE ¦ 1QU LoRE | Red Flag Warning - Large Fires | Vegetation Contact | Aggregated | 2026 | 1.594e-05 | 752.6401 | 0.011997 | 2026 | Mitigation | 0.95 | 45 | 0 | esc | 0.00097009 | 1.5463e-08 | 0.00097009 | 1.5463e-08
[120 empty] | 7.3.3.17.5 (Remote Grid) Updates to grid topology to minimize risk of ignition in HFTDs Remote GridWLDFRVegetation ContactAggregated | WLDFR | HFTD - Distribution - Tier 2 - 5QU CoRE ¦ 1QU LoRE | Red Flag Warning - Large Fires | Vegetation Contact | Aggregated | 2027 | 1.594e-05 | 752.6401 | 0.011997 | 2027 | Mitigation | 0.95 | 45 | 0 | esc | 0.00097009 | 1.5463e-08 | 0.00097009 | 1.5463e-08
[120 empty] | 7.3.3.17.5 (Remote Grid) Updates to grid topology to minimize risk of ignition in HFTDs Remote GridWLDFRVegetation ContactAggregated | WLDFR | HFTD - Distribution - Tier 2 - 5QU CoRE ¦ 1QU LoRE | Red Flag Warning - Large Fires | Vegetation Contact | Aggregated | 2028 | 1.594e-05 | 752.6401 | 0.011997 | 2028 | Mitigation | 0.95 | 45 | 0 | esc | 0.00097009 | 1.5463e-08 | 0.00097009 | 1.5463e-08
[120 empty] | 7.3.3.17.5 (Remote Grid) Updates to grid topology to minimize risk of ignition in HFTDs Remote GridWLDFRVegetation ContactAggregated | WLDFR | HFTD - Distribution - Tier 2 - 5QU CoRE ¦ 1QU LoRE | Red Flag Warning - Large Fires | Vegetation Contact | Aggregated | 2029 | 1.594e-05 | 752.6401 | 0.011997 | 2029 | Mitigation | 0.95 | 45 | 0 | esc | 0.00097009 | 1.5463e-08 | 0.00097009 | 1.5463e-08
[120 empty] | 7.3.3.17.5 (Remote Grid) Updates to grid topology to minimize risk of ignition in HFTDs Remote GridWLDFRVegetation ContactAggregated | WLDFR | HFTD - Distribution - Tier 2 - 5QU CoRE ¦ 1QU LoRE | Red Flag Warning - Large Fires | Vegetation Contact | Aggregated | 2030 | 1.594e-05 | 752.6401 | 0.011997 | 2030 | Mitigation | 0.95 | 45 | 0 | esc | 0.00097009 | 1.5463e-08 | 0.00097009 | 1.5463e-08
[120 empty] | 7.3.3.17.5 (Remote Grid) Updates to grid topology to minimize risk of ignition in HFTDs Remote GridWLDFRVegetation ContactAggregated | WLDFR | HFTD - Distribution - Tier 2 - 5QU CoRE ¦ 1QU LoRE | Red Flag Warning - Large Fires | Vegetation Contact | Aggregated | 2031 | 1.594e-05 | 752.6401 | 0.011997 | 2031 | Mitigation | 0.95 | 45 | 0 | esc | 0.00097009 | 1.5463e-08 | 0.00097009 | 1.5463e-08
[120 empty] | 7.3.3.17.5 (Remote Grid) Updates to grid topology to minimize risk of ignition in HFTDs Remote GridWLDFRVegetation ContactAggregated | WLDFR | HFTD - Distribution - Tier 2 - 5QU CoRE ¦ 1QU LoRE | Red Flag Warning - Large Fires | Vegetation Contact | Aggregated | 2032 | 1.594e-05 | 752.6401 | 0.011997 | 2032 | Mitigation | 0.95 | 45 | 0 | esc | 0.00097009 | 1.5463e-08 | 0.00097009 | 1.5463e-08
[120 empty] | 7.3.3.17.5 (Remote Grid) Updates to grid topology to minimize risk of ignition in HFTDs Remote GridWLDFRVegetation ContactAggregated | WLDFR | HFTD - Distribution - Tier 2 - 5QU CoRE ¦ 1QU LoRE | Red Flag Warning - Large Fires | Vegetation Contact | Aggregated | 2033 | 1.594e-05 | 752.6401 | 0.011997 | 2033 | Mitigation | 0.95 | 45 | 0 | esc | 0.00097009 | 1.5463e-08 | 0.00097009 | 1.5463e-08
[120 empty] | 7.3.3.17.5 (Remote Grid) Updates to grid topology to minimize risk of ignition in HFTDs Remote GridWLDFRVegetation ContactAggregated | WLDFR | HFTD - Distribution - Tier 2 - 5QU CoRE ¦ 1QU LoRE | Red Flag Warning - Large Fires | Vegetation Contact | Aggregated | 2034 | 1.594e-05 | 752.6401 | 0.011997 | 2034 | Mitigation | 0.95 | 45 | 0 | esc | 0.00097009 | 1.5463e-08 | 0.00097009 | 1.5463e-08
[120 empty] | 7.3.3.17.5 (Remote Grid) Updates to grid topology to minimize risk of ignition in HFTDs Remote GridWLDFRVegetation ContactAggregated | WLDFR | HFTD - Distribution - Tier 2 - 5QU CoRE ¦ 1QU LoRE | Red Flag Warning - Large Fires | Vegetation Contact | Aggregated | 2035 | 1.594e-05 | 752.6401 | 0.011997 | 2035 | Mitigation | 0.95 | 45 | 0 | esc | 0.00097009 | 1.5463e-08 | 0.00097009 | 1.5463e-08
[120 empty] | 7.3.3.17.5 (Remote Grid) Updates to grid topology to minimize risk of ignition in HFTDs Remote GridWLDFRVegetation ContactAggregated | WLDFR | HFTD - Distribution - Tier 2 - 5QU CoRE ¦ 1QU LoRE | Red Flag Warning - Large Fires | Vegetation Contact | Aggregated | 2036 | 1.594e-05 | 752.6401 | 0.011997 | 2036 | Mitigation | 0.95 | 45 | 0 | esc | 0.00097009 | 1.5463e-08 | 0.00097009 | 1.5463e-08
[120 empty] | 7.3.3.17.5 (Remote Grid) Updates to grid topology to minimize risk of ignition in HFTDs Remote GridWLDFRVegetation ContactAggregated | WLDFR | HFTD - Distribution - Tier 2 - 5QU CoRE ¦ 1QU LoRE | Red Flag Warning - Large Fires | Vegetation Contact | Aggregated | 2037 | 1.594e-05 | 752.6401 | 0.011997 | 2037 | Mitigation | 0.95 | 45 | 0 | esc | 0.00097009 | 1.5463e-08 | 0.00097009 | 1.5463e-08
[120 empty] | 7.3.3.17.5 (Remote Grid) Updates to grid topology to minimize risk of ignition in HFTDs Remote GridWLDFRVegetation ContactAggregated | WLDFR | HFTD - Distribution - Tier 2 - 5QU CoRE ¦ 1QU LoRE | Red Flag Warning - Large Fires | Vegetation Contact | Aggregated | 2038 | 1.594e-05 | 752.6401 | 0.011997 | 2038 | Mitigation | 0.95 | 45 | 0 | esc | 0.00097009 | 1.5463e-08 | 0.00097009 | 1.5463e-08
[120 empty] | 7.3.3.17.5 (Remote Grid) Updates to grid topology to minimize risk of ignition in HFTDs Remote GridWLDFRVegetation ContactAggregated | WLDFR | HFTD - Distribution - Tier 2 - 5QU CoRE ¦ 1QU LoRE | Red Flag Warning - Large Fires | Vegetation Contact | Aggregated | 2039 | 1.594e-05 | 752.6401 | 0.011997 | 2039 | Mitigation | 0.95 | 45 | 0 | esc | 0.00097009 | 1.5463e-08 | 0.00097009 | 1.5463e-08
[120 empty] | 7.3.3.17.5 (Remote Grid) Updates to grid topology to minimize risk of ignition in HFTDs Remote GridWLDFRVegetation ContactAggregated | WLDFR | HFTD - Distribution - Tier 2 - 5QU CoRE ¦ 1QU LoRE | Red Flag Warning - Large Fires | Vegetation Contact | Aggregated | 2040 | 1.594e-05 | 752.6401 | 0.011997 | 2040 | Mitigation | 0.95 | 45 | 0 | esc | 0.00097009 | 1.5463e-08 | 0.00097009 | 1.5463e-08
[120 empty] | 7.3.3.17.5 (Remote Grid) Updates to grid topology to minimize risk of ignition in HFTDs Remote GridWLDFRVegetation ContactAggregated | WLDFR | HFTD - Distribution - Tier 2 - 5QU CoRE ¦ 1QU LoRE | Red Flag Warning - Large Fires | Vegetation Contact | Aggregated | 2041 | 1.594e-05 | 752.6401 | 0.011997 | 2041 | Mitigation | 0.95 | 45 | 0 | esc | 0.00097009 | 1.5463e-08 | 0.00097009 | 1.5463e-08
[120 empty] | 7.3.3.17.5 (Remote Grid) Updates to grid topology to minimize risk of ignition in HFTDs Remote GridWLDFRVegetation ContactAggregated | WLDFR | HFTD - Distribution - Tier 2 - 5QU CoRE ¦ 1QU LoRE | Red Flag Warning - Large Fires | Vegetation Contact | Aggregated | 2042 | 1.594e-05 | 752.6401 | 0.011997 | 2042 | Mitigation | 0.95 | 45 | 0 | esc | 0.00097009 | 1.5463e-08 | 0.00097009 | 1.5463e-08
[120 empty] | 7.3.3.17.5 (Remote Grid) Updates to grid topology to minimize risk of ignition in HFTDs Remote GridWLDFRVegetation ContactAggregated | WLDFR | HFTD - Distribution - Tier 2 - 5QU CoRE ¦ 1QU LoRE | Red Flag Warning - Large Fires | Vegetation Contact | Aggregated | 2043 | 1.594e-05 | 752.6401 | 0.011997 | 2043 | Mitigation | 0.95 | 45 | 0 | esc | 0.00097009 | 1.5463e-08 | 0.00097009 | 1.5463e-08
[120 empty] | 7.3.3.17.5 (Remote Grid) Updates to grid topology to minimize risk of ignition in HFTDs Remote GridWLDFRVegetation ContactAggregated | WLDFR | HFTD - Distribution - Tier 2 - 5QU CoRE ¦ 1QU LoRE | Red Flag Warning - Large Fires | Vegetation Contact | Aggregated | 2044 | 1.594e-05 | 752.6401 | 0.011997 | 2044 | Mitigation | 0.95 | 45 | 0 | esc | 0.00097009 | 1.5463e-08 | 0.00097009 | 1.5463e-08
[120 empty] | 7.3.3.17.5 (Remote Grid) Updates to grid topology to minimize risk of ignition in HFTDs Remote GridWLDFRVegetation ContactAggregated | WLDFR | HFTD - Distribution - Tier 2 - 5QU CoRE ¦ 1QU LoRE | Red Flag Warning - Large Fires | Vegetation Contact | Aggregated | 2045 | 1.594e-05 | 752.6401 | 0.011997 | 2045 | Mitigation | 0.95 | 45 | 0 | esc | 0.00097009 | 1.5463e-08 | 0.00097009 | 1.5463e-08
[120 empty] | 7.3.3.17.5 (Remote Grid) Updates to grid topology to minimize risk of ignition in HFTDs Remote GridWLDFRVegetation ContactAggregated | WLDFR | HFTD - Distribution - Tier 2 - 5QU CoRE ¦ 1QU LoRE | Red Flag Warning - Large Fires | Vegetation Contact | Aggregated | 2046 | 1.594e-05 | 752.6401 | 0.011997 | 2046 | Mitigation | 0.95 | 45 | 0 | esc | 0.00097009 | 1.5463e-08 | 0.00097009 | 1.5463e-08
[120 empty] | 7.3.3.17.5 (Remote Grid) Updates to grid topology to minimize risk of ignition in HFTDs Remote GridWLDFRVegetation ContactAggregated | WLDFR | HFTD - Distribution - Tier 2 - 5QU CoRE ¦ 1QU LoRE | Red Flag Warning - Large Fires | Vegetation Contact | Aggregated | 2047 | 1.594e-05 | 752.6401 | 0.011997 | 2047 | Mitigation | 0.95 | 45 | 0 | esc | 0.00097009 | 1.5463e-08 | 0.00097009 | 1.5463e-08
[120 empty] | 7.3.3.17.5 (Remote Grid) Updates to grid topology to minimize risk of ignition in HFTDs Remote GridWLDFRVegetation ContactAggregated | WLDFR | HFTD - Distribution - Tier 2 - 5QU CoRE ¦ 1QU LoRE | Red Flag Warning - Large Fires | Vegetation Contact | Aggregated | 2048 | 1.594e-05 | 752.6401 | 0.011997 | 2048 | Mitigation | 0.95 | 45 | 0 | esc | 0.00097009 | 1.5463e-08 | 0.00097009 | 1.5463e-08
[120 empty] | 7.3.3.17.5 (Remote Grid) Updates to grid topology to minimize risk of ignition in HFTDs Remote GridWLDFRVegetation ContactAggregated | WLDFR | HFTD - Distribution - Tier 2 - 5QU CoRE ¦ 1QU LoRE | Red Flag Warning - Large Fires | Vegetation Contact | Aggregated | 2049 | 1.594e-05 | 752.6401 | 0.011997 | 2049 | Mitigation | 0.95 | 45 | 0 | esc | 0.00097009 | 1.5463e-08 | 0.00097009 | 1.5463e-08
[120 empty] | 7.3.3.17.5 (Remote Grid) Updates to grid topology to minimize risk of ignition in HFTDs Remote GridWLDFRVegetation ContactAggregated | WLDFR | HFTD - Distribution - Tier 2 - 5QU CoRE ¦ 1QU LoRE | Red Flag Warning - Large Fires | Vegetation Contact | Aggregated | 2050 | 1.594e-05 | 752.6401 | 0.011997 | 2050 | Mitigation | 0.95 | 45 | 0 | esc | 0.00097009 | 1.5463e-08 | 0.00097009 | 1.5463e-08
[120 empty] | 7.3.3.17.5 (Remote Grid) Updates to grid topology to minimize risk of ignition in HFTDs Remote GridWLDFRVegetation ContactAggregated | WLDFR | HFTD - Distribution - Tier 2 - 5QU CoRE ¦ 1QU LoRE | Red Flag Warning - Large Fires | Vegetation Contact | Aggregated | 2051 | 1.594e-05 | 752.6401 | 0.011997 | 2051 | Mitigation | 0.95 | 45 | 0 | esc | 0.00097009 | 1.5463e-08 | 0.00097009 | 1.5463e-08
[120 empty] | 7.3.3.17.5 (Remote Grid) Updates to grid topology to minimize risk of ignition in HFTDs Remote GridWLDFRVegetation ContactAggregated | WLDFR | HFTD - Distribution - Tier 2 - 5QU CoRE ¦ 1QU LoRE | Red Flag Warning - Large Fires | Vegetation Contact | Aggregated | 2052 | 1.594e-05 | 752.6401 | 0.011997 | 2052 | Mitigation | 0.95 | 45 | 0 | esc | 0.00097009 | 1.5463e-08 | 0.00097009 | 1.5463e-08
[120 empty] | 7.3.3.17.5 (Remote Grid) Updates to grid topology to minimize risk of ignition in HFTDs Remote GridWLDFRVegetation ContactAggregated | WLDFR | HFTD - Distribution - Tier 2 - 5QU CoRE ¦ 1QU LoRE | Red Flag Warning - Large Fires | Vegetation Contact | Aggregated | 2053 | 1.594e-05 | 752.6401 | 0.011997 | 2053 | Mitigation | 0.95 | 45 | 0 | esc | 0.00097009 | 1.5463e-08 | 0.00097009 | 1.5463e-08
[120 empty] | 7.3.3.17.5 (Remote Grid) Updates to grid topology to minimize risk of ignition in HFTDs Remote GridWLDFRVegetation ContactAggregated | WLDFR | HFTD - Distribution - Tier 2 - 5QU CoRE ¦ 1QU LoRE | Red Flag Warning - Large Fires | Vegetation Contact | Aggregated | 2054 | 1.594e-05 | 752.6401 | 0.011997 | 2054 | Mitigation | 0.95 | 45 | 0 | esc | 0.00097009 | 1.5463e-08 | 0.00097009 | 1.5463e-08
[120 empty] | 7.3.3.17.5 (Remote Grid) Updates to grid topology to minimize risk of ignition in HFTDs Remote GridWLDFRVegetation ContactAggregated | WLDFR | HFTD - Distribution - Tier 2 - 5QU CoRE ¦ 1QU LoRE | Red Flag Warning - Large Fires | Vegetation Contact | Aggregated | 2055 | 1.594e-05 | 752.6401 | 0.011997 | 2055 | Mitigation | 0.95 | 45 | 0 | esc | 0.00097009 | 1.5463e-08 | 0.00097009 | 1.5463e-08
[120 empty] | 7.3.3.17.5 (Remote Grid) Updates to grid topology to minimize risk of ignition in HFTDs Remote GridWLDFRVegetation ContactAggregated | WLDFR | HFTD - Distribution - Tier 2 - 5QU CoRE ¦ 1QU LoRE | Red Flag Warning - Large Fires | Vegetation Contact | Aggregated | 2056 | 1.594e-05 | 752.6401 | 0.011997 | 2056 | Mitigation | 0.95 | 45 | 0 | esc | 0.00097009 | 1.5463e-08 | 0.00097009 | 1.5463e-08
[120 empty] | 7.3.3.17.5 (Remote Grid) Updates to grid topology to minimize risk of ignition in HFTDs Remote GridWLDFRVegetation ContactAggregated | WLDFR | HFTD - Distribution - Tier 2 - 5QU CoRE ¦ 1QU LoRE | Red Flag Warning - Large Fires | Vegetation Contact | Aggregated | 2057 | 1.594e-05 | 752.6401 | 0.011997 | 2057 | Mitigation | 0.95 | 45 | 0 | esc | 0.00097009 | 1.5463e-08 | 0.00097009 | 1.5463e-08
[120 empty] | 7.3.3.17.5 (Remote Grid) Updates to grid topology to minimize risk of ignition in HFTDs Remote GridWLDFRVegetation ContactAggregated | WLDFR | HFTD - Distribution - Tier 2 - 5QU CoRE ¦ 1QU LoRE | Red Flag Warning - Large Fires | Vegetation Contact | Aggregated | 2058 | 1.594e-05 | 752.6401 | 0.011997 | 2058 | Mitigation | 0.95 | 45 | 0 | esc | 0.00097009 | 1.5463e-08 | 0.00097009 | 1.5463e-08
[120 empty] | 7.3.3.17.5 (Remote Grid) Updates to grid topology to minimize risk of ignition in HFTDs Remote GridWLDFRVegetation ContactAggregated | WLDFR | HFTD - Distribution - Tier 2 - 5QU CoRE ¦ 1QU LoRE | Red Flag Warning - Large Fires | Vegetation Contact | Aggregated | 2059 | 1.594e-05 | 752.6401 | 0.011997 | 2059 | Mitigation | 0.95 | 45 | 0 | esc | 0.00097009 | 1.5463e-08 | 0.00097009 | 1.5463e-08
[120 empty] | 7.3.3.17.5 (Remote Grid) Updates to grid topology to minimize risk of ignition in HFTDs Remote GridWLDFRVegetation ContactAggregated | WLDFR | HFTD - Distribution - Tier 2 - 5QU CoRE ¦ 1QU LoRE | Red Flag Warning - Large Fires | Vegetation Contact | Aggregated | 2060 | 1.594e-05 | 752.6401 | 0.011997 | 2060 | Mitigation | 0.95 | 45 | 0 | esc | 0.00097009 | 1.5463e-08 | 0.00097009 | 1.5463e-08
[120 empty] | 7.3.3.17.5 (Remote Grid) Updates to grid topology to minimize risk of ignition in HFTDs Remote GridWLDFRVegetation ContactAggregated | WLDFR | HFTD - Distribution - Tier 2 - 5QU CoRE ¦ 1QU LoRE | Red Flag Warning - Large Fires | Vegetation Contact | Aggregated | 2061 | 1.594e-05 | 752.6401 | 0.011997 | 2061 | Mitigation | 0.95 | 45 | 0 | esc | 0.00097009 | 1.5463e-08 | 0.00097009 | 1.5463e-08
[120 empty] | 7.3.3.17.5 (Remote Grid) Updates to grid topology to minimize risk of ignition in HFTDs Remote GridWLDFRVegetation ContactAggregated | WLDFR | HFTD - Distribution - Tier 2 - 5QU CoRE ¦ 1QU LoRE | Red Flag Warning - Large Fires | Vegetation Contact | Aggregated | 2062 | 1.594e-05 | 752.6401 | 0.011997 | 2062 | Mitigation | 0.95 | 45 | 0 | esc | 0.00097009 | 1.5463e-08 | 0.00097009 | 1.5463e-08
[120 empty] | 7.3.3.17.5 (Remote Grid) Updates to grid topology to minimize risk of ignition in HFTDs Remote GridWLDFRVegetation ContactAggregated | WLDFR | HFTD - Distribution - Tier 2 - 5QU CoRE ¦ 1QU LoRE | Red Flag Warning - Large Fires | Vegetation Contact | Aggregated | 2063 | 1.594e-05 | 752.6401 | 0.011997 | 2063 | Mitigation | 0.95 | 45 | 0 | esc | 0.00097009 | 1.5463e-08 | 0.00097009 | 1.5463e-08
[120 empty] | 7.3.3.17.5 (Remote Grid) Updates to grid topology to minimize risk of ignition in HFTDs Remote GridWLDFRVegetation ContactAggregated | WLDFR | HFTD - Distribution - Tier 2 - 5QU CoRE ¦ 1QU LoRE | Red Flag Warning - Large Fires | Vegetation Contact | Aggregated | 2064 | 1.594e-05 | 752.6401 | 0.011997 | 2064 | Mitigation | 0.95 | 45 | 0 | esc | 0.00097009 | 1.5463e-08 | 0.00097009 | 1.5463e-08
[120 empty] | 7.3.3.17.5 (Remote Grid) Updates to grid topology to minimize risk of ignition in HFTDs Remote GridWLDFRVegetation ContactAggregated | WLDFR | HFTD - Distribution - Tier 2 - 5QU CoRE ¦ 1QU LoRE | Red Flag Warning - Large Fires | Vegetation Contact | Aggregated | 2065 | 1.594e-05 | 752.6401 | 0.011997 | 2065 | Mitigation | 0.95 | 45 | 0 | esc | 0.00097009 | 1.5463e-08 | 0.00097009 | 1.5463e-08
[120 empty] | 7.3.3.17.5 (Remote Grid) Updates to grid topology to minimize risk of ignition in HFTDs Remote GridWLDFRVegetation ContactAggregated | WLDFR | HFTD - Distribution - Tier 2 - 5QU CoRE ¦ 1QU LoRE | Red Flag Warning - Large Fires | Vegetation Contact | Aggregated | 2066 | 1.594e-05 | 752.6401 | 0.011997 | 2066 | Mitigation | 0.95 | 45 | 0 | esc | 0.00097009 | 1.5463e-08 | 0.00097009 | 1.5463e-08
[120 empty] | 7.3.3.17.5 (Remote Grid) Updates to grid topology to minimize risk of ignition in HFTDs Remote GridWLDFRVegetation ContactAggregated | WLDFR | HFTD - Distribution - Tier 2 - 5QU CoRE ¦ 1QU LoRE | Red Flag Warning - Large Fires | Vegetation Contact | Aggregated | 2067 | 1.594e-05 | 752.6401 | 0.011997 | 2067 | Mitigation | 0.95 | 45 | 0 | esc | 0 | 0 | 0.00097009 | 1.5463e-08
[120 empty] | 7.3.3.17.5 (Remote Grid) Updates to grid topology to minimize risk of ignition in HFTDs Remote GridWLDFRContact from objectAggregated | WLDFR | HFTD - Distribution - Tier 2 - 5QU CoRE ¦ 1QU LoRE | Red Flag Warning - Small Fires | Contact from object | Aggregated | 2022 | 7.6453e-05 | 752.6401 | 0.057542 | 2022 | Mitigation | 0.95 | 45 | 0 | esc | 0.00097009 | 7.4166e-08 | 0 | 0
[120 empty] | 7.3.3.17.5 (Remote Grid) Updates to grid topology to minimize risk of ignition in HFTDs Remote GridWLDFRContact from objectAggregated | WLDFR | HFTD - Distribution - Tier 2 - 5QU CoRE ¦ 1QU LoRE | Red Flag Warning - Small Fires | Contact from object | Aggregated | 2023 | 7.6453e-05 | 752.6401 | 0.057542 | 2023 | Mitigation | 0.95 | 45 | 0 | esc | 0.00097009 | 7.4166e-08 | 0.00097009 | 7.4166e-08
[120 empty] | 7.3.3.17.5 (Remote Grid) Updates to grid topology to minimize risk of ignition in HFTDs Remote GridWLDFRContact from objectAggregated | WLDFR | HFTD - Distribution - Tier 2 - 5QU CoRE ¦ 1QU LoRE | Red Flag Warning - Small Fires | Contact from object | Aggregated | 2024 | 7.6453e-05 | 752.6401 | 0.057542 | 2024 | Mitigation | 0.95 | 45 | 0 | esc | 0.00097009 | 7.4166e-08 | 0.00097009 | 7.4166e-08
[120 empty] | 7.3.3.17.5 (Remote Grid) Updates to grid topology to minimize risk of ignition in HFTDs Remote GridWLDFRContact from objectAggregated | WLDFR | HFTD - Distribution - Tier 2 - 5QU CoRE ¦ 1QU LoRE | Red Flag Warning - Small Fires | Contact from object | Aggregated | 2025 | 7.6453e-05 | 752.6401 | 0.057542 | 2025 | Mitigation | 0.95 | 45 | 0 | esc | 0.00097009 | 7.4166e-08 | 0.00097009 | 7.4166e-08
[120 empty] | 7.3.3.17.5 (Remote Grid) Updates to grid topology to minimize risk of ignition in HFTDs Remote GridWLDFRContact from objectAggregated | WLDFR | HFTD - Distribution - Tier 2 - 5QU CoRE ¦ 1QU LoRE | Red Flag Warning - Small Fires | Contact from object | Aggregated | 2026 | 7.6453e-05 | 752.6401 | 0.057542 | 2026 | Mitigation | 0.95 | 45 | 0 | esc | 0.00097009 | 7.4166e-08 | 0.00097009 | 7.4166e-08
[120 empty] | 7.3.3.17.5 (Remote Grid) Updates to grid topology to minimize risk of ignition in HFTDs Remote GridWLDFRContact from objectAggregated | WLDFR | HFTD - Distribution - Tier 2 - 5QU CoRE ¦ 1QU LoRE | Red Flag Warning - Small Fires | Contact from object | Aggregated | 2027 | 7.6453e-05 | 752.6401 | 0.057542 | 2027 | Mitigation | 0.95 | 45 | 0 | esc | 0.00097009 | 7.4166e-08 | 0.00097009 | 7.4166e-08
[120 empty] | 7.3.3.17.5 (Remote Grid) Updates to grid topology to minimize risk of ignition in HFTDs Remote GridWLDFRContact from objectAggregated | WLDFR | HFTD - Distribution - Tier 2 - 5QU CoRE ¦ 1QU LoRE | Red Flag Warning - Small Fires | Contact from object | Aggregated | 2028 | 7.6453e-05 | 752.6401 | 0.057542 | 2028 | Mitigation | 0.95 | 45 | 0 | esc | 0.00097009 | 7.4166e-08 | 0.00097009 | 7.4166e-08
[120 empty] | 7.3.3.17.5 (Remote Grid) Updates to grid topology to minimize risk of ignition in HFTDs Remote GridWLDFRContact from objectAggregated | WLDFR | HFTD - Distribution - Tier 2 - 5QU CoRE ¦ 1QU LoRE | Red Flag Warning - Small Fires | Contact from object | Aggregated | 2029 | 7.6453e-05 | 752.6401 | 0.057542 | 2029 | Mitigation | 0.95 | 45 | 0 | esc | 0.00097009 | 7.4166e-08 | 0.00097009 | 7.4166e-08
[120 empty] | 7.3.3.17.5 (Remote Grid) Updates to grid topology to minimize risk of ignition in HFTDs Remote GridWLDFRContact from objectAggregated | WLDFR | HFTD - Distribution - Tier 2 - 5QU CoRE ¦ 1QU LoRE | Red Flag Warning - Small Fires | Contact from object | Aggregated | 2030 | 7.6453e-05 | 752.6401 | 0.057542 | 2030 | Mitigation | 0.95 | 45 | 0 | esc | 0.00097009 | 7.4166e-08 | 0.00097009 | 7.4166e-08
[120 empty] | 7.3.3.17.5 (Remote Grid) Updates to grid topology to minimize risk of ignition in HFTDs Remote GridWLDFRContact from objectAggregated | WLDFR | HFTD - Distribution - Tier 2 - 5QU CoRE ¦ 1QU LoRE | Red Flag Warning - Small Fires | Contact from object | Aggregated | 2031 | 7.6453e-05 | 752.6401 | 0.057542 | 2031 | Mitigation | 0.95 | 45 | 0 | esc | 0.00097009 | 7.4166e-08 | 0.00097009 | 7.4166e-08
[120 empty] | 7.3.3.17.5 (Remote Grid) Updates to grid topology to minimize risk of ignition in HFTDs Remote GridWLDFRContact from objectAggregated | WLDFR | HFTD - Distribution - Tier 2 - 5QU CoRE ¦ 1QU LoRE | Red Flag Warning - Small Fires | Contact from object | Aggregated | 2032 | 7.6453e-05 | 752.6401 | 0.057542 | 2032 | Mitigation | 0.95 | 45 | 0 | esc | 0.00097009 | 7.4166e-08 | 0.00097009 | 7.4166e-08
[120 empty] | 7.3.3.17.5 (Remote Grid) Updates to grid topology to minimize risk of ignition in HFTDs Remote GridWLDFRContact from objectAggregated | WLDFR | HFTD - Distribution - Tier 2 - 5QU CoRE ¦ 1QU LoRE | Red Flag Warning - Small Fires | Contact from object | Aggregated | 2033 | 7.6453e-05 | 752.6401 | 0.057542 | 2033 | Mitigation | 0.95 | 45 | 0 | esc | 0.00097009 | 7.4166e-08 | 0.00097009 | 7.4166e-08
[120 empty] | 7.3.3.17.5 (Remote Grid) Updates to grid topology to minimize risk of ignition in HFTDs Remote GridWLDFRContact from objectAggregated | WLDFR | HFTD - Distribution - Tier 2 - 5QU CoRE ¦ 1QU LoRE | Red Flag Warning - Small Fires | Contact from object | Aggregated | 2034 | 7.6453e-05 | 752.6401 | 0.057542 | 2034 | Mitigation | 0.95 | 45 | 0 | esc | 0.00097009 | 7.4166e-08 | 0.00097009 | 7.4166e-08
[120 empty] | 7.3.3.17.5 (Remote Grid) Updates to grid topology to minimize risk of ignition in HFTDs Remote GridWLDFRContact from objectAggregated | WLDFR | HFTD - Distribution - Tier 2 - 5QU CoRE ¦ 1QU LoRE | Red Flag Warning - Small Fires | Contact from object | Aggregated | 2035 | 7.6453e-05 | 752.6401 | 0.057542 | 2035 | Mitigation | 0.95 | 45 | 0 | esc | 0.00097009 | 7.4166e-08 | 0.00097009 | 7.4166e-08
[120 empty] | 7.3.3.17.5 (Remote Grid) Updates to grid topology to minimize risk of ignition in HFTDs Remote GridWLDFRContact from objectAggregated | WLDFR | HFTD - Distribution - Tier 2 - 5QU CoRE ¦ 1QU LoRE | Red Flag Warning - Small Fires | Contact from object | Aggregated | 2036 | 7.6453e-05 | 752.6401 | 0.057542 | 2036 | Mitigation | 0.95 | 45 | 0 | esc | 0.00097009 | 7.4166e-08 | 0.00097009 | 7.4166e-08
[120 empty] | 7.3.3.17.5 (Remote Grid) Updates to grid topology to minimize risk of ignition in HFTDs Remote GridWLDFRContact from objectAggregated | WLDFR | HFTD - Distribution - Tier 2 - 5QU CoRE ¦ 1QU LoRE | Red Flag Warning - Small Fires | Contact from object | Aggregated | 2037 | 7.6453e-05 | 752.6401 | 0.057542 | 2037 | Mitigation | 0.95 | 45 | 0 | esc | 0.00097009 | 7.4166e-08 | 0.00097009 | 7.4166e-08
[120 empty] | 7.3.3.17.5 (Remote Grid) Updates to grid topology to minimize risk of ignition in HFTDs Remote GridWLDFRContact from objectAggregated | WLDFR | HFTD - Distribution - Tier 2 - 5QU CoRE ¦ 1QU LoRE | Red Flag Warning - Small Fires | Contact from object | Aggregated | 2038 | 7.6453e-05 | 752.6401 | 0.057542 | 2038 | Mitigation | 0.95 | 45 | 0 | esc | 0.00097009 | 7.4166e-08 | 0.00097009 | 7.4166e-08
[120 empty] | 7.3.3.17.5 (Remote Grid) Updates to grid topology to minimize risk of ignition in HFTDs Remote GridWLDFRContact from objectAggregated | WLDFR | HFTD - Distribution - Tier 2 - 5QU CoRE ¦ 1QU LoRE | Red Flag Warning - Small Fires | Contact from object | Aggregated | 2039 | 7.6453e-05 | 752.6401 | 0.057542 | 2039 | Mitigation | 0.95 | 45 | 0 | esc | 0.00097009 | 7.4166e-08 | 0.00097009 | 7.4166e-08
[120 empty] | 7.3.3.17.5 (Remote Grid) Updates to grid topology to minimize risk of ignition in HFTDs Remote GridWLDFRContact from objectAggregated | WLDFR | HFTD - Distribution - Tier 2 - 5QU CoRE ¦ 1QU LoRE | Red Flag Warning - Small Fires | Contact from object | Aggregated | 2040 | 7.6453e-05 | 752.6401 | 0.057542 | 2040 | Mitigation | 0.95 | 45 | 0 | esc | 0.00097009 | 7.4166e-08 | 0.00097009 | 7.4166e-08
[120 empty] | 7.3.3.17.5 (Remote Grid) Updates to grid topology to minimize risk of ignition in HFTDs Remote GridWLDFRContact from objectAggregated | WLDFR | HFTD - Distribution - Tier 2 - 5QU CoRE ¦ 1QU LoRE | Red Flag Warning - Small Fires | Contact from object | Aggregated | 2041 | 7.6453e-05 | 752.6401 | 0.057542 | 2041 | Mitigation | 0.95 | 45 | 0 | esc | 0.00097009 | 7.4166e-08 | 0.00097009 | 7.4166e-08
[120 empty] | 7.3.3.17.5 (Remote Grid) Updates to grid topology to minimize risk of ignition in HFTDs Remote GridWLDFRContact from objectAggregated | WLDFR | HFTD - Distribution - Tier 2 - 5QU CoRE ¦ 1QU LoRE | Red Flag Warning - Small Fires | Contact from object | Aggregated | 2042 | 7.6453e-05 | 752.6401 | 0.057542 | 2042 | Mitigation | 0.95 | 45 | 0 | esc | 0.00097009 | 7.4166e-08 | 0.00097009 | 7.4166e-08
[120 empty] | 7.3.3.17.5 (Remote Grid) Updates to grid topology to minimize risk of ignition in HFTDs Remote GridWLDFRContact from objectAggregated | WLDFR | HFTD - Distribution - Tier 2 - 5QU CoRE ¦ 1QU LoRE | Red Flag Warning - Small Fires | Contact from object | Aggregated | 2043 | 7.6453e-05 | 752.6401 | 0.057542 | 2043 | Mitigation | 0.95 | 45 | 0 | esc | 0.00097009 | 7.4166e-08 | 0.00097009 | 7.4166e-08
[120 empty] | 7.3.3.17.5 (Remote Grid) Updates to grid topology to minimize risk of ignition in HFTDs Remote GridWLDFRContact from objectAggregated | WLDFR | HFTD - Distribution - Tier 2 - 5QU CoRE ¦ 1QU LoRE | Red Flag Warning - Small Fires | Contact from object | Aggregated | 2044 | 7.6453e-05 | 752.6401 | 0.057542 | 2044 | Mitigation | 0.95 | 45 | 0 | esc | 0.00097009 | 7.4166e-08 | 0.00097009 | 7.4166e-08
[120 empty] | 7.3.3.17.5 (Remote Grid) Updates to grid topology to minimize risk of ignition in HFTDs Remote GridWLDFRContact from objectAggregated | WLDFR | HFTD - Distribution - Tier 2 - 5QU CoRE ¦ 1QU LoRE | Red Flag Warning - Small Fires | Contact from object | Aggregated | 2045 | 7.6453e-05 | 752.6401 | 0.057542 | 2045 | Mitigation | 0.95 | 45 | 0 | esc | 0.00097009 | 7.4166e-08 | 0.00097009 | 7.4166e-08
[120 empty] | 7.3.3.17.5 (Remote Grid) Updates to grid topology to minimize risk of ignition in HFTDs Remote GridWLDFRContact from objectAggregated | WLDFR | HFTD - Distribution - Tier 2 - 5QU CoRE ¦ 1QU LoRE | Red Flag Warning - Small Fires | Contact from object | Aggregated | 2046 | 7.6453e-05 | 752.6401 | 0.057542 | 2046 | Mitigation | 0.95 | 45 | 0 | esc | 0.00097009 | 7.4166e-08 | 0.00097009 | 7.4166e-08
[120 empty] | 7.3.3.17.5 (Remote Grid) Updates to grid topology to minimize risk of ignition in HFTDs Remote GridWLDFRContact from objectAggregated | WLDFR | HFTD - Distribution - Tier 2 - 5QU CoRE ¦ 1QU LoRE | Red Flag Warning - Small Fires | Contact from object | Aggregated | 2047 | 7.6453e-05 | 752.6401 | 0.057542 | 2047 | Mitigation | 0.95 | 45 | 0 | esc | 0.00097009 | 7.4166e-08 | 0.00097009 | 7.4166e-08
[120 empty] | 7.3.3.17.5 (Remote Grid) Updates to grid topology to minimize risk of ignition in HFTDs Remote GridWLDFRContact from objectAggregated | WLDFR | HFTD - Distribution - Tier 2 - 5QU CoRE ¦ 1QU LoRE | Red Flag Warning - Small Fires | Contact from object | Aggregated | 2048 | 7.6453e-05 | 752.6401 | 0.057542 | 2048 | Mitigation | 0.95 | 45 | 0 | esc | 0.00097009 | 7.4166e-08 | 0.00097009 | 7.4166e-08
[120 empty] | 7.3.3.17.5 (Remote Grid) Updates to grid topology to minimize risk of ignition in HFTDs Remote GridWLDFRContact from objectAggregated | WLDFR | HFTD - Distribution - Tier 2 - 5QU CoRE ¦ 1QU LoRE | Red Flag Warning - Small Fires | Contact from object | Aggregated | 2049 | 7.6453e-05 | 752.6401 | 0.057542 | 2049 | Mitigation | 0.95 | 45 | 0 | esc | 0.00097009 | 7.4166e-08 | 0.00097009 | 7.4166e-08
[120 empty] | 7.3.3.17.5 (Remote Grid) Updates to grid topology to minimize risk of ignition in HFTDs Remote GridWLDFRContact from objectAggregated | WLDFR | HFTD - Distribution - Tier 2 - 5QU CoRE ¦ 1QU LoRE | Red Flag Warning - Small Fires | Contact from object | Aggregated | 2050 | 7.6453e-05 | 752.6401 | 0.057542 | 2050 | Mitigation | 0.95 | 45 | 0 | esc | 0.00097009 | 7.4166e-08 | 0.00097009 | 7.4166e-08
[120 empty] | 7.3.3.17.5 (Remote Grid) Updates to grid topology to minimize risk of ignition in HFTDs Remote GridWLDFRContact from objectAggregated | WLDFR | HFTD - Distribution - Tier 2 - 5QU CoRE ¦ 1QU LoRE | Red Flag Warning - Small Fires | Contact from object | Aggregated | 2051 | 7.6453e-05 | 752.6401 | 0.057542 | 2051 | Mitigation | 0.95 | 45 | 0 | esc | 0.00097009 | 7.4166e-08 | 0.00097009 | 7.4166e-08
[120 empty] | 7.3.3.17.5 (Remote Grid) Updates to grid topology to minimize risk of ignition in HFTDs Remote GridWLDFRContact from objectAggregated | WLDFR | HFTD - Distribution - Tier 2 - 5QU CoRE ¦ 1QU LoRE | Red Flag Warning - Small Fires | Contact from object | Aggregated | 2052 | 7.6453e-05 | 752.6401 | 0.057542 | 2052 | Mitigation | 0.95 | 45 | 0 | esc | 0.00097009 | 7.4166e-08 | 0.00097009 | 7.4166e-08
[120 empty] | 7.3.3.17.5 (Remote Grid) Updates to grid topology to minimize risk of ignition in HFTDs Remote GridWLDFRContact from objectAggregated | WLDFR | HFTD - Distribution - Tier 2 - 5QU CoRE ¦ 1QU LoRE | Red Flag Warning - Small Fires | Contact from object | Aggregated | 2053 | 7.6453e-05 | 752.6401 | 0.057542 | 2053 | Mitigation | 0.95 | 45 | 0 | esc | 0.00097009 | 7.4166e-08 | 0.00097009 | 7.4166e-08
[120 empty] | 7.3.3.17.5 (Remote Grid) Updates to grid topology to minimize risk of ignition in HFTDs Remote GridWLDFRContact from objectAggregated | WLDFR | HFTD - Distribution - Tier 2 - 5QU CoRE ¦ 1QU LoRE | Red Flag Warning - Small Fires | Contact from object | Aggregated | 2054 | 7.6453e-05 | 752.6401 | 0.057542 | 2054 | Mitigation | 0.95 | 45 | 0 | esc | 0.00097009 | 7.4166e-08 | 0.00097009 | 7.4166e-08
[120 empty] | 7.3.3.17.5 (Remote Grid) Updates to grid topology to minimize risk of ignition in HFTDs Remote GridWLDFRContact from objectAggregated | WLDFR | HFTD - Distribution - Tier 2 - 5QU CoRE ¦ 1QU LoRE | Red Flag Warning - Small Fires | Contact from object | Aggregated | 2055 | 7.6453e-05 | 752.6401 | 0.057542 | 2055 | Mitigation | 0.95 | 45 | 0 | esc | 0.00097009 | 7.4166e-08 | 0.00097009 | 7.4166e-08
[120 empty] | 7.3.3.17.5 (Remote Grid) Updates to grid topology to minimize risk of ignition in HFTDs Remote GridWLDFRContact from objectAggregated | WLDFR | HFTD - Distribution - Tier 2 - 5QU CoRE ¦ 1QU LoRE | Red Flag Warning - Small Fires | Contact from object | Aggregated | 2056 | 7.6453e-05 | 752.6401 | 0.057542 | 2056 | Mitigation | 0.95 | 45 | 0 | esc | 0.00097009 | 7.4166e-08 | 0.00097009 | 7.4166e-08
[120 empty] | 7.3.3.17.5 (Remote Grid) Updates to grid topology to minimize risk of ignition in HFTDs Remote GridWLDFRContact from objectAggregated | WLDFR | HFTD - Distribution - Tier 2 - 5QU CoRE ¦ 1QU LoRE | Red Flag Warning - Small Fires | Contact from object | Aggregated | 2057 | 7.6453e-05 | 752.6401 | 0.057542 | 2057 | Mitigation | 0.95 | 45 | 0 | esc | 0.00097009 | 7.4166e-08 | 0.00097009 | 7.4166e-08
[120 empty] | 7.3.3.17.5 (Remote Grid) Updates to grid topology to minimize risk of ignition in HFTDs Remote GridWLDFRContact from objectAggregated | WLDFR | HFTD - Distribution - Tier 2 - 5QU CoRE ¦ 1QU LoRE | Red Flag Warning - Small Fires | Contact from object | Aggregated | 2058 | 7.6453e-05 | 752.6401 | 0.057542 | 2058 | Mitigation | 0.95 | 45 | 0 | esc | 0.00097009 | 7.4166e-08 | 0.00097009 | 7.4166e-08
[120 empty] | 7.3.3.17.5 (Remote Grid) Updates to grid topology to minimize risk of ignition in HFTDs Remote GridWLDFRContact from objectAggregated | WLDFR | HFTD - Distribution - Tier 2 - 5QU CoRE ¦ 1QU LoRE | Red Flag Warning - Small Fires | Contact from object | Aggregated | 2059 | 7.6453e-05 | 752.6401 | 0.057542 | 2059 | Mitigation | 0.95 | 45 | 0 | esc | 0.00097009 | 7.4166e-08 | 0.00097009 | 7.4166e-08
[120 empty] | 7.3.3.17.5 (Remote Grid) Updates to grid topology to minimize risk of ignition in HFTDs Remote GridWLDFRContact from objectAggregated | WLDFR | HFTD - Distribution - Tier 2 - 5QU CoRE ¦ 1QU LoRE | Red Flag Warning - Small Fires | Contact from object | Aggregated | 2060 | 7.6453e-05 | 752.6401 | 0.057542 | 2060 | Mitigation | 0.95 | 45 | 0 | esc | 0.00097009 | 7.4166e-08 | 0.00097009 | 7.4166e-08
[120 empty] | 7.3.3.17.5 (Remote Grid) Updates to grid topology to minimize risk of ignition in HFTDs Remote GridWLDFRContact from objectAggregated | WLDFR | HFTD - Distribution - Tier 2 - 5QU CoRE ¦ 1QU LoRE | Red Flag Warning - Small Fires | Contact from object | Aggregated | 2061 | 7.6453e-05 | 752.6401 | 0.057542 | 2061 | Mitigation | 0.95 | 45 | 0 | esc | 0.00097009 | 7.4166e-08 | 0.00097009 | 7.4166e-08
[120 empty] | 7.3.3.17.5 (Remote Grid) Updates to grid topology to minimize risk of ignition in HFTDs Remote GridWLDFRContact from objectAggregated | WLDFR | HFTD - Distribution - Tier 2 - 5QU CoRE ¦ 1QU LoRE | Red Flag Warning - Small Fires | Contact from object | Aggregated | 2062 | 7.6453e-05 | 752.6401 | 0.057542 | 2062 | Mitigation | 0.95 | 45 | 0 | esc | 0.00097009 | 7.4166e-08 | 0.00097009 | 7.4166e-08
[120 empty] | 7.3.3.17.5 (Remote Grid) Updates to grid topology to minimize risk of ignition in HFTDs Remote GridWLDFRContact from objectAggregated | WLDFR | HFTD - Distribution - Tier 2 - 5QU CoRE ¦ 1QU LoRE | Red Flag Warning - Small Fires | Contact from object | Aggregated | 2063 | 7.6453e-05 | 752.6401 | 0.057542 | 2063 | Mitigation | 0.95 | 45 | 0 | esc | 0.00097009 | 7.4166e-08 | 0.00097009 | 7.4166e-08
[120 empty] | 7.3.3.17.5 (Remote Grid) Updates to grid topology to minimize risk of ignition in HFTDs Remote GridWLDFRContact from objectAggregated | WLDFR | HFTD - Distribution - Tier 2 - 5QU CoRE ¦ 1QU LoRE | Red Flag Warning - Small Fires | Contact from object | Aggregated | 2064 | 7.6453e-05 | 752.6401 | 0.057542 | 2064 | Mitigation | 0.95 | 45 | 0 | esc | 0.00097009 | 7.4166e-08 | 0.00097009 | 7.4166e-08
[120 empty] | 7.3.3.17.5 (Remote Grid) Updates to grid topology to minimize risk of ignition in HFTDs Remote GridWLDFRContact from objectAggregated | WLDFR | HFTD - Distribution - Tier 2 - 5QU CoRE ¦ 1QU LoRE | Red Flag Warning - Small Fires | Contact from object | Aggregated | 2065 | 7.6453e-05 | 752.6401 | 0.057542 | 2065 | Mitigation | 0.95 | 45 | 0 | esc | 0.00097009 | 7.4166e-08 | 0.00097009 | 7.4166e-08
[120 empty] | 7.3.3.17.5 (Remote Grid) Updates to grid topology to minimize risk of ignition in HFTDs Remote GridWLDFRContact from objectAggregated | WLDFR | HFTD - Distribution - Tier 2 - 5QU CoRE ¦ 1QU LoRE | Red Flag Warning - Small Fires | Contact from object | Aggregated | 2066 | 7.6453e-05 | 752.6401 | 0.057542 | 2066 | Mitigation | 0.95 | 45 | 0 | esc | 0.00097009 | 7.4166e-08 | 0.00097009 | 7.4166e-08
[120 empty] | 7.3.3.17.5 (Remote Grid) Updates to grid topology to minimize risk of ignition in HFTDs Remote GridWLDFRContact from objectAggregated | WLDFR | HFTD - Distribution - Tier 2 - 5QU CoRE ¦ 1QU LoRE | Red Flag Warning - Small Fires | Contact from object | Aggregated | 2067 | 7.6453e-05 | 752.6401 | 0.057542 | 2067 | Mitigation | 0.95 | 45 | 0 | esc | 0 | 0 | 0.00097009 | 7.4166e-08
[120 empty] | 7.3.3.17.5 (Remote Grid) Updates to grid topology to minimize risk of ignition in HFTDs Remote GridWLDFRContaminationAggregated | WLDFR | HFTD - Distribution - Tier 2 - 5QU CoRE ¦ 1QU LoRE | Red Flag Warning - Small Fires | Contamination | Aggregated | 2022 | 4.184e-07 | 752.6401 | 0.0003149 | 2022 | Mitigation | 0.95 | 45 | 0 | esc | 0.00097009 | 4.0588e-10 | 0 | 0
[120 empty] | 7.3.3.17.5 (Remote Grid) Updates to grid topology to minimize risk of ignition in HFTDs Remote GridWLDFRContaminationAggregated | WLDFR | HFTD - Distribution - Tier 2 - 5QU CoRE ¦ 1QU LoRE | Red Flag Warning - Small Fires | Contamination | Aggregated | 2023 | 4.184e-07 | 752.6401 | 0.0003149 | 2023 | Mitigation | 0.95 | 45 | 0 | esc | 0.00097009 | 4.0588e-10 | 0.00097009 | 4.0588e-10
[120 empty] | 7.3.3.17.5 (Remote Grid) Updates to grid topology to minimize risk of ignition in HFTDs Remote GridWLDFRContaminationAggregated | WLDFR | HFTD - Distribution - Tier 2 - 5QU CoRE ¦ 1QU LoRE | Red Flag Warning - Small Fires | Contamination | Aggregated | 2024 | 4.184e-07 | 752.6401 | 0.0003149 | 2024 | Mitigation | 0.95 | 45 | 0 | esc | 0.00097009 | 4.0588e-10 | 0.00097009 | 4.0588e-10
[120 empty] | 7.3.3.17.5 (Remote Grid) Updates to grid topology to minimize risk of ignition in HFTDs Remote GridWLDFRContaminationAggregated | WLDFR | HFTD - Distribution - Tier 2 - 5QU CoRE ¦ 1QU LoRE | Red Flag Warning - Small Fires | Contamination | Aggregated | 2025 | 4.184e-07 | 752.6401 | 0.0003149 | 2025 | Mitigation | 0.95 | 45 | 0 | esc | 0.00097009 | 4.0588e-10 | 0.00097009 | 4.0588e-10
[120 empty] | 7.3.3.17.5 (Remote Grid) Updates to grid topology to minimize risk of ignition in HFTDs Remote GridWLDFRContaminationAggregated | WLDFR | HFTD - Distribution - Tier 2 - 5QU CoRE ¦ 1QU LoRE | Red Flag Warning - Small Fires | Contamination | Aggregated | 2026 | 4.184e-07 | 752.6401 | 0.0003149 | 2026 | Mitigation | 0.95 | 45 | 0 | esc | 0.00097009 | 4.0588e-10 | 0.00097009 | 4.0588e-10
[120 empty] | 7.3.3.17.5 (Remote Grid) Updates to grid topology to minimize risk of ignition in HFTDs Remote GridWLDFRContaminationAggregated | WLDFR | HFTD - Distribution - Tier 2 - 5QU CoRE ¦ 1QU LoRE | Red Flag Warning - Small Fires | Contamination | Aggregated | 2027 | 4.184e-07 | 752.6401 | 0.0003149 | 2027 | Mitigation | 0.95 | 45 | 0 | esc | 0.00097009 | 4.0588e-10 | 0.00097009 | 4.0588e-10
[120 empty] | 7.3.3.17.5 (Remote Grid) Updates to grid topology to minimize risk of ignition in HFTDs Remote GridWLDFRContaminationAggregated | WLDFR | HFTD - Distribution - Tier 2 - 5QU CoRE ¦ 1QU LoRE | Red Flag Warning - Small Fires | Contamination | Aggregated | 2028 | 4.184e-07 | 752.6401 | 0.0003149 | 2028 | Mitigation | 0.95 | 45 | 0 | esc | 0.00097009 | 4.0588e-10 | 0.00097009 | 4.0588e-10
[120 empty] | 7.3.3.17.5 (Remote Grid) Updates to grid topology to minimize risk of ignition in HFTDs Remote GridWLDFRContaminationAggregated | WLDFR | HFTD - Distribution - Tier 2 - 5QU CoRE ¦ 1QU LoRE | Red Flag Warning - Small Fires | Contamination | Aggregated | 2029 | 4.184e-07 | 752.6401 | 0.0003149 | 2029 | Mitigation | 0.95 | 45 | 0 | esc | 0.00097009 | 4.0588e-10 | 0.00097009 | 4.0588e-10
[120 empty] | 7.3.3.17.5 (Remote Grid) Updates to grid topology to minimize risk of ignition in HFTDs Remote GridWLDFRContaminationAggregated | WLDFR | HFTD - Distribution - Tier 2 - 5QU CoRE ¦ 1QU LoRE | Red Flag Warning - Small Fires | Contamination | Aggregated | 2030 | 4.184e-07 | 752.6401 | 0.0003149 | 2030 | Mitigation | 0.95 | 45 | 0 | esc | 0.00097009 | 4.0588e-10 | 0.00097009 | 4.0588e-10
[120 empty] | 7.3.3.17.5 (Remote Grid) Updates to grid topology to minimize risk of ignition in HFTDs Remote GridWLDFRContaminationAggregated | WLDFR | HFTD - Distribution - Tier 2 - 5QU CoRE ¦ 1QU LoRE | Red Flag Warning - Small Fires | Contamination | Aggregated | 2031 | 4.184e-07 | 752.6401 | 0.0003149 | 2031 | Mitigation | 0.95 | 45 | 0 | esc | 0.00097009 | 4.0588e-10 | 0.00097009 | 4.0588e-10
[120 empty] | 7.3.3.17.5 (Remote Grid) Updates to grid topology to minimize risk of ignition in HFTDs Remote GridWLDFRContaminationAggregated | WLDFR | HFTD - Distribution - Tier 2 - 5QU CoRE ¦ 1QU LoRE | Red Flag Warning - Small Fires | Contamination | Aggregated | 2032 | 4.184e-07 | 752.6401 | 0.0003149 | 2032 | Mitigation | 0.95 | 45 | 0 | esc | 0.00097009 | 4.0588e-10 | 0.00097009 | 4.0588e-10
[120 empty] | 7.3.3.17.5 (Remote Grid) Updates to grid topology to minimize risk of ignition in HFTDs Remote GridWLDFRContaminationAggregated | WLDFR | HFTD - Distribution - Tier 2 - 5QU CoRE ¦ 1QU LoRE | Red Flag Warning - Small Fires | Contamination | Aggregated | 2033 | 4.184e-07 | 752.6401 | 0.0003149 | 2033 | Mitigation | 0.95 | 45 | 0 | esc | 0.00097009 | 4.0588e-10 | 0.00097009 | 4.0588e-10
[120 empty] | 7.3.3.17.5 (Remote Grid) Updates to grid topology to minimize risk of ignition in HFTDs Remote GridWLDFRContaminationAggregated | WLDFR | HFTD - Distribution - Tier 2 - 5QU CoRE ¦ 1QU LoRE | Red Flag Warning - Small Fires | Contamination | Aggregated | 2034 | 4.184e-07 | 752.6401 | 0.0003149 | 2034 | Mitigation | 0.95 | 45 | 0 | esc | 0.00097009 | 4.0588e-10 | 0.00097009 | 4.0588e-10
[120 empty] | 7.3.3.17.5 (Remote Grid) Updates to grid topology to minimize risk of ignition in HFTDs Remote GridWLDFRContaminationAggregated | WLDFR | HFTD - Distribution - Tier 2 - 5QU CoRE ¦ 1QU LoRE | Red Flag Warning - Small Fires | Contamination | Aggregated | 2035 | 4.184e-07 | 752.6401 | 0.0003149 | 2035 | Mitigation | 0.95 | 45 | 0 | esc | 0.00097009 | 4.0588e-10 | 0.00097009 | 4.0588e-10
[120 empty] | 7.3.3.17.5 (Remote Grid) Updates to grid topology to minimize risk of ignition in HFTDs Remote GridWLDFRContaminationAggregated | WLDFR | HFTD - Distribution - Tier 2 - 5QU CoRE ¦ 1QU LoRE | Red Flag Warning - Small Fires | Contamination | Aggregated | 2036 | 4.184e-07 | 752.6401 | 0.0003149 | 2036 | Mitigation | 0.95 | 45 | 0 | esc | 0.00097009 | 4.0588e-10 | 0.00097009 | 4.0588e-10
[120 empty] | 7.3.3.17.5 (Remote Grid) Updates to grid topology to minimize risk of ignition in HFTDs Remote GridWLDFRContaminationAggregated | WLDFR | HFTD - Distribution - Tier 2 - 5QU CoRE ¦ 1QU LoRE | Red Flag Warning - Small Fires | Contamination | Aggregated | 2037 | 4.184e-07 | 752.6401 | 0.0003149 | 2037 | Mitigation | 0.95 | 45 | 0 | esc | 0.00097009 | 4.0588e-10 | 0.00097009 | 4.0588e-10
[120 empty] | 7.3.3.17.5 (Remote Grid) Updates to grid topology to minimize risk of ignition in HFTDs Remote GridWLDFRContaminationAggregated | WLDFR | HFTD - Distribution - Tier 2 - 5QU CoRE ¦ 1QU LoRE | Red Flag Warning - Small Fires | Contamination | Aggregated | 2038 | 4.184e-07 | 752.6401 | 0.0003149 | 2038 | Mitigation | 0.95 | 45 | 0 | esc | 0.00097009 | 4.0588e-10 | 0.00097009 | 4.0588e-10
[120 empty] | 7.3.3.17.5 (Remote Grid) Updates to grid topology to minimize risk of ignition in HFTDs Remote GridWLDFRContaminationAggregated | WLDFR | HFTD - Distribution - Tier 2 - 5QU CoRE ¦ 1QU LoRE | Red Flag Warning - Small Fires | Contamination | Aggregated | 2039 | 4.184e-07 | 752.6401 | 0.0003149 | 2039 | Mitigation | 0.95 | 45 | 0 | esc | 0.00097009 | 4.0588e-10 | 0.00097009 | 4.0588e-10
[120 empty] | 7.3.3.17.5 (Remote Grid) Updates to grid topology to minimize risk of ignition in HFTDs Remote GridWLDFRContaminationAggregated | WLDFR | HFTD - Distribution - Tier 2 - 5QU CoRE ¦ 1QU LoRE | Red Flag Warning - Small Fires | Contamination | Aggregated | 2040 | 4.184e-07 | 752.6401 | 0.0003149 | 2040 | Mitigation | 0.95 | 45 | 0 | esc | 0.00097009 | 4.0588e-10 | 0.00097009 | 4.0588e-10
[120 empty] | 7.3.3.17.5 (Remote Grid) Updates to grid topology to minimize risk of ignition in HFTDs Remote GridWLDFRContaminationAggregated | WLDFR | HFTD - Distribution - Tier 2 - 5QU CoRE ¦ 1QU LoRE | Red Flag Warning - Small Fires | Contamination | Aggregated | 2041 | 4.184e-07 | 752.6401 | 0.0003149 | 2041 | Mitigation | 0.95 | 45 | 0 | esc | 0.00097009 | 4.0588e-10 | 0.00097009 | 4.0588e-10
[120 empty] | 7.3.3.17.5 (Remote Grid) Updates to grid topology to minimize risk of ignition in HFTDs Remote GridWLDFRContaminationAggregated | WLDFR | HFTD - Distribution - Tier 2 - 5QU CoRE ¦ 1QU LoRE | Red Flag Warning - Small Fires | Contamination | Aggregated | 2042 | 4.184e-07 | 752.6401 | 0.0003149 | 2042 | Mitigation | 0.95 | 45 | 0 | esc | 0.00097009 | 4.0588e-10 | 0.00097009 | 4.0588e-10
[120 empty] | 7.3.3.17.5 (Remote Grid) Updates to grid topology to minimize risk of ignition in HFTDs Remote GridWLDFRContaminationAggregated | WLDFR | HFTD - Distribution - Tier 2 - 5QU CoRE ¦ 1QU LoRE | Red Flag Warning - Small Fires | Contamination | Aggregated | 2043 | 4.184e-07 | 752.6401 | 0.0003149 | 2043 | Mitigation | 0.95 | 45 | 0 | esc | 0.00097009 | 4.0588e-10 | 0.00097009 | 4.0588e-10
[120 empty] | 7.3.3.17.5 (Remote Grid) Updates to grid topology to minimize risk of ignition in HFTDs Remote GridWLDFRContaminationAggregated | WLDFR | HFTD - Distribution - Tier 2 - 5QU CoRE ¦ 1QU LoRE | Red Flag Warning - Small Fires | Contamination | Aggregated | 2044 | 4.184e-07 | 752.6401 | 0.0003149 | 2044 | Mitigation | 0.95 | 45 | 0 | esc | 0.00097009 | 4.0588e-10 | 0.00097009 | 4.0588e-10
[120 empty] | 7.3.3.17.5 (Remote Grid) Updates to grid topology to minimize risk of ignition in HFTDs Remote GridWLDFRContaminationAggregated | WLDFR | HFTD - Distribution - Tier 2 - 5QU CoRE ¦ 1QU LoRE | Red Flag Warning - Small Fires | Contamination | Aggregated | 2045 | 4.184e-07 | 752.6401 | 0.0003149 | 2045 | Mitigation | 0.95 | 45 | 0 | esc | 0.00097009 | 4.0588e-10 | 0.00097009 | 4.0588e-10
[120 empty] | 7.3.3.17.5 (Remote Grid) Updates to grid topology to minimize risk of ignition in HFTDs Remote GridWLDFRContaminationAggregated | WLDFR | HFTD - Distribution - Tier 2 - 5QU CoRE ¦ 1QU LoRE | Red Flag Warning - Small Fires | Contamination | Aggregated | 2046 | 4.184e-07 | 752.6401 | 0.0003149 | 2046 | Mitigation | 0.95 | 45 | 0 | esc | 0.00097009 | 4.0588e-10 | 0.00097009 | 4.0588e-10
[120 empty] | 7.3.3.17.5 (Remote Grid) Updates to grid topology to minimize risk of ignition in HFTDs Remote GridWLDFRContaminationAggregated | WLDFR | HFTD - Distribution - Tier 2 - 5QU CoRE ¦ 1QU LoRE | Red Flag Warning - Small Fires | Contamination | Aggregated | 2047 | 4.184e-07 | 752.6401 | 0.0003149 | 2047 | Mitigation | 0.95 | 45 | 0 | esc | 0.00097009 | 4.0588e-10 | 0.00097009 | 4.0588e-10
[120 empty] | 7.3.3.17.5 (Remote Grid) Updates to grid topology to minimize risk of ignition in HFTDs Remote GridWLDFRContaminationAggregated | WLDFR | HFTD - Distribution - Tier 2 - 5QU CoRE ¦ 1QU LoRE | Red Flag Warning - Small Fires | Contamination | Aggregated | 2048 | 4.184e-07 | 752.6401 | 0.0003149 | 2048 | Mitigation | 0.95 | 45 | 0 | esc | 0.00097009 | 4.0588e-10 | 0.00097009 | 4.0588e-10
[120 empty] | 7.3.3.17.5 (Remote Grid) Updates to grid topology to minimize risk of ignition in HFTDs Remote GridWLDFRContaminationAggregated | WLDFR | HFTD - Distribution - Tier 2 - 5QU CoRE ¦ 1QU LoRE | Red Flag Warning - Small Fires | Contamination | Aggregated | 2049 | 4.184e-07 | 752.6401 | 0.0003149 | 2049 | Mitigation | 0.95 | 45 | 0 | esc | 0.00097009 | 4.0588e-10 | 0.00097009 | 4.0588e-10
[120 empty] | 7.3.3.17.5 (Remote Grid) Updates to grid topology to minimize risk of ignition in HFTDs Remote GridWLDFRContaminationAggregated | WLDFR | HFTD - Distribution - Tier 2 - 5QU CoRE ¦ 1QU LoRE | Red Flag Warning - Small Fires | Contamination | Aggregated | 2050 | 4.184e-07 | 752.6401 | 0.0003149 | 2050 | Mitigation | 0.95 | 45 | 0 | esc | 0.00097009 | 4.0588e-10 | 0.00097009 | 4.0588e-10
[120 empty] | 7.3.3.17.5 (Remote Grid) Updates to grid topology to minimize risk of ignition in HFTDs Remote GridWLDFRContaminationAggregated | WLDFR | HFTD - Distribution - Tier 2 - 5QU CoRE ¦ 1QU LoRE | Red Flag Warning - Small Fires | Contamination | Aggregated | 2051 | 4.184e-07 | 752.6401 | 0.0003149 | 2051 | Mitigation | 0.95 | 45 | 0 | esc | 0.00097009 | 4.0588e-10 | 0.00097009 | 4.0588e-10
[120 empty] | 7.3.3.17.5 (Remote Grid) Updates to grid topology to minimize risk of ignition in HFTDs Remote GridWLDFRContaminationAggregated | WLDFR | HFTD - Distribution - Tier 2 - 5QU CoRE ¦ 1QU LoRE | Red Flag Warning - Small Fires | Contamination | Aggregated | 2052 | 4.184e-07 | 752.6401 | 0.0003149 | 2052 | Mitigation | 0.95 | 45 | 0 | esc | 0.00097009 | 4.0588e-10 | 0.00097009 | 4.0588e-10
[120 empty] | 7.3.3.17.5 (Remote Grid) Updates to grid topology to minimize risk of ignition in HFTDs Remote GridWLDFRContaminationAggregated | WLDFR | HFTD - Distribution - Tier 2 - 5QU CoRE ¦ 1QU LoRE | Red Flag Warning - Small Fires | Contamination | Aggregated | 2053 | 4.184e-07 | 752.6401 | 0.0003149 | 2053 | Mitigation | 0.95 | 45 | 0 | esc | 0.00097009 | 4.0588e-10 | 0.00097009 | 4.0588e-10
[120 empty] | 7.3.3.17.5 (Remote Grid) Updates to grid topology to minimize risk of ignition in HFTDs Remote GridWLDFRContaminationAggregated | WLDFR | HFTD - Distribution - Tier 2 - 5QU CoRE ¦ 1QU LoRE | Red Flag Warning - Small Fires | Contamination | Aggregated | 2054 | 4.184e-07 | 752.6401 | 0.0003149 | 2054 | Mitigation | 0.95 | 45 | 0 | esc | 0.00097009 | 4.0588e-10 | 0.00097009 | 4.0588e-10
[120 empty] | 7.3.3.17.5 (Remote Grid) Updates to grid topology to minimize risk of ignition in HFTDs Remote GridWLDFRContaminationAggregated | WLDFR | HFTD - Distribution - Tier 2 - 5QU CoRE ¦ 1QU LoRE | Red Flag Warning - Small Fires | Contamination | Aggregated | 2055 | 4.184e-07 | 752.6401 | 0.0003149 | 2055 | Mitigation | 0.95 | 45 | 0 | esc | 0.00097009 | 4.0588e-10 | 0.00097009 | 4.0588e-10
[120 empty] | 7.3.3.17.5 (Remote Grid) Updates to grid topology to minimize risk of ignition in HFTDs Remote GridWLDFRContaminationAggregated | WLDFR | HFTD - Distribution - Tier 2 - 5QU CoRE ¦ 1QU LoRE | Red Flag Warning - Small Fires | Contamination | Aggregated | 2056 | 4.184e-07 | 752.6401 | 0.0003149 | 2056 | Mitigation | 0.95 | 45 | 0 | esc | 0.00097009 | 4.0588e-10 | 0.00097009 | 4.0588e-10
[120 empty] | 7.3.3.17.5 (Remote Grid) Updates to grid topology to minimize risk of ignition in HFTDs Remote GridWLDFRContaminationAggregated | WLDFR | HFTD - Distribution - Tier 2 - 5QU CoRE ¦ 1QU LoRE | Red Flag Warning - Small Fires | Contamination | Aggregated | 2057 | 4.184e-07 | 752.6401 | 0.0003149 | 2057 | Mitigation | 0.95 | 45 | 0 | esc | 0.00097009 | 4.0588e-10 | 0.00097009 | 4.0588e-10
[120 empty] | 7.3.3.17.5 (Remote Grid) Updates to grid topology to minimize risk of ignition in HFTDs Remote GridWLDFRContaminationAggregated | WLDFR | HFTD - Distribution - Tier 2 - 5QU CoRE ¦ 1QU LoRE | Red Flag Warning - Small Fires | Contamination | Aggregated | 2058 | 4.184e-07 | 752.6401 | 0.0003149 | 2058 | Mitigation | 0.95 | 45 | 0 | esc | 0.00097009 | 4.0588e-10 | 0.00097009 | 4.0588e-10
[120 empty] | 7.3.3.17.5 (Remote Grid) Updates to grid topology to minimize risk of ignition in HFTDs Remote GridWLDFRContaminationAggregated | WLDFR | HFTD - Distribution - Tier 2 - 5QU CoRE ¦ 1QU LoRE | Red Flag Warning - Small Fires | Contamination | Aggregated | 2059 | 4.184e-07 | 752.6401 | 0.0003149 | 2059 | Mitigation | 0.95 | 45 | 0 | esc | 0.00097009 | 4.0588e-10 | 0.00097009 | 4.0588e-10
[120 empty] | 7.3.3.17.5 (Remote Grid) Updates to grid topology to minimize risk of ignition in HFTDs Remote GridWLDFRContaminationAggregated | WLDFR | HFTD - Distribution - Tier 2 - 5QU CoRE ¦ 1QU LoRE | Red Flag Warning - Small Fires | Contamination | Aggregated | 2060 | 4.184e-07 | 752.6401 | 0.0003149 | 2060 | Mitigation | 0.95 | 45 | 0 | esc | 0.00097009 | 4.0588e-10 | 0.00097009 | 4.0588e-10
[120 empty] | 7.3.3.17.5 (Remote Grid) Updates to grid topology to minimize risk of ignition in HFTDs Remote GridWLDFRContaminationAggregated | WLDFR | HFTD - Distribution - Tier 2 - 5QU CoRE ¦ 1QU LoRE | Red Flag Warning - Small Fires | Contamination | Aggregated | 2061 | 4.184e-07 | 752.6401 | 0.0003149 | 2061 | Mitigation | 0.95 | 45 | 0 | esc | 0.00097009 | 4.0588e-10 | 0.00097009 | 4.0588e-10
[120 empty] | 7.3.3.17.5 (Remote Grid) Updates to grid topology to minimize risk of ignition in HFTDs Remote GridWLDFRContaminationAggregated | WLDFR | HFTD - Distribution - Tier 2 - 5QU CoRE ¦ 1QU LoRE | Red Flag Warning - Small Fires | Contamination | Aggregated | 2062 | 4.184e-07 | 752.6401 | 0.0003149 | 2062 | Mitigation | 0.95 | 45 | 0 | esc | 0.00097009 | 4.0588e-10 | 0.00097009 | 4.0588e-10
[120 empty] | 7.3.3.17.5 (Remote Grid) Updates to grid topology to minimize risk of ignition in HFTDs Remote GridWLDFRContaminationAggregated | WLDFR | HFTD - Distribution - Tier 2 - 5QU CoRE ¦ 1QU LoRE | Red Flag Warning - Small Fires | Contamination | Aggregated | 2063 | 4.184e-07 | 752.6401 | 0.0003149 | 2063 | Mitigation | 0.95 | 45 | 0 | esc | 0.00097009 | 4.0588e-10 | 0.00097009 | 4.0588e-10
[120 empty] | 7.3.3.17.5 (Remote Grid) Updates to grid topology to minimize risk of ignition in HFTDs Remote GridWLDFRContaminationAggregated | WLDFR | HFTD - Distribution - Tier 2 - 5QU CoRE ¦ 1QU LoRE | Red Flag Warning - Small Fires | Contamination | Aggregated | 2064 | 4.184e-07 | 752.6401 | 0.0003149 | 2064 | Mitigation | 0.95 | 45 | 0 | esc | 0.00097009 | 4.0588e-10 | 0.00097009 | 4.0588e-10
[120 empty] | 7.3.3.17.5 (Remote Grid) Updates to grid topology to minimize risk of ignition in HFTDs Remote GridWLDFRContaminationAggregated | WLDFR | HFTD - Distribution - Tier 2 - 5QU CoRE ¦ 1QU LoRE | Red Flag Warning - Small Fires | Contamination | Aggregated | 2065 | 4.184e-07 | 752.6401 | 0.0003149 | 2065 | Mitigation | 0.95 | 45 | 0 | esc | 0.00097009 | 4.0588e-10 | 0.00097009 | 4.0588e-10
[120 empty] | 7.3.3.17.5 (Remote Grid) Updates to grid topology to minimize risk of ignition in HFTDs Remote GridWLDFRContaminationAggregated | WLDFR | HFTD - Distribution - Tier 2 - 5QU CoRE ¦ 1QU LoRE | Red Flag Warning - Small Fires | Contamination | Aggregated | 2066 | 4.184e-07 | 752.6401 | 0.0003149 | 2066 | Mitigation | 0.95 | 45 | 0 | esc | 0.00097009 | 4.0588e-10 | 0.00097009 | 4.0588e-10
[120 empty] | 7.3.3.17.5 (Remote Grid) Updates to grid topology to minimize risk of ignition in HFTDs Remote GridWLDFRContaminationAggregated | WLDFR | HFTD - Distribution - Tier 2 - 5QU CoRE ¦ 1QU LoRE | Red Flag Warning - Small Fires | Contamination | Aggregated | 2067 | 4.184e-07 | 752.6401 | 0.0003149 | 2067 | Mitigation | 0.95 | 45 | 0 | esc | 0 | 0 | 0.00097009 | 4.0588e-10
[120 empty] | 7.3.3.17.5 (Remote Grid) Updates to grid topology to minimize risk of ignition in HFTDs Remote GridWLDFREquipment / facility failureAggregated | WLDFR | HFTD - Distribution - Tier 2 - 5QU CoRE ¦ 1QU LoRE | Red Flag Warning - Small Fires | Equipment / facility failure | Aggregated | 2022 | 0.00031442 | 752.6401 | 0.23665 | 2022 | Mitigation | 0.95 | 45 | 0 | esc | 0.00097009 | 3.0502e-07 | 0 | 0
[120 empty] | 7.3.3.17.5 (Remote Grid) Updates to grid topology to minimize risk of ignition in HFTDs Remote GridWLDFREquipment / facility failureAggregated | WLDFR | HFTD - Distribution - Tier 2 - 5QU CoRE ¦ 1QU LoRE | Red Flag Warning - Small Fires | Equipment / facility failure | Aggregated | 2023 | 0.00031442 | 752.6401 | 0.23665 | 2023 | Mitigation | 0.95 | 45 | 0 | esc | 0.00097009 | 3.0502e-07 | 0.00097009 | 3.0502e-07
[120 empty] | 7.3.3.17.5 (Remote Grid) Updates to grid topology to minimize risk of ignition in HFTDs Remote GridWLDFREquipment / facility failureAggregated | WLDFR | HFTD - Distribution - Tier 2 - 5QU CoRE ¦ 1QU LoRE | Red Flag Warning - Small Fires | Equipment / facility failure | Aggregated | 2024 | 0.00031442 | 752.6401 | 0.23665 | 2024 | Mitigation | 0.95 | 45 | 0 | esc | 0.00097009 | 3.0502e-07 | 0.00097009 | 3.0502e-07
[120 empty] | 7.3.3.17.5 (Remote Grid) Updates to grid topology to minimize risk of ignition in HFTDs Remote GridWLDFREquipment / facility failureAggregated | WLDFR | HFTD - Distribution - Tier 2 - 5QU CoRE ¦ 1QU LoRE | Red Flag Warning - Small Fires | Equipment / facility failure | Aggregated | 2025 | 0.00031442 | 752.6401 | 0.23665 | 2025 | Mitigation | 0.95 | 45 | 0 | esc | 0.00097009 | 3.0502e-07 | 0.00097009 | 3.0502e-07
[120 empty] | 7.3.3.17.5 (Remote Grid) Updates to grid topology to minimize risk of ignition in HFTDs Remote GridWLDFREquipment / facility failureAggregated | WLDFR | HFTD - Distribution - Tier 2 - 5QU CoRE ¦ 1QU LoRE | Red Flag Warning - Small Fires | Equipment / facility failure | Aggregated | 2026 | 0.00031442 | 752.6401 | 0.23665 | 2026 | Mitigation | 0.95 | 45 | 0 | esc | 0.00097009 | 3.0502e-07 | 0.00097009 | 3.0502e-07
[120 empty] | 7.3.3.17.5 (Remote Grid) Updates to grid topology to minimize risk of ignition in HFTDs Remote GridWLDFREquipment / facility failureAggregated | WLDFR | HFTD - Distribution - Tier 2 - 5QU CoRE ¦ 1QU LoRE | Red Flag Warning - Small Fires | Equipment / facility failure | Aggregated | 2027 | 0.00031442 | 752.6401 | 0.23665 | 2027 | Mitigation | 0.95 | 45 | 0 | esc | 0.00097009 | 3.0502e-07 | 0.00097009 | 3.0502e-07
[120 empty] | 7.3.3.17.5 (Remote Grid) Updates to grid topology to minimize risk of ignition in HFTDs Remote GridWLDFREquipment / facility failureAggregated | WLDFR | HFTD - Distribution - Tier 2 - 5QU CoRE ¦ 1QU LoRE | Red Flag Warning - Small Fires | Equipment / facility failure | Aggregated | 2028 | 0.00031442 | 752.6401 | 0.23665 | 2028 | Mitigation | 0.95 | 45 | 0 | esc | 0.00097009 | 3.0502e-07 | 0.00097009 | 3.0502e-07
[120 empty] | 7.3.3.17.5 (Remote Grid) Updates to grid topology to minimize risk of ignition in HFTDs Remote GridWLDFREquipment / facility failureAggregated | WLDFR | HFTD - Distribution - Tier 2 - 5QU CoRE ¦ 1QU LoRE | Red Flag Warning - Small Fires | Equipment / facility failure | Aggregated | 2029 | 0.00031442 | 752.6401 | 0.23665 | 2029 | Mitigation | 0.95 | 45 | 0 | esc | 0.00097009 | 3.0502e-07 | 0.00097009 | 3.0502e-07
[120 empty] | 7.3.3.17.5 (Remote Grid) Updates to grid topology to minimize risk of ignition in HFTDs Remote GridWLDFREquipment / facility failureAggregated | WLDFR | HFTD - Distribution - Tier 2 - 5QU CoRE ¦ 1QU LoRE | Red Flag Warning - Small Fires | Equipment / facility failure | Aggregated | 2030 | 0.00031442 | 752.6401 | 0.23665 | 2030 | Mitigation | 0.95 | 45 | 0 | esc | 0.00097009 | 3.0502e-07 | 0.00097009 | 3.0502e-07
[120 empty] | 7.3.3.17.5 (Remote Grid) Updates to grid topology to minimize risk of ignition in HFTDs Remote GridWLDFREquipment / facility failureAggregated | WLDFR | HFTD - Distribution - Tier 2 - 5QU CoRE ¦ 1QU LoRE | Red Flag Warning - Small Fires | Equipment / facility failure | Aggregated | 2031 | 0.00031442 | 752.6401 | 0.23665 | 2031 | Mitigation | 0.95 | 45 | 0 | esc | 0.00097009 | 3.0502e-07 | 0.00097009 | 3.0502e-07
[120 empty] | 7.3.3.17.5 (Remote Grid) Updates to grid topology to minimize risk of ignition in HFTDs Remote GridWLDFREquipment / facility failureAggregated | WLDFR | HFTD - Distribution - Tier 2 - 5QU CoRE ¦ 1QU LoRE | Red Flag Warning - Small Fires | Equipment / facility failure | Aggregated | 2032 | 0.00031442 | 752.6401 | 0.23665 | 2032 | Mitigation | 0.95 | 45 | 0 | esc | 0.00097009 | 3.0502e-07 | 0.00097009 | 3.0502e-07
[120 empty] | 7.3.3.17.5 (Remote Grid) Updates to grid topology to minimize risk of ignition in HFTDs Remote GridWLDFREquipment / facility failureAggregated | WLDFR | HFTD - Distribution - Tier 2 - 5QU CoRE ¦ 1QU LoRE | Red Flag Warning - Small Fires | Equipment / facility failure | Aggregated | 2033 | 0.00031442 | 752.6401 | 0.23665 | 2033 | Mitigation | 0.95 | 45 | 0 | esc | 0.00097009 | 3.0502e-07 | 0.00097009 | 3.0502e-07
[120 empty] | 7.3.3.17.5 (Remote Grid) Updates to grid topology to minimize risk of ignition in HFTDs Remote GridWLDFREquipment / facility failureAggregated | WLDFR | HFTD - Distribution - Tier 2 - 5QU CoRE ¦ 1QU LoRE | Red Flag Warning - Small Fires | Equipment / facility failure | Aggregated | 2034 | 0.00031442 | 752.6401 | 0.23665 | 2034 | Mitigation | 0.95 | 45 | 0 | esc | 0.00097009 | 3.0502e-07 | 0.00097009 | 3.0502e-07
[120 empty] | 7.3.3.17.5 (Remote Grid) Updates to grid topology to minimize risk of ignition in HFTDs Remote GridWLDFREquipment / facility failureAggregated | WLDFR | HFTD - Distribution - Tier 2 - 5QU CoRE ¦ 1QU LoRE | Red Flag Warning - Small Fires | Equipment / facility failure | Aggregated | 2035 | 0.00031442 | 752.6401 | 0.23665 | 2035 | Mitigation | 0.95 | 45 | 0 | esc | 0.00097009 | 3.0502e-07 | 0.00097009 | 3.0502e-07
[120 empty] | 7.3.3.17.5 (Remote Grid) Updates to grid topology to minimize risk of ignition in HFTDs Remote GridWLDFREquipment / facility failureAggregated | WLDFR | HFTD - Distribution - Tier 2 - 5QU CoRE ¦ 1QU LoRE | Red Flag Warning - Small Fires | Equipment / facility failure | Aggregated | 2036 | 0.00031442 | 752.6401 | 0.23665 | 2036 | Mitigation | 0.95 | 45 | 0 | esc | 0.00097009 | 3.0502e-07 | 0.00097009 | 3.0502e-07
[120 empty] | 7.3.3.17.5 (Remote Grid) Updates to grid topology to minimize risk of ignition in HFTDs Remote GridWLDFREquipment / facility failureAggregated | WLDFR | HFTD - Distribution - Tier 2 - 5QU CoRE ¦ 1QU LoRE | Red Flag Warning - Small Fires | Equipment / facility failure | Aggregated | 2037 | 0.00031442 | 752.6401 | 0.23665 | 2037 | Mitigation | 0.95 | 45 | 0 | esc | 0.00097009 | 3.0502e-07 | 0.00097009 | 3.0502e-07
[120 empty] | 7.3.3.17.5 (Remote Grid) Updates to grid topology to minimize risk of ignition in HFTDs Remote GridWLDFREquipment / facility failureAggregated | WLDFR | HFTD - Distribution - Tier 2 - 5QU CoRE ¦ 1QU LoRE | Red Flag Warning - Small Fires | Equipment / facility failure | Aggregated | 2038 | 0.00031442 | 752.6401 | 0.23665 | 2038 | Mitigation | 0.95 | 45 | 0 | esc | 0.00097009 | 3.0502e-07 | 0.00097009 | 3.0502e-07
[120 empty] | 7.3.3.17.5 (Remote Grid) Updates to grid topology to minimize risk of ignition in HFTDs Remote GridWLDFREquipment / facility failureAggregated | WLDFR | HFTD - Distribution - Tier 2 - 5QU CoRE ¦ 1QU LoRE | Red Flag Warning - Small Fires | Equipment / facility failure | Aggregated | 2039 | 0.00031442 | 752.6401 | 0.23665 | 2039 | Mitigation | 0.95 | 45 | 0 | esc | 0.00097009 | 3.0502e-07 | 0.00097009 | 3.0502e-07
[120 empty] | 7.3.3.17.5 (Remote Grid) Updates to grid topology to minimize risk of ignition in HFTDs Remote GridWLDFREquipment / facility failureAggregated | WLDFR | HFTD - Distribution - Tier 2 - 5QU CoRE ¦ 1QU LoRE | Red Flag Warning - Small Fires | Equipment / facility failure | Aggregated | 2040 | 0.00031442 | 752.6401 | 0.23665 | 2040 | Mitigation | 0.95 | 45 | 0 | esc | 0.00097009 | 3.0502e-07 | 0.00097009 | 3.0502e-07
[120 empty] | 7.3.3.17.5 (Remote Grid) Updates to grid topology to minimize risk of ignition in HFTDs Remote GridWLDFREquipment / facility failureAggregated | WLDFR | HFTD - Distribution - Tier 2 - 5QU CoRE ¦ 1QU LoRE | Red Flag Warning - Small Fires | Equipment / facility failure | Aggregated | 2041 | 0.00031442 | 752.6401 | 0.23665 | 2041 | Mitigation | 0.95 | 45 | 0 | esc | 0.00097009 | 3.0502e-07 | 0.00097009 | 3.0502e-07
[120 empty] | 7.3.3.17.5 (Remote Grid) Updates to grid topology to minimize risk of ignition in HFTDs Remote GridWLDFREquipment / facility failureAggregated | WLDFR | HFTD - Distribution - Tier 2 - 5QU CoRE ¦ 1QU LoRE | Red Flag Warning - Small Fires | Equipment / facility failure | Aggregated | 2042 | 0.00031442 | 752.6401 | 0.23665 | 2042 | Mitigation | 0.95 | 45 | 0 | esc | 0.00097009 | 3.0502e-07 | 0.00097009 | 3.0502e-07
[120 empty] | 7.3.3.17.5 (Remote Grid) Updates to grid topology to minimize risk of ignition in HFTDs Remote GridWLDFREquipment / facility failureAggregated | WLDFR | HFTD - Distribution - Tier 2 - 5QU CoRE ¦ 1QU LoRE | Red Flag Warning - Small Fires | Equipment / facility failure | Aggregated | 2043 | 0.00031442 | 752.6401 | 0.23665 | 2043 | Mitigation | 0.95 | 45 | 0 | esc | 0.00097009 | 3.0502e-07 | 0.00097009 | 3.0502e-07
[120 empty] | 7.3.3.17.5 (Remote Grid) Updates to grid topology to minimize risk of ignition in HFTDs Remote GridWLDFREquipment / facility failureAggregated | WLDFR | HFTD - Distribution - Tier 2 - 5QU CoRE ¦ 1QU LoRE | Red Flag Warning - Small Fires | Equipment / facility failure | Aggregated | 2044 | 0.00031442 | 752.6401 | 0.23665 | 2044 | Mitigation | 0.95 | 45 | 0 | esc | 0.00097009 | 3.0502e-07 | 0.00097009 | 3.0502e-07
[120 empty] | 7.3.3.17.5 (Remote Grid) Updates to grid topology to minimize risk of ignition in HFTDs Remote GridWLDFREquipment / facility failureAggregated | WLDFR | HFTD - Distribution - Tier 2 - 5QU CoRE ¦ 1QU LoRE | Red Flag Warning - Small Fires | Equipment / facility failure | Aggregated | 2045 | 0.00031442 | 752.6401 | 0.23665 | 2045 | Mitigation | 0.95 | 45 | 0 | esc | 0.00097009 | 3.0502e-07 | 0.00097009 | 3.0502e-07
[120 empty] | 7.3.3.17.5 (Remote Grid) Updates to grid topology to minimize risk of ignition in HFTDs Remote GridWLDFREquipment / facility failureAggregated | WLDFR | HFTD - Distribution - Tier 2 - 5QU CoRE ¦ 1QU LoRE | Red Flag Warning - Small Fires | Equipment / facility failure | Aggregated | 2046 | 0.00031442 | 752.6401 | 0.23665 | 2046 | Mitigation | 0.95 | 45 | 0 | esc | 0.00097009 | 3.0502e-07 | 0.00097009 | 3.0502e-07
[120 empty] | 7.3.3.17.5 (Remote Grid) Updates to grid topology to minimize risk of ignition in HFTDs Remote GridWLDFREquipment / facility failureAggregated | WLDFR | HFTD - Distribution - Tier 2 - 5QU CoRE ¦ 1QU LoRE | Red Flag Warning - Small Fires | Equipment / facility failure | Aggregated | 2047 | 0.00031442 | 752.6401 | 0.23665 | 2047 | Mitigation | 0.95 | 45 | 0 | esc | 0.00097009 | 3.0502e-07 | 0.00097009 | 3.0502e-07
[120 empty] | 7.3.3.17.5 (Remote Grid) Updates to grid topology to minimize risk of ignition in HFTDs Remote GridWLDFREquipment / facility failureAggregated | WLDFR | HFTD - Distribution - Tier 2 - 5QU CoRE ¦ 1QU LoRE | Red Flag Warning - Small Fires | Equipment / facility failure | Aggregated | 2048 | 0.00031442 | 752.6401 | 0.23665 | 2048 | Mitigation | 0.95 | 45 | 0 | esc | 0.00097009 | 3.0502e-07 | 0.00097009 | 3.0502e-07
[120 empty] | 7.3.3.17.5 (Remote Grid) Updates to grid topology to minimize risk of ignition in HFTDs Remote GridWLDFREquipment / facility failureAggregated | WLDFR | HFTD - Distribution - Tier 2 - 5QU CoRE ¦ 1QU LoRE | Red Flag Warning - Small Fires | Equipment / facility failure | Aggregated | 2049 | 0.00031442 | 752.6401 | 0.23665 | 2049 | Mitigation | 0.95 | 45 | 0 | esc | 0.00097009 | 3.0502e-07 | 0.00097009 | 3.0502e-07
[120 empty] | 7.3.3.17.5 (Remote Grid) Updates to grid topology to minimize risk of ignition in HFTDs Remote GridWLDFREquipment / facility failureAggregated | WLDFR | HFTD - Distribution - Tier 2 - 5QU CoRE ¦ 1QU LoRE | Red Flag Warning - Small Fires | Equipment / facility failure | Aggregated | 2050 | 0.00031442 | 752.6401 | 0.23665 | 2050 | Mitigation | 0.95 | 45 | 0 | esc | 0.00097009 | 3.0502e-07 | 0.00097009 | 3.0502e-07
[120 empty] | 7.3.3.17.5 (Remote Grid) Updates to grid topology to minimize risk of ignition in HFTDs Remote GridWLDFREquipment / facility failureAggregated | WLDFR | HFTD - Distribution - Tier 2 - 5QU CoRE ¦ 1QU LoRE | Red Flag Warning - Small Fires | Equipment / facility failure | Aggregated | 2051 | 0.00031442 | 752.6401 | 0.23665 | 2051 | Mitigation | 0.95 | 45 | 0 | esc | 0.00097009 | 3.0502e-07 | 0.00097009 | 3.0502e-07
[120 empty] | 7.3.3.17.5 (Remote Grid) Updates to grid topology to minimize risk of ignition in HFTDs Remote GridWLDFREquipment / facility failureAggregated | WLDFR | HFTD - Distribution - Tier 2 - 5QU CoRE ¦ 1QU LoRE | Red Flag Warning - Small Fires | Equipment / facility failure | Aggregated | 2052 | 0.00031442 | 752.6401 | 0.23665 | 2052 | Mitigation | 0.95 | 45 | 0 | esc | 0.00097009 | 3.0502e-07 | 0.00097009 | 3.0502e-07
[120 empty] | 7.3.3.17.5 (Remote Grid) Updates to grid topology to minimize risk of ignition in HFTDs Remote GridWLDFREquipment / facility failureAggregated | WLDFR | HFTD - Distribution - Tier 2 - 5QU CoRE ¦ 1QU LoRE | Red Flag Warning - Small Fires | Equipment / facility failure | Aggregated | 2053 | 0.00031442 | 752.6401 | 0.23665 | 2053 | Mitigation | 0.95 | 45 | 0 | esc | 0.00097009 | 3.0502e-07 | 0.00097009 | 3.0502e-07
[120 empty] | 7.3.3.17.5 (Remote Grid) Updates to grid topology to minimize risk of ignition in HFTDs Remote GridWLDFREquipment / facility failureAggregated | WLDFR | HFTD - Distribution - Tier 2 - 5QU CoRE ¦ 1QU LoRE | Red Flag Warning - Small Fires | Equipment / facility failure | Aggregated | 2054 | 0.00031442 | 752.6401 | 0.23665 | 2054 | Mitigation | 0.95 | 45 | 0 | esc | 0.00097009 | 3.0502e-07 | 0.00097009 | 3.0502e-07
[120 empty] | 7.3.3.17.5 (Remote Grid) Updates to grid topology to minimize risk of ignition in HFTDs Remote GridWLDFREquipment / facility failureAggregated | WLDFR | HFTD - Distribution - Tier 2 - 5QU CoRE ¦ 1QU LoRE | Red Flag Warning - Small Fires | Equipment / facility failure | Aggregated | 2055 | 0.00031442 | 752.6401 | 0.23665 | 2055 | Mitigation | 0.95 | 45 | 0 | esc | 0.00097009 | 3.0502e-07 | 0.00097009 | 3.0502e-07
[120 empty] | 7.3.3.17.5 (Remote Grid) Updates to grid topology to minimize risk of ignition in HFTDs Remote GridWLDFREquipment / facility failureAggregated | WLDFR | HFTD - Distribution - Tier 2 - 5QU CoRE ¦ 1QU LoRE | Red Flag Warning - Small Fires | Equipment / facility failure | Aggregated | 2056 | 0.00031442 | 752.6401 | 0.23665 | 2056 | Mitigation | 0.95 | 45 | 0 | esc | 0.00097009 | 3.0502e-07 | 0.00097009 | 3.0502e-07
[120 empty] | 7.3.3.17.5 (Remote Grid) Updates to grid topology to minimize risk of ignition in HFTDs Remote GridWLDFREquipment / facility failureAggregated | WLDFR | HFTD - Distribution - Tier 2 - 5QU CoRE ¦ 1QU LoRE | Red Flag Warning - Small Fires | Equipment / facility failure | Aggregated | 2057 | 0.00031442 | 752.6401 | 0.23665 | 2057 | Mitigation | 0.95 | 45 | 0 | esc | 0.00097009 | 3.0502e-07 | 0.00097009 | 3.0502e-07
[120 empty] | 7.3.3.17.5 (Remote Grid) Updates to grid topology to minimize risk of ignition in HFTDs Remote GridWLDFREquipment / facility failureAggregated | WLDFR | HFTD - Distribution - Tier 2 - 5QU CoRE ¦ 1QU LoRE | Red Flag Warning - Small Fires | Equipment / facility failure | Aggregated | 2058 | 0.00031442 | 752.6401 | 0.23665 | 2058 | Mitigation | 0.95 | 45 | 0 | esc | 0.00097009 | 3.0502e-07 | 0.00097009 | 3.0502e-07
[120 empty] | 7.3.3.17.5 (Remote Grid) Updates to grid topology to minimize risk of ignition in HFTDs Remote GridWLDFREquipment / facility failureAggregated | WLDFR | HFTD - Distribution - Tier 2 - 5QU CoRE ¦ 1QU LoRE | Red Flag Warning - Small Fires | Equipment / facility failure | Aggregated | 2059 | 0.00031442 | 752.6401 | 0.23665 | 2059 | Mitigation | 0.95 | 45 | 0 | esc | 0.00097009 | 3.0502e-07 | 0.00097009 | 3.0502e-07
[120 empty] | 7.3.3.17.5 (Remote Grid) Updates to grid topology to minimize risk of ignition in HFTDs Remote GridWLDFREquipment / facility failureAggregated | WLDFR | HFTD - Distribution - Tier 2 - 5QU CoRE ¦ 1QU LoRE | Red Flag Warning - Small Fires | Equipment / facility failure | Aggregated | 2060 | 0.00031442 | 752.6401 | 0.23665 | 2060 | Mitigation | 0.95 | 45 | 0 | esc | 0.00097009 | 3.0502e-07 | 0.00097009 | 3.0502e-07
[120 empty] | 7.3.3.17.5 (Remote Grid) Updates to grid topology to minimize risk of ignition in HFTDs Remote GridWLDFREquipment / facility failureAggregated | WLDFR | HFTD - Distribution - Tier 2 - 5QU CoRE ¦ 1QU LoRE | Red Flag Warning - Small Fires | Equipment / facility failure | Aggregated | 2061 | 0.00031442 | 752.6401 | 0.23665 | 2061 | Mitigation | 0.95 | 45 | 0 | esc | 0.00097009 | 3.0502e-07 | 0.00097009 | 3.0502e-07
[120 empty] | 7.3.3.17.5 (Remote Grid) Updates to grid topology to minimize risk of ignition in HFTDs Remote GridWLDFREquipment / facility failureAggregated | WLDFR | HFTD - Distribution - Tier 2 - 5QU CoRE ¦ 1QU LoRE | Red Flag Warning - Small Fires | Equipment / facility failure | Aggregated | 2062 | 0.00031442 | 752.6401 | 0.23665 | 2062 | Mitigation | 0.95 | 45 | 0 | esc | 0.00097009 | 3.0502e-07 | 0.00097009 | 3.0502e-07
[120 empty] | 7.3.3.17.5 (Remote Grid) Updates to grid topology to minimize risk of ignition in HFTDs Remote GridWLDFREquipment / facility failureAggregated | WLDFR | HFTD - Distribution - Tier 2 - 5QU CoRE ¦ 1QU LoRE | Red Flag Warning - Small Fires | Equipment / facility failure | Aggregated | 2063 | 0.00031442 | 752.6401 | 0.23665 | 2063 | Mitigation | 0.95 | 45 | 0 | esc | 0.00097009 | 3.0502e-07 | 0.00097009 | 3.0502e-07
[120 empty] | 7.3.3.17.5 (Remote Grid) Updates to grid topology to minimize risk of ignition in HFTDs Remote GridWLDFREquipment / facility failureAggregated | WLDFR | HFTD - Distribution - Tier 2 - 5QU CoRE ¦ 1QU LoRE | Red Flag Warning - Small Fires | Equipment / facility failure | Aggregated | 2064 | 0.00031442 | 752.6401 | 0.23665 | 2064 | Mitigation | 0.95 | 45 | 0 | esc | 0.00097009 | 3.0502e-07 | 0.00097009 | 3.0502e-07
[120 empty] | 7.3.3.17.5 (Remote Grid) Updates to grid topology to minimize risk of ignition in HFTDs Remote GridWLDFREquipment / facility failureAggregated | WLDFR | HFTD - Distribution - Tier 2 - 5QU CoRE ¦ 1QU LoRE | Red Flag Warning - Small Fires | Equipment / facility failure | Aggregated | 2065 | 0.00031442 | 752.6401 | 0.23665 | 2065 | Mitigation | 0.95 | 45 | 0 | esc | 0.00097009 | 3.0502e-07 | 0.00097009 | 3.0502e-07
[120 empty] | 7.3.3.17.5 (Remote Grid) Updates to grid topology to minimize risk of ignition in HFTDs Remote GridWLDFREquipment / facility failureAggregated | WLDFR | HFTD - Distribution - Tier 2 - 5QU CoRE ¦ 1QU LoRE | Red Flag Warning - Small Fires | Equipment / facility failure | Aggregated | 2066 | 0.00031442 | 752.6401 | 0.23665 | 2066 | Mitigation | 0.95 | 45 | 0 | esc | 0.00097009 | 3.0502e-07 | 0.00097009 | 3.0502e-07
[120 empty] | 7.3.3.17.5 (Remote Grid) Updates to grid topology to minimize risk of ignition in HFTDs Remote GridWLDFREquipment / facility failureAggregated | WLDFR | HFTD - Distribution - Tier 2 - 5QU CoRE ¦ 1QU LoRE | Red Flag Warning - Small Fires | Equipment / facility failure | Aggregated | 2067 | 0.00031442 | 752.6401 | 0.23665 | 2067 | Mitigation | 0.95 | 45 | 0 | esc | 0 | 0 | 0.00097009 | 3.0502e-07
[120 empty] | 7.3.3.17.5 (Remote Grid) Updates to grid topology to minimize risk of ignition in HFTDs Remote GridWLDFRVegetation ContactAggregated | WLDFR | HFTD - Distribution - Tier 2 - 5QU CoRE ¦ 1QU LoRE | Red Flag Warning - Small Fires | Vegetation Contact | Aggregated | 2022 | 0.00063979 | 752.6401 | 0.48154 | 2022 | Mitigation | 0.95 | 45 | 0 | esc | 0.00097009 | 6.2066e-07 | 0 | 0
[120 empty] | 7.3.3.17.5 (Remote Grid) Updates to grid topology to minimize risk of ignition in HFTDs Remote GridWLDFRVegetation ContactAggregated | WLDFR | HFTD - Distribution - Tier 2 - 5QU CoRE ¦ 1QU LoRE | Red Flag Warning - Small Fires | Vegetation Contact | Aggregated | 2023 | 0.00063979 | 752.6401 | 0.48154 | 2023 | Mitigation | 0.95 | 45 | 0 | esc | 0.00097009 | 6.2066e-07 | 0.00097009 | 6.2066e-07
[120 empty] | 7.3.3.17.5 (Remote Grid) Updates to grid topology to minimize risk of ignition in HFTDs Remote GridWLDFRVegetation ContactAggregated | WLDFR | HFTD - Distribution - Tier 2 - 5QU CoRE ¦ 1QU LoRE | Red Flag Warning - Small Fires | Vegetation Contact | Aggregated | 2024 | 0.00063979 | 752.6401 | 0.48154 | 2024 | Mitigation | 0.95 | 45 | 0 | esc | 0.00097009 | 6.2066e-07 | 0.00097009 | 6.2066e-07
[120 empty] | 7.3.3.17.5 (Remote Grid) Updates to grid topology to minimize risk of ignition in HFTDs Remote GridWLDFRVegetation ContactAggregated | WLDFR | HFTD - Distribution - Tier 2 - 5QU CoRE ¦ 1QU LoRE | Red Flag Warning - Small Fires | Vegetation Contact | Aggregated | 2025 | 0.00063979 | 752.6401 | 0.48154 | 2025 | Mitigation | 0.95 | 45 | 0 | esc | 0.00097009 | 6.2066e-07 | 0.00097009 | 6.2066e-07
[120 empty] | 7.3.3.17.5 (Remote Grid) Updates to grid topology to minimize risk of ignition in HFTDs Remote GridWLDFRVegetation ContactAggregated | WLDFR | HFTD - Distribution - Tier 2 - 5QU CoRE ¦ 1QU LoRE | Red Flag Warning - Small Fires | Vegetation Contact | Aggregated | 2026 | 0.00063979 | 752.6401 | 0.48154 | 2026 | Mitigation | 0.95 | 45 | 0 | esc | 0.00097009 | 6.2066e-07 | 0.00097009 | 6.2066e-07
[120 empty] | 7.3.3.17.5 (Remote Grid) Updates to grid topology to minimize risk of ignition in HFTDs Remote GridWLDFRVegetation ContactAggregated | WLDFR | HFTD - Distribution - Tier 2 - 5QU CoRE ¦ 1QU LoRE | Red Flag Warning - Small Fires | Vegetation Contact | Aggregated | 2027 | 0.00063979 | 752.6401 | 0.48154 | 2027 | Mitigation | 0.95 | 45 | 0 | esc | 0.00097009 | 6.2066e-07 | 0.00097009 | 6.2066e-07
[120 empty] | 7.3.3.17.5 (Remote Grid) Updates to grid topology to minimize risk of ignition in HFTDs Remote GridWLDFRVegetation ContactAggregated | WLDFR | HFTD - Distribution - Tier 2 - 5QU CoRE ¦ 1QU LoRE | Red Flag Warning - Small Fires | Vegetation Contact | Aggregated | 2028 | 0.00063979 | 752.6401 | 0.48154 | 2028 | Mitigation | 0.95 | 45 | 0 | esc | 0.00097009 | 6.2066e-07 | 0.00097009 | 6.2066e-07
[120 empty] | 7.3.3.17.5 (Remote Grid) Updates to grid topology to minimize risk of ignition in HFTDs Remote GridWLDFRVegetation ContactAggregated | WLDFR | HFTD - Distribution - Tier 2 - 5QU CoRE ¦ 1QU LoRE | Red Flag Warning - Small Fires | Vegetation Contact | Aggregated | 2029 | 0.00063979 | 752.6401 | 0.48154 | 2029 | Mitigation | 0.95 | 45 | 0 | esc | 0.00097009 | 6.2066e-07 | 0.00097009 | 6.2066e-07
[120 empty] | 7.3.3.17.5 (Remote Grid) Updates to grid topology to minimize risk of ignition in HFTDs Remote GridWLDFRVegetation ContactAggregated | WLDFR | HFTD - Distribution - Tier 2 - 5QU CoRE ¦ 1QU LoRE | Red Flag Warning - Small Fires | Vegetation Contact | Aggregated | 2030 | 0.00063979 | 752.6401 | 0.48154 | 2030 | Mitigation | 0.95 | 45 | 0 | esc | 0.00097009 | 6.2066e-07 | 0.00097009 | 6.2066e-07
[120 empty] | 7.3.3.17.5 (Remote Grid) Updates to grid topology to minimize risk of ignition in HFTDs Remote GridWLDFRVegetation ContactAggregated | WLDFR | HFTD - Distribution - Tier 2 - 5QU CoRE ¦ 1QU LoRE | Red Flag Warning - Small Fires | Vegetation Contact | Aggregated | 2031 | 0.00063979 | 752.6401 | 0.48154 | 2031 | Mitigation | 0.95 | 45 | 0 | esc | 0.00097009 | 6.2066e-07 | 0.00097009 | 6.2066e-07
[120 empty] | 7.3.3.17.5 (Remote Grid) Updates to grid topology to minimize risk of ignition in HFTDs Remote GridWLDFRVegetation ContactAggregated | WLDFR | HFTD - Distribution - Tier 2 - 5QU CoRE ¦ 1QU LoRE | Red Flag Warning - Small Fires | Vegetation Contact | Aggregated | 2032 | 0.00063979 | 752.6401 | 0.48154 | 2032 | Mitigation | 0.95 | 45 | 0 | esc | 0.00097009 | 6.2066e-07 | 0.00097009 | 6.2066e-07
[120 empty] | 7.3.3.17.5 (Remote Grid) Updates to grid topology to minimize risk of ignition in HFTDs Remote GridWLDFRVegetation ContactAggregated | WLDFR | HFTD - Distribution - Tier 2 - 5QU CoRE ¦ 1QU LoRE | Red Flag Warning - Small Fires | Vegetation Contact | Aggregated | 2033 | 0.00063979 | 752.6401 | 0.48154 | 2033 | Mitigation | 0.95 | 45 | 0 | esc | 0.00097009 | 6.2066e-07 | 0.00097009 | 6.2066e-07
[120 empty] | 7.3.3.17.5 (Remote Grid) Updates to grid topology to minimize risk of ignition in HFTDs Remote GridWLDFRVegetation ContactAggregated | WLDFR | HFTD - Distribution - Tier 2 - 5QU CoRE ¦ 1QU LoRE | Red Flag Warning - Small Fires | Vegetation Contact | Aggregated | 2034 | 0.00063979 | 752.6401 | 0.48154 | 2034 | Mitigation | 0.95 | 45 | 0 | esc | 0.00097009 | 6.2066e-07 | 0.00097009 | 6.2066e-07
[120 empty] | 7.3.3.17.5 (Remote Grid) Updates to grid topology to minimize risk of ignition in HFTDs Remote GridWLDFRVegetation ContactAggregated | WLDFR | HFTD - Distribution - Tier 2 - 5QU CoRE ¦ 1QU LoRE | Red Flag Warning - Small Fires | Vegetation Contact | Aggregated | 2035 | 0.00063979 | 752.6401 | 0.48154 | 2035 | Mitigation | 0.95 | 45 | 0 | esc | 0.00097009 | 6.2066e-07 | 0.00097009 | 6.2066e-07
[120 empty] | 7.3.3.17.5 (Remote Grid) Updates to grid topology to minimize risk of ignition in HFTDs Remote GridWLDFRVegetation ContactAggregated | WLDFR | HFTD - Distribution - Tier 2 - 5QU CoRE ¦ 1QU LoRE | Red Flag Warning - Small Fires | Vegetation Contact | Aggregated | 2036 | 0.00063979 | 752.6401 | 0.48154 | 2036 | Mitigation | 0.95 | 45 | 0 | esc | 0.00097009 | 6.2066e-07 | 0.00097009 | 6.2066e-07
[120 empty] | 7.3.3.17.5 (Remote Grid) Updates to grid topology to minimize risk of ignition in HFTDs Remote GridWLDFRVegetation ContactAggregated | WLDFR | HFTD - Distribution - Tier 2 - 5QU CoRE ¦ 1QU LoRE | Red Flag Warning - Small Fires | Vegetation Contact | Aggregated | 2037 | 0.00063979 | 752.6401 | 0.48154 | 2037 | Mitigation | 0.95 | 45 | 0 | esc | 0.00097009 | 6.2066e-07 | 0.00097009 | 6.2066e-07
[120 empty] | 7.3.3.17.5 (Remote Grid) Updates to grid topology to minimize risk of ignition in HFTDs Remote GridWLDFRVegetation ContactAggregated | WLDFR | HFTD - Distribution - Tier 2 - 5QU CoRE ¦ 1QU LoRE | Red Flag Warning - Small Fires | Vegetation Contact | Aggregated | 2038 | 0.00063979 | 752.6401 | 0.48154 | 2038 | Mitigation | 0.95 | 45 | 0 | esc | 0.00097009 | 6.2066e-07 | 0.00097009 | 6.2066e-07
[120 empty] | 7.3.3.17.5 (Remote Grid) Updates to grid topology to minimize risk of ignition in HFTDs Remote GridWLDFRVegetation ContactAggregated | WLDFR | HFTD - Distribution - Tier 2 - 5QU CoRE ¦ 1QU LoRE | Red Flag Warning - Small Fires | Vegetation Contact | Aggregated | 2039 | 0.00063979 | 752.6401 | 0.48154 | 2039 | Mitigation | 0.95 | 45 | 0 | esc | 0.00097009 | 6.2066e-07 | 0.00097009 | 6.2066e-07
[120 empty] | 7.3.3.17.5 (Remote Grid) Updates to grid topology to minimize risk of ignition in HFTDs Remote GridWLDFRVegetation ContactAggregated | WLDFR | HFTD - Distribution - Tier 2 - 5QU CoRE ¦ 1QU LoRE | Red Flag Warning - Small Fires | Vegetation Contact | Aggregated | 2040 | 0.00063979 | 752.6401 | 0.48154 | 2040 | Mitigation | 0.95 | 45 | 0 | esc | 0.00097009 | 6.2066e-07 | 0.00097009 | 6.2066e-07
[120 empty] | 7.3.3.17.5 (Remote Grid) Updates to grid topology to minimize risk of ignition in HFTDs Remote GridWLDFRVegetation ContactAggregated | WLDFR | HFTD - Distribution - Tier 2 - 5QU CoRE ¦ 1QU LoRE | Red Flag Warning - Small Fires | Vegetation Contact | Aggregated | 2041 | 0.00063979 | 752.6401 | 0.48154 | 2041 | Mitigation | 0.95 | 45 | 0 | esc | 0.00097009 | 6.2066e-07 | 0.00097009 | 6.2066e-07
[120 empty] | 7.3.3.17.5 (Remote Grid) Updates to grid topology to minimize risk of ignition in HFTDs Remote GridWLDFRVegetation ContactAggregated | WLDFR | HFTD - Distribution - Tier 2 - 5QU CoRE ¦ 1QU LoRE | Red Flag Warning - Small Fires | Vegetation Contact | Aggregated | 2042 | 0.00063979 | 752.6401 | 0.48154 | 2042 | Mitigation | 0.95 | 45 | 0 | esc | 0.00097009 | 6.2066e-07 | 0.00097009 | 6.2066e-07
[120 empty] | 7.3.3.17.5 (Remote Grid) Updates to grid topology to minimize risk of ignition in HFTDs Remote GridWLDFRVegetation ContactAggregated | WLDFR | HFTD - Distribution - Tier 2 - 5QU CoRE ¦ 1QU LoRE | Red Flag Warning - Small Fires | Vegetation Contact | Aggregated | 2043 | 0.00063979 | 752.6401 | 0.48154 | 2043 | Mitigation | 0.95 | 45 | 0 | esc | 0.00097009 | 6.2066e-07 | 0.00097009 | 6.2066e-07
[120 empty] | 7.3.3.17.5 (Remote Grid) Updates to grid topology to minimize risk of ignition in HFTDs Remote GridWLDFRVegetation ContactAggregated | WLDFR | HFTD - Distribution - Tier 2 - 5QU CoRE ¦ 1QU LoRE | Red Flag Warning - Small Fires | Vegetation Contact | Aggregated | 2044 | 0.00063979 | 752.6401 | 0.48154 | 2044 | Mitigation | 0.95 | 45 | 0 | esc | 0.00097009 | 6.2066e-07 | 0.00097009 | 6.2066e-07
[120 empty] | 7.3.3.17.5 (Remote Grid) Updates to grid topology to minimize risk of ignition in HFTDs Remote GridWLDFRVegetation ContactAggregated | WLDFR | HFTD - Distribution - Tier 2 - 5QU CoRE ¦ 1QU LoRE | Red Flag Warning - Small Fires | Vegetation Contact | Aggregated | 2045 | 0.00063979 | 752.6401 | 0.48154 | 2045 | Mitigation | 0.95 | 45 | 0 | esc | 0.00097009 | 6.2066e-07 | 0.00097009 | 6.2066e-07
[120 empty] | 7.3.3.17.5 (Remote Grid) Updates to grid topology to minimize risk of ignition in HFTDs Remote GridWLDFRVegetation ContactAggregated | WLDFR | HFTD - Distribution - Tier 2 - 5QU CoRE ¦ 1QU LoRE | Red Flag Warning - Small Fires | Vegetation Contact | Aggregated | 2046 | 0.00063979 | 752.6401 | 0.48154 | 2046 | Mitigation | 0.95 | 45 | 0 | esc | 0.00097009 | 6.2066e-07 | 0.00097009 | 6.2066e-07
[120 empty] | 7.3.3.17.5 (Remote Grid) Updates to grid topology to minimize risk of ignition in HFTDs Remote GridWLDFRVegetation ContactAggregated | WLDFR | HFTD - Distribution - Tier 2 - 5QU CoRE ¦ 1QU LoRE | Red Flag Warning - Small Fires | Vegetation Contact | Aggregated | 2047 | 0.00063979 | 752.6401 | 0.48154 | 2047 | Mitigation | 0.95 | 45 | 0 | esc | 0.00097009 | 6.2066e-07 | 0.00097009 | 6.2066e-07
[120 empty] | 7.3.3.17.5 (Remote Grid) Updates to grid topology to minimize risk of ignition in HFTDs Remote GridWLDFRVegetation ContactAggregated | WLDFR | HFTD - Distribution - Tier 2 - 5QU CoRE ¦ 1QU LoRE | Red Flag Warning - Small Fires | Vegetation Contact | Aggregated | 2048 | 0.00063979 | 752.6401 | 0.48154 | 2048 | Mitigation | 0.95 | 45 | 0 | esc | 0.00097009 | 6.2066e-07 | 0.00097009 | 6.2066e-07
[120 empty] | 7.3.3.17.5 (Remote Grid) Updates to grid topology to minimize risk of ignition in HFTDs Remote GridWLDFRVegetation ContactAggregated | WLDFR | HFTD - Distribution - Tier 2 - 5QU CoRE ¦ 1QU LoRE | Red Flag Warning - Small Fires | Vegetation Contact | Aggregated | 2049 | 0.00063979 | 752.6401 | 0.48154 | 2049 | Mitigation | 0.95 | 45 | 0 | esc | 0.00097009 | 6.2066e-07 | 0.00097009 | 6.2066e-07
[120 empty] | 7.3.3.17.5 (Remote Grid) Updates to grid topology to minimize risk of ignition in HFTDs Remote GridWLDFRVegetation ContactAggregated | WLDFR | HFTD - Distribution - Tier 2 - 5QU CoRE ¦ 1QU LoRE | Red Flag Warning - Small Fires | Vegetation Contact | Aggregated | 2050 | 0.00063979 | 752.6401 | 0.48154 | 2050 | Mitigation | 0.95 | 45 | 0 | esc | 0.00097009 | 6.2066e-07 | 0.00097009 | 6.2066e-07
[120 empty] | 7.3.3.17.5 (Remote Grid) Updates to grid topology to minimize risk of ignition in HFTDs Remote GridWLDFRVegetation ContactAggregated | WLDFR | HFTD - Distribution - Tier 2 - 5QU CoRE ¦ 1QU LoRE | Red Flag Warning - Small Fires | Vegetation Contact | Aggregated | 2051 | 0.00063979 | 752.6401 | 0.48154 | 2051 | Mitigation | 0.95 | 45 | 0 | esc | 0.00097009 | 6.2066e-07 | 0.00097009 | 6.2066e-07
[120 empty] | 7.3.3.17.5 (Remote Grid) Updates to grid topology to minimize risk of ignition in HFTDs Remote GridWLDFRVegetation ContactAggregated | WLDFR | HFTD - Distribution - Tier 2 - 5QU CoRE ¦ 1QU LoRE | Red Flag Warning - Small Fires | Vegetation Contact | Aggregated | 2052 | 0.00063979 | 752.6401 | 0.48154 | 2052 | Mitigation | 0.95 | 45 | 0 | esc | 0.00097009 | 6.2066e-07 | 0.00097009 | 6.2066e-07
[120 empty] | 7.3.3.17.5 (Remote Grid) Updates to grid topology to minimize risk of ignition in HFTDs Remote GridWLDFRVegetation ContactAggregated | WLDFR | HFTD - Distribution - Tier 2 - 5QU CoRE ¦ 1QU LoRE | Red Flag Warning - Small Fires | Vegetation Contact | Aggregated | 2053 | 0.00063979 | 752.6401 | 0.48154 | 2053 | Mitigation | 0.95 | 45 | 0 | esc | 0.00097009 | 6.2066e-07 | 0.00097009 | 6.2066e-07
[120 empty] | 7.3.3.17.5 (Remote Grid) Updates to grid topology to minimize risk of ignition in HFTDs Remote GridWLDFRVegetation ContactAggregated | WLDFR | HFTD - Distribution - Tier 2 - 5QU CoRE ¦ 1QU LoRE | Red Flag Warning - Small Fires | Vegetation Contact | Aggregated | 2054 | 0.00063979 | 752.6401 | 0.48154 | 2054 | Mitigation | 0.95 | 45 | 0 | esc | 0.00097009 | 6.2066e-07 | 0.00097009 | 6.2066e-07
[120 empty] | 7.3.3.17.5 (Remote Grid) Updates to grid topology to minimize risk of ignition in HFTDs Remote GridWLDFRVegetation ContactAggregated | WLDFR | HFTD - Distribution - Tier 2 - 5QU CoRE ¦ 1QU LoRE | Red Flag Warning - Small Fires | Vegetation Contact | Aggregated | 2055 | 0.00063979 | 752.6401 | 0.48154 | 2055 | Mitigation | 0.95 | 45 | 0 | esc | 0.00097009 | 6.2066e-07 | 0.00097009 | 6.2066e-07
[120 empty] | 7.3.3.17.5 (Remote Grid) Updates to grid topology to minimize risk of ignition in HFTDs Remote GridWLDFRVegetation ContactAggregated | WLDFR | HFTD - Distribution - Tier 2 - 5QU CoRE ¦ 1QU LoRE | Red Flag Warning - Small Fires | Vegetation Contact | Aggregated | 2056 | 0.00063979 | 752.6401 | 0.48154 | 2056 | Mitigation | 0.95 | 45 | 0 | esc | 0.00097009 | 6.2066e-07 | 0.00097009 | 6.2066e-07
[120 empty] | 7.3.3.17.5 (Remote Grid) Updates to grid topology to minimize risk of ignition in HFTDs Remote GridWLDFRVegetation ContactAggregated | WLDFR | HFTD - Distribution - Tier 2 - 5QU CoRE ¦ 1QU LoRE | Red Flag Warning - Small Fires | Vegetation Contact | Aggregated | 2057 | 0.00063979 | 752.6401 | 0.48154 | 2057 | Mitigation | 0.95 | 45 | 0 | esc | 0.00097009 | 6.2066e-07 | 0.00097009 | 6.2066e-07
[120 empty] | 7.3.3.17.5 (Remote Grid) Updates to grid topology to minimize risk of ignition in HFTDs Remote GridWLDFRVegetation ContactAggregated | WLDFR | HFTD - Distribution - Tier 2 - 5QU CoRE ¦ 1QU LoRE | Red Flag Warning - Small Fires | Vegetation Contact | Aggregated | 2058 | 0.00063979 | 752.6401 | 0.48154 | 2058 | Mitigation | 0.95 | 45 | 0 | esc | 0.00097009 | 6.2066e-07 | 0.00097009 | 6.2066e-07
[120 empty] | 7.3.3.17.5 (Remote Grid) Updates to grid topology to minimize risk of ignition in HFTDs Remote GridWLDFRVegetation ContactAggregated | WLDFR | HFTD - Distribution - Tier 2 - 5QU CoRE ¦ 1QU LoRE | Red Flag Warning - Small Fires | Vegetation Contact | Aggregated | 2059 | 0.00063979 | 752.6401 | 0.48154 | 2059 | Mitigation | 0.95 | 45 | 0 | esc | 0.00097009 | 6.2066e-07 | 0.00097009 | 6.2066e-07
[120 empty] | 7.3.3.17.5 (Remote Grid) Updates to grid topology to minimize risk of ignition in HFTDs Remote GridWLDFRVegetation ContactAggregated | WLDFR | HFTD - Distribution - Tier 2 - 5QU CoRE ¦ 1QU LoRE | Red Flag Warning - Small Fires | Vegetation Contact | Aggregated | 2060 | 0.00063979 | 752.6401 | 0.48154 | 2060 | Mitigation | 0.95 | 45 | 0 | esc | 0.00097009 | 6.2066e-07 | 0.00097009 | 6.2066e-07
[120 empty] | 7.3.3.17.5 (Remote Grid) Updates to grid topology to minimize risk of ignition in HFTDs Remote GridWLDFRVegetation ContactAggregated | WLDFR | HFTD - Distribution - Tier 2 - 5QU CoRE ¦ 1QU LoRE | Red Flag Warning - Small Fires | Vegetation Contact | Aggregated | 2061 | 0.00063979 | 752.6401 | 0.48154 | 2061 | Mitigation | 0.95 | 45 | 0 | esc | 0.00097009 | 6.2066e-07 | 0.00097009 | 6.2066e-07
[120 empty] | 7.3.3.17.5 (Remote Grid) Updates to grid topology to minimize risk of ignition in HFTDs Remote GridWLDFRVegetation ContactAggregated | WLDFR | HFTD - Distribution - Tier 2 - 5QU CoRE ¦ 1QU LoRE | Red Flag Warning - Small Fires | Vegetation Contact | Aggregated | 2062 | 0.00063979 | 752.6401 | 0.48154 | 2062 | Mitigation | 0.95 | 45 | 0 | esc | 0.00097009 | 6.2066e-07 | 0.00097009 | 6.2066e-07
[120 empty] | 7.3.3.17.5 (Remote Grid) Updates to grid topology to minimize risk of ignition in HFTDs Remote GridWLDFRVegetation ContactAggregated | WLDFR | HFTD - Distribution - Tier 2 - 5QU CoRE ¦ 1QU LoRE | Red Flag Warning - Small Fires | Vegetation Contact | Aggregated | 2063 | 0.00063979 | 752.6401 | 0.48154 | 2063 | Mitigation | 0.95 | 45 | 0 | esc | 0.00097009 | 6.2066e-07 | 0.00097009 | 6.2066e-07
[120 empty] | 7.3.3.17.5 (Remote Grid) Updates to grid topology to minimize risk of ignition in HFTDs Remote GridWLDFRVegetation ContactAggregated | WLDFR | HFTD - Distribution - Tier 2 - 5QU CoRE ¦ 1QU LoRE | Red Flag Warning - Small Fires | Vegetation Contact | Aggregated | 2064 | 0.00063979 | 752.6401 | 0.48154 | 2064 | Mitigation | 0.95 | 45 | 0 | esc | 0.00097009 | 6.2066e-07 | 0.00097009 | 6.2066e-07
[120 empty] | 7.3.3.17.5 (Remote Grid) Updates to grid topology to minimize risk of ignition in HFTDs Remote GridWLDFRVegetation ContactAggregated | WLDFR | HFTD - Distribution - Tier 2 - 5QU CoRE ¦ 1QU LoRE | Red Flag Warning - Small Fires | Vegetation Contact | Aggregated | 2065 | 0.00063979 | 752.6401 | 0.48154 | 2065 | Mitigation | 0.95 | 45 | 0 | esc | 0.00097009 | 6.2066e-07 | 0.00097009 | 6.2066e-07
[120 empty] | 7.3.3.17.5 (Remote Grid) Updates to grid topology to minimize risk of ignition in HFTDs Remote GridWLDFRVegetation ContactAggregated | WLDFR | HFTD - Distribution - Tier 2 - 5QU CoRE ¦ 1QU LoRE | Red Flag Warning - Small Fires | Vegetation Contact | Aggregated | 2066 | 0.00063979 | 752.6401 | 0.48154 | 2066 | Mitigation | 0.95 | 45 | 0 | esc | 0.00097009 | 6.2066e-07 | 0.00097009 | 6.2066e-07
[120 empty] | 7.3.3.17.5 (Remote Grid) Updates to grid topology to minimize risk of ignition in HFTDs Remote GridWLDFRVegetation ContactAggregated | WLDFR | HFTD - Distribution - Tier 2 - 5QU CoRE ¦ 1QU LoRE | Red Flag Warning - Small Fires | Vegetation Contact | Aggregated | 2067 | 0.00063979 | 752.6401 | 0.48154 | 2067 | Mitigation | 0.95 | 45 | 0 | esc | 0 | 0 | 0.00097009 | 6.2066e-07
[120 empty] | 7.3.3.17.5 (Remote Grid) Updates to grid topology to minimize risk of ignition in HFTDs Remote GridWLDFRWire-to-wire contactAggregated | WLDFR | HFTD - Distribution - Tier 2 - 5QU CoRE ¦ 1QU LoRE | Red Flag Warning - Small Fires | Wire-to-wire contact | Aggregated | 2022 | 2.7893e-05 | 752.6401 | 0.020993 | 2022 | Mitigation | 0.95 | 45 | 0 | esc | 0.00097009 | 2.7058e-08 | 0 | 0
[120 empty] | 7.3.3.17.5 (Remote Grid) Updates to grid topology to minimize risk of ignition in HFTDs Remote GridWLDFRWire-to-wire contactAggregated | WLDFR | HFTD - Distribution - Tier 2 - 5QU CoRE ¦ 1QU LoRE | Red Flag Warning - Small Fires | Wire-to-wire contact | Aggregated | 2023 | 2.7893e-05 | 752.6401 | 0.020993 | 2023 | Mitigation | 0.95 | 45 | 0 | esc | 0.00097009 | 2.7058e-08 | 0.00097009 | 2.7058e-08
[120 empty] | 7.3.3.17.5 (Remote Grid) Updates to grid topology to minimize risk of ignition in HFTDs Remote GridWLDFRWire-to-wire contactAggregated | WLDFR | HFTD - Distribution - Tier 2 - 5QU CoRE ¦ 1QU LoRE | Red Flag Warning - Small Fires | Wire-to-wire contact | Aggregated | 2024 | 2.7893e-05 | 752.6401 | 0.020993 | 2024 | Mitigation | 0.95 | 45 | 0 | esc | 0.00097009 | 2.7058e-08 | 0.00097009 | 2.7058e-08
[120 empty] | 7.3.3.17.5 (Remote Grid) Updates to grid topology to minimize risk of ignition in HFTDs Remote GridWLDFRWire-to-wire contactAggregated | WLDFR | HFTD - Distribution - Tier 2 - 5QU CoRE ¦ 1QU LoRE | Red Flag Warning - Small Fires | Wire-to-wire contact | Aggregated | 2025 | 2.7893e-05 | 752.6401 | 0.020993 | 2025 | Mitigation | 0.95 | 45 | 0 | esc | 0.00097009 | 2.7058e-08 | 0.00097009 | 2.7058e-08
[120 empty] | 7.3.3.17.5 (Remote Grid) Updates to grid topology to minimize risk of ignition in HFTDs Remote GridWLDFRWire-to-wire contactAggregated | WLDFR | HFTD - Distribution - Tier 2 - 5QU CoRE ¦ 1QU LoRE | Red Flag Warning - Small Fires | Wire-to-wire contact | Aggregated | 2026 | 2.7893e-05 | 752.6401 | 0.020993 | 2026 | Mitigation | 0.95 | 45 | 0 | esc | 0.00097009 | 2.7058e-08 | 0.00097009 | 2.7058e-08
[120 empty] | 7.3.3.17.5 (Remote Grid) Updates to grid topology to minimize risk of ignition in HFTDs Remote GridWLDFRWire-to-wire contactAggregated | WLDFR | HFTD - Distribution - Tier 2 - 5QU CoRE ¦ 1QU LoRE | Red Flag Warning - Small Fires | Wire-to-wire contact | Aggregated | 2027 | 2.7893e-05 | 752.6401 | 0.020993 | 2027 | Mitigation | 0.95 | 45 | 0 | esc | 0.00097009 | 2.7058e-08 | 0.00097009 | 2.7058e-08
[120 empty] | 7.3.3.17.5 (Remote Grid) Updates to grid topology to minimize risk of ignition in HFTDs Remote GridWLDFRWire-to-wire contactAggregated | WLDFR | HFTD - Distribution - Tier 2 - 5QU CoRE ¦ 1QU LoRE | Red Flag Warning - Small Fires | Wire-to-wire contact | Aggregated | 2028 | 2.7893e-05 | 752.6401 | 0.020993 | 2028 | Mitigation | 0.95 | 45 | 0 | esc | 0.00097009 | 2.7058e-08 | 0.00097009 | 2.7058e-08
[120 empty] | 7.3.3.17.5 (Remote Grid) Updates to grid topology to minimize risk of ignition in HFTDs Remote GridWLDFRWire-to-wire contactAggregated | WLDFR | HFTD - Distribution - Tier 2 - 5QU CoRE ¦ 1QU LoRE | Red Flag Warning - Small Fires | Wire-to-wire contact | Aggregated | 2029 | 2.7893e-05 | 752.6401 | 0.020993 | 2029 | Mitigation | 0.95 | 45 | 0 | esc | 0.00097009 | 2.7058e-08 | 0.00097009 | 2.7058e-08
[120 empty] | 7.3.3.17.5 (Remote Grid) Updates to grid topology to minimize risk of ignition in HFTDs Remote GridWLDFRWire-to-wire contactAggregated | WLDFR | HFTD - Distribution - Tier 2 - 5QU CoRE ¦ 1QU LoRE | Red Flag Warning - Small Fires | Wire-to-wire contact | Aggregated | 2030 | 2.7893e-05 | 752.6401 | 0.020993 | 2030 | Mitigation | 0.95 | 45 | 0 | esc | 0.00097009 | 2.7058e-08 | 0.00097009 | 2.7058e-08
[120 empty] | 7.3.3.17.5 (Remote Grid) Updates to grid topology to minimize risk of ignition in HFTDs Remote GridWLDFRWire-to-wire contactAggregated | WLDFR | HFTD - Distribution - Tier 2 - 5QU CoRE ¦ 1QU LoRE | Red Flag Warning - Small Fires | Wire-to-wire contact | Aggregated | 2031 | 2.7893e-05 | 752.6401 | 0.020993 | 2031 | Mitigation | 0.95 | 45 | 0 | esc | 0.00097009 | 2.7058e-08 | 0.00097009 | 2.7058e-08
[120 empty] | 7.3.3.17.5 (Remote Grid) Updates to grid topology to minimize risk of ignition in HFTDs Remote GridWLDFRWire-to-wire contactAggregated | WLDFR | HFTD - Distribution - Tier 2 - 5QU CoRE ¦ 1QU LoRE | Red Flag Warning - Small Fires | Wire-to-wire contact | Aggregated | 2032 | 2.7893e-05 | 752.6401 | 0.020993 | 2032 | Mitigation | 0.95 | 45 | 0 | esc | 0.00097009 | 2.7058e-08 | 0.00097009 | 2.7058e-08
[120 empty] | 7.3.3.17.5 (Remote Grid) Updates to grid topology to minimize risk of ignition in HFTDs Remote GridWLDFRWire-to-wire contactAggregated | WLDFR | HFTD - Distribution - Tier 2 - 5QU CoRE ¦ 1QU LoRE | Red Flag Warning - Small Fires | Wire-to-wire contact | Aggregated | 2033 | 2.7893e-05 | 752.6401 | 0.020993 | 2033 | Mitigation | 0.95 | 45 | 0 | esc | 0.00097009 | 2.7058e-08 | 0.00097009 | 2.7058e-08
[120 empty] | 7.3.3.17.5 (Remote Grid) Updates to grid topology to minimize risk of ignition in HFTDs Remote GridWLDFRWire-to-wire contactAggregated | WLDFR | HFTD - Distribution - Tier 2 - 5QU CoRE ¦ 1QU LoRE | Red Flag Warning - Small Fires | Wire-to-wire contact | Aggregated | 2034 | 2.7893e-05 | 752.6401 | 0.020993 | 2034 | Mitigation | 0.95 | 45 | 0 | esc | 0.00097009 | 2.7058e-08 | 0.00097009 | 2.7058e-08
[120 empty] | 7.3.3.17.5 (Remote Grid) Updates to grid topology to minimize risk of ignition in HFTDs Remote GridWLDFRWire-to-wire contactAggregated | WLDFR | HFTD - Distribution - Tier 2 - 5QU CoRE ¦ 1QU LoRE | Red Flag Warning - Small Fires | Wire-to-wire contact | Aggregated | 2035 | 2.7893e-05 | 752.6401 | 0.020993 | 2035 | Mitigation | 0.95 | 45 | 0 | esc | 0.00097009 | 2.7058e-08 | 0.00097009 | 2.7058e-08
[120 empty] | 7.3.3.17.5 (Remote Grid) Updates to grid topology to minimize risk of ignition in HFTDs Remote GridWLDFRWire-to-wire contactAggregated | WLDFR | HFTD - Distribution - Tier 2 - 5QU CoRE ¦ 1QU LoRE | Red Flag Warning - Small Fires | Wire-to-wire contact | Aggregated | 2036 | 2.7893e-05 | 752.6401 | 0.020993 | 2036 | Mitigation | 0.95 | 45 | 0 | esc | 0.00097009 | 2.7058e-08 | 0.00097009 | 2.7058e-08
[120 empty] | 7.3.3.17.5 (Remote Grid) Updates to grid topology to minimize risk of ignition in HFTDs Remote GridWLDFRWire-to-wire contactAggregated | WLDFR | HFTD - Distribution - Tier 2 - 5QU CoRE ¦ 1QU LoRE | Red Flag Warning - Small Fires | Wire-to-wire contact | Aggregated | 2037 | 2.7893e-05 | 752.6401 | 0.020993 | 2037 | Mitigation | 0.95 | 45 | 0 | esc | 0.00097009 | 2.7058e-08 | 0.00097009 | 2.7058e-08
[120 empty] | 7.3.3.17.5 (Remote Grid) Updates to grid topology to minimize risk of ignition in HFTDs Remote GridWLDFRWire-to-wire contactAggregated | WLDFR | HFTD - Distribution - Tier 2 - 5QU CoRE ¦ 1QU LoRE | Red Flag Warning - Small Fires | Wire-to-wire contact | Aggregated | 2038 | 2.7893e-05 | 752.6401 | 0.020993 | 2038 | Mitigation | 0.95 | 45 | 0 | esc | 0.00097009 | 2.7058e-08 | 0.00097009 | 2.7058e-08
[120 empty] | 7.3.3.17.5 (Remote Grid) Updates to grid topology to minimize risk of ignition in HFTDs Remote GridWLDFRWire-to-wire contactAggregated | WLDFR | HFTD - Distribution - Tier 2 - 5QU CoRE ¦ 1QU LoRE | Red Flag Warning - Small Fires | Wire-to-wire contact | Aggregated | 2039 | 2.7893e-05 | 752.6401 | 0.020993 | 2039 | Mitigation | 0.95 | 45 | 0 | esc | 0.00097009 | 2.7058e-08 | 0.00097009 | 2.7058e-08
[120 empty] | 7.3.3.17.5 (Remote Grid) Updates to grid topology to minimize risk of ignition in HFTDs Remote GridWLDFRWire-to-wire contactAggregated | WLDFR | HFTD - Distribution - Tier 2 - 5QU CoRE ¦ 1QU LoRE | Red Flag Warning - Small Fires | Wire-to-wire contact | Aggregated | 2040 | 2.7893e-05 | 752.6401 | 0.020993 | 2040 | Mitigation | 0.95 | 45 | 0 | esc | 0.00097009 | 2.7058e-08 | 0.00097009 | 2.7058e-08
[120 empty] | 7.3.3.17.5 (Remote Grid) Updates to grid topology to minimize risk of ignition in HFTDs Remote GridWLDFRWire-to-wire contactAggregated | WLDFR | HFTD - Distribution - Tier 2 - 5QU CoRE ¦ 1QU LoRE | Red Flag Warning - Small Fires | Wire-to-wire contact | Aggregated | 2041 | 2.7893e-05 | 752.6401 | 0.020993 | 2041 | Mitigation | 0.95 | 45 | 0 | esc | 0.00097009 | 2.7058e-08 | 0.00097009 | 2.7058e-08
[120 empty] | 7.3.3.17.5 (Remote Grid) Updates to grid topology to minimize risk of ignition in HFTDs Remote GridWLDFRWire-to-wire contactAggregated | WLDFR | HFTD - Distribution - Tier 2 - 5QU CoRE ¦ 1QU LoRE | Red Flag Warning - Small Fires | Wire-to-wire contact | Aggregated | 2042 | 2.7893e-05 | 752.6401 | 0.020993 | 2042 | Mitigation | 0.95 | 45 | 0 | esc | 0.00097009 | 2.7058e-08 | 0.00097009 | 2.7058e-08
[120 empty] | 7.3.3.17.5 (Remote Grid) Updates to grid topology to minimize risk of ignition in HFTDs Remote GridWLDFRWire-to-wire contactAggregated | WLDFR | HFTD - Distribution - Tier 2 - 5QU CoRE ¦ 1QU LoRE | Red Flag Warning - Small Fires | Wire-to-wire contact | Aggregated | 2043 | 2.7893e-05 | 752.6401 | 0.020993 | 2043 | Mitigation | 0.95 | 45 | 0 | esc | 0.00097009 | 2.7058e-08 | 0.00097009 | 2.7058e-08
[120 empty] | 7.3.3.17.5 (Remote Grid) Updates to grid topology to minimize risk of ignition in HFTDs Remote GridWLDFRWire-to-wire contactAggregated | WLDFR | HFTD - Distribution - Tier 2 - 5QU CoRE ¦ 1QU LoRE | Red Flag Warning - Small Fires | Wire-to-wire contact | Aggregated | 2044 | 2.7893e-05 | 752.6401 | 0.020993 | 2044 | Mitigation | 0.95 | 45 | 0 | esc | 0.00097009 | 2.7058e-08 | 0.00097009 | 2.7058e-08
[120 empty] | 7.3.3.17.5 (Remote Grid) Updates to grid topology to minimize risk of ignition in HFTDs Remote GridWLDFRWire-to-wire contactAggregated | WLDFR | HFTD - Distribution - Tier 2 - 5QU CoRE ¦ 1QU LoRE | Red Flag Warning - Small Fires | Wire-to-wire contact | Aggregated | 2045 | 2.7893e-05 | 752.6401 | 0.020993 | 2045 | Mitigation | 0.95 | 45 | 0 | esc | 0.00097009 | 2.7058e-08 | 0.00097009 | 2.7058e-08
[120 empty] | 7.3.3.17.5 (Remote Grid) Updates to grid topology to minimize risk of ignition in HFTDs Remote GridWLDFRWire-to-wire contactAggregated | WLDFR | HFTD - Distribution - Tier 2 - 5QU CoRE ¦ 1QU LoRE | Red Flag Warning - Small Fires | Wire-to-wire contact | Aggregated | 2046 | 2.7893e-05 | 752.6401 | 0.020993 | 2046 | Mitigation | 0.95 | 45 | 0 | esc | 0.00097009 | 2.7058e-08 | 0.00097009 | 2.7058e-08
[120 empty] | 7.3.3.17.5 (Remote Grid) Updates to grid topology to minimize risk of ignition in HFTDs Remote GridWLDFRWire-to-wire contactAggregated | WLDFR | HFTD - Distribution - Tier 2 - 5QU CoRE ¦ 1QU LoRE | Red Flag Warning - Small Fires | Wire-to-wire contact | Aggregated | 2047 | 2.7893e-05 | 752.6401 | 0.020993 | 2047 | Mitigation | 0.95 | 45 | 0 | esc | 0.00097009 | 2.7058e-08 | 0.00097009 | 2.7058e-08
[120 empty] | 7.3.3.17.5 (Remote Grid) Updates to grid topology to minimize risk of ignition in HFTDs Remote GridWLDFRWire-to-wire contactAggregated | WLDFR | HFTD - Distribution - Tier 2 - 5QU CoRE ¦ 1QU LoRE | Red Flag Warning - Small Fires | Wire-to-wire contact | Aggregated | 2048 | 2.7893e-05 | 752.6401 | 0.020993 | 2048 | Mitigation | 0.95 | 45 | 0 | esc | 0.00097009 | 2.7058e-08 | 0.00097009 | 2.7058e-08
[120 empty] | 7.3.3.17.5 (Remote Grid) Updates to grid topology to minimize risk of ignition in HFTDs Remote GridWLDFRWire-to-wire contactAggregated | WLDFR | HFTD - Distribution - Tier 2 - 5QU CoRE ¦ 1QU LoRE | Red Flag Warning - Small Fires | Wire-to-wire contact | Aggregated | 2049 | 2.7893e-05 | 752.6401 | 0.020993 | 2049 | Mitigation | 0.95 | 45 | 0 | esc | 0.00097009 | 2.7058e-08 | 0.00097009 | 2.7058e-08
[120 empty] | 7.3.3.17.5 (Remote Grid) Updates to grid topology to minimize risk of ignition in HFTDs Remote GridWLDFRWire-to-wire contactAggregated | WLDFR | HFTD - Distribution - Tier 2 - 5QU CoRE ¦ 1QU LoRE | Red Flag Warning - Small Fires | Wire-to-wire contact | Aggregated | 2050 | 2.7893e-05 | 752.6401 | 0.020993 | 2050 | Mitigation | 0.95 | 45 | 0 | esc | 0.00097009 | 2.7058e-08 | 0.00097009 | 2.7058e-08
[120 empty] | 7.3.3.17.5 (Remote Grid) Updates to grid topology to minimize risk of ignition in HFTDs Remote GridWLDFRWire-to-wire contactAggregated | WLDFR | HFTD - Distribution - Tier 2 - 5QU CoRE ¦ 1QU LoRE | Red Flag Warning - Small Fires | Wire-to-wire contact | Aggregated | 2051 | 2.7893e-05 | 752.6401 | 0.020993 | 2051 | Mitigation | 0.95 | 45 | 0 | esc | 0.00097009 | 2.7058e-08 | 0.00097009 | 2.7058e-08
[120 empty] | 7.3.3.17.5 (Remote Grid) Updates to grid topology to minimize risk of ignition in HFTDs Remote GridWLDFRWire-to-wire contactAggregated | WLDFR | HFTD - Distribution - Tier 2 - 5QU CoRE ¦ 1QU LoRE | Red Flag Warning - Small Fires | Wire-to-wire contact | Aggregated | 2052 | 2.7893e-05 | 752.6401 | 0.020993 | 2052 | Mitigation | 0.95 | 45 | 0 | esc | 0.00097009 | 2.7058e-08 | 0.00097009 | 2.7058e-08
[120 empty] | 7.3.3.17.5 (Remote Grid) Updates to grid topology to minimize risk of ignition in HFTDs Remote GridWLDFRWire-to-wire contactAggregated | WLDFR | HFTD - Distribution - Tier 2 - 5QU CoRE ¦ 1QU LoRE | Red Flag Warning - Small Fires | Wire-to-wire contact | Aggregated | 2053 | 2.7893e-05 | 752.6401 | 0.020993 | 2053 | Mitigation | 0.95 | 45 | 0 | esc | 0.00097009 | 2.7058e-08 | 0.00097009 | 2.7058e-08
[120 empty] | 7.3.3.17.5 (Remote Grid) Updates to grid topology to minimize risk of ignition in HFTDs Remote GridWLDFRWire-to-wire contactAggregated | WLDFR | HFTD - Distribution - Tier 2 - 5QU CoRE ¦ 1QU LoRE | Red Flag Warning - Small Fires | Wire-to-wire contact | Aggregated | 2054 | 2.7893e-05 | 752.6401 | 0.020993 | 2054 | Mitigation | 0.95 | 45 | 0 | esc | 0.00097009 | 2.7058e-08 | 0.00097009 | 2.7058e-08
[120 empty] | 7.3.3.17.5 (Remote Grid) Updates to grid topology to minimize risk of ignition in HFTDs Remote GridWLDFRWire-to-wire contactAggregated | WLDFR | HFTD - Distribution - Tier 2 - 5QU CoRE ¦ 1QU LoRE | Red Flag Warning - Small Fires | Wire-to-wire contact | Aggregated | 2055 | 2.7893e-05 | 752.6401 | 0.020993 | 2055 | Mitigation | 0.95 | 45 | 0 | esc | 0.00097009 | 2.7058e-08 | 0.00097009 | 2.7058e-08
[120 empty] | 7.3.3.17.5 (Remote Grid) Updates to grid topology to minimize risk of ignition in HFTDs Remote GridWLDFRWire-to-wire contactAggregated | WLDFR | HFTD - Distribution - Tier 2 - 5QU CoRE ¦ 1QU LoRE | Red Flag Warning - Small Fires | Wire-to-wire contact | Aggregated | 2056 | 2.7893e-05 | 752.6401 | 0.020993 | 2056 | Mitigation | 0.95 | 45 | 0 | esc | 0.00097009 | 2.7058e-08 | 0.00097009 | 2.7058e-08
[120 empty] | 7.3.3.17.5 (Remote Grid) Updates to grid topology to minimize risk of ignition in HFTDs Remote GridWLDFRWire-to-wire contactAggregated | WLDFR | HFTD - Distribution - Tier 2 - 5QU CoRE ¦ 1QU LoRE | Red Flag Warning - Small Fires | Wire-to-wire contact | Aggregated | 2057 | 2.7893e-05 | 752.6401 | 0.020993 | 2057 | Mitigation | 0.95 | 45 | 0 | esc | 0.00097009 | 2.7058e-08 | 0.00097009 | 2.7058e-08
[120 empty] | 7.3.3.17.5 (Remote Grid) Updates to grid topology to minimize risk of ignition in HFTDs Remote GridWLDFRWire-to-wire contactAggregated | WLDFR | HFTD - Distribution - Tier 2 - 5QU CoRE ¦ 1QU LoRE | Red Flag Warning - Small Fires | Wire-to-wire contact | Aggregated | 2058 | 2.7893e-05 | 752.6401 | 0.020993 | 2058 | Mitigation | 0.95 | 45 | 0 | esc | 0.00097009 | 2.7058e-08 | 0.00097009 | 2.7058e-08
[120 empty] | 7.3.3.17.5 (Remote Grid) Updates to grid topology to minimize risk of ignition in HFTDs Remote GridWLDFRWire-to-wire contactAggregated | WLDFR | HFTD - Distribution - Tier 2 - 5QU CoRE ¦ 1QU LoRE | Red Flag Warning - Small Fires | Wire-to-wire contact | Aggregated | 2059 | 2.7893e-05 | 752.6401 | 0.020993 | 2059 | Mitigation | 0.95 | 45 | 0 | esc | 0.00097009 | 2.7058e-08 | 0.00097009 | 2.7058e-08
[120 empty] | 7.3.3.17.5 (Remote Grid) Updates to grid topology to minimize risk of ignition in HFTDs Remote GridWLDFRWire-to-wire contactAggregated | WLDFR | HFTD - Distribution - Tier 2 - 5QU CoRE ¦ 1QU LoRE | Red Flag Warning - Small Fires | Wire-to-wire contact | Aggregated | 2060 | 2.7893e-05 | 752.6401 | 0.020993 | 2060 | Mitigation | 0.95 | 45 | 0 | esc | 0.00097009 | 2.7058e-08 | 0.00097009 | 2.7058e-08
[120 empty] | 7.3.3.17.5 (Remote Grid) Updates to grid topology to minimize risk of ignition in HFTDs Remote GridWLDFRWire-to-wire contactAggregated | WLDFR | HFTD - Distribution - Tier 2 - 5QU CoRE ¦ 1QU LoRE | Red Flag Warning - Small Fires | Wire-to-wire contact | Aggregated | 2061 | 2.7893e-05 | 752.6401 | 0.020993 | 2061 | Mitigation | 0.95 | 45 | 0 | esc | 0.00097009 | 2.7058e-08 | 0.00097009 | 2.7058e-08
[120 empty] | 7.3.3.17.5 (Remote Grid) Updates to grid topology to minimize risk of ignition in HFTDs Remote GridWLDFRWire-to-wire contactAggregated | WLDFR | HFTD - Distribution - Tier 2 - 5QU CoRE ¦ 1QU LoRE | Red Flag Warning - Small Fires | Wire-to-wire contact | Aggregated | 2062 | 2.7893e-05 | 752.6401 | 0.020993 | 2062 | Mitigation | 0.95 | 45 | 0 | esc | 0.00097009 | 2.7058e-08 | 0.00097009 | 2.7058e-08
[120 empty] | 7.3.3.17.5 (Remote Grid) Updates to grid topology to minimize risk of ignition in HFTDs Remote GridWLDFRWire-to-wire contactAggregated | WLDFR | HFTD - Distribution - Tier 2 - 5QU CoRE ¦ 1QU LoRE | Red Flag Warning - Small Fires | Wire-to-wire contact | Aggregated | 2063 | 2.7893e-05 | 752.6401 | 0.020993 | 2063 | Mitigation | 0.95 | 45 | 0 | esc | 0.00097009 | 2.7058e-08 | 0.00097009 | 2.7058e-08
[120 empty] | 7.3.3.17.5 (Remote Grid) Updates to grid topology to minimize risk of ignition in HFTDs Remote GridWLDFRWire-to-wire contactAggregated | WLDFR | HFTD - Distribution - Tier 2 - 5QU CoRE ¦ 1QU LoRE | Red Flag Warning - Small Fires | Wire-to-wire contact | Aggregated | 2064 | 2.7893e-05 | 752.6401 | 0.020993 | 2064 | Mitigation | 0.95 | 45 | 0 | esc | 0.00097009 | 2.7058e-08 | 0.00097009 | 2.7058e-08
[120 empty] | 7.3.3.17.5 (Remote Grid) Updates to grid topology to minimize risk of ignition in HFTDs Remote GridWLDFRWire-to-wire contactAggregated | WLDFR | HFTD - Distribution - Tier 2 - 5QU CoRE ¦ 1QU LoRE | Red Flag Warning - Small Fires | Wire-to-wire contact | Aggregated | 2065 | 2.7893e-05 | 752.6401 | 0.020993 | 2065 | Mitigation | 0.95 | 45 | 0 | esc | 0.00097009 | 2.7058e-08 | 0.00097009 | 2.7058e-08
[120 empty] | 7.3.3.17.5 (Remote Grid) Updates to grid topology to minimize risk of ignition in HFTDs Remote GridWLDFRWire-to-wire contactAggregated | WLDFR | HFTD - Distribution - Tier 2 - 5QU CoRE ¦ 1QU LoRE | Red Flag Warning - Small Fires | Wire-to-wire contact | Aggregated | 2066 | 2.7893e-05 | 752.6401 | 0.020993 | 2066 | Mitigation | 0.95 | 45 | 0 | esc | 0.00097009 | 2.7058e-08 | 0.00097009 | 2.7058e-08
[120 empty] | 7.3.3.17.5 (Remote Grid) Updates to grid topology to minimize risk of ignition in HFTDs Remote GridWLDFRWire-to-wire contactAggregated | WLDFR | HFTD - Distribution - Tier 2 - 5QU CoRE ¦ 1QU LoRE | Red Flag Warning - Small Fires | Wire-to-wire contact | Aggregated | 2067 | 2.7893e-05 | 752.6401 | 0.020993 | 2067 | Mitigation | 0.95 | 45 | 0 | esc | 0 | 0 | 0.00097009 | 2.7058e-08
[120 empty] | 7.3.3.17.5 (Remote Grid) Updates to grid topology to minimize risk of ignition in HFTDs Remote GridWLDFRContact from objectAggregated | WLDFR | HFTD - Distribution - Tier 2 - 5QU CoRE ¦ 2QU LoRE | Non-Red Flag Warning - Catastrophic Fires | Contact from object | Aggregated | 2022 | 5.5317e-08 | 768.4668 | 4.251e-05 | 2022 | Mitigation | 0.95 | 45 | 0 | esc | 0.00097009 | 5.3663e-11 | 0 | 0
[120 empty] | 7.3.3.17.5 (Remote Grid) Updates to grid topology to minimize risk of ignition in HFTDs Remote GridWLDFRContact from objectAggregated | WLDFR | HFTD - Distribution - Tier 2 - 5QU CoRE ¦ 2QU LoRE | Non-Red Flag Warning - Catastrophic Fires | Contact from object | Aggregated | 2023 | 5.5317e-08 | 768.4668 | 4.251e-05 | 2023 | Mitigation | 0.95 | 45 | 0 | esc | 0.00097009 | 5.3663e-11 | 0.00097009 | 5.3663e-11
[120 empty] | 7.3.3.17.5 (Remote Grid) Updates to grid topology to minimize risk of ignition in HFTDs Remote GridWLDFRContact from objectAggregated | WLDFR | HFTD - Distribution - Tier 2 - 5QU CoRE ¦ 2QU LoRE | Non-Red Flag Warning - Catastrophic Fires | Contact from object | Aggregated | 2024 | 5.5317e-08 | 768.4668 | 4.251e-05 | 2024 | Mitigation | 0.95 | 45 | 0 | esc | 0.00097009 | 5.3663e-11 | 0.00097009 | 5.3663e-11
[120 empty] | 7.3.3.17.5 (Remote Grid) Updates to grid topology to minimize risk of ignition in HFTDs Remote GridWLDFRContact from objectAggregated | WLDFR | HFTD - Distribution - Tier 2 - 5QU CoRE ¦ 2QU LoRE | Non-Red Flag Warning - Catastrophic Fires | Contact from object | Aggregated | 2025 | 5.5317e-08 | 768.4668 | 4.251e-05 | 2025 | Mitigation | 0.95 | 45 | 0 | esc | 0.00097009 | 5.3663e-11 | 0.00097009 | 5.3663e-11
[120 empty] | 7.3.3.17.5 (Remote Grid) Updates to grid topology to minimize risk of ignition in HFTDs Remote GridWLDFRContact from objectAggregated | WLDFR | HFTD - Distribution - Tier 2 - 5QU CoRE ¦ 2QU LoRE | Non-Red Flag Warning - Catastrophic Fires | Contact from object | Aggregated | 2026 | 5.5317e-08 | 768.4668 | 4.251e-05 | 2026 | Mitigation | 0.95 | 45 | 0 | esc | 0.00097009 | 5.3663e-11 | 0.00097009 | 5.3663e-11
[120 empty] | 7.3.3.17.5 (Remote Grid) Updates to grid topology to minimize risk of ignition in HFTDs Remote GridWLDFRContact from objectAggregated | WLDFR | HFTD - Distribution - Tier 2 - 5QU CoRE ¦ 2QU LoRE | Non-Red Flag Warning - Catastrophic Fires | Contact from object | Aggregated | 2027 | 5.5317e-08 | 768.4668 | 4.251e-05 | 2027 | Mitigation | 0.95 | 45 | 0 | esc | 0.00097009 | 5.3663e-11 | 0.00097009 | 5.3663e-11
[120 empty] | 7.3.3.17.5 (Remote Grid) Updates to grid topology to minimize risk of ignition in HFTDs Remote GridWLDFRContact from objectAggregated | WLDFR | HFTD - Distribution - Tier 2 - 5QU CoRE ¦ 2QU LoRE | Non-Red Flag Warning - Catastrophic Fires | Contact from object | Aggregated | 2028 | 5.5317e-08 | 768.4668 | 4.251e-05 | 2028 | Mitigation | 0.95 | 45 | 0 | esc | 0.00097009 | 5.3663e-11 | 0.00097009 | 5.3663e-11
[120 empty] | 7.3.3.17.5 (Remote Grid) Updates to grid topology to minimize risk of ignition in HFTDs Remote GridWLDFRContact from objectAggregated | WLDFR | HFTD - Distribution - Tier 2 - 5QU CoRE ¦ 2QU LoRE | Non-Red Flag Warning - Catastrophic Fires | Contact from object | Aggregated | 2029 | 5.5317e-08 | 768.4668 | 4.251e-05 | 2029 | Mitigation | 0.95 | 45 | 0 | esc | 0.00097009 | 5.3663e-11 | 0.00097009 | 5.3663e-11
[120 empty] | 7.3.3.17.5 (Remote Grid) Updates to grid topology to minimize risk of ignition in HFTDs Remote GridWLDFRContact from objectAggregated | WLDFR | HFTD - Distribution - Tier 2 - 5QU CoRE ¦ 2QU LoRE | Non-Red Flag Warning - Catastrophic Fires | Contact from object | Aggregated | 2030 | 5.5317e-08 | 768.4668 | 4.251e-05 | 2030 | Mitigation | 0.95 | 45 | 0 | esc | 0.00097009 | 5.3663e-11 | 0.00097009 | 5.3663e-11
[120 empty] | 7.3.3.17.5 (Remote Grid) Updates to grid topology to minimize risk of ignition in HFTDs Remote GridWLDFRContact from objectAggregated | WLDFR | HFTD - Distribution - Tier 2 - 5QU CoRE ¦ 2QU LoRE | Non-Red Flag Warning - Catastrophic Fires | Contact from object | Aggregated | 2031 | 5.5317e-08 | 768.4668 | 4.251e-05 | 2031 | Mitigation | 0.95 | 45 | 0 | esc | 0.00097009 | 5.3663e-11 | 0.00097009 | 5.3663e-11
[120 empty] | 7.3.3.17.5 (Remote Grid) Updates to grid topology to minimize risk of ignition in HFTDs Remote GridWLDFRContact from objectAggregated | WLDFR | HFTD - Distribution - Tier 2 - 5QU CoRE ¦ 2QU LoRE | Non-Red Flag Warning - Catastrophic Fires | Contact from object | Aggregated | 2032 | 5.5317e-08 | 768.4668 | 4.251e-05 | 2032 | Mitigation | 0.95 | 45 | 0 | esc | 0.00097009 | 5.3663e-11 | 0.00097009 | 5.3663e-11
[120 empty] | 7.3.3.17.5 (Remote Grid) Updates to grid topology to minimize risk of ignition in HFTDs Remote GridWLDFRContact from objectAggregated | WLDFR | HFTD - Distribution - Tier 2 - 5QU CoRE ¦ 2QU LoRE | Non-Red Flag Warning - Catastrophic Fires | Contact from object | Aggregated | 2033 | 5.5317e-08 | 768.4668 | 4.251e-05 | 2033 | Mitigation | 0.95 | 45 | 0 | esc | 0.00097009 | 5.3663e-11 | 0.00097009 | 5.3663e-11
[120 empty] | 7.3.3.17.5 (Remote Grid) Updates to grid topology to minimize risk of ignition in HFTDs Remote GridWLDFRContact from objectAggregated | WLDFR | HFTD - Distribution - Tier 2 - 5QU CoRE ¦ 2QU LoRE | Non-Red Flag Warning - Catastrophic Fires | Contact from object | Aggregated | 2034 | 5.5317e-08 | 768.4668 | 4.251e-05 | 2034 | Mitigation | 0.95 | 45 | 0 | esc | 0.00097009 | 5.3663e-11 | 0.00097009 | 5.3663e-11
[120 empty] | 7.3.3.17.5 (Remote Grid) Updates to grid topology to minimize risk of ignition in HFTDs Remote GridWLDFRContact from objectAggregated | WLDFR | HFTD - Distribution - Tier 2 - 5QU CoRE ¦ 2QU LoRE | Non-Red Flag Warning - Catastrophic Fires | Contact from object | Aggregated | 2035 | 5.5317e-08 | 768.4668 | 4.251e-05 | 2035 | Mitigation | 0.95 | 45 | 0 | esc | 0.00097009 | 5.3663e-11 | 0.00097009 | 5.3663e-11
[120 empty] | 7.3.3.17.5 (Remote Grid) Updates to grid topology to minimize risk of ignition in HFTDs Remote GridWLDFRContact from objectAggregated | WLDFR | HFTD - Distribution - Tier 2 - 5QU CoRE ¦ 2QU LoRE | Non-Red Flag Warning - Catastrophic Fires | Contact from object | Aggregated | 2036 | 5.5317e-08 | 768.4668 | 4.251e-05 | 2036 | Mitigation | 0.95 | 45 | 0 | esc | 0.00097009 | 5.3663e-11 | 0.00097009 | 5.3663e-11
[120 empty] | 7.3.3.17.5 (Remote Grid) Updates to grid topology to minimize risk of ignition in HFTDs Remote GridWLDFRContact from objectAggregated | WLDFR | HFTD - Distribution - Tier 2 - 5QU CoRE ¦ 2QU LoRE | Non-Red Flag Warning - Catastrophic Fires | Contact from object | Aggregated | 2037 | 5.5317e-08 | 768.4668 | 4.251e-05 | 2037 | Mitigation | 0.95 | 45 | 0 | esc | 0.00097009 | 5.3663e-11 | 0.00097009 | 5.3663e-11
[120 empty] | 7.3.3.17.5 (Remote Grid) Updates to grid topology to minimize risk of ignition in HFTDs Remote GridWLDFRContact from objectAggregated | WLDFR | HFTD - Distribution - Tier 2 - 5QU CoRE ¦ 2QU LoRE | Non-Red Flag Warning - Catastrophic Fires | Contact from object | Aggregated | 2038 | 5.5317e-08 | 768.4668 | 4.251e-05 | 2038 | Mitigation | 0.95 | 45 | 0 | esc | 0.00097009 | 5.3663e-11 | 0.00097009 | 5.3663e-11
[120 empty] | 7.3.3.17.5 (Remote Grid) Updates to grid topology to minimize risk of ignition in HFTDs Remote GridWLDFRContact from objectAggregated | WLDFR | HFTD - Distribution - Tier 2 - 5QU CoRE ¦ 2QU LoRE | Non-Red Flag Warning - Catastrophic Fires | Contact from object | Aggregated | 2039 | 5.5317e-08 | 768.4668 | 4.251e-05 | 2039 | Mitigation | 0.95 | 45 | 0 | esc | 0.00097009 | 5.3663e-11 | 0.00097009 | 5.3663e-11
[120 empty] | 7.3.3.17.5 (Remote Grid) Updates to grid topology to minimize risk of ignition in HFTDs Remote GridWLDFRContact from objectAggregated | WLDFR | HFTD - Distribution - Tier 2 - 5QU CoRE ¦ 2QU LoRE | Non-Red Flag Warning - Catastrophic Fires | Contact from object | Aggregated | 2040 | 5.5317e-08 | 768.4668 | 4.251e-05 | 2040 | Mitigation | 0.95 | 45 | 0 | esc | 0.00097009 | 5.3663e-11 | 0.00097009 | 5.3663e-11
[120 empty] | 7.3.3.17.5 (Remote Grid) Updates to grid topology to minimize risk of ignition in HFTDs Remote GridWLDFRContact from objectAggregated | WLDFR | HFTD - Distribution - Tier 2 - 5QU CoRE ¦ 2QU LoRE | Non-Red Flag Warning - Catastrophic Fires | Contact from object | Aggregated | 2041 | 5.5317e-08 | 768.4668 | 4.251e-05 | 2041 | Mitigation | 0.95 | 45 | 0 | esc | 0.00097009 | 5.3663e-11 | 0.00097009 | 5.3663e-11
[120 empty] | 7.3.3.17.5 (Remote Grid) Updates to grid topology to minimize risk of ignition in HFTDs Remote GridWLDFRContact from objectAggregated | WLDFR | HFTD - Distribution - Tier 2 - 5QU CoRE ¦ 2QU LoRE | Non-Red Flag Warning - Catastrophic Fires | Contact from object | Aggregated | 2042 | 5.5317e-08 | 768.4668 | 4.251e-05 | 2042 | Mitigation | 0.95 | 45 | 0 | esc | 0.00097009 | 5.3663e-11 | 0.00097009 | 5.3663e-11
[120 empty] | 7.3.3.17.5 (Remote Grid) Updates to grid topology to minimize risk of ignition in HFTDs Remote GridWLDFRContact from objectAggregated | WLDFR | HFTD - Distribution - Tier 2 - 5QU CoRE ¦ 2QU LoRE | Non-Red Flag Warning - Catastrophic Fires | Contact from object | Aggregated | 2043 | 5.5317e-08 | 768.4668 | 4.251e-05 | 2043 | Mitigation | 0.95 | 45 | 0 | esc | 0.00097009 | 5.3663e-11 | 0.00097009 | 5.3663e-11
[120 empty] | 7.3.3.17.5 (Remote Grid) Updates to grid topology to minimize risk of ignition in HFTDs Remote GridWLDFRContact from objectAggregated | WLDFR | HFTD - Distribution - Tier 2 - 5QU CoRE ¦ 2QU LoRE | Non-Red Flag Warning - Catastrophic Fires | Contact from object | Aggregated | 2044 | 5.5317e-08 | 768.4668 | 4.251e-05 | 2044 | Mitigation | 0.95 | 45 | 0 | esc | 0.00097009 | 5.3663e-11 | 0.00097009 | 5.3663e-11
[120 empty] | 7.3.3.17.5 (Remote Grid) Updates to grid topology to minimize risk of ignition in HFTDs Remote GridWLDFRContact from objectAggregated | WLDFR | HFTD - Distribution - Tier 2 - 5QU CoRE ¦ 2QU LoRE | Non-Red Flag Warning - Catastrophic Fires | Contact from object | Aggregated | 2045 | 5.5317e-08 | 768.4668 | 4.251e-05 | 2045 | Mitigation | 0.95 | 45 | 0 | esc | 0.00097009 | 5.3663e-11 | 0.00097009 | 5.3663e-11
[120 empty] | 7.3.3.17.5 (Remote Grid) Updates to grid topology to minimize risk of ignition in HFTDs Remote GridWLDFRContact from objectAggregated | WLDFR | HFTD - Distribution - Tier 2 - 5QU CoRE ¦ 2QU LoRE | Non-Red Flag Warning - Catastrophic Fires | Contact from object | Aggregated | 2046 | 5.5317e-08 | 768.4668 | 4.251e-05 | 2046 | Mitigation | 0.95 | 45 | 0 | esc | 0.00097009 | 5.3663e-11 | 0.00097009 | 5.3663e-11
[120 empty] | 7.3.3.17.5 (Remote Grid) Updates to grid topology to minimize risk of ignition in HFTDs Remote GridWLDFRContact from objectAggregated | WLDFR | HFTD - Distribution - Tier 2 - 5QU CoRE ¦ 2QU LoRE | Non-Red Flag Warning - Catastrophic Fires | Contact from object | Aggregated | 2047 | 5.5317e-08 | 768.4668 | 4.251e-05 | 2047 | Mitigation | 0.95 | 45 | 0 | esc | 0.00097009 | 5.3663e-11 | 0.00097009 | 5.3663e-11
[120 empty] | 7.3.3.17.5 (Remote Grid) Updates to grid topology to minimize risk of ignition in HFTDs Remote GridWLDFRContact from objectAggregated | WLDFR | HFTD - Distribution - Tier 2 - 5QU CoRE ¦ 2QU LoRE | Non-Red Flag Warning - Catastrophic Fires | Contact from object | Aggregated | 2048 | 5.5317e-08 | 768.4668 | 4.251e-05 | 2048 | Mitigation | 0.95 | 45 | 0 | esc | 0.00097009 | 5.3663e-11 | 0.00097009 | 5.3663e-11
[120 empty] | 7.3.3.17.5 (Remote Grid) Updates to grid topology to minimize risk of ignition in HFTDs Remote GridWLDFRContact from objectAggregated | WLDFR | HFTD - Distribution - Tier 2 - 5QU CoRE ¦ 2QU LoRE | Non-Red Flag Warning - Catastrophic Fires | Contact from object | Aggregated | 2049 | 5.5317e-08 | 768.4668 | 4.251e-05 | 2049 | Mitigation | 0.95 | 45 | 0 | esc | 0.00097009 | 5.3663e-11 | 0.00097009 | 5.3663e-11
[120 empty] | 7.3.3.17.5 (Remote Grid) Updates to grid topology to minimize risk of ignition in HFTDs Remote GridWLDFRContact from objectAggregated | WLDFR | HFTD - Distribution - Tier 2 - 5QU CoRE ¦ 2QU LoRE | Non-Red Flag Warning - Catastrophic Fires | Contact from object | Aggregated | 2050 | 5.5317e-08 | 768.4668 | 4.251e-05 | 2050 | Mitigation | 0.95 | 45 | 0 | esc | 0.00097009 | 5.3663e-11 | 0.00097009 | 5.3663e-11
[120 empty] | 7.3.3.17.5 (Remote Grid) Updates to grid topology to minimize risk of ignition in HFTDs Remote GridWLDFRContact from objectAggregated | WLDFR | HFTD - Distribution - Tier 2 - 5QU CoRE ¦ 2QU LoRE | Non-Red Flag Warning - Catastrophic Fires | Contact from object | Aggregated | 2051 | 5.5317e-08 | 768.4668 | 4.251e-05 | 2051 | Mitigation | 0.95 | 45 | 0 | esc | 0.00097009 | 5.3663e-11 | 0.00097009 | 5.3663e-11
[120 empty] | 7.3.3.17.5 (Remote Grid) Updates to grid topology to minimize risk of ignition in HFTDs Remote GridWLDFRContact from objectAggregated | WLDFR | HFTD - Distribution - Tier 2 - 5QU CoRE ¦ 2QU LoRE | Non-Red Flag Warning - Catastrophic Fires | Contact from object | Aggregated | 2052 | 5.5317e-08 | 768.4668 | 4.251e-05 | 2052 | Mitigation | 0.95 | 45 | 0 | esc | 0.00097009 | 5.3663e-11 | 0.00097009 | 5.3663e-11
[120 empty] | 7.3.3.17.5 (Remote Grid) Updates to grid topology to minimize risk of ignition in HFTDs Remote GridWLDFRContact from objectAggregated | WLDFR | HFTD - Distribution - Tier 2 - 5QU CoRE ¦ 2QU LoRE | Non-Red Flag Warning - Catastrophic Fires | Contact from object | Aggregated | 2053 | 5.5317e-08 | 768.4668 | 4.251e-05 | 2053 | Mitigation | 0.95 | 45 | 0 | esc | 0.00097009 | 5.3663e-11 | 0.00097009 | 5.3663e-11
[120 empty] | 7.3.3.17.5 (Remote Grid) Updates to grid topology to minimize risk of ignition in HFTDs Remote GridWLDFRContact from objectAggregated | WLDFR | HFTD - Distribution - Tier 2 - 5QU CoRE ¦ 2QU LoRE | Non-Red Flag Warning - Catastrophic Fires | Contact from object | Aggregated | 2054 | 5.5317e-08 | 768.4668 | 4.251e-05 | 2054 | Mitigation | 0.95 | 45 | 0 | esc | 0.00097009 | 5.3663e-11 | 0.00097009 | 5.3663e-11
[120 empty] | 7.3.3.17.5 (Remote Grid) Updates to grid topology to minimize risk of ignition in HFTDs Remote GridWLDFRContact from objectAggregated | WLDFR | HFTD - Distribution - Tier 2 - 5QU CoRE ¦ 2QU LoRE | Non-Red Flag Warning - Catastrophic Fires | Contact from object | Aggregated | 2055 | 5.5317e-08 | 768.4668 | 4.251e-05 | 2055 | Mitigation | 0.95 | 45 | 0 | esc | 0.00097009 | 5.3663e-11 | 0.00097009 | 5.3663e-11
[120 empty] | 7.3.3.17.5 (Remote Grid) Updates to grid topology to minimize risk of ignition in HFTDs Remote GridWLDFRContact from objectAggregated | WLDFR | HFTD - Distribution - Tier 2 - 5QU CoRE ¦ 2QU LoRE | Non-Red Flag Warning - Catastrophic Fires | Contact from object | Aggregated | 2056 | 5.5317e-08 | 768.4668 | 4.251e-05 | 2056 | Mitigation | 0.95 | 45 | 0 | esc | 0.00097009 | 5.3663e-11 | 0.00097009 | 5.3663e-11
[120 empty] | 7.3.3.17.5 (Remote Grid) Updates to grid topology to minimize risk of ignition in HFTDs Remote GridWLDFRContact from objectAggregated | WLDFR | HFTD - Distribution - Tier 2 - 5QU CoRE ¦ 2QU LoRE | Non-Red Flag Warning - Catastrophic Fires | Contact from object | Aggregated | 2057 | 5.5317e-08 | 768.4668 | 4.251e-05 | 2057 | Mitigation | 0.95 | 45 | 0 | esc | 0.00097009 | 5.3663e-11 | 0.00097009 | 5.3663e-11
[120 empty] | 7.3.3.17.5 (Remote Grid) Updates to grid topology to minimize risk of ignition in HFTDs Remote GridWLDFRContact from objectAggregated | WLDFR | HFTD - Distribution - Tier 2 - 5QU CoRE ¦ 2QU LoRE | Non-Red Flag Warning - Catastrophic Fires | Contact from object | Aggregated | 2058 | 5.5317e-08 | 768.4668 | 4.251e-05 | 2058 | Mitigation | 0.95 | 45 | 0 | esc | 0.00097009 | 5.3663e-11 | 0.00097009 | 5.3663e-11
[120 empty] | 7.3.3.17.5 (Remote Grid) Updates to grid topology to minimize risk of ignition in HFTDs Remote GridWLDFRContact from objectAggregated | WLDFR | HFTD - Distribution - Tier 2 - 5QU CoRE ¦ 2QU LoRE | Non-Red Flag Warning - Catastrophic Fires | Contact from object | Aggregated | 2059 | 5.5317e-08 | 768.4668 | 4.251e-05 | 2059 | Mitigation | 0.95 | 45 | 0 | esc | 0.00097009 | 5.3663e-11 | 0.00097009 | 5.3663e-11
[120 empty] | 7.3.3.17.5 (Remote Grid) Updates to grid topology to minimize risk of ignition in HFTDs Remote GridWLDFRContact from objectAggregated | WLDFR | HFTD - Distribution - Tier 2 - 5QU CoRE ¦ 2QU LoRE | Non-Red Flag Warning - Catastrophic Fires | Contact from object | Aggregated | 2060 | 5.5317e-08 | 768.4668 | 4.251e-05 | 2060 | Mitigation | 0.95 | 45 | 0 | esc | 0.00097009 | 5.3663e-11 | 0.00097009 | 5.3663e-11
[120 empty] | 7.3.3.17.5 (Remote Grid) Updates to grid topology to minimize risk of ignition in HFTDs Remote GridWLDFRContact from objectAggregated | WLDFR | HFTD - Distribution - Tier 2 - 5QU CoRE ¦ 2QU LoRE | Non-Red Flag Warning - Catastrophic Fires | Contact from object | Aggregated | 2061 | 5.5317e-08 | 768.4668 | 4.251e-05 | 2061 | Mitigation | 0.95 | 45 | 0 | esc | 0.00097009 | 5.3663e-11 | 0.00097009 | 5.3663e-11
[120 empty] | 7.3.3.17.5 (Remote Grid) Updates to grid topology to minimize risk of ignition in HFTDs Remote GridWLDFRContact from objectAggregated | WLDFR | HFTD - Distribution - Tier 2 - 5QU CoRE ¦ 2QU LoRE | Non-Red Flag Warning - Catastrophic Fires | Contact from object | Aggregated | 2062 | 5.5317e-08 | 768.4668 | 4.251e-05 | 2062 | Mitigation | 0.95 | 45 | 0 | esc | 0.00097009 | 5.3663e-11 | 0.00097009 | 5.3663e-11
[120 empty] | 7.3.3.17.5 (Remote Grid) Updates to grid topology to minimize risk of ignition in HFTDs Remote GridWLDFRContact from objectAggregated | WLDFR | HFTD - Distribution - Tier 2 - 5QU CoRE ¦ 2QU LoRE | Non-Red Flag Warning - Catastrophic Fires | Contact from object | Aggregated | 2063 | 5.5317e-08 | 768.4668 | 4.251e-05 | 2063 | Mitigation | 0.95 | 45 | 0 | esc | 0.00097009 | 5.3663e-11 | 0.00097009 | 5.3663e-11
[120 empty] | 7.3.3.17.5 (Remote Grid) Updates to grid topology to minimize risk of ignition in HFTDs Remote GridWLDFRContact from objectAggregated | WLDFR | HFTD - Distribution - Tier 2 - 5QU CoRE ¦ 2QU LoRE | Non-Red Flag Warning - Catastrophic Fires | Contact from object | Aggregated | 2064 | 5.5317e-08 | 768.4668 | 4.251e-05 | 2064 | Mitigation | 0.95 | 45 | 0 | esc | 0.00097009 | 5.3663e-11 | 0.00097009 | 5.3663e-11
[120 empty] | 7.3.3.17.5 (Remote Grid) Updates to grid topology to minimize risk of ignition in HFTDs Remote GridWLDFRContact from objectAggregated | WLDFR | HFTD - Distribution - Tier 2 - 5QU CoRE ¦ 2QU LoRE | Non-Red Flag Warning - Catastrophic Fires | Contact from object | Aggregated | 2065 | 5.5317e-08 | 768.4668 | 4.251e-05 | 2065 | Mitigation | 0.95 | 45 | 0 | esc | 0.00097009 | 5.3663e-11 | 0.00097009 | 5.3663e-11
[120 empty] | 7.3.3.17.5 (Remote Grid) Updates to grid topology to minimize risk of ignition in HFTDs Remote GridWLDFRContact from objectAggregated | WLDFR | HFTD - Distribution - Tier 2 - 5QU CoRE ¦ 2QU LoRE | Non-Red Flag Warning - Catastrophic Fires | Contact from object | Aggregated | 2066 | 5.5317e-08 | 768.4668 | 4.251e-05 | 2066 | Mitigation | 0.95 | 45 | 0 | esc | 0.00097009 | 5.3663e-11 | 0.00097009 | 5.3663e-11
[120 empty] | 7.3.3.17.5 (Remote Grid) Updates to grid topology to minimize risk of ignition in HFTDs Remote GridWLDFRContact from objectAggregated | WLDFR | HFTD - Distribution - Tier 2 - 5QU CoRE ¦ 2QU LoRE | Non-Red Flag Warning - Catastrophic Fires | Contact from object | Aggregated | 2067 | 5.5317e-08 | 768.4668 | 4.251e-05 | 2067 | Mitigation | 0.95 | 45 | 0 | esc | 0 | 0 | 0.00097009 | 5.3663e-11
[120 empty] | 7.3.3.17.5 (Remote Grid) Updates to grid topology to minimize risk of ignition in HFTDs Remote GridWLDFRContaminationAggregated | WLDFR | HFTD - Distribution - Tier 2 - 5QU CoRE ¦ 2QU LoRE | Non-Red Flag Warning - Catastrophic Fires | Contamination | Aggregated | 2022 | 1.1381e-09 | 768.4668 | 8.7457e-07 | 2022 | Mitigation | 0.95 | 45 | 0 | esc | 0.00097009 | 1.104e-12 | 0 | 0
[120 empty] | 7.3.3.17.5 (Remote Grid) Updates to grid topology to minimize risk of ignition in HFTDs Remote GridWLDFRContaminationAggregated | WLDFR | HFTD - Distribution - Tier 2 - 5QU CoRE ¦ 2QU LoRE | Non-Red Flag Warning - Catastrophic Fires | Contamination | Aggregated | 2023 | 1.1381e-09 | 768.4668 | 8.7457e-07 | 2023 | Mitigation | 0.95 | 45 | 0 | esc | 0.00097009 | 1.104e-12 | 0.00097009 | 1.104e-12
[120 empty] | 7.3.3.17.5 (Remote Grid) Updates to grid topology to minimize risk of ignition in HFTDs Remote GridWLDFRContaminationAggregated | WLDFR | HFTD - Distribution - Tier 2 - 5QU CoRE ¦ 2QU LoRE | Non-Red Flag Warning - Catastrophic Fires | Contamination | Aggregated | 2024 | 1.1381e-09 | 768.4668 | 8.7457e-07 | 2024 | Mitigation | 0.95 | 45 | 0 | esc | 0.00097009 | 1.104e-12 | 0.00097009 | 1.104e-12
[120 empty] | 7.3.3.17.5 (Remote Grid) Updates to grid topology to minimize risk of ignition in HFTDs Remote GridWLDFRContaminationAggregated | WLDFR | HFTD - Distribution - Tier 2 - 5QU CoRE ¦ 2QU LoRE | Non-Red Flag Warning - Catastrophic Fires | Contamination | Aggregated | 2025 | 1.1381e-09 | 768.4668 | 8.7457e-07 | 2025 | Mitigation | 0.95 | 45 | 0 | esc | 0.00097009 | 1.104e-12 | 0.00097009 | 1.104e-12
[120 empty] | 7.3.3.17.5 (Remote Grid) Updates to grid topology to minimize risk of ignition in HFTDs Remote GridWLDFRContaminationAggregated | WLDFR | HFTD - Distribution - Tier 2 - 5QU CoRE ¦ 2QU LoRE | Non-Red Flag Warning - Catastrophic Fires | Contamination | Aggregated | 2026 | 1.1381e-09 | 768.4668 | 8.7457e-07 | 2026 | Mitigation | 0.95 | 45 | 0 | esc | 0.00097009 | 1.104e-12 | 0.00097009 | 1.104e-12
[120 empty] | 7.3.3.17.5 (Remote Grid) Updates to grid topology to minimize risk of ignition in HFTDs Remote GridWLDFRContaminationAggregated | WLDFR | HFTD - Distribution - Tier 2 - 5QU CoRE ¦ 2QU LoRE | Non-Red Flag Warning - Catastrophic Fires | Contamination | Aggregated | 2027 | 1.1381e-09 | 768.4668 | 8.7457e-07 | 2027 | Mitigation | 0.95 | 45 | 0 | esc | 0.00097009 | 1.104e-12 | 0.00097009 | 1.104e-12
[120 empty] | 7.3.3.17.5 (Remote Grid) Updates to grid topology to minimize risk of ignition in HFTDs Remote GridWLDFRContaminationAggregated | WLDFR | HFTD - Distribution - Tier 2 - 5QU CoRE ¦ 2QU LoRE | Non-Red Flag Warning - Catastrophic Fires | Contamination | Aggregated | 2028 | 1.1381e-09 | 768.4668 | 8.7457e-07 | 2028 | Mitigation | 0.95 | 45 | 0 | esc | 0.00097009 | 1.104e-12 | 0.00097009 | 1.104e-12
[120 empty] | 7.3.3.17.5 (Remote Grid) Updates to grid topology to minimize risk of ignition in HFTDs Remote GridWLDFRContaminationAggregated | WLDFR | HFTD - Distribution - Tier 2 - 5QU CoRE ¦ 2QU LoRE | Non-Red Flag Warning - Catastrophic Fires | Contamination | Aggregated | 2029 | 1.1381e-09 | 768.4668 | 8.7457e-07 | 2029 | Mitigation | 0.95 | 45 | 0 | esc | 0.00097009 | 1.104e-12 | 0.00097009 | 1.104e-12
[120 empty] | 7.3.3.17.5 (Remote Grid) Updates to grid topology to minimize risk of ignition in HFTDs Remote GridWLDFRContaminationAggregated | WLDFR | HFTD - Distribution - Tier 2 - 5QU CoRE ¦ 2QU LoRE | Non-Red Flag Warning - Catastrophic Fires | Contamination | Aggregated | 2030 | 1.1381e-09 | 768.4668 | 8.7457e-07 | 2030 | Mitigation | 0.95 | 45 | 0 | esc | 0.00097009 | 1.104e-12 | 0.00097009 | 1.104e-12
[120 empty] | 7.3.3.17.5 (Remote Grid) Updates to grid topology to minimize risk of ignition in HFTDs Remote GridWLDFRContaminationAggregated | WLDFR | HFTD - Distribution - Tier 2 - 5QU CoRE ¦ 2QU LoRE | Non-Red Flag Warning - Catastrophic Fires | Contamination | Aggregated | 2031 | 1.1381e-09 | 768.4668 | 8.7457e-07 | 2031 | Mitigation | 0.95 | 45 | 0 | esc | 0.00097009 | 1.104e-12 | 0.00097009 | 1.104e-12
[120 empty] | 7.3.3.17.5 (Remote Grid) Updates to grid topology to minimize risk of ignition in HFTDs Remote GridWLDFRContaminationAggregated | WLDFR | HFTD - Distribution - Tier 2 - 5QU CoRE ¦ 2QU LoRE | Non-Red Flag Warning - Catastrophic Fires | Contamination | Aggregated | 2032 | 1.1381e-09 | 768.4668 | 8.7457e-07 | 2032 | Mitigation | 0.95 | 45 | 0 | esc | 0.00097009 | 1.104e-12 | 0.00097009 | 1.104e-12
[120 empty] | 7.3.3.17.5 (Remote Grid) Updates to grid topology to minimize risk of ignition in HFTDs Remote GridWLDFRContaminationAggregated | WLDFR | HFTD - Distribution - Tier 2 - 5QU CoRE ¦ 2QU LoRE | Non-Red Flag Warning - Catastrophic Fires | Contamination | Aggregated | 2033 | 1.1381e-09 | 768.4668 | 8.7457e-07 | 2033 | Mitigation | 0.95 | 45 | 0 | esc | 0.00097009 | 1.104e-12 | 0.00097009 | 1.104e-12
[120 empty] | 7.3.3.17.5 (Remote Grid) Updates to grid topology to minimize risk of ignition in HFTDs Remote GridWLDFRContaminationAggregated | WLDFR | HFTD - Distribution - Tier 2 - 5QU CoRE ¦ 2QU LoRE | Non-Red Flag Warning - Catastrophic Fires | Contamination | Aggregated | 2034 | 1.1381e-09 | 768.4668 | 8.7457e-07 | 2034 | Mitigation | 0.95 | 45 | 0 | esc | 0.00097009 | 1.104e-12 | 0.00097009 | 1.104e-12
[120 empty] | 7.3.3.17.5 (Remote Grid) Updates to grid topology to minimize risk of ignition in HFTDs Remote GridWLDFRContaminationAggregated | WLDFR | HFTD - Distribution - Tier 2 - 5QU CoRE ¦ 2QU LoRE | Non-Red Flag Warning - Catastrophic Fires | Contamination | Aggregated | 2035 | 1.1381e-09 | 768.4668 | 8.7457e-07 | 2035 | Mitigation | 0.95 | 45 | 0 | esc | 0.00097009 | 1.104e-12 | 0.00097009 | 1.104e-12
[120 empty] | 7.3.3.17.5 (Remote Grid) Updates to grid topology to minimize risk of ignition in HFTDs Remote GridWLDFRContaminationAggregated | WLDFR | HFTD - Distribution - Tier 2 - 5QU CoRE ¦ 2QU LoRE | Non-Red Flag Warning - Catastrophic Fires | Contamination | Aggregated | 2036 | 1.1381e-09 | 768.4668 | 8.7457e-07 | 2036 | Mitigation | 0.95 | 45 | 0 | esc | 0.00097009 | 1.104e-12 | 0.00097009 | 1.104e-12
[120 empty] | 7.3.3.17.5 (Remote Grid) Updates to grid topology to minimize risk of ignition in HFTDs Remote GridWLDFRContaminationAggregated | WLDFR | HFTD - Distribution - Tier 2 - 5QU CoRE ¦ 2QU LoRE | Non-Red Flag Warning - Catastrophic Fires | Contamination | Aggregated | 2037 | 1.1381e-09 | 768.4668 | 8.7457e-07 | 2037 | Mitigation | 0.95 | 45 | 0 | esc | 0.00097009 | 1.104e-12 | 0.00097009 | 1.104e-12
[120 empty] | 7.3.3.17.5 (Remote Grid) Updates to grid topology to minimize risk of ignition in HFTDs Remote GridWLDFRContaminationAggregated | WLDFR | HFTD - Distribution - Tier 2 - 5QU CoRE ¦ 2QU LoRE | Non-Red Flag Warning - Catastrophic Fires | Contamination | Aggregated | 2038 | 1.1381e-09 | 768.4668 | 8.7457e-07 | 2038 | Mitigation | 0.95 | 45 | 0 | esc | 0.00097009 | 1.104e-12 | 0.00097009 | 1.104e-12
[120 empty] | 7.3.3.17.5 (Remote Grid) Updates to grid topology to minimize risk of ignition in HFTDs Remote GridWLDFRContaminationAggregated | WLDFR | HFTD - Distribution - Tier 2 - 5QU CoRE ¦ 2QU LoRE | Non-Red Flag Warning - Catastrophic Fires | Contamination | Aggregated | 2039 | 1.1381e-09 | 768.4668 | 8.7457e-07 | 2039 | Mitigation | 0.95 | 45 | 0 | esc | 0.00097009 | 1.104e-12 | 0.00097009 | 1.104e-12
[120 empty] | 7.3.3.17.5 (Remote Grid) Updates to grid topology to minimize risk of ignition in HFTDs Remote GridWLDFRContaminationAggregated | WLDFR | HFTD - Distribution - Tier 2 - 5QU CoRE ¦ 2QU LoRE | Non-Red Flag Warning - Catastrophic Fires | Contamination | Aggregated | 2040 | 1.1381e-09 | 768.4668 | 8.7457e-07 | 2040 | Mitigation | 0.95 | 45 | 0 | esc | 0.00097009 | 1.104e-12 | 0.00097009 | 1.104e-12
[120 empty] | 7.3.3.17.5 (Remote Grid) Updates to grid topology to minimize risk of ignition in HFTDs Remote GridWLDFRContaminationAggregated | WLDFR | HFTD - Distribution - Tier 2 - 5QU CoRE ¦ 2QU LoRE | Non-Red Flag Warning - Catastrophic Fires | Contamination | Aggregated | 2041 | 1.1381e-09 | 768.4668 | 8.7457e-07 | 2041 | Mitigation | 0.95 | 45 | 0 | esc | 0.00097009 | 1.104e-12 | 0.00097009 | 1.104e-12
[120 empty] | 7.3.3.17.5 (Remote Grid) Updates to grid topology to minimize risk of ignition in HFTDs Remote GridWLDFRContaminationAggregated | WLDFR | HFTD - Distribution - Tier 2 - 5QU CoRE ¦ 2QU LoRE | Non-Red Flag Warning - Catastrophic Fires | Contamination | Aggregated | 2042 | 1.1381e-09 | 768.4668 | 8.7457e-07 | 2042 | Mitigation | 0.95 | 45 | 0 | esc | 0.00097009 | 1.104e-12 | 0.00097009 | 1.104e-12
[120 empty] | 7.3.3.17.5 (Remote Grid) Updates to grid topology to minimize risk of ignition in HFTDs Remote GridWLDFRContaminationAggregated | WLDFR | HFTD - Distribution - Tier 2 - 5QU CoRE ¦ 2QU LoRE | Non-Red Flag Warning - Catastrophic Fires | Contamination | Aggregated | 2043 | 1.1381e-09 | 768.4668 | 8.7457e-07 | 2043 | Mitigation | 0.95 | 45 | 0 | esc | 0.00097009 | 1.104e-12 | 0.00097009 | 1.104e-12
[120 empty] | 7.3.3.17.5 (Remote Grid) Updates to grid topology to minimize risk of ignition in HFTDs Remote GridWLDFRContaminationAggregated | WLDFR | HFTD - Distribution - Tier 2 - 5QU CoRE ¦ 2QU LoRE | Non-Red Flag Warning - Catastrophic Fires | Contamination | Aggregated | 2044 | 1.1381e-09 | 768.4668 | 8.7457e-07 | 2044 | Mitigation | 0.95 | 45 | 0 | esc | 0.00097009 | 1.104e-12 | 0.00097009 | 1.104e-12
[120 empty] | 7.3.3.17.5 (Remote Grid) Updates to grid topology to minimize risk of ignition in HFTDs Remote GridWLDFRContaminationAggregated | WLDFR | HFTD - Distribution - Tier 2 - 5QU CoRE ¦ 2QU LoRE | Non-Red Flag Warning - Catastrophic Fires | Contamination | Aggregated | 2045 | 1.1381e-09 | 768.4668 | 8.7457e-07 | 2045 | Mitigation | 0.95 | 45 | 0 | esc | 0.00097009 | 1.104e-12 | 0.00097009 | 1.104e-12
[120 empty] | 7.3.3.17.5 (Remote Grid) Updates to grid topology to minimize risk of ignition in HFTDs Remote GridWLDFRContaminationAggregated | WLDFR | HFTD - Distribution - Tier 2 - 5QU CoRE ¦ 2QU LoRE | Non-Red Flag Warning - Catastrophic Fires | Contamination | Aggregated | 2046 | 1.1381e-09 | 768.4668 | 8.7457e-07 | 2046 | Mitigation | 0.95 | 45 | 0 | esc | 0.00097009 | 1.104e-12 | 0.00097009 | 1.104e-12
[120 empty] | 7.3.3.17.5 (Remote Grid) Updates to grid topology to minimize risk of ignition in HFTDs Remote GridWLDFRContaminationAggregated | WLDFR | HFTD - Distribution - Tier 2 - 5QU CoRE ¦ 2QU LoRE | Non-Red Flag Warning - Catastrophic Fires | Contamination | Aggregated | 2047 | 1.1381e-09 | 768.4668 | 8.7457e-07 | 2047 | Mitigation | 0.95 | 45 | 0 | esc | 0.00097009 | 1.104e-12 | 0.00097009 | 1.104e-12
[120 empty] | 7.3.3.17.5 (Remote Grid) Updates to grid topology to minimize risk of ignition in HFTDs Remote GridWLDFRContaminationAggregated | WLDFR | HFTD - Distribution - Tier 2 - 5QU CoRE ¦ 2QU LoRE | Non-Red Flag Warning - Catastrophic Fires | Contamination | Aggregated | 2048 | 1.1381e-09 | 768.4668 | 8.7457e-07 | 2048 | Mitigation | 0.95 | 45 | 0 | esc | 0.00097009 | 1.104e-12 | 0.00097009 | 1.104e-12
[120 empty] | 7.3.3.17.5 (Remote Grid) Updates to grid topology to minimize risk of ignition in HFTDs Remote GridWLDFRContaminationAggregated | WLDFR | HFTD - Distribution - Tier 2 - 5QU CoRE ¦ 2QU LoRE | Non-Red Flag Warning - Catastrophic Fires | Contamination | Aggregated | 2049 | 1.1381e-09 | 768.4668 | 8.7457e-07 | 2049 | Mitigation | 0.95 | 45 | 0 | esc | 0.00097009 | 1.104e-12 | 0.00097009 | 1.104e-12
[120 empty] | 7.3.3.17.5 (Remote Grid) Updates to grid topology to minimize risk of ignition in HFTDs Remote GridWLDFRContaminationAggregated | WLDFR | HFTD - Distribution - Tier 2 - 5QU CoRE ¦ 2QU LoRE | Non-Red Flag Warning - Catastrophic Fires | Contamination | Aggregated | 2050 | 1.1381e-09 | 768.4668 | 8.7457e-07 | 2050 | Mitigation | 0.95 | 45 | 0 | esc | 0.00097009 | 1.104e-12 | 0.00097009 | 1.104e-12
[120 empty] | 7.3.3.17.5 (Remote Grid) Updates to grid topology to minimize risk of ignition in HFTDs Remote GridWLDFRContaminationAggregated | WLDFR | HFTD - Distribution - Tier 2 - 5QU CoRE ¦ 2QU LoRE | Non-Red Flag Warning - Catastrophic Fires | Contamination | Aggregated | 2051 | 1.1381e-09 | 768.4668 | 8.7457e-07 | 2051 | Mitigation | 0.95 | 45 | 0 | esc | 0.00097009 | 1.104e-12 | 0.00097009 | 1.104e-12
[120 empty] | 7.3.3.17.5 (Remote Grid) Updates to grid topology to minimize risk of ignition in HFTDs Remote GridWLDFRContaminationAggregated | WLDFR | HFTD - Distribution - Tier 2 - 5QU CoRE ¦ 2QU LoRE | Non-Red Flag Warning - Catastrophic Fires | Contamination | Aggregated | 2052 | 1.1381e-09 | 768.4668 | 8.7457e-07 | 2052 | Mitigation | 0.95 | 45 | 0 | esc | 0.00097009 | 1.104e-12 | 0.00097009 | 1.104e-12
[120 empty] | 7.3.3.17.5 (Remote Grid) Updates to grid topology to minimize risk of ignition in HFTDs Remote GridWLDFRContaminationAggregated | WLDFR | HFTD - Distribution - Tier 2 - 5QU CoRE ¦ 2QU LoRE | Non-Red Flag Warning - Catastrophic Fires | Contamination | Aggregated | 2053 | 1.1381e-09 | 768.4668 | 8.7457e-07 | 2053 | Mitigation | 0.95 | 45 | 0 | esc | 0.00097009 | 1.104e-12 | 0.00097009 | 1.104e-12
[120 empty] | 7.3.3.17.5 (Remote Grid) Updates to grid topology to minimize risk of ignition in HFTDs Remote GridWLDFRContaminationAggregated | WLDFR | HFTD - Distribution - Tier 2 - 5QU CoRE ¦ 2QU LoRE | Non-Red Flag Warning - Catastrophic Fires | Contamination | Aggregated | 2054 | 1.1381e-09 | 768.4668 | 8.7457e-07 | 2054 | Mitigation | 0.95 | 45 | 0 | esc | 0.00097009 | 1.104e-12 | 0.00097009 | 1.104e-12
[120 empty] | 7.3.3.17.5 (Remote Grid) Updates to grid topology to minimize risk of ignition in HFTDs Remote GridWLDFRContaminationAggregated | WLDFR | HFTD - Distribution - Tier 2 - 5QU CoRE ¦ 2QU LoRE | Non-Red Flag Warning - Catastrophic Fires | Contamination | Aggregated | 2055 | 1.1381e-09 | 768.4668 | 8.7457e-07 | 2055 | Mitigation | 0.95 | 45 | 0 | esc | 0.00097009 | 1.104e-12 | 0.00097009 | 1.104e-12
[120 empty] | 7.3.3.17.5 (Remote Grid) Updates to grid topology to minimize risk of ignition in HFTDs Remote GridWLDFRContaminationAggregated | WLDFR | HFTD - Distribution - Tier 2 - 5QU CoRE ¦ 2QU LoRE | Non-Red Flag Warning - Catastrophic Fires | Contamination | Aggregated | 2056 | 1.1381e-09 | 768.4668 | 8.7457e-07 | 2056 | Mitigation | 0.95 | 45 | 0 | esc | 0.00097009 | 1.104e-12 | 0.00097009 | 1.104e-12
[120 empty] | 7.3.3.17.5 (Remote Grid) Updates to grid topology to minimize risk of ignition in HFTDs Remote GridWLDFRContaminationAggregated | WLDFR | HFTD - Distribution - Tier 2 - 5QU CoRE ¦ 2QU LoRE | Non-Red Flag Warning - Catastrophic Fires | Contamination | Aggregated | 2057 | 1.1381e-09 | 768.4668 | 8.7457e-07 | 2057 | Mitigation | 0.95 | 45 | 0 | esc | 0.00097009 | 1.104e-12 | 0.00097009 | 1.104e-12
[120 empty] | 7.3.3.17.5 (Remote Grid) Updates to grid topology to minimize risk of ignition in HFTDs Remote GridWLDFRContaminationAggregated | WLDFR | HFTD - Distribution - Tier 2 - 5QU CoRE ¦ 2QU LoRE | Non-Red Flag Warning - Catastrophic Fires | Contamination | Aggregated | 2058 | 1.1381e-09 | 768.4668 | 8.7457e-07 | 2058 | Mitigation | 0.95 | 45 | 0 | esc | 0.00097009 | 1.104e-12 | 0.00097009 | 1.104e-12
[120 empty] | 7.3.3.17.5 (Remote Grid) Updates to grid topology to minimize risk of ignition in HFTDs Remote GridWLDFRContaminationAggregated | WLDFR | HFTD - Distribution - Tier 2 - 5QU CoRE ¦ 2QU LoRE | Non-Red Flag Warning - Catastrophic Fires | Contamination | Aggregated | 2059 | 1.1381e-09 | 768.4668 | 8.7457e-07 | 2059 | Mitigation | 0.95 | 45 | 0 | esc | 0.00097009 | 1.104e-12 | 0.00097009 | 1.104e-12
[120 empty] | 7.3.3.17.5 (Remote Grid) Updates to grid topology to minimize risk of ignition in HFTDs Remote GridWLDFRContaminationAggregated | WLDFR | HFTD - Distribution - Tier 2 - 5QU CoRE ¦ 2QU LoRE | Non-Red Flag Warning - Catastrophic Fires | Contamination | Aggregated | 2060 | 1.1381e-09 | 768.4668 | 8.7457e-07 | 2060 | Mitigation | 0.95 | 45 | 0 | esc | 0.00097009 | 1.104e-12 | 0.00097009 | 1.104e-12
[120 empty] | 7.3.3.17.5 (Remote Grid) Updates to grid topology to minimize risk of ignition in HFTDs Remote GridWLDFRContaminationAggregated | WLDFR | HFTD - Distribution - Tier 2 - 5QU CoRE ¦ 2QU LoRE | Non-Red Flag Warning - Catastrophic Fires | Contamination | Aggregated | 2061 | 1.1381e-09 | 768.4668 | 8.7457e-07 | 2061 | Mitigation | 0.95 | 45 | 0 | esc | 0.00097009 | 1.104e-12 | 0.00097009 | 1.104e-12
[120 empty] | 7.3.3.17.5 (Remote Grid) Updates to grid topology to minimize risk of ignition in HFTDs Remote GridWLDFRContaminationAggregated | WLDFR | HFTD - Distribution - Tier 2 - 5QU CoRE ¦ 2QU LoRE | Non-Red Flag Warning - Catastrophic Fires | Contamination | Aggregated | 2062 | 1.1381e-09 | 768.4668 | 8.7457e-07 | 2062 | Mitigation | 0.95 | 45 | 0 | esc | 0.00097009 | 1.104e-12 | 0.00097009 | 1.104e-12
[120 empty] | 7.3.3.17.5 (Remote Grid) Updates to grid topology to minimize risk of ignition in HFTDs Remote GridWLDFRContaminationAggregated | WLDFR | HFTD - Distribution - Tier 2 - 5QU CoRE ¦ 2QU LoRE | Non-Red Flag Warning - Catastrophic Fires | Contamination | Aggregated | 2063 | 1.1381e-09 | 768.4668 | 8.7457e-07 | 2063 | Mitigation | 0.95 | 45 | 0 | esc | 0.00097009 | 1.104e-12 | 0.00097009 | 1.104e-12
[120 empty] | 7.3.3.17.5 (Remote Grid) Updates to grid topology to minimize risk of ignition in HFTDs Remote GridWLDFRContaminationAggregated | WLDFR | HFTD - Distribution - Tier 2 - 5QU CoRE ¦ 2QU LoRE | Non-Red Flag Warning - Catastrophic Fires | Contamination | Aggregated | 2064 | 1.1381e-09 | 768.4668 | 8.7457e-07 | 2064 | Mitigation | 0.95 | 45 | 0 | esc | 0.00097009 | 1.104e-12 | 0.00097009 | 1.104e-12
[120 empty] | 7.3.3.17.5 (Remote Grid) Updates to grid topology to minimize risk of ignition in HFTDs Remote GridWLDFRContaminationAggregated | WLDFR | HFTD - Distribution - Tier 2 - 5QU CoRE ¦ 2QU LoRE | Non-Red Flag Warning - Catastrophic Fires | Contamination | Aggregated | 2065 | 1.1381e-09 | 768.4668 | 8.7457e-07 | 2065 | Mitigation | 0.95 | 45 | 0 | esc | 0.00097009 | 1.104e-12 | 0.00097009 | 1.104e-12
[120 empty] | 7.3.3.17.5 (Remote Grid) Updates to grid topology to minimize risk of ignition in HFTDs Remote GridWLDFRContaminationAggregated | WLDFR | HFTD - Distribution - Tier 2 - 5QU CoRE ¦ 2QU LoRE | Non-Red Flag Warning - Catastrophic Fires | Contamination | Aggregated | 2066 | 1.1381e-09 | 768.4668 | 8.7457e-07 | 2066 | Mitigation | 0.95 | 45 | 0 | esc | 0.00097009 | 1.104e-12 | 0.00097009 | 1.104e-12
[120 empty] | 7.3.3.17.5 (Remote Grid) Updates to grid topology to minimize risk of ignition in HFTDs Remote GridWLDFRContaminationAggregated | WLDFR | HFTD - Distribution - Tier 2 - 5QU CoRE ¦ 2QU LoRE | Non-Red Flag Warning - Catastrophic Fires | Contamination | Aggregated | 2067 | 1.1381e-09 | 768.4668 | 8.7457e-07 | 2067 | Mitigation | 0.95 | 45 | 0 | esc | 0 | 0 | 0.00097009 | 1.104e-12
[120 empty] | 7.3.3.17.5 (Remote Grid) Updates to grid topology to minimize risk of ignition in HFTDs Remote GridWLDFREquipment / facility failureAggregated | WLDFR | HFTD - Distribution - Tier 2 - 5QU CoRE ¦ 2QU LoRE | Non-Red Flag Warning - Catastrophic Fires | Equipment / facility failure | Aggregated | 2022 | 2.4172e-09 | 768.4668 | 1.8575e-06 | 2022 | Mitigation | 0.95 | 45 | 0 | esc | 0.00097009 | 2.3448e-12 | 0 | 0
[120 empty] | 7.3.3.17.5 (Remote Grid) Updates to grid topology to minimize risk of ignition in HFTDs Remote GridWLDFREquipment / facility failureAggregated | WLDFR | HFTD - Distribution - Tier 2 - 5QU CoRE ¦ 2QU LoRE | Non-Red Flag Warning - Catastrophic Fires | Equipment / facility failure | Aggregated | 2023 | 2.4172e-09 | 768.4668 | 1.8575e-06 | 2023 | Mitigation | 0.95 | 45 | 0 | esc | 0.00097009 | 2.3448e-12 | 0.00097009 | 2.3448e-12
[120 empty] | 7.3.3.17.5 (Remote Grid) Updates to grid topology to minimize risk of ignition in HFTDs Remote GridWLDFREquipment / facility failureAggregated | WLDFR | HFTD - Distribution - Tier 2 - 5QU CoRE ¦ 2QU LoRE | Non-Red Flag Warning - Catastrophic Fires | Equipment / facility failure | Aggregated | 2024 | 2.4172e-09 | 768.4668 | 1.8575e-06 | 2024 | Mitigation | 0.95 | 45 | 0 | esc | 0.00097009 | 2.3448e-12 | 0.00097009 | 2.3448e-12
[120 empty] | 7.3.3.17.5 (Remote Grid) Updates to grid topology to minimize risk of ignition in HFTDs Remote GridWLDFREquipment / facility failureAggregated | WLDFR | HFTD - Distribution - Tier 2 - 5QU CoRE ¦ 2QU LoRE | Non-Red Flag Warning - Catastrophic Fires | Equipment / facility failure | Aggregated | 2025 | 2.4172e-09 | 768.4668 | 1.8575e-06 | 2025 | Mitigation | 0.95 | 45 | 0 | esc | 0.00097009 | 2.3448e-12 | 0.00097009 | 2.3448e-12
[120 empty] | 7.3.3.17.5 (Remote Grid) Updates to grid topology to minimize risk of ignition in HFTDs Remote GridWLDFREquipment / facility failureAggregated | WLDFR | HFTD - Distribution - Tier 2 - 5QU CoRE ¦ 2QU LoRE | Non-Red Flag Warning - Catastrophic Fires | Equipment / facility failure | Aggregated | 2026 | 2.4172e-09 | 768.4668 | 1.8575e-06 | 2026 | Mitigation | 0.95 | 45 | 0 | esc | 0.00097009 | 2.3448e-12 | 0.00097009 | 2.3448e-12
[120 empty] | 7.3.3.17.5 (Remote Grid) Updates to grid topology to minimize risk of ignition in HFTDs Remote GridWLDFREquipment / facility failureAggregated | WLDFR | HFTD - Distribution - Tier 2 - 5QU CoRE ¦ 2QU LoRE | Non-Red Flag Warning - Catastrophic Fires | Equipment / facility failure | Aggregated | 2027 | 2.4172e-09 | 768.4668 | 1.8575e-06 | 2027 | Mitigation | 0.95 | 45 | 0 | esc | 0.00097009 | 2.3448e-12 | 0.00097009 | 2.3448e-12
[120 empty] | 7.3.3.17.5 (Remote Grid) Updates to grid topology to minimize risk of ignition in HFTDs Remote GridWLDFREquipment / facility failureAggregated | WLDFR | HFTD - Distribution - Tier 2 - 5QU CoRE ¦ 2QU LoRE | Non-Red Flag Warning - Catastrophic Fires | Equipment / facility failure | Aggregated | 2028 | 2.4172e-09 | 768.4668 | 1.8575e-06 | 2028 | Mitigation | 0.95 | 45 | 0 | esc | 0.00097009 | 2.3448e-12 | 0.00097009 | 2.3448e-12
[120 empty] | 7.3.3.17.5 (Remote Grid) Updates to grid topology to minimize risk of ignition in HFTDs Remote GridWLDFREquipment / facility failureAggregated | WLDFR | HFTD - Distribution - Tier 2 - 5QU CoRE ¦ 2QU LoRE | Non-Red Flag Warning - Catastrophic Fires | Equipment / facility failure | Aggregated | 2029 | 2.4172e-09 | 768.4668 | 1.8575e-06 | 2029 | Mitigation | 0.95 | 45 | 0 | esc | 0.00097009 | 2.3448e-12 | 0.00097009 | 2.3448e-12
[120 empty] | 7.3.3.17.5 (Remote Grid) Updates to grid topology to minimize risk of ignition in HFTDs Remote GridWLDFREquipment / facility failureAggregated | WLDFR | HFTD - Distribution - Tier 2 - 5QU CoRE ¦ 2QU LoRE | Non-Red Flag Warning - Catastrophic Fires | Equipment / facility failure | Aggregated | 2030 | 2.4172e-09 | 768.4668 | 1.8575e-06 | 2030 | Mitigation | 0.95 | 45 | 0 | esc | 0.00097009 | 2.3448e-12 | 0.00097009 | 2.3448e-12
[120 empty] | 7.3.3.17.5 (Remote Grid) Updates to grid topology to minimize risk of ignition in HFTDs Remote GridWLDFREquipment / facility failureAggregated | WLDFR | HFTD - Distribution - Tier 2 - 5QU CoRE ¦ 2QU LoRE | Non-Red Flag Warning - Catastrophic Fires | Equipment / facility failure | Aggregated | 2031 | 2.4172e-09 | 768.4668 | 1.8575e-06 | 2031 | Mitigation | 0.95 | 45 | 0 | esc | 0.00097009 | 2.3448e-12 | 0.00097009 | 2.3448e-12
[120 empty] | 7.3.3.17.5 (Remote Grid) Updates to grid topology to minimize risk of ignition in HFTDs Remote GridWLDFREquipment / facility failureAggregated | WLDFR | HFTD - Distribution - Tier 2 - 5QU CoRE ¦ 2QU LoRE | Non-Red Flag Warning - Catastrophic Fires | Equipment / facility failure | Aggregated | 2032 | 2.4172e-09 | 768.4668 | 1.8575e-06 | 2032 | Mitigation | 0.95 | 45 | 0 | esc | 0.00097009 | 2.3448e-12 | 0.00097009 | 2.3448e-12
[120 empty] | 7.3.3.17.5 (Remote Grid) Updates to grid topology to minimize risk of ignition in HFTDs Remote GridWLDFREquipment / facility failureAggregated | WLDFR | HFTD - Distribution - Tier 2 - 5QU CoRE ¦ 2QU LoRE | Non-Red Flag Warning - Catastrophic Fires | Equipment / facility failure | Aggregated | 2033 | 2.4172e-09 | 768.4668 | 1.8575e-06 | 2033 | Mitigation | 0.95 | 45 | 0 | esc | 0.00097009 | 2.3448e-12 | 0.00097009 | 2.3448e-12
[120 empty] | 7.3.3.17.5 (Remote Grid) Updates to grid topology to minimize risk of ignition in HFTDs Remote GridWLDFREquipment / facility failureAggregated | WLDFR | HFTD - Distribution - Tier 2 - 5QU CoRE ¦ 2QU LoRE | Non-Red Flag Warning - Catastrophic Fires | Equipment / facility failure | Aggregated | 2034 | 2.4172e-09 | 768.4668 | 1.8575e-06 | 2034 | Mitigation | 0.95 | 45 | 0 | esc | 0.00097009 | 2.3448e-12 | 0.00097009 | 2.3448e-12
[120 empty] | 7.3.3.17.5 (Remote Grid) Updates to grid topology to minimize risk of ignition in HFTDs Remote GridWLDFREquipment / facility failureAggregated | WLDFR | HFTD - Distribution - Tier 2 - 5QU CoRE ¦ 2QU LoRE | Non-Red Flag Warning - Catastrophic Fires | Equipment / facility failure | Aggregated | 2035 | 2.4172e-09 | 768.4668 | 1.8575e-06 | 2035 | Mitigation | 0.95 | 45 | 0 | esc | 0.00097009 | 2.3448e-12 | 0.00097009 | 2.3448e-12
[120 empty] | 7.3.3.17.5 (Remote Grid) Updates to grid topology to minimize risk of ignition in HFTDs Remote GridWLDFREquipment / facility failureAggregated | WLDFR | HFTD - Distribution - Tier 2 - 5QU CoRE ¦ 2QU LoRE | Non-Red Flag Warning - Catastrophic Fires | Equipment / facility failure | Aggregated | 2036 | 2.4172e-09 | 768.4668 | 1.8575e-06 | 2036 | Mitigation | 0.95 | 45 | 0 | esc | 0.00097009 | 2.3448e-12 | 0.00097009 | 2.3448e-12
[120 empty] | 7.3.3.17.5 (Remote Grid) Updates to grid topology to minimize risk of ignition in HFTDs Remote GridWLDFREquipment / facility failureAggregated | WLDFR | HFTD - Distribution - Tier 2 - 5QU CoRE ¦ 2QU LoRE | Non-Red Flag Warning - Catastrophic Fires | Equipment / facility failure | Aggregated | 2037 | 2.4172e-09 | 768.4668 | 1.8575e-06 | 2037 | Mitigation | 0.95 | 45 | 0 | esc | 0.00097009 | 2.3448e-12 | 0.00097009 | 2.3448e-12
[120 empty] | 7.3.3.17.5 (Remote Grid) Updates to grid topology to minimize risk of ignition in HFTDs Remote GridWLDFREquipment / facility failureAggregated | WLDFR | HFTD - Distribution - Tier 2 - 5QU CoRE ¦ 2QU LoRE | Non-Red Flag Warning - Catastrophic Fires | Equipment / facility failure | Aggregated | 2038 | 2.4172e-09 | 768.4668 | 1.8575e-06 | 2038 | Mitigation | 0.95 | 45 | 0 | esc | 0.00097009 | 2.3448e-12 | 0.00097009 | 2.3448e-12
[120 empty] | 7.3.3.17.5 (Remote Grid) Updates to grid topology to minimize risk of ignition in HFTDs Remote GridWLDFREquipment / facility failureAggregated | WLDFR | HFTD - Distribution - Tier 2 - 5QU CoRE ¦ 2QU LoRE | Non-Red Flag Warning - Catastrophic Fires | Equipment / facility failure | Aggregated | 2039 | 2.4172e-09 | 768.4668 | 1.8575e-06 | 2039 | Mitigation | 0.95 | 45 | 0 | esc | 0.00097009 | 2.3448e-12 | 0.00097009 | 2.3448e-12
[120 empty] | 7.3.3.17.5 (Remote Grid) Updates to grid topology to minimize risk of ignition in HFTDs Remote GridWLDFREquipment / facility failureAggregated | WLDFR | HFTD - Distribution - Tier 2 - 5QU CoRE ¦ 2QU LoRE | Non-Red Flag Warning - Catastrophic Fires | Equipment / facility failure | Aggregated | 2040 | 2.4172e-09 | 768.4668 | 1.8575e-06 | 2040 | Mitigation | 0.95 | 45 | 0 | esc | 0.00097009 | 2.3448e-12 | 0.00097009 | 2.3448e-12
[120 empty] | 7.3.3.17.5 (Remote Grid) Updates to grid topology to minimize risk of ignition in HFTDs Remote GridWLDFREquipment / facility failureAggregated | WLDFR | HFTD - Distribution - Tier 2 - 5QU CoRE ¦ 2QU LoRE | Non-Red Flag Warning - Catastrophic Fires | Equipment / facility failure | Aggregated | 2041 | 2.4172e-09 | 768.4668 | 1.8575e-06 | 2041 | Mitigation | 0.95 | 45 | 0 | esc | 0.00097009 | 2.3448e-12 | 0.00097009 | 2.3448e-12
[120 empty] | 7.3.3.17.5 (Remote Grid) Updates to grid topology to minimize risk of ignition in HFTDs Remote GridWLDFREquipment / facility failureAggregated | WLDFR | HFTD - Distribution - Tier 2 - 5QU CoRE ¦ 2QU LoRE | Non-Red Flag Warning - Catastrophic Fires | Equipment / facility failure | Aggregated | 2042 | 2.4172e-09 | 768.4668 | 1.8575e-06 | 2042 | Mitigation | 0.95 | 45 | 0 | esc | 0.00097009 | 2.3448e-12 | 0.00097009 | 2.3448e-12
[120 empty] | 7.3.3.17.5 (Remote Grid) Updates to grid topology to minimize risk of ignition in HFTDs Remote GridWLDFREquipment / facility failureAggregated | WLDFR | HFTD - Distribution - Tier 2 - 5QU CoRE ¦ 2QU LoRE | Non-Red Flag Warning - Catastrophic Fires | Equipment / facility failure | Aggregated | 2043 | 2.4172e-09 | 768.4668 | 1.8575e-06 | 2043 | Mitigation | 0.95 | 45 | 0 | esc | 0.00097009 | 2.3448e-12 | 0.00097009 | 2.3448e-12
[120 empty] | 7.3.3.17.5 (Remote Grid) Updates to grid topology to minimize risk of ignition in HFTDs Remote GridWLDFREquipment / facility failureAggregated | WLDFR | HFTD - Distribution - Tier 2 - 5QU CoRE ¦ 2QU LoRE | Non-Red Flag Warning - Catastrophic Fires | Equipment / facility failure | Aggregated | 2044 | 2.4172e-09 | 768.4668 | 1.8575e-06 | 2044 | Mitigation | 0.95 | 45 | 0 | esc | 0.00097009 | 2.3448e-12 | 0.00097009 | 2.3448e-12
[120 empty] | 7.3.3.17.5 (Remote Grid) Updates to grid topology to minimize risk of ignition in HFTDs Remote GridWLDFREquipment / facility failureAggregated | WLDFR | HFTD - Distribution - Tier 2 - 5QU CoRE ¦ 2QU LoRE | Non-Red Flag Warning - Catastrophic Fires | Equipment / facility failure | Aggregated | 2045 | 2.4172e-09 | 768.4668 | 1.8575e-06 | 2045 | Mitigation | 0.95 | 45 | 0 | esc | 0.00097009 | 2.3448e-12 | 0.00097009 | 2.3448e-12
[120 empty] | 7.3.3.17.5 (Remote Grid) Updates to grid topology to minimize risk of ignition in HFTDs Remote GridWLDFREquipment / facility failureAggregated | WLDFR | HFTD - Distribution - Tier 2 - 5QU CoRE ¦ 2QU LoRE | Non-Red Flag Warning - Catastrophic Fires | Equipment / facility failure | Aggregated | 2046 | 2.4172e-09 | 768.4668 | 1.8575e-06 | 2046 | Mitigation | 0.95 | 45 | 0 | esc | 0.00097009 | 2.3448e-12 | 0.00097009 | 2.3448e-12
[120 empty] | 7.3.3.17.5 (Remote Grid) Updates to grid topology to minimize risk of ignition in HFTDs Remote GridWLDFREquipment / facility failureAggregated | WLDFR | HFTD - Distribution - Tier 2 - 5QU CoRE ¦ 2QU LoRE | Non-Red Flag Warning - Catastrophic Fires | Equipment / facility failure | Aggregated | 2047 | 2.4172e-09 | 768.4668 | 1.8575e-06 | 2047 | Mitigation | 0.95 | 45 | 0 | esc | 0.00097009 | 2.3448e-12 | 0.00097009 | 2.3448e-12
[120 empty] | 7.3.3.17.5 (Remote Grid) Updates to grid topology to minimize risk of ignition in HFTDs Remote GridWLDFREquipment / facility failureAggregated | WLDFR | HFTD - Distribution - Tier 2 - 5QU CoRE ¦ 2QU LoRE | Non-Red Flag Warning - Catastrophic Fires | Equipment / facility failure | Aggregated | 2048 | 2.4172e-09 | 768.4668 | 1.8575e-06 | 2048 | Mitigation | 0.95 | 45 | 0 | esc | 0.00097009 | 2.3448e-12 | 0.00097009 | 2.3448e-12
[120 empty] | 7.3.3.17.5 (Remote Grid) Updates to grid topology to minimize risk of ignition in HFTDs Remote GridWLDFREquipment / facility failureAggregated | WLDFR | HFTD - Distribution - Tier 2 - 5QU CoRE ¦ 2QU LoRE | Non-Red Flag Warning - Catastrophic Fires | Equipment / facility failure | Aggregated | 2049 | 2.4172e-09 | 768.4668 | 1.8575e-06 | 2049 | Mitigation | 0.95 | 45 | 0 | esc | 0.00097009 | 2.3448e-12 | 0.00097009 | 2.3448e-12
[120 empty] | 7.3.3.17.5 (Remote Grid) Updates to grid topology to minimize risk of ignition in HFTDs Remote GridWLDFREquipment / facility failureAggregated | WLDFR | HFTD - Distribution - Tier 2 - 5QU CoRE ¦ 2QU LoRE | Non-Red Flag Warning - Catastrophic Fires | Equipment / facility failure | Aggregated | 2050 | 2.4172e-09 | 768.4668 | 1.8575e-06 | 2050 | Mitigation | 0.95 | 45 | 0 | esc | 0.00097009 | 2.3448e-12 | 0.00097009 | 2.3448e-12
[120 empty] | 7.3.3.17.5 (Remote Grid) Updates to grid topology to minimize risk of ignition in HFTDs Remote GridWLDFREquipment / facility failureAggregated | WLDFR | HFTD - Distribution - Tier 2 - 5QU CoRE ¦ 2QU LoRE | Non-Red Flag Warning - Catastrophic Fires | Equipment / facility failure | Aggregated | 2051 | 2.4172e-09 | 768.4668 | 1.8575e-06 | 2051 | Mitigation | 0.95 | 45 | 0 | esc | 0.00097009 | 2.3448e-12 | 0.00097009 | 2.3448e-12
[120 empty] | 7.3.3.17.5 (Remote Grid) Updates to grid topology to minimize risk of ignition in HFTDs Remote GridWLDFREquipment / facility failureAggregated | WLDFR | HFTD - Distribution - Tier 2 - 5QU CoRE ¦ 2QU LoRE | Non-Red Flag Warning - Catastrophic Fires | Equipment / facility failure | Aggregated | 2052 | 2.4172e-09 | 768.4668 | 1.8575e-06 | 2052 | Mitigation | 0.95 | 45 | 0 | esc | 0.00097009 | 2.3448e-12 | 0.00097009 | 2.3448e-12
[120 empty] | 7.3.3.17.5 (Remote Grid) Updates to grid topology to minimize risk of ignition in HFTDs Remote GridWLDFREquipment / facility failureAggregated | WLDFR | HFTD - Distribution - Tier 2 - 5QU CoRE ¦ 2QU LoRE | Non-Red Flag Warning - Catastrophic Fires | Equipment / facility failure | Aggregated | 2053 | 2.4172e-09 | 768.4668 | 1.8575e-06 | 2053 | Mitigation | 0.95 | 45 | 0 | esc | 0.00097009 | 2.3448e-12 | 0.00097009 | 2.3448e-12
[120 empty] | 7.3.3.17.5 (Remote Grid) Updates to grid topology to minimize risk of ignition in HFTDs Remote GridWLDFREquipment / facility failureAggregated | WLDFR | HFTD - Distribution - Tier 2 - 5QU CoRE ¦ 2QU LoRE | Non-Red Flag Warning - Catastrophic Fires | Equipment / facility failure | Aggregated | 2054 | 2.4172e-09 | 768.4668 | 1.8575e-06 | 2054 | Mitigation | 0.95 | 45 | 0 | esc | 0.00097009 | 2.3448e-12 | 0.00097009 | 2.3448e-12
[120 empty] | 7.3.3.17.5 (Remote Grid) Updates to grid topology to minimize risk of ignition in HFTDs Remote GridWLDFREquipment / facility failureAggregated | WLDFR | HFTD - Distribution - Tier 2 - 5QU CoRE ¦ 2QU LoRE | Non-Red Flag Warning - Catastrophic Fires | Equipment / facility failure | Aggregated | 2055 | 2.4172e-09 | 768.4668 | 1.8575e-06 | 2055 | Mitigation | 0.95 | 45 | 0 | esc | 0.00097009 | 2.3448e-12 | 0.00097009 | 2.3448e-12
[120 empty] | 7.3.3.17.5 (Remote Grid) Updates to grid topology to minimize risk of ignition in HFTDs Remote GridWLDFREquipment / facility failureAggregated | WLDFR | HFTD - Distribution - Tier 2 - 5QU CoRE ¦ 2QU LoRE | Non-Red Flag Warning - Catastrophic Fires | Equipment / facility failure | Aggregated | 2056 | 2.4172e-09 | 768.4668 | 1.8575e-06 | 2056 | Mitigation | 0.95 | 45 | 0 | esc | 0.00097009 | 2.3448e-12 | 0.00097009 | 2.3448e-12
[120 empty] | 7.3.3.17.5 (Remote Grid) Updates to grid topology to minimize risk of ignition in HFTDs Remote GridWLDFREquipment / facility failureAggregated | WLDFR | HFTD - Distribution - Tier 2 - 5QU CoRE ¦ 2QU LoRE | Non-Red Flag Warning - Catastrophic Fires | Equipment / facility failure | Aggregated | 2057 | 2.4172e-09 | 768.4668 | 1.8575e-06 | 2057 | Mitigation | 0.95 | 45 | 0 | esc | 0.00097009 | 2.3448e-12 | 0.00097009 | 2.3448e-12
[120 empty] | 7.3.3.17.5 (Remote Grid) Updates to grid topology to minimize risk of ignition in HFTDs Remote GridWLDFREquipment / facility failureAggregated | WLDFR | HFTD - Distribution - Tier 2 - 5QU CoRE ¦ 2QU LoRE | Non-Red Flag Warning - Catastrophic Fires | Equipment / facility failure | Aggregated | 2058 | 2.4172e-09 | 768.4668 | 1.8575e-06 | 2058 | Mitigation | 0.95 | 45 | 0 | esc | 0.00097009 | 2.3448e-12 | 0.00097009 | 2.3448e-12
[120 empty] | 7.3.3.17.5 (Remote Grid) Updates to grid topology to minimize risk of ignition in HFTDs Remote GridWLDFREquipment / facility failureAggregated | WLDFR | HFTD - Distribution - Tier 2 - 5QU CoRE ¦ 2QU LoRE | Non-Red Flag Warning - Catastrophic Fires | Equipment / facility failure | Aggregated | 2059 | 2.4172e-09 | 768.4668 | 1.8575e-06 | 2059 | Mitigation | 0.95 | 45 | 0 | esc | 0.00097009 | 2.3448e-12 | 0.00097009 | 2.3448e-12
[120 empty] | 7.3.3.17.5 (Remote Grid) Updates to grid topology to minimize risk of ignition in HFTDs Remote GridWLDFREquipment / facility failureAggregated | WLDFR | HFTD - Distribution - Tier 2 - 5QU CoRE ¦ 2QU LoRE | Non-Red Flag Warning - Catastrophic Fires | Equipment / facility failure | Aggregated | 2060 | 2.4172e-09 | 768.4668 | 1.8575e-06 | 2060 | Mitigation | 0.95 | 45 | 0 | esc | 0.00097009 | 2.3448e-12 | 0.00097009 | 2.3448e-12
[120 empty] | 7.3.3.17.5 (Remote Grid) Updates to grid topology to minimize risk of ignition in HFTDs Remote GridWLDFREquipment / facility failureAggregated | WLDFR | HFTD - Distribution - Tier 2 - 5QU CoRE ¦ 2QU LoRE | Non-Red Flag Warning - Catastrophic Fires | Equipment / facility failure | Aggregated | 2061 | 2.4172e-09 | 768.4668 | 1.8575e-06 | 2061 | Mitigation | 0.95 | 45 | 0 | esc | 0.00097009 | 2.3448e-12 | 0.00097009 | 2.3448e-12
[120 empty] | 7.3.3.17.5 (Remote Grid) Updates to grid topology to minimize risk of ignition in HFTDs Remote GridWLDFREquipment / facility failureAggregated | WLDFR | HFTD - Distribution - Tier 2 - 5QU CoRE ¦ 2QU LoRE | Non-Red Flag Warning - Catastrophic Fires | Equipment / facility failure | Aggregated | 2062 | 2.4172e-09 | 768.4668 | 1.8575e-06 | 2062 | Mitigation | 0.95 | 45 | 0 | esc | 0.00097009 | 2.3448e-12 | 0.00097009 | 2.3448e-12
[120 empty] | 7.3.3.17.5 (Remote Grid) Updates to grid topology to minimize risk of ignition in HFTDs Remote GridWLDFREquipment / facility failureAggregated | WLDFR | HFTD - Distribution - Tier 2 - 5QU CoRE ¦ 2QU LoRE | Non-Red Flag Warning - Catastrophic Fires | Equipment / facility failure | Aggregated | 2063 | 2.4172e-09 | 768.4668 | 1.8575e-06 | 2063 | Mitigation | 0.95 | 45 | 0 | esc | 0.00097009 | 2.3448e-12 | 0.00097009 | 2.3448e-12
[120 empty] | 7.3.3.17.5 (Remote Grid) Updates to grid topology to minimize risk of ignition in HFTDs Remote GridWLDFREquipment / facility failureAggregated | WLDFR | HFTD - Distribution - Tier 2 - 5QU CoRE ¦ 2QU LoRE | Non-Red Flag Warning - Catastrophic Fires | Equipment / facility failure | Aggregated | 2064 | 2.4172e-09 | 768.4668 | 1.8575e-06 | 2064 | Mitigation | 0.95 | 45 | 0 | esc | 0.00097009 | 2.3448e-12 | 0.00097009 | 2.3448e-12
[120 empty] | 7.3.3.17.5 (Remote Grid) Updates to grid topology to minimize risk of ignition in HFTDs Remote GridWLDFREquipment / facility failureAggregated | WLDFR | HFTD - Distribution - Tier 2 - 5QU CoRE ¦ 2QU LoRE | Non-Red Flag Warning - Catastrophic Fires | Equipment / facility failure | Aggregated | 2065 | 2.4172e-09 | 768.4668 | 1.8575e-06 | 2065 | Mitigation | 0.95 | 45 | 0 | esc | 0.00097009 | 2.3448e-12 | 0.00097009 | 2.3448e-12
[120 empty] | 7.3.3.17.5 (Remote Grid) Updates to grid topology to minimize risk of ignition in HFTDs Remote GridWLDFREquipment / facility failureAggregated | WLDFR | HFTD - Distribution - Tier 2 - 5QU CoRE ¦ 2QU LoRE | Non-Red Flag Warning - Catastrophic Fires | Equipment / facility failure | Aggregated | 2066 | 2.4172e-09 | 768.4668 | 1.8575e-06 | 2066 | Mitigation | 0.95 | 45 | 0 | esc | 0.00097009 | 2.3448e-12 | 0.00097009 | 2.3448e-12
[120 empty] | 7.3.3.17.5 (Remote Grid) Updates to grid topology to minimize risk of ignition in HFTDs Remote GridWLDFREquipment / facility failureAggregated | WLDFR | HFTD - Distribution - Tier 2 - 5QU CoRE ¦ 2QU LoRE | Non-Red Flag Warning - Catastrophic Fires | Equipment / facility failure | Aggregated | 2067 | 2.4172e-09 | 768.4668 | 1.8575e-06 | 2067 | Mitigation | 0.95 | 45 | 0 | esc | 0 | 0 | 0.00097009 | 2.3448e-12
[120 empty] | 7.3.3.17.5 (Remote Grid) Updates to grid topology to minimize risk of ignition in HFTDs Remote GridWLDFRVegetation ContactAggregated | WLDFR | HFTD - Distribution - Tier 2 - 5QU CoRE ¦ 2QU LoRE | Non-Red Flag Warning - Catastrophic Fires | Vegetation Contact | Aggregated | 2022 | 1.7471e-08 | 768.4668 | 1.3426e-05 | 2022 | Mitigation | 0.95 | 45 | 0 | esc | 0.00097009 | 1.6948e-11 | 0 | 0
[120 empty] | 7.3.3.17.5 (Remote Grid) Updates to grid topology to minimize risk of ignition in HFTDs Remote GridWLDFRVegetation ContactAggregated | WLDFR | HFTD - Distribution - Tier 2 - 5QU CoRE ¦ 2QU LoRE | Non-Red Flag Warning - Catastrophic Fires | Vegetation Contact | Aggregated | 2023 | 1.7471e-08 | 768.4668 | 1.3426e-05 | 2023 | Mitigation | 0.95 | 45 | 0 | esc | 0.00097009 | 1.6948e-11 | 0.00097009 | 1.6948e-11
[120 empty] | 7.3.3.17.5 (Remote Grid) Updates to grid topology to minimize risk of ignition in HFTDs Remote GridWLDFRVegetation ContactAggregated | WLDFR | HFTD - Distribution - Tier 2 - 5QU CoRE ¦ 2QU LoRE | Non-Red Flag Warning - Catastrophic Fires | Vegetation Contact | Aggregated | 2024 | 1.7471e-08 | 768.4668 | 1.3426e-05 | 2024 | Mitigation | 0.95 | 45 | 0 | esc | 0.00097009 | 1.6948e-11 | 0.00097009 | 1.6948e-11
[120 empty] | 7.3.3.17.5 (Remote Grid) Updates to grid topology to minimize risk of ignition in HFTDs Remote GridWLDFRVegetation ContactAggregated | WLDFR | HFTD - Distribution - Tier 2 - 5QU CoRE ¦ 2QU LoRE | Non-Red Flag Warning - Catastrophic Fires | Vegetation Contact | Aggregated | 2025 | 1.7471e-08 | 768.4668 | 1.3426e-05 | 2025 | Mitigation | 0.95 | 45 | 0 | esc | 0.00097009 | 1.6948e-11 | 0.00097009 | 1.6948e-11
[120 empty] | 7.3.3.17.5 (Remote Grid) Updates to grid topology to minimize risk of ignition in HFTDs Remote GridWLDFRVegetation ContactAggregated | WLDFR | HFTD - Distribution - Tier 2 - 5QU CoRE ¦ 2QU LoRE | Non-Red Flag Warning - Catastrophic Fires | Vegetation Contact | Aggregated | 2026 | 1.7471e-08 | 768.4668 | 1.3426e-05 | 2026 | Mitigation | 0.95 | 45 | 0 | esc | 0.00097009 | 1.6948e-11 | 0.00097009 | 1.6948e-11
[120 empty] | 7.3.3.17.5 (Remote Grid) Updates to grid topology to minimize risk of ignition in HFTDs Remote GridWLDFRVegetation ContactAggregated | WLDFR | HFTD - Distribution - Tier 2 - 5QU CoRE ¦ 2QU LoRE | Non-Red Flag Warning - Catastrophic Fires | Vegetation Contact | Aggregated | 2027 | 1.7471e-08 | 768.4668 | 1.3426e-05 | 2027 | Mitigation | 0.95 | 45 | 0 | esc | 0.00097009 | 1.6948e-11 | 0.00097009 | 1.6948e-11
[120 empty] | 7.3.3.17.5 (Remote Grid) Updates to grid topology to minimize risk of ignition in HFTDs Remote GridWLDFRVegetation ContactAggregated | WLDFR | HFTD - Distribution - Tier 2 - 5QU CoRE ¦ 2QU LoRE | Non-Red Flag Warning - Catastrophic Fires | Vegetation Contact | Aggregated | 2028 | 1.7471e-08 | 768.4668 | 1.3426e-05 | 2028 | Mitigation | 0.95 | 45 | 0 | esc | 0.00097009 | 1.6948e-11 | 0.00097009 | 1.6948e-11
[120 empty] | 7.3.3.17.5 (Remote Grid) Updates to grid topology to minimize risk of ignition in HFTDs Remote GridWLDFRVegetation ContactAggregated | WLDFR | HFTD - Distribution - Tier 2 - 5QU CoRE ¦ 2QU LoRE | Non-Red Flag Warning - Catastrophic Fires | Vegetation Contact | Aggregated | 2029 | 1.7471e-08 | 768.4668 | 1.3426e-05 | 2029 | Mitigation | 0.95 | 45 | 0 | esc | 0.00097009 | 1.6948e-11 | 0.00097009 | 1.6948e-11
[120 empty] | 7.3.3.17.5 (Remote Grid) Updates to grid topology to minimize risk of ignition in HFTDs Remote GridWLDFRVegetation ContactAggregated | WLDFR | HFTD - Distribution - Tier 2 - 5QU CoRE ¦ 2QU LoRE | Non-Red Flag Warning - Catastrophic Fires | Vegetation Contact | Aggregated | 2030 | 1.7471e-08 | 768.4668 | 1.3426e-05 | 2030 | Mitigation | 0.95 | 45 | 0 | esc | 0.00097009 | 1.6948e-11 | 0.00097009 | 1.6948e-11
[120 empty] | 7.3.3.17.5 (Remote Grid) Updates to grid topology to minimize risk of ignition in HFTDs Remote GridWLDFRVegetation ContactAggregated | WLDFR | HFTD - Distribution - Tier 2 - 5QU CoRE ¦ 2QU LoRE | Non-Red Flag Warning - Catastrophic Fires | Vegetation Contact | Aggregated | 2031 | 1.7471e-08 | 768.4668 | 1.3426e-05 | 2031 | Mitigation | 0.95 | 45 | 0 | esc | 0.00097009 | 1.6948e-11 | 0.00097009 | 1.6948e-11
[120 empty] | 7.3.3.17.5 (Remote Grid) Updates to grid topology to minimize risk of ignition in HFTDs Remote GridWLDFRVegetation ContactAggregated | WLDFR | HFTD - Distribution - Tier 2 - 5QU CoRE ¦ 2QU LoRE | Non-Red Flag Warning - Catastrophic Fires | Vegetation Contact | Aggregated | 2032 | 1.7471e-08 | 768.4668 | 1.3426e-05 | 2032 | Mitigation | 0.95 | 45 | 0 | esc | 0.00097009 | 1.6948e-11 | 0.00097009 | 1.6948e-11
[120 empty] | 7.3.3.17.5 (Remote Grid) Updates to grid topology to minimize risk of ignition in HFTDs Remote GridWLDFRVegetation ContactAggregated | WLDFR | HFTD - Distribution - Tier 2 - 5QU CoRE ¦ 2QU LoRE | Non-Red Flag Warning - Catastrophic Fires | Vegetation Contact | Aggregated | 2033 | 1.7471e-08 | 768.4668 | 1.3426e-05 | 2033 | Mitigation | 0.95 | 45 | 0 | esc | 0.00097009 | 1.6948e-11 | 0.00097009 | 1.6948e-11
[120 empty] | 7.3.3.17.5 (Remote Grid) Updates to grid topology to minimize risk of ignition in HFTDs Remote GridWLDFRVegetation ContactAggregated | WLDFR | HFTD - Distribution - Tier 2 - 5QU CoRE ¦ 2QU LoRE | Non-Red Flag Warning - Catastrophic Fires | Vegetation Contact | Aggregated | 2034 | 1.7471e-08 | 768.4668 | 1.3426e-05 | 2034 | Mitigation | 0.95 | 45 | 0 | esc | 0.00097009 | 1.6948e-11 | 0.00097009 | 1.6948e-11
[120 empty] | 7.3.3.17.5 (Remote Grid) Updates to grid topology to minimize risk of ignition in HFTDs Remote GridWLDFRVegetation ContactAggregated | WLDFR | HFTD - Distribution - Tier 2 - 5QU CoRE ¦ 2QU LoRE | Non-Red Flag Warning - Catastrophic Fires | Vegetation Contact | Aggregated | 2035 | 1.7471e-08 | 768.4668 | 1.3426e-05 | 2035 | Mitigation | 0.95 | 45 | 0 | esc | 0.00097009 | 1.6948e-11 | 0.00097009 | 1.6948e-11
[120 empty] | 7.3.3.17.5 (Remote Grid) Updates to grid topology to minimize risk of ignition in HFTDs Remote GridWLDFRVegetation ContactAggregated | WLDFR | HFTD - Distribution - Tier 2 - 5QU CoRE ¦ 2QU LoRE | Non-Red Flag Warning - Catastrophic Fires | Vegetation Contact | Aggregated | 2036 | 1.7471e-08 | 768.4668 | 1.3426e-05 | 2036 | Mitigation | 0.95 | 45 | 0 | esc | 0.00097009 | 1.6948e-11 | 0.00097009 | 1.6948e-11
[120 empty] | 7.3.3.17.5 (Remote Grid) Updates to grid topology to minimize risk of ignition in HFTDs Remote GridWLDFRVegetation ContactAggregated | WLDFR | HFTD - Distribution - Tier 2 - 5QU CoRE ¦ 2QU LoRE | Non-Red Flag Warning - Catastrophic Fires | Vegetation Contact | Aggregated | 2037 | 1.7471e-08 | 768.4668 | 1.3426e-05 | 2037 | Mitigation | 0.95 | 45 | 0 | esc | 0.00097009 | 1.6948e-11 | 0.00097009 | 1.6948e-11
[120 empty] | 7.3.3.17.5 (Remote Grid) Updates to grid topology to minimize risk of ignition in HFTDs Remote GridWLDFRVegetation ContactAggregated | WLDFR | HFTD - Distribution - Tier 2 - 5QU CoRE ¦ 2QU LoRE | Non-Red Flag Warning - Catastrophic Fires | Vegetation Contact | Aggregated | 2038 | 1.7471e-08 | 768.4668 | 1.3426e-05 | 2038 | Mitigation | 0.95 | 45 | 0 | esc | 0.00097009 | 1.6948e-11 | 0.00097009 | 1.6948e-11
[120 empty] | 7.3.3.17.5 (Remote Grid) Updates to grid topology to minimize risk of ignition in HFTDs Remote GridWLDFRVegetation ContactAggregated | WLDFR | HFTD - Distribution - Tier 2 - 5QU CoRE ¦ 2QU LoRE | Non-Red Flag Warning - Catastrophic Fires | Vegetation Contact | Aggregated | 2039 | 1.7471e-08 | 768.4668 | 1.3426e-05 | 2039 | Mitigation | 0.95 | 45 | 0 | esc | 0.00097009 | 1.6948e-11 | 0.00097009 | 1.6948e-11
[120 empty] | 7.3.3.17.5 (Remote Grid) Updates to grid topology to minimize risk of ignition in HFTDs Remote GridWLDFRVegetation ContactAggregated | WLDFR | HFTD - Distribution - Tier 2 - 5QU CoRE ¦ 2QU LoRE | Non-Red Flag Warning - Catastrophic Fires | Vegetation Contact | Aggregated | 2040 | 1.7471e-08 | 768.4668 | 1.3426e-05 | 2040 | Mitigation | 0.95 | 45 | 0 | esc | 0.00097009 | 1.6948e-11 | 0.00097009 | 1.6948e-11
[120 empty] | 7.3.3.17.5 (Remote Grid) Updates to grid topology to minimize risk of ignition in HFTDs Remote GridWLDFRVegetation ContactAggregated | WLDFR | HFTD - Distribution - Tier 2 - 5QU CoRE ¦ 2QU LoRE | Non-Red Flag Warning - Catastrophic Fires | Vegetation Contact | Aggregated | 2041 | 1.7471e-08 | 768.4668 | 1.3426e-05 | 2041 | Mitigation | 0.95 | 45 | 0 | esc | 0.00097009 | 1.6948e-11 | 0.00097009 | 1.6948e-11
[120 empty] | 7.3.3.17.5 (Remote Grid) Updates to grid topology to minimize risk of ignition in HFTDs Remote GridWLDFRVegetation ContactAggregated | WLDFR | HFTD - Distribution - Tier 2 - 5QU CoRE ¦ 2QU LoRE | Non-Red Flag Warning - Catastrophic Fires | Vegetation Contact | Aggregated | 2042 | 1.7471e-08 | 768.4668 | 1.3426e-05 | 2042 | Mitigation | 0.95 | 45 | 0 | esc | 0.00097009 | 1.6948e-11 | 0.00097009 | 1.6948e-11
[120 empty] | 7.3.3.17.5 (Remote Grid) Updates to grid topology to minimize risk of ignition in HFTDs Remote GridWLDFRVegetation ContactAggregated | WLDFR | HFTD - Distribution - Tier 2 - 5QU CoRE ¦ 2QU LoRE | Non-Red Flag Warning - Catastrophic Fires | Vegetation Contact | Aggregated | 2043 | 1.7471e-08 | 768.4668 | 1.3426e-05 | 2043 | Mitigation | 0.95 | 45 | 0 | esc | 0.00097009 | 1.6948e-11 | 0.00097009 | 1.6948e-11
[120 empty] | 7.3.3.17.5 (Remote Grid) Updates to grid topology to minimize risk of ignition in HFTDs Remote GridWLDFRVegetation ContactAggregated | WLDFR | HFTD - Distribution - Tier 2 - 5QU CoRE ¦ 2QU LoRE | Non-Red Flag Warning - Catastrophic Fires | Vegetation Contact | Aggregated | 2044 | 1.7471e-08 | 768.4668 | 1.3426e-05 | 2044 | Mitigation | 0.95 | 45 | 0 | esc | 0.00097009 | 1.6948e-11 | 0.00097009 | 1.6948e-11
[120 empty] | 7.3.3.17.5 (Remote Grid) Updates to grid topology to minimize risk of ignition in HFTDs Remote GridWLDFRVegetation ContactAggregated | WLDFR | HFTD - Distribution - Tier 2 - 5QU CoRE ¦ 2QU LoRE | Non-Red Flag Warning - Catastrophic Fires | Vegetation Contact | Aggregated | 2045 | 1.7471e-08 | 768.4668 | 1.3426e-05 | 2045 | Mitigation | 0.95 | 45 | 0 | esc | 0.00097009 | 1.6948e-11 | 0.00097009 | 1.6948e-11
[120 empty] | 7.3.3.17.5 (Remote Grid) Updates to grid topology to minimize risk of ignition in HFTDs Remote GridWLDFRVegetation ContactAggregated | WLDFR | HFTD - Distribution - Tier 2 - 5QU CoRE ¦ 2QU LoRE | Non-Red Flag Warning - Catastrophic Fires | Vegetation Contact | Aggregated | 2046 | 1.7471e-08 | 768.4668 | 1.3426e-05 | 2046 | Mitigation | 0.95 | 45 | 0 | esc | 0.00097009 | 1.6948e-11 | 0.00097009 | 1.6948e-11
[120 empty] | 7.3.3.17.5 (Remote Grid) Updates to grid topology to minimize risk of ignition in HFTDs Remote GridWLDFRVegetation ContactAggregated | WLDFR | HFTD - Distribution - Tier 2 - 5QU CoRE ¦ 2QU LoRE | Non-Red Flag Warning - Catastrophic Fires | Vegetation Contact | Aggregated | 2047 | 1.7471e-08 | 768.4668 | 1.3426e-05 | 2047 | Mitigation | 0.95 | 45 | 0 | esc | 0.00097009 | 1.6948e-11 | 0.00097009 | 1.6948e-11
[120 empty] | 7.3.3.17.5 (Remote Grid) Updates to grid topology to minimize risk of ignition in HFTDs Remote GridWLDFRVegetation ContactAggregated | WLDFR | HFTD - Distribution - Tier 2 - 5QU CoRE ¦ 2QU LoRE | Non-Red Flag Warning - Catastrophic Fires | Vegetation Contact | Aggregated | 2048 | 1.7471e-08 | 768.4668 | 1.3426e-05 | 2048 | Mitigation | 0.95 | 45 | 0 | esc | 0.00097009 | 1.6948e-11 | 0.00097009 | 1.6948e-11
[120 empty] | 7.3.3.17.5 (Remote Grid) Updates to grid topology to minimize risk of ignition in HFTDs Remote GridWLDFRVegetation ContactAggregated | WLDFR | HFTD - Distribution - Tier 2 - 5QU CoRE ¦ 2QU LoRE | Non-Red Flag Warning - Catastrophic Fires | Vegetation Contact | Aggregated | 2049 | 1.7471e-08 | 768.4668 | 1.3426e-05 | 2049 | Mitigation | 0.95 | 45 | 0 | esc | 0.00097009 | 1.6948e-11 | 0.00097009 | 1.6948e-11
[120 empty] | 7.3.3.17.5 (Remote Grid) Updates to grid topology to minimize risk of ignition in HFTDs Remote GridWLDFRVegetation ContactAggregated | WLDFR | HFTD - Distribution - Tier 2 - 5QU CoRE ¦ 2QU LoRE | Non-Red Flag Warning - Catastrophic Fires | Vegetation Contact | Aggregated | 2050 | 1.7471e-08 | 768.4668 | 1.3426e-05 | 2050 | Mitigation | 0.95 | 45 | 0 | esc | 0.00097009 | 1.6948e-11 | 0.00097009 | 1.6948e-11
[120 empty] | 7.3.3.17.5 (Remote Grid) Updates to grid topology to minimize risk of ignition in HFTDs Remote GridWLDFRVegetation ContactAggregated | WLDFR | HFTD - Distribution - Tier 2 - 5QU CoRE ¦ 2QU LoRE | Non-Red Flag Warning - Catastrophic Fires | Vegetation Contact | Aggregated | 2051 | 1.7471e-08 | 768.4668 | 1.3426e-05 | 2051 | Mitigation | 0.95 | 45 | 0 | esc | 0.00097009 | 1.6948e-11 | 0.00097009 | 1.6948e-11
[120 empty] | 7.3.3.17.5 (Remote Grid) Updates to grid topology to minimize risk of ignition in HFTDs Remote GridWLDFRVegetation ContactAggregated | WLDFR | HFTD - Distribution - Tier 2 - 5QU CoRE ¦ 2QU LoRE | Non-Red Flag Warning - Catastrophic Fires | Vegetation Contact | Aggregated | 2052 | 1.7471e-08 | 768.4668 | 1.3426e-05 | 2052 | Mitigation | 0.95 | 45 | 0 | esc | 0.00097009 | 1.6948e-11 | 0.00097009 | 1.6948e-11
[120 empty] | 7.3.3.17.5 (Remote Grid) Updates to grid topology to minimize risk of ignition in HFTDs Remote GridWLDFRVegetation ContactAggregated | WLDFR | HFTD - Distribution - Tier 2 - 5QU CoRE ¦ 2QU LoRE | Non-Red Flag Warning - Catastrophic Fires | Vegetation Contact | Aggregated | 2053 | 1.7471e-08 | 768.4668 | 1.3426e-05 | 2053 | Mitigation | 0.95 | 45 | 0 | esc | 0.00097009 | 1.6948e-11 | 0.00097009 | 1.6948e-11
[120 empty] | 7.3.3.17.5 (Remote Grid) Updates to grid topology to minimize risk of ignition in HFTDs Remote GridWLDFRVegetation ContactAggregated | WLDFR | HFTD - Distribution - Tier 2 - 5QU CoRE ¦ 2QU LoRE | Non-Red Flag Warning - Catastrophic Fires | Vegetation Contact | Aggregated | 2054 | 1.7471e-08 | 768.4668 | 1.3426e-05 | 2054 | Mitigation | 0.95 | 45 | 0 | esc | 0.00097009 | 1.6948e-11 | 0.00097009 | 1.6948e-11
[120 empty] | 7.3.3.17.5 (Remote Grid) Updates to grid topology to minimize risk of ignition in HFTDs Remote GridWLDFRVegetation ContactAggregated | WLDFR | HFTD - Distribution - Tier 2 - 5QU CoRE ¦ 2QU LoRE | Non-Red Flag Warning - Catastrophic Fires | Vegetation Contact | Aggregated | 2055 | 1.7471e-08 | 768.4668 | 1.3426e-05 | 2055 | Mitigation | 0.95 | 45 | 0 | esc | 0.00097009 | 1.6948e-11 | 0.00097009 | 1.6948e-11
[120 empty] | 7.3.3.17.5 (Remote Grid) Updates to grid topology to minimize risk of ignition in HFTDs Remote GridWLDFRVegetation ContactAggregated | WLDFR | HFTD - Distribution - Tier 2 - 5QU CoRE ¦ 2QU LoRE | Non-Red Flag Warning - Catastrophic Fires | Vegetation Contact | Aggregated | 2056 | 1.7471e-08 | 768.4668 | 1.3426e-05 | 2056 | Mitigation | 0.95 | 45 | 0 | esc | 0.00097009 | 1.6948e-11 | 0.00097009 | 1.6948e-11
[120 empty] | 7.3.3.17.5 (Remote Grid) Updates to grid topology to minimize risk of ignition in HFTDs Remote GridWLDFRVegetation ContactAggregated | WLDFR | HFTD - Distribution - Tier 2 - 5QU CoRE ¦ 2QU LoRE | Non-Red Flag Warning - Catastrophic Fires | Vegetation Contact | Aggregated | 2057 | 1.7471e-08 | 768.4668 | 1.3426e-05 | 2057 | Mitigation | 0.95 | 45 | 0 | esc | 0.00097009 | 1.6948e-11 | 0.00097009 | 1.6948e-11
[120 empty] | 7.3.3.17.5 (Remote Grid) Updates to grid topology to minimize risk of ignition in HFTDs Remote GridWLDFRVegetation ContactAggregated | WLDFR | HFTD - Distribution - Tier 2 - 5QU CoRE ¦ 2QU LoRE | Non-Red Flag Warning - Catastrophic Fires | Vegetation Contact | Aggregated | 2058 | 1.7471e-08 | 768.4668 | 1.3426e-05 | 2058 | Mitigation | 0.95 | 45 | 0 | esc | 0.00097009 | 1.6948e-11 | 0.00097009 | 1.6948e-11
[120 empty] | 7.3.3.17.5 (Remote Grid) Updates to grid topology to minimize risk of ignition in HFTDs Remote GridWLDFRVegetation ContactAggregated | WLDFR | HFTD - Distribution - Tier 2 - 5QU CoRE ¦ 2QU LoRE | Non-Red Flag Warning - Catastrophic Fires | Vegetation Contact | Aggregated | 2059 | 1.7471e-08 | 768.4668 | 1.3426e-05 | 2059 | Mitigation | 0.95 | 45 | 0 | esc | 0.00097009 | 1.6948e-11 | 0.00097009 | 1.6948e-11
[120 empty] | 7.3.3.17.5 (Remote Grid) Updates to grid topology to minimize risk of ignition in HFTDs Remote GridWLDFRVegetation ContactAggregated | WLDFR | HFTD - Distribution - Tier 2 - 5QU CoRE ¦ 2QU LoRE | Non-Red Flag Warning - Catastrophic Fires | Vegetation Contact | Aggregated | 2060 | 1.7471e-08 | 768.4668 | 1.3426e-05 | 2060 | Mitigation | 0.95 | 45 | 0 | esc | 0.00097009 | 1.6948e-11 | 0.00097009 | 1.6948e-11
[120 empty] | 7.3.3.17.5 (Remote Grid) Updates to grid topology to minimize risk of ignition in HFTDs Remote GridWLDFRVegetation ContactAggregated | WLDFR | HFTD - Distribution - Tier 2 - 5QU CoRE ¦ 2QU LoRE | Non-Red Flag Warning - Catastrophic Fires | Vegetation Contact | Aggregated | 2061 | 1.7471e-08 | 768.4668 | 1.3426e-05 | 2061 | Mitigation | 0.95 | 45 | 0 | esc | 0.00097009 | 1.6948e-11 | 0.00097009 | 1.6948e-11
[120 empty] | 7.3.3.17.5 (Remote Grid) Updates to grid topology to minimize risk of ignition in HFTDs Remote GridWLDFRVegetation ContactAggregated | WLDFR | HFTD - Distribution - Tier 2 - 5QU CoRE ¦ 2QU LoRE | Non-Red Flag Warning - Catastrophic Fires | Vegetation Contact | Aggregated | 2062 | 1.7471e-08 | 768.4668 | 1.3426e-05 | 2062 | Mitigation | 0.95 | 45 | 0 | esc | 0.00097009 | 1.6948e-11 | 0.00097009 | 1.6948e-11
[120 empty] | 7.3.3.17.5 (Remote Grid) Updates to grid topology to minimize risk of ignition in HFTDs Remote GridWLDFRVegetation ContactAggregated | WLDFR | HFTD - Distribution - Tier 2 - 5QU CoRE ¦ 2QU LoRE | Non-Red Flag Warning - Catastrophic Fires | Vegetation Contact | Aggregated | 2063 | 1.7471e-08 | 768.4668 | 1.3426e-05 | 2063 | Mitigation | 0.95 | 45 | 0 | esc | 0.00097009 | 1.6948e-11 | 0.00097009 | 1.6948e-11
[120 empty] | 7.3.3.17.5 (Remote Grid) Updates to grid topology to minimize risk of ignition in HFTDs Remote GridWLDFRVegetation ContactAggregated | WLDFR | HFTD - Distribution - Tier 2 - 5QU CoRE ¦ 2QU LoRE | Non-Red Flag Warning - Catastrophic Fires | Vegetation Contact | Aggregated | 2064 | 1.7471e-08 | 768.4668 | 1.3426e-05 | 2064 | Mitigation | 0.95 | 45 | 0 | esc | 0.00097009 | 1.6948e-11 | 0.00097009 | 1.6948e-11
[120 empty] | 7.3.3.17.5 (Remote Grid) Updates to grid topology to minimize risk of ignition in HFTDs Remote GridWLDFRVegetation ContactAggregated | WLDFR | HFTD - Distribution - Tier 2 - 5QU CoRE ¦ 2QU LoRE | Non-Red Flag Warning - Catastrophic Fires | Vegetation Contact | Aggregated | 2065 | 1.7471e-08 | 768.4668 | 1.3426e-05 | 2065 | Mitigation | 0.95 | 45 | 0 | esc | 0.00097009 | 1.6948e-11 | 0.00097009 | 1.6948e-11
[120 empty] | 7.3.3.17.5 (Remote Grid) Updates to grid topology to minimize risk of ignition in HFTDs Remote GridWLDFRVegetation ContactAggregated | WLDFR | HFTD - Distribution - Tier 2 - 5QU CoRE ¦ 2QU LoRE | Non-Red Flag Warning - Catastrophic Fires | Vegetation Contact | Aggregated | 2066 | 1.7471e-08 | 768.4668 | 1.3426e-05 | 2066 | Mitigation | 0.95 | 45 | 0 | esc | 0.00097009 | 1.6948e-11 | 0.00097009 | 1.6948e-11
[120 empty] | 7.3.3.17.5 (Remote Grid) Updates to grid topology to minimize risk of ignition in HFTDs Remote GridWLDFRVegetation ContactAggregated | WLDFR | HFTD - Distribution - Tier 2 - 5QU CoRE ¦ 2QU LoRE | Non-Red Flag Warning - Catastrophic Fires | Vegetation Contact | Aggregated | 2067 | 1.7471e-08 | 768.4668 | 1.3426e-05 | 2067 | Mitigation | 0.95 | 45 | 0 | esc | 0 | 0 | 0.00097009 | 1.6948e-11
[120 empty] | 7.3.3.17.5 (Remote Grid) Updates to grid topology to minimize risk of ignition in HFTDs Remote GridWLDFRWire-to-wire contactAggregated | WLDFR | HFTD - Distribution - Tier 2 - 5QU CoRE ¦ 2QU LoRE | Non-Red Flag Warning - Catastrophic Fires | Wire-to-wire contact | Aggregated | 2022 | 2.1063e-08 | 768.4668 | 1.6187e-05 | 2022 | Mitigation | 0.95 | 45 | 0 | esc | 0.00097009 | 2.0433e-11 | 0 | 0
[120 empty] | 7.3.3.17.5 (Remote Grid) Updates to grid topology to minimize risk of ignition in HFTDs Remote GridWLDFRWire-to-wire contactAggregated | WLDFR | HFTD - Distribution - Tier 2 - 5QU CoRE ¦ 2QU LoRE | Non-Red Flag Warning - Catastrophic Fires | Wire-to-wire contact | Aggregated | 2023 | 2.1063e-08 | 768.4668 | 1.6187e-05 | 2023 | Mitigation | 0.95 | 45 | 0 | esc | 0.00097009 | 2.0433e-11 | 0.00097009 | 2.0433e-11
[120 empty] | 7.3.3.17.5 (Remote Grid) Updates to grid topology to minimize risk of ignition in HFTDs Remote GridWLDFRWire-to-wire contactAggregated | WLDFR | HFTD - Distribution - Tier 2 - 5QU CoRE ¦ 2QU LoRE | Non-Red Flag Warning - Catastrophic Fires | Wire-to-wire contact | Aggregated | 2024 | 2.1063e-08 | 768.4668 | 1.6187e-05 | 2024 | Mitigation | 0.95 | 45 | 0 | esc | 0.00097009 | 2.0433e-11 | 0.00097009 | 2.0433e-11
[120 empty] | 7.3.3.17.5 (Remote Grid) Updates to grid topology to minimize risk of ignition in HFTDs Remote GridWLDFRWire-to-wire contactAggregated | WLDFR | HFTD - Distribution - Tier 2 - 5QU CoRE ¦ 2QU LoRE | Non-Red Flag Warning - Catastrophic Fires | Wire-to-wire contact | Aggregated | 2025 | 2.1063e-08 | 768.4668 | 1.6187e-05 | 2025 | Mitigation | 0.95 | 45 | 0 | esc | 0.00097009 | 2.0433e-11 | 0.00097009 | 2.0433e-11
[120 empty] | 7.3.3.17.5 (Remote Grid) Updates to grid topology to minimize risk of ignition in HFTDs Remote GridWLDFRWire-to-wire contactAggregated | WLDFR | HFTD - Distribution - Tier 2 - 5QU CoRE ¦ 2QU LoRE | Non-Red Flag Warning - Catastrophic Fires | Wire-to-wire contact | Aggregated | 2026 | 2.1063e-08 | 768.4668 | 1.6187e-05 | 2026 | Mitigation | 0.95 | 45 | 0 | esc | 0.00097009 | 2.0433e-11 | 0.00097009 | 2.0433e-11
[120 empty] | 7.3.3.17.5 (Remote Grid) Updates to grid topology to minimize risk of ignition in HFTDs Remote GridWLDFRWire-to-wire contactAggregated | WLDFR | HFTD - Distribution - Tier 2 - 5QU CoRE ¦ 2QU LoRE | Non-Red Flag Warning - Catastrophic Fires | Wire-to-wire contact | Aggregated | 2027 | 2.1063e-08 | 768.4668 | 1.6187e-05 | 2027 | Mitigation | 0.95 | 45 | 0 | esc | 0.00097009 | 2.0433e-11 | 0.00097009 | 2.0433e-11
[120 empty] | 7.3.3.17.5 (Remote Grid) Updates to grid topology to minimize risk of ignition in HFTDs Remote GridWLDFRWire-to-wire contactAggregated | WLDFR | HFTD - Distribution - Tier 2 - 5QU CoRE ¦ 2QU LoRE | Non-Red Flag Warning - Catastrophic Fires | Wire-to-wire contact | Aggregated | 2028 | 2.1063e-08 | 768.4668 | 1.6187e-05 | 2028 | Mitigation | 0.95 | 45 | 0 | esc | 0.00097009 | 2.0433e-11 | 0.00097009 | 2.0433e-11
[120 empty] | 7.3.3.17.5 (Remote Grid) Updates to grid topology to minimize risk of ignition in HFTDs Remote GridWLDFRWire-to-wire contactAggregated | WLDFR | HFTD - Distribution - Tier 2 - 5QU CoRE ¦ 2QU LoRE | Non-Red Flag Warning - Catastrophic Fires | Wire-to-wire contact | Aggregated | 2029 | 2.1063e-08 | 768.4668 | 1.6187e-05 | 2029 | Mitigation | 0.95 | 45 | 0 | esc | 0.00097009 | 2.0433e-11 | 0.00097009 | 2.0433e-11
[120 empty] | 7.3.3.17.5 (Remote Grid) Updates to grid topology to minimize risk of ignition in HFTDs Remote GridWLDFRWire-to-wire contactAggregated | WLDFR | HFTD - Distribution - Tier 2 - 5QU CoRE ¦ 2QU LoRE | Non-Red Flag Warning - Catastrophic Fires | Wire-to-wire contact | Aggregated | 2030 | 2.1063e-08 | 768.4668 | 1.6187e-05 | 2030 | Mitigation | 0.95 | 45 | 0 | esc | 0.00097009 | 2.0433e-11 | 0.00097009 | 2.0433e-11
[120 empty] | 7.3.3.17.5 (Remote Grid) Updates to grid topology to minimize risk of ignition in HFTDs Remote GridWLDFRWire-to-wire contactAggregated | WLDFR | HFTD - Distribution - Tier 2 - 5QU CoRE ¦ 2QU LoRE | Non-Red Flag Warning - Catastrophic Fires | Wire-to-wire contact | Aggregated | 2031 | 2.1063e-08 | 768.4668 | 1.6187e-05 | 2031 | Mitigation | 0.95 | 45 | 0 | esc | 0.00097009 | 2.0433e-11 | 0.00097009 | 2.0433e-11
[120 empty] | 7.3.3.17.5 (Remote Grid) Updates to grid topology to minimize risk of ignition in HFTDs Remote GridWLDFRWire-to-wire contactAggregated | WLDFR | HFTD - Distribution - Tier 2 - 5QU CoRE ¦ 2QU LoRE | Non-Red Flag Warning - Catastrophic Fires | Wire-to-wire contact | Aggregated | 2032 | 2.1063e-08 | 768.4668 | 1.6187e-05 | 2032 | Mitigation | 0.95 | 45 | 0 | esc | 0.00097009 | 2.0433e-11 | 0.00097009 | 2.0433e-11
[120 empty] | 7.3.3.17.5 (Remote Grid) Updates to grid topology to minimize risk of ignition in HFTDs Remote GridWLDFRWire-to-wire contactAggregated | WLDFR | HFTD - Distribution - Tier 2 - 5QU CoRE ¦ 2QU LoRE | Non-Red Flag Warning - Catastrophic Fires | Wire-to-wire contact | Aggregated | 2033 | 2.1063e-08 | 768.4668 | 1.6187e-05 | 2033 | Mitigation | 0.95 | 45 | 0 | esc | 0.00097009 | 2.0433e-11 | 0.00097009 | 2.0433e-11
[120 empty] | 7.3.3.17.5 (Remote Grid) Updates to grid topology to minimize risk of ignition in HFTDs Remote GridWLDFRWire-to-wire contactAggregated | WLDFR | HFTD - Distribution - Tier 2 - 5QU CoRE ¦ 2QU LoRE | Non-Red Flag Warning - Catastrophic Fires | Wire-to-wire contact | Aggregated | 2034 | 2.1063e-08 | 768.4668 | 1.6187e-05 | 2034 | Mitigation | 0.95 | 45 | 0 | esc | 0.00097009 | 2.0433e-11 | 0.00097009 | 2.0433e-11
[120 empty] | 7.3.3.17.5 (Remote Grid) Updates to grid topology to minimize risk of ignition in HFTDs Remote GridWLDFRWire-to-wire contactAggregated | WLDFR | HFTD - Distribution - Tier 2 - 5QU CoRE ¦ 2QU LoRE | Non-Red Flag Warning - Catastrophic Fires | Wire-to-wire contact | Aggregated | 2035 | 2.1063e-08 | 768.4668 | 1.6187e-05 | 2035 | Mitigation | 0.95 | 45 | 0 | esc | 0.00097009 | 2.0433e-11 | 0.00097009 | 2.0433e-11
[120 empty] | 7.3.3.17.5 (Remote Grid) Updates to grid topology to minimize risk of ignition in HFTDs Remote GridWLDFRWire-to-wire contactAggregated | WLDFR | HFTD - Distribution - Tier 2 - 5QU CoRE ¦ 2QU LoRE | Non-Red Flag Warning - Catastrophic Fires | Wire-to-wire contact | Aggregated | 2036 | 2.1063e-08 | 768.4668 | 1.6187e-05 | 2036 | Mitigation | 0.95 | 45 | 0 | esc | 0.00097009 | 2.0433e-11 | 0.00097009 | 2.0433e-11
[120 empty] | 7.3.3.17.5 (Remote Grid) Updates to grid topology to minimize risk of ignition in HFTDs Remote GridWLDFRWire-to-wire contactAggregated | WLDFR | HFTD - Distribution - Tier 2 - 5QU CoRE ¦ 2QU LoRE | Non-Red Flag Warning - Catastrophic Fires | Wire-to-wire contact | Aggregated | 2037 | 2.1063e-08 | 768.4668 | 1.6187e-05 | 2037 | Mitigation | 0.95 | 45 | 0 | esc | 0.00097009 | 2.0433e-11 | 0.00097009 | 2.0433e-11
[120 empty] | 7.3.3.17.5 (Remote Grid) Updates to grid topology to minimize risk of ignition in HFTDs Remote GridWLDFRWire-to-wire contactAggregated | WLDFR | HFTD - Distribution - Tier 2 - 5QU CoRE ¦ 2QU LoRE | Non-Red Flag Warning - Catastrophic Fires | Wire-to-wire contact | Aggregated | 2038 | 2.1063e-08 | 768.4668 | 1.6187e-05 | 2038 | Mitigation | 0.95 | 45 | 0 | esc | 0.00097009 | 2.0433e-11 | 0.00097009 | 2.0433e-11
[120 empty] | 7.3.3.17.5 (Remote Grid) Updates to grid topology to minimize risk of ignition in HFTDs Remote GridWLDFRWire-to-wire contactAggregated | WLDFR | HFTD - Distribution - Tier 2 - 5QU CoRE ¦ 2QU LoRE | Non-Red Flag Warning - Catastrophic Fires | Wire-to-wire contact | Aggregated | 2039 | 2.1063e-08 | 768.4668 | 1.6187e-05 | 2039 | Mitigation | 0.95 | 45 | 0 | esc | 0.00097009 | 2.0433e-11 | 0.00097009 | 2.0433e-11
[120 empty] | 7.3.3.17.5 (Remote Grid) Updates to grid topology to minimize risk of ignition in HFTDs Remote GridWLDFRWire-to-wire contactAggregated | WLDFR | HFTD - Distribution - Tier 2 - 5QU CoRE ¦ 2QU LoRE | Non-Red Flag Warning - Catastrophic Fires | Wire-to-wire contact | Aggregated | 2040 | 2.1063e-08 | 768.4668 | 1.6187e-05 | 2040 | Mitigation | 0.95 | 45 | 0 | esc | 0.00097009 | 2.0433e-11 | 0.00097009 | 2.0433e-11
[120 empty] | 7.3.3.17.5 (Remote Grid) Updates to grid topology to minimize risk of ignition in HFTDs Remote GridWLDFRWire-to-wire contactAggregated | WLDFR | HFTD - Distribution - Tier 2 - 5QU CoRE ¦ 2QU LoRE | Non-Red Flag Warning - Catastrophic Fires | Wire-to-wire contact | Aggregated | 2041 | 2.1063e-08 | 768.4668 | 1.6187e-05 | 2041 | Mitigation | 0.95 | 45 | 0 | esc | 0.00097009 | 2.0433e-11 | 0.00097009 | 2.0433e-11
[120 empty] | 7.3.3.17.5 (Remote Grid) Updates to grid topology to minimize risk of ignition in HFTDs Remote GridWLDFRWire-to-wire contactAggregated | WLDFR | HFTD - Distribution - Tier 2 - 5QU CoRE ¦ 2QU LoRE | Non-Red Flag Warning - Catastrophic Fires | Wire-to-wire contact | Aggregated | 2042 | 2.1063e-08 | 768.4668 | 1.6187e-05 | 2042 | Mitigation | 0.95 | 45 | 0 | esc | 0.00097009 | 2.0433e-11 | 0.00097009 | 2.0433e-11
[120 empty] | 7.3.3.17.5 (Remote Grid) Updates to grid topology to minimize risk of ignition in HFTDs Remote GridWLDFRWire-to-wire contactAggregated | WLDFR | HFTD - Distribution - Tier 2 - 5QU CoRE ¦ 2QU LoRE | Non-Red Flag Warning - Catastrophic Fires | Wire-to-wire contact | Aggregated | 2043 | 2.1063e-08 | 768.4668 | 1.6187e-05 | 2043 | Mitigation | 0.95 | 45 | 0 | esc | 0.00097009 | 2.0433e-11 | 0.00097009 | 2.0433e-11
[120 empty] | 7.3.3.17.5 (Remote Grid) Updates to grid topology to minimize risk of ignition in HFTDs Remote GridWLDFRWire-to-wire contactAggregated | WLDFR | HFTD - Distribution - Tier 2 - 5QU CoRE ¦ 2QU LoRE | Non-Red Flag Warning - Catastrophic Fires | Wire-to-wire contact | Aggregated | 2044 | 2.1063e-08 | 768.4668 | 1.6187e-05 | 2044 | Mitigation | 0.95 | 45 | 0 | esc | 0.00097009 | 2.0433e-11 | 0.00097009 | 2.0433e-11
[120 empty] | 7.3.3.17.5 (Remote Grid) Updates to grid topology to minimize risk of ignition in HFTDs Remote GridWLDFRWire-to-wire contactAggregated | WLDFR | HFTD - Distribution - Tier 2 - 5QU CoRE ¦ 2QU LoRE | Non-Red Flag Warning - Catastrophic Fires | Wire-to-wire contact | Aggregated | 2045 | 2.1063e-08 | 768.4668 | 1.6187e-05 | 2045 | Mitigation | 0.95 | 45 | 0 | esc | 0.00097009 | 2.0433e-11 | 0.00097009 | 2.0433e-11
[120 empty] | 7.3.3.17.5 (Remote Grid) Updates to grid topology to minimize risk of ignition in HFTDs Remote GridWLDFRWire-to-wire contactAggregated | WLDFR | HFTD - Distribution - Tier 2 - 5QU CoRE ¦ 2QU LoRE | Non-Red Flag Warning - Catastrophic Fires | Wire-to-wire contact | Aggregated | 2046 | 2.1063e-08 | 768.4668 | 1.6187e-05 | 2046 | Mitigation | 0.95 | 45 | 0 | esc | 0.00097009 | 2.0433e-11 | 0.00097009 | 2.0433e-11
[120 empty] | 7.3.3.17.5 (Remote Grid) Updates to grid topology to minimize risk of ignition in HFTDs Remote GridWLDFRWire-to-wire contactAggregated | WLDFR | HFTD - Distribution - Tier 2 - 5QU CoRE ¦ 2QU LoRE | Non-Red Flag Warning - Catastrophic Fires | Wire-to-wire contact | Aggregated | 2047 | 2.1063e-08 | 768.4668 | 1.6187e-05 | 2047 | Mitigation | 0.95 | 45 | 0 | esc | 0.00097009 | 2.0433e-11 | 0.00097009 | 2.0433e-11
[120 empty] | 7.3.3.17.5 (Remote Grid) Updates to grid topology to minimize risk of ignition in HFTDs Remote GridWLDFRWire-to-wire contactAggregated | WLDFR | HFTD - Distribution - Tier 2 - 5QU CoRE ¦ 2QU LoRE | Non-Red Flag Warning - Catastrophic Fires | Wire-to-wire contact | Aggregated | 2048 | 2.1063e-08 | 768.4668 | 1.6187e-05 | 2048 | Mitigation | 0.95 | 45 | 0 | esc | 0.00097009 | 2.0433e-11 | 0.00097009 | 2.0433e-11
[120 empty] | 7.3.3.17.5 (Remote Grid) Updates to grid topology to minimize risk of ignition in HFTDs Remote GridWLDFRWire-to-wire contactAggregated | WLDFR | HFTD - Distribution - Tier 2 - 5QU CoRE ¦ 2QU LoRE | Non-Red Flag Warning - Catastrophic Fires | Wire-to-wire contact | Aggregated | 2049 | 2.1063e-08 | 768.4668 | 1.6187e-05 | 2049 | Mitigation | 0.95 | 45 | 0 | esc | 0.00097009 | 2.0433e-11 | 0.00097009 | 2.0433e-11
[120 empty] | 7.3.3.17.5 (Remote Grid) Updates to grid topology to minimize risk of ignition in HFTDs Remote GridWLDFRWire-to-wire contactAggregated | WLDFR | HFTD - Distribution - Tier 2 - 5QU CoRE ¦ 2QU LoRE | Non-Red Flag Warning - Catastrophic Fires | Wire-to-wire contact | Aggregated | 2050 | 2.1063e-08 | 768.4668 | 1.6187e-05 | 2050 | Mitigation | 0.95 | 45 | 0 | esc | 0.00097009 | 2.0433e-11 | 0.00097009 | 2.0433e-11
[120 empty] | 7.3.3.17.5 (Remote Grid) Updates to grid topology to minimize risk of ignition in HFTDs Remote GridWLDFRWire-to-wire contactAggregated | WLDFR | HFTD - Distribution - Tier 2 - 5QU CoRE ¦ 2QU LoRE | Non-Red Flag Warning - Catastrophic Fires | Wire-to-wire contact | Aggregated | 2051 | 2.1063e-08 | 768.4668 | 1.6187e-05 | 2051 | Mitigation | 0.95 | 45 | 0 | esc | 0.00097009 | 2.0433e-11 | 0.00097009 | 2.0433e-11
[120 empty] | 7.3.3.17.5 (Remote Grid) Updates to grid topology to minimize risk of ignition in HFTDs Remote GridWLDFRWire-to-wire contactAggregated | WLDFR | HFTD - Distribution - Tier 2 - 5QU CoRE ¦ 2QU LoRE | Non-Red Flag Warning - Catastrophic Fires | Wire-to-wire contact | Aggregated | 2052 | 2.1063e-08 | 768.4668 | 1.6187e-05 | 2052 | Mitigation | 0.95 | 45 | 0 | esc | 0.00097009 | 2.0433e-11 | 0.00097009 | 2.0433e-11
[120 empty] | 7.3.3.17.5 (Remote Grid) Updates to grid topology to minimize risk of ignition in HFTDs Remote GridWLDFRWire-to-wire contactAggregated | WLDFR | HFTD - Distribution - Tier 2 - 5QU CoRE ¦ 2QU LoRE | Non-Red Flag Warning - Catastrophic Fires | Wire-to-wire contact | Aggregated | 2053 | 2.1063e-08 | 768.4668 | 1.6187e-05 | 2053 | Mitigation | 0.95 | 45 | 0 | esc | 0.00097009 | 2.0433e-11 | 0.00097009 | 2.0433e-11
[120 empty] | 7.3.3.17.5 (Remote Grid) Updates to grid topology to minimize risk of ignition in HFTDs Remote GridWLDFRWire-to-wire contactAggregated | WLDFR | HFTD - Distribution - Tier 2 - 5QU CoRE ¦ 2QU LoRE | Non-Red Flag Warning - Catastrophic Fires | Wire-to-wire contact | Aggregated | 2054 | 2.1063e-08 | 768.4668 | 1.6187e-05 | 2054 | Mitigation | 0.95 | 45 | 0 | esc | 0.00097009 | 2.0433e-11 | 0.00097009 | 2.0433e-11
[120 empty] | 7.3.3.17.5 (Remote Grid) Updates to grid topology to minimize risk of ignition in HFTDs Remote GridWLDFRWire-to-wire contactAggregated | WLDFR | HFTD - Distribution - Tier 2 - 5QU CoRE ¦ 2QU LoRE | Non-Red Flag Warning - Catastrophic Fires | Wire-to-wire contact | Aggregated | 2055 | 2.1063e-08 | 768.4668 | 1.6187e-05 | 2055 | Mitigation | 0.95 | 45 | 0 | esc | 0.00097009 | 2.0433e-11 | 0.00097009 | 2.0433e-11
[120 empty] | 7.3.3.17.5 (Remote Grid) Updates to grid topology to minimize risk of ignition in HFTDs Remote GridWLDFRWire-to-wire contactAggregated | WLDFR | HFTD - Distribution - Tier 2 - 5QU CoRE ¦ 2QU LoRE | Non-Red Flag Warning - Catastrophic Fires | Wire-to-wire contact | Aggregated | 2056 | 2.1063e-08 | 768.4668 | 1.6187e-05 | 2056 | Mitigation | 0.95 | 45 | 0 | esc | 0.00097009 | 2.0433e-11 | 0.00097009 | 2.0433e-11
[120 empty] | 7.3.3.17.5 (Remote Grid) Updates to grid topology to minimize risk of ignition in HFTDs Remote GridWLDFRWire-to-wire contactAggregated | WLDFR | HFTD - Distribution - Tier 2 - 5QU CoRE ¦ 2QU LoRE | Non-Red Flag Warning - Catastrophic Fires | Wire-to-wire contact | Aggregated | 2057 | 2.1063e-08 | 768.4668 | 1.6187e-05 | 2057 | Mitigation | 0.95 | 45 | 0 | esc | 0.00097009 | 2.0433e-11 | 0.00097009 | 2.0433e-11
[120 empty] | 7.3.3.17.5 (Remote Grid) Updates to grid topology to minimize risk of ignition in HFTDs Remote GridWLDFRWire-to-wire contactAggregated | WLDFR | HFTD - Distribution - Tier 2 - 5QU CoRE ¦ 2QU LoRE | Non-Red Flag Warning - Catastrophic Fires | Wire-to-wire contact | Aggregated | 2058 | 2.1063e-08 | 768.4668 | 1.6187e-05 | 2058 | Mitigation | 0.95 | 45 | 0 | esc | 0.00097009 | 2.0433e-11 | 0.00097009 | 2.0433e-11
[120 empty] | 7.3.3.17.5 (Remote Grid) Updates to grid topology to minimize risk of ignition in HFTDs Remote GridWLDFRWire-to-wire contactAggregated | WLDFR | HFTD - Distribution - Tier 2 - 5QU CoRE ¦ 2QU LoRE | Non-Red Flag Warning - Catastrophic Fires | Wire-to-wire contact | Aggregated | 2059 | 2.1063e-08 | 768.4668 | 1.6187e-05 | 2059 | Mitigation | 0.95 | 45 | 0 | esc | 0.00097009 | 2.0433e-11 | 0.00097009 | 2.0433e-11
[120 empty] | 7.3.3.17.5 (Remote Grid) Updates to grid topology to minimize risk of ignition in HFTDs Remote GridWLDFRWire-to-wire contactAggregated | WLDFR | HFTD - Distribution - Tier 2 - 5QU CoRE ¦ 2QU LoRE | Non-Red Flag Warning - Catastrophic Fires | Wire-to-wire contact | Aggregated | 2060 | 2.1063e-08 | 768.4668 | 1.6187e-05 | 2060 | Mitigation | 0.95 | 45 | 0 | esc | 0.00097009 | 2.0433e-11 | 0.00097009 | 2.0433e-11
[120 empty] | 7.3.3.17.5 (Remote Grid) Updates to grid topology to minimize risk of ignition in HFTDs Remote GridWLDFRWire-to-wire contactAggregated | WLDFR | HFTD - Distribution - Tier 2 - 5QU CoRE ¦ 2QU LoRE | Non-Red Flag Warning - Catastrophic Fires | Wire-to-wire contact | Aggregated | 2061 | 2.1063e-08 | 768.4668 | 1.6187e-05 | 2061 | Mitigation | 0.95 | 45 | 0 | esc | 0.00097009 | 2.0433e-11 | 0.00097009 | 2.0433e-11
[120 empty] | 7.3.3.17.5 (Remote Grid) Updates to grid topology to minimize risk of ignition in HFTDs Remote GridWLDFRWire-to-wire contactAggregated | WLDFR | HFTD - Distribution - Tier 2 - 5QU CoRE ¦ 2QU LoRE | Non-Red Flag Warning - Catastrophic Fires | Wire-to-wire contact | Aggregated | 2062 | 2.1063e-08 | 768.4668 | 1.6187e-05 | 2062 | Mitigation | 0.95 | 45 | 0 | esc | 0.00097009 | 2.0433e-11 | 0.00097009 | 2.0433e-11
[120 empty] | 7.3.3.17.5 (Remote Grid) Updates to grid topology to minimize risk of ignition in HFTDs Remote GridWLDFRWire-to-wire contactAggregated | WLDFR | HFTD - Distribution - Tier 2 - 5QU CoRE ¦ 2QU LoRE | Non-Red Flag Warning - Catastrophic Fires | Wire-to-wire contact | Aggregated | 2063 | 2.1063e-08 | 768.4668 | 1.6187e-05 | 2063 | Mitigation | 0.95 | 45 | 0 | esc | 0.00097009 | 2.0433e-11 | 0.00097009 | 2.0433e-11
[120 empty] | 7.3.3.17.5 (Remote Grid) Updates to grid topology to minimize risk of ignition in HFTDs Remote GridWLDFRWire-to-wire contactAggregated | WLDFR | HFTD - Distribution - Tier 2 - 5QU CoRE ¦ 2QU LoRE | Non-Red Flag Warning - Catastrophic Fires | Wire-to-wire contact | Aggregated | 2064 | 2.1063e-08 | 768.4668 | 1.6187e-05 | 2064 | Mitigation | 0.95 | 45 | 0 | esc | 0.00097009 | 2.0433e-11 | 0.00097009 | 2.0433e-11
[120 empty] | 7.3.3.17.5 (Remote Grid) Updates to grid topology to minimize risk of ignition in HFTDs Remote GridWLDFRWire-to-wire contactAggregated | WLDFR | HFTD - Distribution - Tier 2 - 5QU CoRE ¦ 2QU LoRE | Non-Red Flag Warning - Catastrophic Fires | Wire-to-wire contact | Aggregated | 2065 | 2.1063e-08 | 768.4668 | 1.6187e-05 | 2065 | Mitigation | 0.95 | 45 | 0 | esc | 0.00097009 | 2.0433e-11 | 0.00097009 | 2.0433e-11
[120 empty] | 7.3.3.17.5 (Remote Grid) Updates to grid topology to minimize risk of ignition in HFTDs Remote GridWLDFRWire-to-wire contactAggregated | WLDFR | HFTD - Distribution - Tier 2 - 5QU CoRE ¦ 2QU LoRE | Non-Red Flag Warning - Catastrophic Fires | Wire-to-wire contact | Aggregated | 2066 | 2.1063e-08 | 768.4668 | 1.6187e-05 | 2066 | Mitigation | 0.95 | 45 | 0 | esc | 0.00097009 | 2.0433e-11 | 0.00097009 | 2.0433e-11
[120 empty] | 7.3.3.17.5 (Remote Grid) Updates to grid topology to minimize risk of ignition in HFTDs Remote GridWLDFRWire-to-wire contactAggregated | WLDFR | HFTD - Distribution - Tier 2 - 5QU CoRE ¦ 2QU LoRE | Non-Red Flag Warning - Catastrophic Fires | Wire-to-wire contact | Aggregated | 2067 | 2.1063e-08 | 768.4668 | 1.6187e-05 | 2067 | Mitigation | 0.95 | 45 | 0 | esc | 0 | 0 | 0.00097009 | 2.0433e-11
[120 empty] | 7.3.3.17.5 (Remote Grid) Updates to grid topology to minimize risk of ignition in HFTDs Remote GridWLDFRContact from objectAggregated | WLDFR | HFTD - Distribution - Tier 2 - 5QU CoRE ¦ 2QU LoRE | Non-Red Flag Warning - Destructive Fires | Contact from object | Aggregated | 2022 | 4.2378e-08 | 768.4668 | 3.2566e-05 | 2022 | Mitigation | 0.95 | 45 | 0 | esc | 0.00097009 | 4.111e-11 | 0 | 0
[120 empty] | 7.3.3.17.5 (Remote Grid) Updates to grid topology to minimize risk of ignition in HFTDs Remote GridWLDFRContact from objectAggregated | WLDFR | HFTD - Distribution - Tier 2 - 5QU CoRE ¦ 2QU LoRE | Non-Red Flag Warning - Destructive Fires | Contact from object | Aggregated | 2023 | 4.2378e-08 | 768.4668 | 3.2566e-05 | 2023 | Mitigation | 0.95 | 45 | 0 | esc | 0.00097009 | 4.111e-11 | 0.00097009 | 4.111e-11
[120 empty] | 7.3.3.17.5 (Remote Grid) Updates to grid topology to minimize risk of ignition in HFTDs Remote GridWLDFRContact from objectAggregated | WLDFR | HFTD - Distribution - Tier 2 - 5QU CoRE ¦ 2QU LoRE | Non-Red Flag Warning - Destructive Fires | Contact from object | Aggregated | 2024 | 4.2378e-08 | 768.4668 | 3.2566e-05 | 2024 | Mitigation | 0.95 | 45 | 0 | esc | 0.00097009 | 4.111e-11 | 0.00097009 | 4.111e-11
[120 empty] | 7.3.3.17.5 (Remote Grid) Updates to grid topology to minimize risk of ignition in HFTDs Remote GridWLDFRContact from objectAggregated | WLDFR | HFTD - Distribution - Tier 2 - 5QU CoRE ¦ 2QU LoRE | Non-Red Flag Warning - Destructive Fires | Contact from object | Aggregated | 2025 | 4.2378e-08 | 768.4668 | 3.2566e-05 | 2025 | Mitigation | 0.95 | 45 | 0 | esc | 0.00097009 | 4.111e-11 | 0.00097009 | 4.111e-11
[120 empty] | 7.3.3.17.5 (Remote Grid) Updates to grid topology to minimize risk of ignition in HFTDs Remote GridWLDFRContact from objectAggregated | WLDFR | HFTD - Distribution - Tier 2 - 5QU CoRE ¦ 2QU LoRE | Non-Red Flag Warning - Destructive Fires | Contact from object | Aggregated | 2026 | 4.2378e-08 | 768.4668 | 3.2566e-05 | 2026 | Mitigation | 0.95 | 45 | 0 | esc | 0.00097009 | 4.111e-11 | 0.00097009 | 4.111e-11
[120 empty] | 7.3.3.17.5 (Remote Grid) Updates to grid topology to minimize risk of ignition in HFTDs Remote GridWLDFRContact from objectAggregated | WLDFR | HFTD - Distribution - Tier 2 - 5QU CoRE ¦ 2QU LoRE | Non-Red Flag Warning - Destructive Fires | Contact from object | Aggregated | 2027 | 4.2378e-08 | 768.4668 | 3.2566e-05 | 2027 | Mitigation | 0.95 | 45 | 0 | esc | 0.00097009 | 4.111e-11 | 0.00097009 | 4.111e-11
[120 empty] | 7.3.3.17.5 (Remote Grid) Updates to grid topology to minimize risk of ignition in HFTDs Remote GridWLDFRContact from objectAggregated | WLDFR | HFTD - Distribution - Tier 2 - 5QU CoRE ¦ 2QU LoRE | Non-Red Flag Warning - Destructive Fires | Contact from object | Aggregated | 2028 | 4.2378e-08 | 768.4668 | 3.2566e-05 | 2028 | Mitigation | 0.95 | 45 | 0 | esc | 0.00097009 | 4.111e-11 | 0.00097009 | 4.111e-11
[120 empty] | 7.3.3.17.5 (Remote Grid) Updates to grid topology to minimize risk of ignition in HFTDs Remote GridWLDFRContact from objectAggregated | WLDFR | HFTD - Distribution - Tier 2 - 5QU CoRE ¦ 2QU LoRE | Non-Red Flag Warning - Destructive Fires | Contact from object | Aggregated | 2029 | 4.2378e-08 | 768.4668 | 3.2566e-05 | 2029 | Mitigation | 0.95 | 45 | 0 | esc | 0.00097009 | 4.111e-11 | 0.00097009 | 4.111e-11
[120 empty] | 7.3.3.17.5 (Remote Grid) Updates to grid topology to minimize risk of ignition in HFTDs Remote GridWLDFRContact from objectAggregated | WLDFR | HFTD - Distribution - Tier 2 - 5QU CoRE ¦ 2QU LoRE | Non-Red Flag Warning - Destructive Fires | Contact from object | Aggregated | 2030 | 4.2378e-08 | 768.4668 | 3.2566e-05 | 2030 | Mitigation | 0.95 | 45 | 0 | esc | 0.00097009 | 4.111e-11 | 0.00097009 | 4.111e-11
[120 empty] | 7.3.3.17.5 (Remote Grid) Updates to grid topology to minimize risk of ignition in HFTDs Remote GridWLDFRContact from objectAggregated | WLDFR | HFTD - Distribution - Tier 2 - 5QU CoRE ¦ 2QU LoRE | Non-Red Flag Warning - Destructive Fires | Contact from object | Aggregated | 2031 | 4.2378e-08 | 768.4668 | 3.2566e-05 | 2031 | Mitigation | 0.95 | 45 | 0 | esc | 0.00097009 | 4.111e-11 | 0.00097009 | 4.111e-11
[120 empty] | 7.3.3.17.5 (Remote Grid) Updates to grid topology to minimize risk of ignition in HFTDs Remote GridWLDFRContact from objectAggregated | WLDFR | HFTD - Distribution - Tier 2 - 5QU CoRE ¦ 2QU LoRE | Non-Red Flag Warning - Destructive Fires | Contact from object | Aggregated | 2032 | 4.2378e-08 | 768.4668 | 3.2566e-05 | 2032 | Mitigation | 0.95 | 45 | 0 | esc | 0.00097009 | 4.111e-11 | 0.00097009 | 4.111e-11
[120 empty] | 7.3.3.17.5 (Remote Grid) Updates to grid topology to minimize risk of ignition in HFTDs Remote GridWLDFRContact from objectAggregated | WLDFR | HFTD - Distribution - Tier 2 - 5QU CoRE ¦ 2QU LoRE | Non-Red Flag Warning - Destructive Fires | Contact from object | Aggregated | 2033 | 4.2378e-08 | 768.4668 | 3.2566e-05 | 2033 | Mitigation | 0.95 | 45 | 0 | esc | 0.00097009 | 4.111e-11 | 0.00097009 | 4.111e-11
[120 empty] | 7.3.3.17.5 (Remote Grid) Updates to grid topology to minimize risk of ignition in HFTDs Remote GridWLDFRContact from objectAggregated | WLDFR | HFTD - Distribution - Tier 2 - 5QU CoRE ¦ 2QU LoRE | Non-Red Flag Warning - Destructive Fires | Contact from object | Aggregated | 2034 | 4.2378e-08 | 768.4668 | 3.2566e-05 | 2034 | Mitigation | 0.95 | 45 | 0 | esc | 0.00097009 | 4.111e-11 | 0.00097009 | 4.111e-11
[120 empty] | 7.3.3.17.5 (Remote Grid) Updates to grid topology to minimize risk of ignition in HFTDs Remote GridWLDFRContact from objectAggregated | WLDFR | HFTD - Distribution - Tier 2 - 5QU CoRE ¦ 2QU LoRE | Non-Red Flag Warning - Destructive Fires | Contact from object | Aggregated | 2035 | 4.2378e-08 | 768.4668 | 3.2566e-05 | 2035 | Mitigation | 0.95 | 45 | 0 | esc | 0.00097009 | 4.111e-11 | 0.00097009 | 4.111e-11
[120 empty] | 7.3.3.17.5 (Remote Grid) Updates to grid topology to minimize risk of ignition in HFTDs Remote GridWLDFRContact from objectAggregated | WLDFR | HFTD - Distribution - Tier 2 - 5QU CoRE ¦ 2QU LoRE | Non-Red Flag Warning - Destructive Fires | Contact from object | Aggregated | 2036 | 4.2378e-08 | 768.4668 | 3.2566e-05 | 2036 | Mitigation | 0.95 | 45 | 0 | esc | 0.00097009 | 4.111e-11 | 0.00097009 | 4.111e-11
[120 empty] | 7.3.3.17.5 (Remote Grid) Updates to grid topology to minimize risk of ignition in HFTDs Remote GridWLDFRContact from objectAggregated | WLDFR | HFTD - Distribution - Tier 2 - 5QU CoRE ¦ 2QU LoRE | Non-Red Flag Warning - Destructive Fires | Contact from object | Aggregated | 2037 | 4.2378e-08 | 768.4668 | 3.2566e-05 | 2037 | Mitigation | 0.95 | 45 | 0 | esc | 0.00097009 | 4.111e-11 | 0.00097009 | 4.111e-11
[120 empty] | 7.3.3.17.5 (Remote Grid) Updates to grid topology to minimize risk of ignition in HFTDs Remote GridWLDFRContact from objectAggregated | WLDFR | HFTD - Distribution - Tier 2 - 5QU CoRE ¦ 2QU LoRE | Non-Red Flag Warning - Destructive Fires | Contact from object | Aggregated | 2038 | 4.2378e-08 | 768.4668 | 3.2566e-05 | 2038 | Mitigation | 0.95 | 45 | 0 | esc | 0.00097009 | 4.111e-11 | 0.00097009 | 4.111e-11
[120 empty] | 7.3.3.17.5 (Remote Grid) Updates to grid topology to minimize risk of ignition in HFTDs Remote GridWLDFRContact from objectAggregated | WLDFR | HFTD - Distribution - Tier 2 - 5QU CoRE ¦ 2QU LoRE | Non-Red Flag Warning - Destructive Fires | Contact from object | Aggregated | 2039 | 4.2378e-08 | 768.4668 | 3.2566e-05 | 2039 | Mitigation | 0.95 | 45 | 0 | esc | 0.00097009 | 4.111e-11 | 0.00097009 | 4.111e-11
[120 empty] | 7.3.3.17.5 (Remote Grid) Updates to grid topology to minimize risk of ignition in HFTDs Remote GridWLDFRContact from objectAggregated | WLDFR | HFTD - Distribution - Tier 2 - 5QU CoRE ¦ 2QU LoRE | Non-Red Flag Warning - Destructive Fires | Contact from object | Aggregated | 2040 | 4.2378e-08 | 768.4668 | 3.2566e-05 | 2040 | Mitigation | 0.95 | 45 | 0 | esc | 0.00097009 | 4.111e-11 | 0.00097009 | 4.111e-11
[120 empty] | 7.3.3.17.5 (Remote Grid) Updates to grid topology to minimize risk of ignition in HFTDs Remote GridWLDFRContact from objectAggregated | WLDFR | HFTD - Distribution - Tier 2 - 5QU CoRE ¦ 2QU LoRE | Non-Red Flag Warning - Destructive Fires | Contact from object | Aggregated | 2041 | 4.2378e-08 | 768.4668 | 3.2566e-05 | 2041 | Mitigation | 0.95 | 45 | 0 | esc | 0.00097009 | 4.111e-11 | 0.00097009 | 4.111e-11
[120 empty] | 7.3.3.17.5 (Remote Grid) Updates to grid topology to minimize risk of ignition in HFTDs Remote GridWLDFRContact from objectAggregated | WLDFR | HFTD - Distribution - Tier 2 - 5QU CoRE ¦ 2QU LoRE | Non-Red Flag Warning - Destructive Fires | Contact from object | Aggregated | 2042 | 4.2378e-08 | 768.4668 | 3.2566e-05 | 2042 | Mitigation | 0.95 | 45 | 0 | esc | 0.00097009 | 4.111e-11 | 0.00097009 | 4.111e-11
[120 empty] | 7.3.3.17.5 (Remote Grid) Updates to grid topology to minimize risk of ignition in HFTDs Remote GridWLDFRContact from objectAggregated | WLDFR | HFTD - Distribution - Tier 2 - 5QU CoRE ¦ 2QU LoRE | Non-Red Flag Warning - Destructive Fires | Contact from object | Aggregated | 2043 | 4.2378e-08 | 768.4668 | 3.2566e-05 | 2043 | Mitigation | 0.95 | 45 | 0 | esc | 0.00097009 | 4.111e-11 | 0.00097009 | 4.111e-11
[120 empty] | 7.3.3.17.5 (Remote Grid) Updates to grid topology to minimize risk of ignition in HFTDs Remote GridWLDFRContact from objectAggregated | WLDFR | HFTD - Distribution - Tier 2 - 5QU CoRE ¦ 2QU LoRE | Non-Red Flag Warning - Destructive Fires | Contact from object | Aggregated | 2044 | 4.2378e-08 | 768.4668 | 3.2566e-05 | 2044 | Mitigation | 0.95 | 45 | 0 | esc | 0.00097009 | 4.111e-11 | 0.00097009 | 4.111e-11
[120 empty] | 7.3.3.17.5 (Remote Grid) Updates to grid topology to minimize risk of ignition in HFTDs Remote GridWLDFRContact from objectAggregated | WLDFR | HFTD - Distribution - Tier 2 - 5QU CoRE ¦ 2QU LoRE | Non-Red Flag Warning - Destructive Fires | Contact from object | Aggregated | 2045 | 4.2378e-08 | 768.4668 | 3.2566e-05 | 2045 | Mitigation | 0.95 | 45 | 0 | esc | 0.00097009 | 4.111e-11 | 0.00097009 | 4.111e-11
[120 empty] | 7.3.3.17.5 (Remote Grid) Updates to grid topology to minimize risk of ignition in HFTDs Remote GridWLDFRContact from objectAggregated | WLDFR | HFTD - Distribution - Tier 2 - 5QU CoRE ¦ 2QU LoRE | Non-Red Flag Warning - Destructive Fires | Contact from object | Aggregated | 2046 | 4.2378e-08 | 768.4668 | 3.2566e-05 | 2046 | Mitigation | 0.95 | 45 | 0 | esc | 0.00097009 | 4.111e-11 | 0.00097009 | 4.111e-11
[120 empty] | 7.3.3.17.5 (Remote Grid) Updates to grid topology to minimize risk of ignition in HFTDs Remote GridWLDFRContact from objectAggregated | WLDFR | HFTD - Distribution - Tier 2 - 5QU CoRE ¦ 2QU LoRE | Non-Red Flag Warning - Destructive Fires | Contact from object | Aggregated | 2047 | 4.2378e-08 | 768.4668 | 3.2566e-05 | 2047 | Mitigation | 0.95 | 45 | 0 | esc | 0.00097009 | 4.111e-11 | 0.00097009 | 4.111e-11
[120 empty] | 7.3.3.17.5 (Remote Grid) Updates to grid topology to minimize risk of ignition in HFTDs Remote GridWLDFRContact from objectAggregated | WLDFR | HFTD - Distribution - Tier 2 - 5QU CoRE ¦ 2QU LoRE | Non-Red Flag Warning - Destructive Fires | Contact from object | Aggregated | 2048 | 4.2378e-08 | 768.4668 | 3.2566e-05 | 2048 | Mitigation | 0.95 | 45 | 0 | esc | 0.00097009 | 4.111e-11 | 0.00097009 | 4.111e-11
[120 empty] | 7.3.3.17.5 (Remote Grid) Updates to grid topology to minimize risk of ignition in HFTDs Remote GridWLDFRContact from objectAggregated | WLDFR | HFTD - Distribution - Tier 2 - 5QU CoRE ¦ 2QU LoRE | Non-Red Flag Warning - Destructive Fires | Contact from object | Aggregated | 2049 | 4.2378e-08 | 768.4668 | 3.2566e-05 | 2049 | Mitigation | 0.95 | 45 | 0 | esc | 0.00097009 | 4.111e-11 | 0.00097009 | 4.111e-11
[120 empty] | 7.3.3.17.5 (Remote Grid) Updates to grid topology to minimize risk of ignition in HFTDs Remote GridWLDFRContact from objectAggregated | WLDFR | HFTD - Distribution - Tier 2 - 5QU CoRE ¦ 2QU LoRE | Non-Red Flag Warning - Destructive Fires | Contact from object | Aggregated | 2050 | 4.2378e-08 | 768.4668 | 3.2566e-05 | 2050 | Mitigation | 0.95 | 45 | 0 | esc | 0.00097009 | 4.111e-11 | 0.00097009 | 4.111e-11
[120 empty] | 7.3.3.17.5 (Remote Grid) Updates to grid topology to minimize risk of ignition in HFTDs Remote GridWLDFRContact from objectAggregated | WLDFR | HFTD - Distribution - Tier 2 - 5QU CoRE ¦ 2QU LoRE | Non-Red Flag Warning - Destructive Fires | Contact from object | Aggregated | 2051 | 4.2378e-08 | 768.4668 | 3.2566e-05 | 2051 | Mitigation | 0.95 | 45 | 0 | esc | 0.00097009 | 4.111e-11 | 0.00097009 | 4.111e-11
[120 empty] | 7.3.3.17.5 (Remote Grid) Updates to grid topology to minimize risk of ignition in HFTDs Remote GridWLDFRContact from objectAggregated | WLDFR | HFTD - Distribution - Tier 2 - 5QU CoRE ¦ 2QU LoRE | Non-Red Flag Warning - Destructive Fires | Contact from object | Aggregated | 2052 | 4.2378e-08 | 768.4668 | 3.2566e-05 | 2052 | Mitigation | 0.95 | 45 | 0 | esc | 0.00097009 | 4.111e-11 | 0.00097009 | 4.111e-11
[120 empty] | 7.3.3.17.5 (Remote Grid) Updates to grid topology to minimize risk of ignition in HFTDs Remote GridWLDFRContact from objectAggregated | WLDFR | HFTD - Distribution - Tier 2 - 5QU CoRE ¦ 2QU LoRE | Non-Red Flag Warning - Destructive Fires | Contact from object | Aggregated | 2053 | 4.2378e-08 | 768.4668 | 3.2566e-05 | 2053 | Mitigation | 0.95 | 45 | 0 | esc | 0.00097009 | 4.111e-11 | 0.00097009 | 4.111e-11
[120 empty] | 7.3.3.17.5 (Remote Grid) Updates to grid topology to minimize risk of ignition in HFTDs Remote GridWLDFRContact from objectAggregated | WLDFR | HFTD - Distribution - Tier 2 - 5QU CoRE ¦ 2QU LoRE | Non-Red Flag Warning - Destructive Fires | Contact from object | Aggregated | 2054 | 4.2378e-08 | 768.4668 | 3.2566e-05 | 2054 | Mitigation | 0.95 | 45 | 0 | esc | 0.00097009 | 4.111e-11 | 0.00097009 | 4.111e-11
[120 empty] | 7.3.3.17.5 (Remote Grid) Updates to grid topology to minimize risk of ignition in HFTDs Remote GridWLDFRContact from objectAggregated | WLDFR | HFTD - Distribution - Tier 2 - 5QU CoRE ¦ 2QU LoRE | Non-Red Flag Warning - Destructive Fires | Contact from object | Aggregated | 2055 | 4.2378e-08 | 768.4668 | 3.2566e-05 | 2055 | Mitigation | 0.95 | 45 | 0 | esc | 0.00097009 | 4.111e-11 | 0.00097009 | 4.111e-11
[120 empty] | 7.3.3.17.5 (Remote Grid) Updates to grid topology to minimize risk of ignition in HFTDs Remote GridWLDFRContact from objectAggregated | WLDFR | HFTD - Distribution - Tier 2 - 5QU CoRE ¦ 2QU LoRE | Non-Red Flag Warning - Destructive Fires | Contact from object | Aggregated | 2056 | 4.2378e-08 | 768.4668 | 3.2566e-05 | 2056 | Mitigation | 0.95 | 45 | 0 | esc | 0.00097009 | 4.111e-11 | 0.00097009 | 4.111e-11
[120 empty] | 7.3.3.17.5 (Remote Grid) Updates to grid topology to minimize risk of ignition in HFTDs Remote GridWLDFRContact from objectAggregated | WLDFR | HFTD - Distribution - Tier 2 - 5QU CoRE ¦ 2QU LoRE | Non-Red Flag Warning - Destructive Fires | Contact from object | Aggregated | 2057 | 4.2378e-08 | 768.4668 | 3.2566e-05 | 2057 | Mitigation | 0.95 | 45 | 0 | esc | 0.00097009 | 4.111e-11 | 0.00097009 | 4.111e-11
[120 empty] | 7.3.3.17.5 (Remote Grid) Updates to grid topology to minimize risk of ignition in HFTDs Remote GridWLDFRContact from objectAggregated | WLDFR | HFTD - Distribution - Tier 2 - 5QU CoRE ¦ 2QU LoRE | Non-Red Flag Warning - Destructive Fires | Contact from object | Aggregated | 2058 | 4.2378e-08 | 768.4668 | 3.2566e-05 | 2058 | Mitigation | 0.95 | 45 | 0 | esc | 0.00097009 | 4.111e-11 | 0.00097009 | 4.111e-11
[120 empty] | 7.3.3.17.5 (Remote Grid) Updates to grid topology to minimize risk of ignition in HFTDs Remote GridWLDFRContact from objectAggregated | WLDFR | HFTD - Distribution - Tier 2 - 5QU CoRE ¦ 2QU LoRE | Non-Red Flag Warning - Destructive Fires | Contact from object | Aggregated | 2059 | 4.2378e-08 | 768.4668 | 3.2566e-05 | 2059 | Mitigation | 0.95 | 45 | 0 | esc | 0.00097009 | 4.111e-11 | 0.00097009 | 4.111e-11
[120 empty] | 7.3.3.17.5 (Remote Grid) Updates to grid topology to minimize risk of ignition in HFTDs Remote GridWLDFRContact from objectAggregated | WLDFR | HFTD - Distribution - Tier 2 - 5QU CoRE ¦ 2QU LoRE | Non-Red Flag Warning - Destructive Fires | Contact from object | Aggregated | 2060 | 4.2378e-08 | 768.4668 | 3.2566e-05 | 2060 | Mitigation | 0.95 | 45 | 0 | esc | 0.00097009 | 4.111e-11 | 0.00097009 | 4.111e-11
[120 empty] | 7.3.3.17.5 (Remote Grid) Updates to grid topology to minimize risk of ignition in HFTDs Remote GridWLDFRContact from objectAggregated | WLDFR | HFTD - Distribution - Tier 2 - 5QU CoRE ¦ 2QU LoRE | Non-Red Flag Warning - Destructive Fires | Contact from object | Aggregated | 2061 | 4.2378e-08 | 768.4668 | 3.2566e-05 | 2061 | Mitigation | 0.95 | 45 | 0 | esc | 0.00097009 | 4.111e-11 | 0.00097009 | 4.111e-11
[120 empty] | 7.3.3.17.5 (Remote Grid) Updates to grid topology to minimize risk of ignition in HFTDs Remote GridWLDFRContact from objectAggregated | WLDFR | HFTD - Distribution - Tier 2 - 5QU CoRE ¦ 2QU LoRE | Non-Red Flag Warning - Destructive Fires | Contact from object | Aggregated | 2062 | 4.2378e-08 | 768.4668 | 3.2566e-05 | 2062 | Mitigation | 0.95 | 45 | 0 | esc | 0.00097009 | 4.111e-11 | 0.00097009 | 4.111e-11
[120 empty] | 7.3.3.17.5 (Remote Grid) Updates to grid topology to minimize risk of ignition in HFTDs Remote GridWLDFRContact from objectAggregated | WLDFR | HFTD - Distribution - Tier 2 - 5QU CoRE ¦ 2QU LoRE | Non-Red Flag Warning - Destructive Fires | Contact from object | Aggregated | 2063 | 4.2378e-08 | 768.4668 | 3.2566e-05 | 2063 | Mitigation | 0.95 | 45 | 0 | esc | 0.00097009 | 4.111e-11 | 0.00097009 | 4.111e-11
[120 empty] | 7.3.3.17.5 (Remote Grid) Updates to grid topology to minimize risk of ignition in HFTDs Remote GridWLDFRContact from objectAggregated | WLDFR | HFTD - Distribution - Tier 2 - 5QU CoRE ¦ 2QU LoRE | Non-Red Flag Warning - Destructive Fires | Contact from object | Aggregated | 2064 | 4.2378e-08 | 768.4668 | 3.2566e-05 | 2064 | Mitigation | 0.95 | 45 | 0 | esc | 0.00097009 | 4.111e-11 | 0.00097009 | 4.111e-11
[120 empty] | 7.3.3.17.5 (Remote Grid) Updates to grid topology to minimize risk of ignition in HFTDs Remote GridWLDFRContact from objectAggregated | WLDFR | HFTD - Distribution - Tier 2 - 5QU CoRE ¦ 2QU LoRE | Non-Red Flag Warning - Destructive Fires | Contact from object | Aggregated | 2065 | 4.2378e-08 | 768.4668 | 3.2566e-05 | 2065 | Mitigation | 0.95 | 45 | 0 | esc | 0.00097009 | 4.111e-11 | 0.00097009 | 4.111e-11
[120 empty] | 7.3.3.17.5 (Remote Grid) Updates to grid topology to minimize risk of ignition in HFTDs Remote GridWLDFRContact from objectAggregated | WLDFR | HFTD - Distribution - Tier 2 - 5QU CoRE ¦ 2QU LoRE | Non-Red Flag Warning - Destructive Fires | Contact from object | Aggregated | 2066 | 4.2378e-08 | 768.4668 | 3.2566e-05 | 2066 | Mitigation | 0.95 | 45 | 0 | esc | 0.00097009 | 4.111e-11 | 0.00097009 | 4.111e-11
[120 empty] | 7.3.3.17.5 (Remote Grid) Updates to grid topology to minimize risk of ignition in HFTDs Remote GridWLDFRContact from objectAggregated | WLDFR | HFTD - Distribution - Tier 2 - 5QU CoRE ¦ 2QU LoRE | Non-Red Flag Warning - Destructive Fires | Contact from object | Aggregated | 2067 | 4.2378e-08 | 768.4668 | 3.2566e-05 | 2067 | Mitigation | 0.95 | 45 | 0 | esc | 0 | 0 | 0.00097009 | 4.111e-11
[120 empty] | 7.3.3.17.5 (Remote Grid) Updates to grid topology to minimize risk of ignition in HFTDs Remote GridWLDFRContaminationAggregated | WLDFR | HFTD - Distribution - Tier 2 - 5QU CoRE ¦ 2QU LoRE | Non-Red Flag Warning - Destructive Fires | Contamination | Aggregated | 2022 | 8.4773e-10 | 768.4668 | 6.5145e-07 | 2022 | Mitigation | 0.95 | 45 | 0 | esc | 0.00097009 | 8.2237e-13 | 0 | 0
[120 empty] | 7.3.3.17.5 (Remote Grid) Updates to grid topology to minimize risk of ignition in HFTDs Remote GridWLDFRContaminationAggregated | WLDFR | HFTD - Distribution - Tier 2 - 5QU CoRE ¦ 2QU LoRE | Non-Red Flag Warning - Destructive Fires | Contamination | Aggregated | 2023 | 8.4773e-10 | 768.4668 | 6.5145e-07 | 2023 | Mitigation | 0.95 | 45 | 0 | esc | 0.00097009 | 8.2237e-13 | 0.00097009 | 8.2237e-13
[120 empty] | 7.3.3.17.5 (Remote Grid) Updates to grid topology to minimize risk of ignition in HFTDs Remote GridWLDFRContaminationAggregated | WLDFR | HFTD - Distribution - Tier 2 - 5QU CoRE ¦ 2QU LoRE | Non-Red Flag Warning - Destructive Fires | Contamination | Aggregated | 2024 | 8.4773e-10 | 768.4668 | 6.5145e-07 | 2024 | Mitigation | 0.95 | 45 | 0 | esc | 0.00097009 | 8.2237e-13 | 0.00097009 | 8.2237e-13
[120 empty] | 7.3.3.17.5 (Remote Grid) Updates to grid topology to minimize risk of ignition in HFTDs Remote GridWLDFRContaminationAggregated | WLDFR | HFTD - Distribution - Tier 2 - 5QU CoRE ¦ 2QU LoRE | Non-Red Flag Warning - Destructive Fires | Contamination | Aggregated | 2025 | 8.4773e-10 | 768.4668 | 6.5145e-07 | 2025 | Mitigation | 0.95 | 45 | 0 | esc | 0.00097009 | 8.2237e-13 | 0.00097009 | 8.2237e-13
[120 empty] | 7.3.3.17.5 (Remote Grid) Updates to grid topology to minimize risk of ignition in HFTDs Remote GridWLDFRContaminationAggregated | WLDFR | HFTD - Distribution - Tier 2 - 5QU CoRE ¦ 2QU LoRE | Non-Red Flag Warning - Destructive Fires | Contamination | Aggregated | 2026 | 8.4773e-10 | 768.4668 | 6.5145e-07 | 2026 | Mitigation | 0.95 | 45 | 0 | esc | 0.00097009 | 8.2237e-13 | 0.00097009 | 8.2237e-13
[120 empty] | 7.3.3.17.5 (Remote Grid) Updates to grid topology to minimize risk of ignition in HFTDs Remote GridWLDFRContaminationAggregated | WLDFR | HFTD - Distribution - Tier 2 - 5QU CoRE ¦ 2QU LoRE | Non-Red Flag Warning - Destructive Fires | Contamination | Aggregated | 2027 | 8.4773e-10 | 768.4668 | 6.5145e-07 | 2027 | Mitigation | 0.95 | 45 | 0 | esc | 0.00097009 | 8.2237e-13 | 0.00097009 | 8.2237e-13
[120 empty] | 7.3.3.17.5 (Remote Grid) Updates to grid topology to minimize risk of ignition in HFTDs Remote GridWLDFRContaminationAggregated | WLDFR | HFTD - Distribution - Tier 2 - 5QU CoRE ¦ 2QU LoRE | Non-Red Flag Warning - Destructive Fires | Contamination | Aggregated | 2028 | 8.4773e-10 | 768.4668 | 6.5145e-07 | 2028 | Mitigation | 0.95 | 45 | 0 | esc | 0.00097009 | 8.2237e-13 | 0.00097009 | 8.2237e-13
[120 empty] | 7.3.3.17.5 (Remote Grid) Updates to grid topology to minimize risk of ignition in HFTDs Remote GridWLDFRContaminationAggregated | WLDFR | HFTD - Distribution - Tier 2 - 5QU CoRE ¦ 2QU LoRE | Non-Red Flag Warning - Destructive Fires | Contamination | Aggregated | 2029 | 8.4773e-10 | 768.4668 | 6.5145e-07 | 2029 | Mitigation | 0.95 | 45 | 0 | esc | 0.00097009 | 8.2237e-13 | 0.00097009 | 8.2237e-13
[120 empty] | 7.3.3.17.5 (Remote Grid) Updates to grid topology to minimize risk of ignition in HFTDs Remote GridWLDFRContaminationAggregated | WLDFR | HFTD - Distribution - Tier 2 - 5QU CoRE ¦ 2QU LoRE | Non-Red Flag Warning - Destructive Fires | Contamination | Aggregated | 2030 | 8.4773e-10 | 768.4668 | 6.5145e-07 | 2030 | Mitigation | 0.95 | 45 | 0 | esc | 0.00097009 | 8.2237e-13 | 0.00097009 | 8.2237e-13
[120 empty] | 7.3.3.17.5 (Remote Grid) Updates to grid topology to minimize risk of ignition in HFTDs Remote GridWLDFRContaminationAggregated | WLDFR | HFTD - Distribution - Tier 2 - 5QU CoRE ¦ 2QU LoRE | Non-Red Flag Warning - Destructive Fires | Contamination | Aggregated | 2031 | 8.4773e-10 | 768.4668 | 6.5145e-07 | 2031 | Mitigation | 0.95 | 45 | 0 | esc | 0.00097009 | 8.2237e-13 | 0.00097009 | 8.2237e-13
[120 empty] | 7.3.3.17.5 (Remote Grid) Updates to grid topology to minimize risk of ignition in HFTDs Remote GridWLDFRContaminationAggregated | WLDFR | HFTD - Distribution - Tier 2 - 5QU CoRE ¦ 2QU LoRE | Non-Red Flag Warning - Destructive Fires | Contamination | Aggregated | 2032 | 8.4773e-10 | 768.4668 | 6.5145e-07 | 2032 | Mitigation | 0.95 | 45 | 0 | esc | 0.00097009 | 8.2237e-13 | 0.00097009 | 8.2237e-13
[120 empty] | 7.3.3.17.5 (Remote Grid) Updates to grid topology to minimize risk of ignition in HFTDs Remote GridWLDFRContaminationAggregated | WLDFR | HFTD - Distribution - Tier 2 - 5QU CoRE ¦ 2QU LoRE | Non-Red Flag Warning - Destructive Fires | Contamination | Aggregated | 2033 | 8.4773e-10 | 768.4668 | 6.5145e-07 | 2033 | Mitigation | 0.95 | 45 | 0 | esc | 0.00097009 | 8.2237e-13 | 0.00097009 | 8.2237e-13
[120 empty] | 7.3.3.17.5 (Remote Grid) Updates to grid topology to minimize risk of ignition in HFTDs Remote GridWLDFRContaminationAggregated | WLDFR | HFTD - Distribution - Tier 2 - 5QU CoRE ¦ 2QU LoRE | Non-Red Flag Warning - Destructive Fires | Contamination | Aggregated | 2034 | 8.4773e-10 | 768.4668 | 6.5145e-07 | 2034 | Mitigation | 0.95 | 45 | 0 | esc | 0.00097009 | 8.2237e-13 | 0.00097009 | 8.2237e-13
[120 empty] | 7.3.3.17.5 (Remote Grid) Updates to grid topology to minimize risk of ignition in HFTDs Remote GridWLDFRContaminationAggregated | WLDFR | HFTD - Distribution - Tier 2 - 5QU CoRE ¦ 2QU LoRE | Non-Red Flag Warning - Destructive Fires | Contamination | Aggregated | 2035 | 8.4773e-10 | 768.4668 | 6.5145e-07 | 2035 | Mitigation | 0.95 | 45 | 0 | esc | 0.00097009 | 8.2237e-13 | 0.00097009 | 8.2237e-13
[120 empty] | 7.3.3.17.5 (Remote Grid) Updates to grid topology to minimize risk of ignition in HFTDs Remote GridWLDFRContaminationAggregated | WLDFR | HFTD - Distribution - Tier 2 - 5QU CoRE ¦ 2QU LoRE | Non-Red Flag Warning - Destructive Fires | Contamination | Aggregated | 2036 | 8.4773e-10 | 768.4668 | 6.5145e-07 | 2036 | Mitigation | 0.95 | 45 | 0 | esc | 0.00097009 | 8.2237e-13 | 0.00097009 | 8.2237e-13
[120 empty] | 7.3.3.17.5 (Remote Grid) Updates to grid topology to minimize risk of ignition in HFTDs Remote GridWLDFRContaminationAggregated | WLDFR | HFTD - Distribution - Tier 2 - 5QU CoRE ¦ 2QU LoRE | Non-Red Flag Warning - Destructive Fires | Contamination | Aggregated | 2037 | 8.4773e-10 | 768.4668 | 6.5145e-07 | 2037 | Mitigation | 0.95 | 45 | 0 | esc | 0.00097009 | 8.2237e-13 | 0.00097009 | 8.2237e-13
[120 empty] | 7.3.3.17.5 (Remote Grid) Updates to grid topology to minimize risk of ignition in HFTDs Remote GridWLDFRContaminationAggregated | WLDFR | HFTD - Distribution - Tier 2 - 5QU CoRE ¦ 2QU LoRE | Non-Red Flag Warning - Destructive Fires | Contamination | Aggregated | 2038 | 8.4773e-10 | 768.4668 | 6.5145e-07 | 2038 | Mitigation | 0.95 | 45 | 0 | esc | 0.00097009 | 8.2237e-13 | 0.00097009 | 8.2237e-13
[120 empty] | 7.3.3.17.5 (Remote Grid) Updates to grid topology to minimize risk of ignition in HFTDs Remote GridWLDFRContaminationAggregated | WLDFR | HFTD - Distribution - Tier 2 - 5QU CoRE ¦ 2QU LoRE | Non-Red Flag Warning - Destructive Fires | Contamination | Aggregated | 2039 | 8.4773e-10 | 768.4668 | 6.5145e-07 | 2039 | Mitigation | 0.95 | 45 | 0 | esc | 0.00097009 | 8.2237e-13 | 0.00097009 | 8.2237e-13
[120 empty] | 7.3.3.17.5 (Remote Grid) Updates to grid topology to minimize risk of ignition in HFTDs Remote GridWLDFRContaminationAggregated | WLDFR | HFTD - Distribution - Tier 2 - 5QU CoRE ¦ 2QU LoRE | Non-Red Flag Warning - Destructive Fires | Contamination | Aggregated | 2040 | 8.4773e-10 | 768.4668 | 6.5145e-07 | 2040 | Mitigation | 0.95 | 45 | 0 | esc | 0.00097009 | 8.2237e-13 | 0.00097009 | 8.2237e-13
[120 empty] | 7.3.3.17.5 (Remote Grid) Updates to grid topology to minimize risk of ignition in HFTDs Remote GridWLDFRContaminationAggregated | WLDFR | HFTD - Distribution - Tier 2 - 5QU CoRE ¦ 2QU LoRE | Non-Red Flag Warning - Destructive Fires | Contamination | Aggregated | 2041 | 8.4773e-10 | 768.4668 | 6.5145e-07 | 2041 | Mitigation | 0.95 | 45 | 0 | esc | 0.00097009 | 8.2237e-13 | 0.00097009 | 8.2237e-13
[120 empty] | 7.3.3.17.5 (Remote Grid) Updates to grid topology to minimize risk of ignition in HFTDs Remote GridWLDFRContaminationAggregated | WLDFR | HFTD - Distribution - Tier 2 - 5QU CoRE ¦ 2QU LoRE | Non-Red Flag Warning - Destructive Fires | Contamination | Aggregated | 2042 | 8.4773e-10 | 768.4668 | 6.5145e-07 | 2042 | Mitigation | 0.95 | 45 | 0 | esc | 0.00097009 | 8.2237e-13 | 0.00097009 | 8.2237e-13
[120 empty] | 7.3.3.17.5 (Remote Grid) Updates to grid topology to minimize risk of ignition in HFTDs Remote GridWLDFRContaminationAggregated | WLDFR | HFTD - Distribution - Tier 2 - 5QU CoRE ¦ 2QU LoRE | Non-Red Flag Warning - Destructive Fires | Contamination | Aggregated | 2043 | 8.4773e-10 | 768.4668 | 6.5145e-07 | 2043 | Mitigation | 0.95 | 45 | 0 | esc | 0.00097009 | 8.2237e-13 | 0.00097009 | 8.2237e-13
[120 empty] | 7.3.3.17.5 (Remote Grid) Updates to grid topology to minimize risk of ignition in HFTDs Remote GridWLDFRContaminationAggregated | WLDFR | HFTD - Distribution - Tier 2 - 5QU CoRE ¦ 2QU LoRE | Non-Red Flag Warning - Destructive Fires | Contamination | Aggregated | 2044 | 8.4773e-10 | 768.4668 | 6.5145e-07 | 2044 | Mitigation | 0.95 | 45 | 0 | esc | 0.00097009 | 8.2237e-13 | 0.00097009 | 8.2237e-13
[120 empty] | 7.3.3.17.5 (Remote Grid) Updates to grid topology to minimize risk of ignition in HFTDs Remote GridWLDFRContaminationAggregated | WLDFR | HFTD - Distribution - Tier 2 - 5QU CoRE ¦ 2QU LoRE | Non-Red Flag Warning - Destructive Fires | Contamination | Aggregated | 2045 | 8.4773e-10 | 768.4668 | 6.5145e-07 | 2045 | Mitigation | 0.95 | 45 | 0 | esc | 0.00097009 | 8.2237e-13 | 0.00097009 | 8.2237e-13
[120 empty] | 7.3.3.17.5 (Remote Grid) Updates to grid topology to minimize risk of ignition in HFTDs Remote GridWLDFRContaminationAggregated | WLDFR | HFTD - Distribution - Tier 2 - 5QU CoRE ¦ 2QU LoRE | Non-Red Flag Warning - Destructive Fires | Contamination | Aggregated | 2046 | 8.4773e-10 | 768.4668 | 6.5145e-07 | 2046 | Mitigation | 0.95 | 45 | 0 | esc | 0.00097009 | 8.2237e-13 | 0.00097009 | 8.2237e-13
[120 empty] | 7.3.3.17.5 (Remote Grid) Updates to grid topology to minimize risk of ignition in HFTDs Remote GridWLDFRContaminationAggregated | WLDFR | HFTD - Distribution - Tier 2 - 5QU CoRE ¦ 2QU LoRE | Non-Red Flag Warning - Destructive Fires | Contamination | Aggregated | 2047 | 8.4773e-10 | 768.4668 | 6.5145e-07 | 2047 | Mitigation | 0.95 | 45 | 0 | esc | 0.00097009 | 8.2237e-13 | 0.00097009 | 8.2237e-13
[120 empty] | 7.3.3.17.5 (Remote Grid) Updates to grid topology to minimize risk of ignition in HFTDs Remote GridWLDFRContaminationAggregated | WLDFR | HFTD - Distribution - Tier 2 - 5QU CoRE ¦ 2QU LoRE | Non-Red Flag Warning - Destructive Fires | Contamination | Aggregated | 2048 | 8.4773e-10 | 768.4668 | 6.5145e-07 | 2048 | Mitigation | 0.95 | 45 | 0 | esc | 0.00097009 | 8.2237e-13 | 0.00097009 | 8.2237e-13
[120 empty] | 7.3.3.17.5 (Remote Grid) Updates to grid topology to minimize risk of ignition in HFTDs Remote GridWLDFRContaminationAggregated | WLDFR | HFTD - Distribution - Tier 2 - 5QU CoRE ¦ 2QU LoRE | Non-Red Flag Warning - Destructive Fires | Contamination | Aggregated | 2049 | 8.4773e-10 | 768.4668 | 6.5145e-07 | 2049 | Mitigation | 0.95 | 45 | 0 | esc | 0.00097009 | 8.2237e-13 | 0.00097009 | 8.2237e-13
[120 empty] | 7.3.3.17.5 (Remote Grid) Updates to grid topology to minimize risk of ignition in HFTDs Remote GridWLDFRContaminationAggregated | WLDFR | HFTD - Distribution - Tier 2 - 5QU CoRE ¦ 2QU LoRE | Non-Red Flag Warning - Destructive Fires | Contamination | Aggregated | 2050 | 8.4773e-10 | 768.4668 | 6.5145e-07 | 2050 | Mitigation | 0.95 | 45 | 0 | esc | 0.00097009 | 8.2237e-13 | 0.00097009 | 8.2237e-13
[120 empty] | 7.3.3.17.5 (Remote Grid) Updates to grid topology to minimize risk of ignition in HFTDs Remote GridWLDFRContaminationAggregated | WLDFR | HFTD - Distribution - Tier 2 - 5QU CoRE ¦ 2QU LoRE | Non-Red Flag Warning - Destructive Fires | Contamination | Aggregated | 2051 | 8.4773e-10 | 768.4668 | 6.5145e-07 | 2051 | Mitigation | 0.95 | 45 | 0 | esc | 0.00097009 | 8.2237e-13 | 0.00097009 | 8.2237e-13
[120 empty] | 7.3.3.17.5 (Remote Grid) Updates to grid topology to minimize risk of ignition in HFTDs Remote GridWLDFRContaminationAggregated | WLDFR | HFTD - Distribution - Tier 2 - 5QU CoRE ¦ 2QU LoRE | Non-Red Flag Warning - Destructive Fires | Contamination | Aggregated | 2052 | 8.4773e-10 | 768.4668 | 6.5145e-07 | 2052 | Mitigation | 0.95 | 45 | 0 | esc | 0.00097009 | 8.2237e-13 | 0.00097009 | 8.2237e-13
[120 empty] | 7.3.3.17.5 (Remote Grid) Updates to grid topology to minimize risk of ignition in HFTDs Remote GridWLDFRContaminationAggregated | WLDFR | HFTD - Distribution - Tier 2 - 5QU CoRE ¦ 2QU LoRE | Non-Red Flag Warning - Destructive Fires | Contamination | Aggregated | 2053 | 8.4773e-10 | 768.4668 | 6.5145e-07 | 2053 | Mitigation | 0.95 | 45 | 0 | esc | 0.00097009 | 8.2237e-13 | 0.00097009 | 8.2237e-13
[120 empty] | 7.3.3.17.5 (Remote Grid) Updates to grid topology to minimize risk of ignition in HFTDs Remote GridWLDFRContaminationAggregated | WLDFR | HFTD - Distribution - Tier 2 - 5QU CoRE ¦ 2QU LoRE | Non-Red Flag Warning - Destructive Fires | Contamination | Aggregated | 2054 | 8.4773e-10 | 768.4668 | 6.5145e-07 | 2054 | Mitigation | 0.95 | 45 | 0 | esc | 0.00097009 | 8.2237e-13 | 0.00097009 | 8.2237e-13
[120 empty] | 7.3.3.17.5 (Remote Grid) Updates to grid topology to minimize risk of ignition in HFTDs Remote GridWLDFRContaminationAggregated | WLDFR | HFTD - Distribution - Tier 2 - 5QU CoRE ¦ 2QU LoRE | Non-Red Flag Warning - Destructive Fires | Contamination | Aggregated | 2055 | 8.4773e-10 | 768.4668 | 6.5145e-07 | 2055 | Mitigation | 0.95 | 45 | 0 | esc | 0.00097009 | 8.2237e-13 | 0.00097009 | 8.2237e-13
[120 empty] | 7.3.3.17.5 (Remote Grid) Updates to grid topology to minimize risk of ignition in HFTDs Remote GridWLDFRContaminationAggregated | WLDFR | HFTD - Distribution - Tier 2 - 5QU CoRE ¦ 2QU LoRE | Non-Red Flag Warning - Destructive Fires | Contamination | Aggregated | 2056 | 8.4773e-10 | 768.4668 | 6.5145e-07 | 2056 | Mitigation | 0.95 | 45 | 0 | esc | 0.00097009 | 8.2237e-13 | 0.00097009 | 8.2237e-13
[120 empty] | 7.3.3.17.5 (Remote Grid) Updates to grid topology to minimize risk of ignition in HFTDs Remote GridWLDFRContaminationAggregated | WLDFR | HFTD - Distribution - Tier 2 - 5QU CoRE ¦ 2QU LoRE | Non-Red Flag Warning - Destructive Fires | Contamination | Aggregated | 2057 | 8.4773e-10 | 768.4668 | 6.5145e-07 | 2057 | Mitigation | 0.95 | 45 | 0 | esc | 0.00097009 | 8.2237e-13 | 0.00097009 | 8.2237e-13
[120 empty] | 7.3.3.17.5 (Remote Grid) Updates to grid topology to minimize risk of ignition in HFTDs Remote GridWLDFRContaminationAggregated | WLDFR | HFTD - Distribution - Tier 2 - 5QU CoRE ¦ 2QU LoRE | Non-Red Flag Warning - Destructive Fires | Contamination | Aggregated | 2058 | 8.4773e-10 | 768.4668 | 6.5145e-07 | 2058 | Mitigation | 0.95 | 45 | 0 | esc | 0.00097009 | 8.2237e-13 | 0.00097009 | 8.2237e-13
[120 empty] | 7.3.3.17.5 (Remote Grid) Updates to grid topology to minimize risk of ignition in HFTDs Remote GridWLDFRContaminationAggregated | WLDFR | HFTD - Distribution - Tier 2 - 5QU CoRE ¦ 2QU LoRE | Non-Red Flag Warning - Destructive Fires | Contamination | Aggregated | 2059 | 8.4773e-10 | 768.4668 | 6.5145e-07 | 2059 | Mitigation | 0.95 | 45 | 0 | esc | 0.00097009 | 8.2237e-13 | 0.00097009 | 8.2237e-13
[120 empty] | 7.3.3.17.5 (Remote Grid) Updates to grid topology to minimize risk of ignition in HFTDs Remote GridWLDFRContaminationAggregated | WLDFR | HFTD - Distribution - Tier 2 - 5QU CoRE ¦ 2QU LoRE | Non-Red Flag Warning - Destructive Fires | Contamination | Aggregated | 2060 | 8.4773e-10 | 768.4668 | 6.5145e-07 | 2060 | Mitigation | 0.95 | 45 | 0 | esc | 0.00097009 | 8.2237e-13 | 0.00097009 | 8.2237e-13
[120 empty] | 7.3.3.17.5 (Remote Grid) Updates to grid topology to minimize risk of ignition in HFTDs Remote GridWLDFRContaminationAggregated | WLDFR | HFTD - Distribution - Tier 2 - 5QU CoRE ¦ 2QU LoRE | Non-Red Flag Warning - Destructive Fires | Contamination | Aggregated | 2061 | 8.4773e-10 | 768.4668 | 6.5145e-07 | 2061 | Mitigation | 0.95 | 45 | 0 | esc | 0.00097009 | 8.2237e-13 | 0.00097009 | 8.2237e-13
[120 empty] | 7.3.3.17.5 (Remote Grid) Updates to grid topology to minimize risk of ignition in HFTDs Remote GridWLDFRContaminationAggregated | WLDFR | HFTD - Distribution - Tier 2 - 5QU CoRE ¦ 2QU LoRE | Non-Red Flag Warning - Destructive Fires | Contamination | Aggregated | 2062 | 8.4773e-10 | 768.4668 | 6.5145e-07 | 2062 | Mitigation | 0.95 | 45 | 0 | esc | 0.00097009 | 8.2237e-13 | 0.00097009 | 8.2237e-13
[120 empty] | 7.3.3.17.5 (Remote Grid) Updates to grid topology to minimize risk of ignition in HFTDs Remote GridWLDFRContaminationAggregated | WLDFR | HFTD - Distribution - Tier 2 - 5QU CoRE ¦ 2QU LoRE | Non-Red Flag Warning - Destructive Fires | Contamination | Aggregated | 2063 | 8.4773e-10 | 768.4668 | 6.5145e-07 | 2063 | Mitigation | 0.95 | 45 | 0 | esc | 0.00097009 | 8.2237e-13 | 0.00097009 | 8.2237e-13
[120 empty] | 7.3.3.17.5 (Remote Grid) Updates to grid topology to minimize risk of ignition in HFTDs Remote GridWLDFRContaminationAggregated | WLDFR | HFTD - Distribution - Tier 2 - 5QU CoRE ¦ 2QU LoRE | Non-Red Flag Warning - Destructive Fires | Contamination | Aggregated | 2064 | 8.4773e-10 | 768.4668 | 6.5145e-07 | 2064 | Mitigation | 0.95 | 45 | 0 | esc | 0.00097009 | 8.2237e-13 | 0.00097009 | 8.2237e-13
[120 empty] | 7.3.3.17.5 (Remote Grid) Updates to grid topology to minimize risk of ignition in HFTDs Remote GridWLDFRContaminationAggregated | WLDFR | HFTD - Distribution - Tier 2 - 5QU CoRE ¦ 2QU LoRE | Non-Red Flag Warning - Destructive Fires | Contamination | Aggregated | 2065 | 8.4773e-10 | 768.4668 | 6.5145e-07 | 2065 | Mitigation | 0.95 | 45 | 0 | esc | 0.00097009 | 8.2237e-13 | 0.00097009 | 8.2237e-13
[120 empty] | 7.3.3.17.5 (Remote Grid) Updates to grid topology to minimize risk of ignition in HFTDs Remote GridWLDFRContaminationAggregated | WLDFR | HFTD - Distribution - Tier 2 - 5QU CoRE ¦ 2QU LoRE | Non-Red Flag Warning - Destructive Fires | Contamination | Aggregated | 2066 | 8.4773e-10 | 768.4668 | 6.5145e-07 | 2066 | Mitigation | 0.95 | 45 | 0 | esc | 0.00097009 | 8.2237e-13 | 0.00097009 | 8.2237e-13
[120 empty] | 7.3.3.17.5 (Remote Grid) Updates to grid topology to minimize risk of ignition in HFTDs Remote GridWLDFRContaminationAggregated | WLDFR | HFTD - Distribution - Tier 2 - 5QU CoRE ¦ 2QU LoRE | Non-Red Flag Warning - Destructive Fires | Contamination | Aggregated | 2067 | 8.4773e-10 | 768.4668 | 6.5145e-07 | 2067 | Mitigation | 0.95 | 45 | 0 | esc | 0 | 0 | 0.00097009 | 8.2237e-13
[120 empty] | 7.3.3.17.5 (Remote Grid) Updates to grid topology to minimize risk of ignition in HFTDs Remote GridWLDFREquipment / facility failureAggregated | WLDFR | HFTD - Distribution - Tier 2 - 5QU CoRE ¦ 2QU LoRE | Non-Red Flag Warning - Destructive Fires | Equipment / facility failure | Aggregated | 2022 | 1.0608e-08 | 768.4668 | 8.1516e-06 | 2022 | Mitigation | 0.95 | 45 | 0 | esc | 0.00097009 | 1.029e-11 | 0 | 0
[120 empty] | 7.3.3.17.5 (Remote Grid) Updates to grid topology to minimize risk of ignition in HFTDs Remote GridWLDFREquipment / facility failureAggregated | WLDFR | HFTD - Distribution - Tier 2 - 5QU CoRE ¦ 2QU LoRE | Non-Red Flag Warning - Destructive Fires | Equipment / facility failure | Aggregated | 2023 | 1.0608e-08 | 768.4668 | 8.1516e-06 | 2023 | Mitigation | 0.95 | 45 | 0 | esc | 0.00097009 | 1.029e-11 | 0.00097009 | 1.029e-11
[120 empty] | 7.3.3.17.5 (Remote Grid) Updates to grid topology to minimize risk of ignition in HFTDs Remote GridWLDFREquipment / facility failureAggregated | WLDFR | HFTD - Distribution - Tier 2 - 5QU CoRE ¦ 2QU LoRE | Non-Red Flag Warning - Destructive Fires | Equipment / facility failure | Aggregated | 2024 | 1.0608e-08 | 768.4668 | 8.1516e-06 | 2024 | Mitigation | 0.95 | 45 | 0 | esc | 0.00097009 | 1.029e-11 | 0.00097009 | 1.029e-11
[120 empty] | 7.3.3.17.5 (Remote Grid) Updates to grid topology to minimize risk of ignition in HFTDs Remote GridWLDFREquipment / facility failureAggregated | WLDFR | HFTD - Distribution - Tier 2 - 5QU CoRE ¦ 2QU LoRE | Non-Red Flag Warning - Destructive Fires | Equipment / facility failure | Aggregated | 2025 | 1.0608e-08 | 768.4668 | 8.1516e-06 | 2025 | Mitigation | 0.95 | 45 | 0 | esc | 0.00097009 | 1.029e-11 | 0.00097009 | 1.029e-11
[120 empty] | 7.3.3.17.5 (Remote Grid) Updates to grid topology to minimize risk of ignition in HFTDs Remote GridWLDFREquipment / facility failureAggregated | WLDFR | HFTD - Distribution - Tier 2 - 5QU CoRE ¦ 2QU LoRE | Non-Red Flag Warning - Destructive Fires | Equipment / facility failure | Aggregated | 2026 | 1.0608e-08 | 768.4668 | 8.1516e-06 | 2026 | Mitigation | 0.95 | 45 | 0 | esc | 0.00097009 | 1.029e-11 | 0.00097009 | 1.029e-11
[120 empty] | 7.3.3.17.5 (Remote Grid) Updates to grid topology to minimize risk of ignition in HFTDs Remote GridWLDFREquipment / facility failureAggregated | WLDFR | HFTD - Distribution - Tier 2 - 5QU CoRE ¦ 2QU LoRE | Non-Red Flag Warning - Destructive Fires | Equipment / facility failure | Aggregated | 2027 | 1.0608e-08 | 768.4668 | 8.1516e-06 | 2027 | Mitigation | 0.95 | 45 | 0 | esc | 0.00097009 | 1.029e-11 | 0.00097009 | 1.029e-11
[120 empty] | 7.3.3.17.5 (Remote Grid) Updates to grid topology to minimize risk of ignition in HFTDs Remote GridWLDFREquipment / facility failureAggregated | WLDFR | HFTD - Distribution - Tier 2 - 5QU CoRE ¦ 2QU LoRE | Non-Red Flag Warning - Destructive Fires | Equipment / facility failure | Aggregated | 2028 | 1.0608e-08 | 768.4668 | 8.1516e-06 | 2028 | Mitigation | 0.95 | 45 | 0 | esc | 0.00097009 | 1.029e-11 | 0.00097009 | 1.029e-11
[120 empty] | 7.3.3.17.5 (Remote Grid) Updates to grid topology to minimize risk of ignition in HFTDs Remote GridWLDFREquipment / facility failureAggregated | WLDFR | HFTD - Distribution - Tier 2 - 5QU CoRE ¦ 2QU LoRE | Non-Red Flag Warning - Destructive Fires | Equipment / facility failure | Aggregated | 2029 | 1.0608e-08 | 768.4668 | 8.1516e-06 | 2029 | Mitigation | 0.95 | 45 | 0 | esc | 0.00097009 | 1.029e-11 | 0.00097009 | 1.029e-11
[120 empty] | 7.3.3.17.5 (Remote Grid) Updates to grid topology to minimize risk of ignition in HFTDs Remote GridWLDFREquipment / facility failureAggregated | WLDFR | HFTD - Distribution - Tier 2 - 5QU CoRE ¦ 2QU LoRE | Non-Red Flag Warning - Destructive Fires | Equipment / facility failure | Aggregated | 2030 | 1.0608e-08 | 768.4668 | 8.1516e-06 | 2030 | Mitigation | 0.95 | 45 | 0 | esc | 0.00097009 | 1.029e-11 | 0.00097009 | 1.029e-11
[120 empty] | 7.3.3.17.5 (Remote Grid) Updates to grid topology to minimize risk of ignition in HFTDs Remote GridWLDFREquipment / facility failureAggregated | WLDFR | HFTD - Distribution - Tier 2 - 5QU CoRE ¦ 2QU LoRE | Non-Red Flag Warning - Destructive Fires | Equipment / facility failure | Aggregated | 2031 | 1.0608e-08 | 768.4668 | 8.1516e-06 | 2031 | Mitigation | 0.95 | 45 | 0 | esc | 0.00097009 | 1.029e-11 | 0.00097009 | 1.029e-11
[120 empty] | 7.3.3.17.5 (Remote Grid) Updates to grid topology to minimize risk of ignition in HFTDs Remote GridWLDFREquipment / facility failureAggregated | WLDFR | HFTD - Distribution - Tier 2 - 5QU CoRE ¦ 2QU LoRE | Non-Red Flag Warning - Destructive Fires | Equipment / facility failure | Aggregated | 2032 | 1.0608e-08 | 768.4668 | 8.1516e-06 | 2032 | Mitigation | 0.95 | 45 | 0 | esc | 0.00097009 | 1.029e-11 | 0.00097009 | 1.029e-11
[120 empty] | 7.3.3.17.5 (Remote Grid) Updates to grid topology to minimize risk of ignition in HFTDs Remote GridWLDFREquipment / facility failureAggregated | WLDFR | HFTD - Distribution - Tier 2 - 5QU CoRE ¦ 2QU LoRE | Non-Red Flag Warning - Destructive Fires | Equipment / facility failure | Aggregated | 2033 | 1.0608e-08 | 768.4668 | 8.1516e-06 | 2033 | Mitigation | 0.95 | 45 | 0 | esc | 0.00097009 | 1.029e-11 | 0.00097009 | 1.029e-11
[120 empty] | 7.3.3.17.5 (Remote Grid) Updates to grid topology to minimize risk of ignition in HFTDs Remote GridWLDFREquipment / facility failureAggregated | WLDFR | HFTD - Distribution - Tier 2 - 5QU CoRE ¦ 2QU LoRE | Non-Red Flag Warning - Destructive Fires | Equipment / facility failure | Aggregated | 2034 | 1.0608e-08 | 768.4668 | 8.1516e-06 | 2034 | Mitigation | 0.95 | 45 | 0 | esc | 0.00097009 | 1.029e-11 | 0.00097009 | 1.029e-11
[120 empty] | 7.3.3.17.5 (Remote Grid) Updates to grid topology to minimize risk of ignition in HFTDs Remote GridWLDFREquipment / facility failureAggregated | WLDFR | HFTD - Distribution - Tier 2 - 5QU CoRE ¦ 2QU LoRE | Non-Red Flag Warning - Destructive Fires | Equipment / facility failure | Aggregated | 2035 | 1.0608e-08 | 768.4668 | 8.1516e-06 | 2035 | Mitigation | 0.95 | 45 | 0 | esc | 0.00097009 | 1.029e-11 | 0.00097009 | 1.029e-11
[120 empty] | 7.3.3.17.5 (Remote Grid) Updates to grid topology to minimize risk of ignition in HFTDs Remote GridWLDFREquipment / facility failureAggregated | WLDFR | HFTD - Distribution - Tier 2 - 5QU CoRE ¦ 2QU LoRE | Non-Red Flag Warning - Destructive Fires | Equipment / facility failure | Aggregated | 2036 | 1.0608e-08 | 768.4668 | 8.1516e-06 | 2036 | Mitigation | 0.95 | 45 | 0 | esc | 0.00097009 | 1.029e-11 | 0.00097009 | 1.029e-11
[120 empty] | 7.3.3.17.5 (Remote Grid) Updates to grid topology to minimize risk of ignition in HFTDs Remote GridWLDFREquipment / facility failureAggregated | WLDFR | HFTD - Distribution - Tier 2 - 5QU CoRE ¦ 2QU LoRE | Non-Red Flag Warning - Destructive Fires | Equipment / facility failure | Aggregated | 2037 | 1.0608e-08 | 768.4668 | 8.1516e-06 | 2037 | Mitigation | 0.95 | 45 | 0 | esc | 0.00097009 | 1.029e-11 | 0.00097009 | 1.029e-11
[120 empty] | 7.3.3.17.5 (Remote Grid) Updates to grid topology to minimize risk of ignition in HFTDs Remote GridWLDFREquipment / facility failureAggregated | WLDFR | HFTD - Distribution - Tier 2 - 5QU CoRE ¦ 2QU LoRE | Non-Red Flag Warning - Destructive Fires | Equipment / facility failure | Aggregated | 2038 | 1.0608e-08 | 768.4668 | 8.1516e-06 | 2038 | Mitigation | 0.95 | 45 | 0 | esc | 0.00097009 | 1.029e-11 | 0.00097009 | 1.029e-11
[120 empty] | 7.3.3.17.5 (Remote Grid) Updates to grid topology to minimize risk of ignition in HFTDs Remote GridWLDFREquipment / facility failureAggregated | WLDFR | HFTD - Distribution - Tier 2 - 5QU CoRE ¦ 2QU LoRE | Non-Red Flag Warning - Destructive Fires | Equipment / facility failure | Aggregated | 2039 | 1.0608e-08 | 768.4668 | 8.1516e-06 | 2039 | Mitigation | 0.95 | 45 | 0 | esc | 0.00097009 | 1.029e-11 | 0.00097009 | 1.029e-11
[120 empty] | 7.3.3.17.5 (Remote Grid) Updates to grid topology to minimize risk of ignition in HFTDs Remote GridWLDFREquipment / facility failureAggregated | WLDFR | HFTD - Distribution - Tier 2 - 5QU CoRE ¦ 2QU LoRE | Non-Red Flag Warning - Destructive Fires | Equipment / facility failure | Aggregated | 2040 | 1.0608e-08 | 768.4668 | 8.1516e-06 | 2040 | Mitigation | 0.95 | 45 | 0 | esc | 0.00097009 | 1.029e-11 | 0.00097009 | 1.029e-11
[120 empty] | 7.3.3.17.5 (Remote Grid) Updates to grid topology to minimize risk of ignition in HFTDs Remote GridWLDFREquipment / facility failureAggregated | WLDFR | HFTD - Distribution - Tier 2 - 5QU CoRE ¦ 2QU LoRE | Non-Red Flag Warning - Destructive Fires | Equipment / facility failure | Aggregated | 2041 | 1.0608e-08 | 768.4668 | 8.1516e-06 | 2041 | Mitigation | 0.95 | 45 | 0 | esc | 0.00097009 | 1.029e-11 | 0.00097009 | 1.029e-11
[120 empty] | 7.3.3.17.5 (Remote Grid) Updates to grid topology to minimize risk of ignition in HFTDs Remote GridWLDFREquipment / facility failureAggregated | WLDFR | HFTD - Distribution - Tier 2 - 5QU CoRE ¦ 2QU LoRE | Non-Red Flag Warning - Destructive Fires | Equipment / facility failure | Aggregated | 2042 | 1.0608e-08 | 768.4668 | 8.1516e-06 | 2042 | Mitigation | 0.95 | 45 | 0 | esc | 0.00097009 | 1.029e-11 | 0.00097009 | 1.029e-11
[120 empty] | 7.3.3.17.5 (Remote Grid) Updates to grid topology to minimize risk of ignition in HFTDs Remote GridWLDFREquipment / facility failureAggregated | WLDFR | HFTD - Distribution - Tier 2 - 5QU CoRE ¦ 2QU LoRE | Non-Red Flag Warning - Destructive Fires | Equipment / facility failure | Aggregated | 2043 | 1.0608e-08 | 768.4668 | 8.1516e-06 | 2043 | Mitigation | 0.95 | 45 | 0 | esc | 0.00097009 | 1.029e-11 | 0.00097009 | 1.029e-11
[120 empty] | 7.3.3.17.5 (Remote Grid) Updates to grid topology to minimize risk of ignition in HFTDs Remote GridWLDFREquipment / facility failureAggregated | WLDFR | HFTD - Distribution - Tier 2 - 5QU CoRE ¦ 2QU LoRE | Non-Red Flag Warning - Destructive Fires | Equipment / facility failure | Aggregated | 2044 | 1.0608e-08 | 768.4668 | 8.1516e-06 | 2044 | Mitigation | 0.95 | 45 | 0 | esc | 0.00097009 | 1.029e-11 | 0.00097009 | 1.029e-11
[120 empty] | 7.3.3.17.5 (Remote Grid) Updates to grid topology to minimize risk of ignition in HFTDs Remote GridWLDFREquipment / facility failureAggregated | WLDFR | HFTD - Distribution - Tier 2 - 5QU CoRE ¦ 2QU LoRE | Non-Red Flag Warning - Destructive Fires | Equipment / facility failure | Aggregated | 2045 | 1.0608e-08 | 768.4668 | 8.1516e-06 | 2045 | Mitigation | 0.95 | 45 | 0 | esc | 0.00097009 | 1.029e-11 | 0.00097009 | 1.029e-11
[120 empty] | 7.3.3.17.5 (Remote Grid) Updates to grid topology to minimize risk of ignition in HFTDs Remote GridWLDFREquipment / facility failureAggregated | WLDFR | HFTD - Distribution - Tier 2 - 5QU CoRE ¦ 2QU LoRE | Non-Red Flag Warning - Destructive Fires | Equipment / facility failure | Aggregated | 2046 | 1.0608e-08 | 768.4668 | 8.1516e-06 | 2046 | Mitigation | 0.95 | 45 | 0 | esc | 0.00097009 | 1.029e-11 | 0.00097009 | 1.029e-11
[120 empty] | 7.3.3.17.5 (Remote Grid) Updates to grid topology to minimize risk of ignition in HFTDs Remote GridWLDFREquipment / facility failureAggregated | WLDFR | HFTD - Distribution - Tier 2 - 5QU CoRE ¦ 2QU LoRE | Non-Red Flag Warning - Destructive Fires | Equipment / facility failure | Aggregated | 2047 | 1.0608e-08 | 768.4668 | 8.1516e-06 | 2047 | Mitigation | 0.95 | 45 | 0 | esc | 0.00097009 | 1.029e-11 | 0.00097009 | 1.029e-11
[120 empty] | 7.3.3.17.5 (Remote Grid) Updates to grid topology to minimize risk of ignition in HFTDs Remote GridWLDFREquipment / facility failureAggregated | WLDFR | HFTD - Distribution - Tier 2 - 5QU CoRE ¦ 2QU LoRE | Non-Red Flag Warning - Destructive Fires | Equipment / facility failure | Aggregated | 2048 | 1.0608e-08 | 768.4668 | 8.1516e-06 | 2048 | Mitigation | 0.95 | 45 | 0 | esc | 0.00097009 | 1.029e-11 | 0.00097009 | 1.029e-11
[120 empty] | 7.3.3.17.5 (Remote Grid) Updates to grid topology to minimize risk of ignition in HFTDs Remote GridWLDFREquipment / facility failureAggregated | WLDFR | HFTD - Distribution - Tier 2 - 5QU CoRE ¦ 2QU LoRE | Non-Red Flag Warning - Destructive Fires | Equipment / facility failure | Aggregated | 2049 | 1.0608e-08 | 768.4668 | 8.1516e-06 | 2049 | Mitigation | 0.95 | 45 | 0 | esc | 0.00097009 | 1.029e-11 | 0.00097009 | 1.029e-11
[120 empty] | 7.3.3.17.5 (Remote Grid) Updates to grid topology to minimize risk of ignition in HFTDs Remote GridWLDFREquipment / facility failureAggregated | WLDFR | HFTD - Distribution - Tier 2 - 5QU CoRE ¦ 2QU LoRE | Non-Red Flag Warning - Destructive Fires | Equipment / facility failure | Aggregated | 2050 | 1.0608e-08 | 768.4668 | 8.1516e-06 | 2050 | Mitigation | 0.95 | 45 | 0 | esc | 0.00097009 | 1.029e-11 | 0.00097009 | 1.029e-11
[120 empty] | 7.3.3.17.5 (Remote Grid) Updates to grid topology to minimize risk of ignition in HFTDs Remote GridWLDFREquipment / facility failureAggregated | WLDFR | HFTD - Distribution - Tier 2 - 5QU CoRE ¦ 2QU LoRE | Non-Red Flag Warning - Destructive Fires | Equipment / facility failure | Aggregated | 2051 | 1.0608e-08 | 768.4668 | 8.1516e-06 | 2051 | Mitigation | 0.95 | 45 | 0 | esc | 0.00097009 | 1.029e-11 | 0.00097009 | 1.029e-11
[120 empty] | 7.3.3.17.5 (Remote Grid) Updates to grid topology to minimize risk of ignition in HFTDs Remote GridWLDFREquipment / facility failureAggregated | WLDFR | HFTD - Distribution - Tier 2 - 5QU CoRE ¦ 2QU LoRE | Non-Red Flag Warning - Destructive Fires | Equipment / facility failure | Aggregated | 2052 | 1.0608e-08 | 768.4668 | 8.1516e-06 | 2052 | Mitigation | 0.95 | 45 | 0 | esc | 0.00097009 | 1.029e-11 | 0.00097009 | 1.029e-11
[120 empty] | 7.3.3.17.5 (Remote Grid) Updates to grid topology to minimize risk of ignition in HFTDs Remote GridWLDFREquipment / facility failureAggregated | WLDFR | HFTD - Distribution - Tier 2 - 5QU CoRE ¦ 2QU LoRE | Non-Red Flag Warning - Destructive Fires | Equipment / facility failure | Aggregated | 2053 | 1.0608e-08 | 768.4668 | 8.1516e-06 | 2053 | Mitigation | 0.95 | 45 | 0 | esc | 0.00097009 | 1.029e-11 | 0.00097009 | 1.029e-11
[120 empty] | 7.3.3.17.5 (Remote Grid) Updates to grid topology to minimize risk of ignition in HFTDs Remote GridWLDFREquipment / facility failureAggregated | WLDFR | HFTD - Distribution - Tier 2 - 5QU CoRE ¦ 2QU LoRE | Non-Red Flag Warning - Destructive Fires | Equipment / facility failure | Aggregated | 2054 | 1.0608e-08 | 768.4668 | 8.1516e-06 | 2054 | Mitigation | 0.95 | 45 | 0 | esc | 0.00097009 | 1.029e-11 | 0.00097009 | 1.029e-11
[120 empty] | 7.3.3.17.5 (Remote Grid) Updates to grid topology to minimize risk of ignition in HFTDs Remote GridWLDFREquipment / facility failureAggregated | WLDFR | HFTD - Distribution - Tier 2 - 5QU CoRE ¦ 2QU LoRE | Non-Red Flag Warning - Destructive Fires | Equipment / facility failure | Aggregated | 2055 | 1.0608e-08 | 768.4668 | 8.1516e-06 | 2055 | Mitigation | 0.95 | 45 | 0 | esc | 0.00097009 | 1.029e-11 | 0.00097009 | 1.029e-11
[120 empty] | 7.3.3.17.5 (Remote Grid) Updates to grid topology to minimize risk of ignition in HFTDs Remote GridWLDFREquipment / facility failureAggregated | WLDFR | HFTD - Distribution - Tier 2 - 5QU CoRE ¦ 2QU LoRE | Non-Red Flag Warning - Destructive Fires | Equipment / facility failure | Aggregated | 2056 | 1.0608e-08 | 768.4668 | 8.1516e-06 | 2056 | Mitigation | 0.95 | 45 | 0 | esc | 0.00097009 | 1.029e-11 | 0.00097009 | 1.029e-11
[120 empty] | 7.3.3.17.5 (Remote Grid) Updates to grid topology to minimize risk of ignition in HFTDs Remote GridWLDFREquipment / facility failureAggregated | WLDFR | HFTD - Distribution - Tier 2 - 5QU CoRE ¦ 2QU LoRE | Non-Red Flag Warning - Destructive Fires | Equipment / facility failure | Aggregated | 2057 | 1.0608e-08 | 768.4668 | 8.1516e-06 | 2057 | Mitigation | 0.95 | 45 | 0 | esc | 0.00097009 | 1.029e-11 | 0.00097009 | 1.029e-11
[120 empty] | 7.3.3.17.5 (Remote Grid) Updates to grid topology to minimize risk of ignition in HFTDs Remote GridWLDFREquipment / facility failureAggregated | WLDFR | HFTD - Distribution - Tier 2 - 5QU CoRE ¦ 2QU LoRE | Non-Red Flag Warning - Destructive Fires | Equipment / facility failure | Aggregated | 2058 | 1.0608e-08 | 768.4668 | 8.1516e-06 | 2058 | Mitigation | 0.95 | 45 | 0 | esc | 0.00097009 | 1.029e-11 | 0.00097009 | 1.029e-11
[120 empty] | 7.3.3.17.5 (Remote Grid) Updates to grid topology to minimize risk of ignition in HFTDs Remote GridWLDFREquipment / facility failureAggregated | WLDFR | HFTD - Distribution - Tier 2 - 5QU CoRE ¦ 2QU LoRE | Non-Red Flag Warning - Destructive Fires | Equipment / facility failure | Aggregated | 2059 | 1.0608e-08 | 768.4668 | 8.1516e-06 | 2059 | Mitigation | 0.95 | 45 | 0 | esc | 0.00097009 | 1.029e-11 | 0.00097009 | 1.029e-11
[120 empty] | 7.3.3.17.5 (Remote Grid) Updates to grid topology to minimize risk of ignition in HFTDs Remote GridWLDFREquipment / facility failureAggregated | WLDFR | HFTD - Distribution - Tier 2 - 5QU CoRE ¦ 2QU LoRE | Non-Red Flag Warning - Destructive Fires | Equipment / facility failure | Aggregated | 2060 | 1.0608e-08 | 768.4668 | 8.1516e-06 | 2060 | Mitigation | 0.95 | 45 | 0 | esc | 0.00097009 | 1.029e-11 | 0.00097009 | 1.029e-11
[120 empty] | 7.3.3.17.5 (Remote Grid) Updates to grid topology to minimize risk of ignition in HFTDs Remote GridWLDFREquipment / facility failureAggregated | WLDFR | HFTD - Distribution - Tier 2 - 5QU CoRE ¦ 2QU LoRE | Non-Red Flag Warning - Destructive Fires | Equipment / facility failure | Aggregated | 2061 | 1.0608e-08 | 768.4668 | 8.1516e-06 | 2061 | Mitigation | 0.95 | 45 | 0 | esc | 0.00097009 | 1.029e-11 | 0.00097009 | 1.029e-11
[120 empty] | 7.3.3.17.5 (Remote Grid) Updates to grid topology to minimize risk of ignition in HFTDs Remote GridWLDFREquipment / facility failureAggregated | WLDFR | HFTD - Distribution - Tier 2 - 5QU CoRE ¦ 2QU LoRE | Non-Red Flag Warning - Destructive Fires | Equipment / facility failure | Aggregated | 2062 | 1.0608e-08 | 768.4668 | 8.1516e-06 | 2062 | Mitigation | 0.95 | 45 | 0 | esc | 0.00097009 | 1.029e-11 | 0.00097009 | 1.029e-11
[120 empty] | 7.3.3.17.5 (Remote Grid) Updates to grid topology to minimize risk of ignition in HFTDs Remote GridWLDFREquipment / facility failureAggregated | WLDFR | HFTD - Distribution - Tier 2 - 5QU CoRE ¦ 2QU LoRE | Non-Red Flag Warning - Destructive Fires | Equipment / facility failure | Aggregated | 2063 | 1.0608e-08 | 768.4668 | 8.1516e-06 | 2063 | Mitigation | 0.95 | 45 | 0 | esc | 0.00097009 | 1.029e-11 | 0.00097009 | 1.029e-11
[120 empty] | 7.3.3.17.5 (Remote Grid) Updates to grid topology to minimize risk of ignition in HFTDs Remote GridWLDFREquipment / facility failureAggregated | WLDFR | HFTD - Distribution - Tier 2 - 5QU CoRE ¦ 2QU LoRE | Non-Red Flag Warning - Destructive Fires | Equipment / facility failure | Aggregated | 2064 | 1.0608e-08 | 768.4668 | 8.1516e-06 | 2064 | Mitigation | 0.95 | 45 | 0 | esc | 0.00097009 | 1.029e-11 | 0.00097009 | 1.029e-11
[120 empty] | 7.3.3.17.5 (Remote Grid) Updates to grid topology to minimize risk of ignition in HFTDs Remote GridWLDFREquipment / facility failureAggregated | WLDFR | HFTD - Distribution - Tier 2 - 5QU CoRE ¦ 2QU LoRE | Non-Red Flag Warning - Destructive Fires | Equipment / facility failure | Aggregated | 2065 | 1.0608e-08 | 768.4668 | 8.1516e-06 | 2065 | Mitigation | 0.95 | 45 | 0 | esc | 0.00097009 | 1.029e-11 | 0.00097009 | 1.029e-11
[120 empty] | 7.3.3.17.5 (Remote Grid) Updates to grid topology to minimize risk of ignition in HFTDs Remote GridWLDFREquipment / facility failureAggregated | WLDFR | HFTD - Distribution - Tier 2 - 5QU CoRE ¦ 2QU LoRE | Non-Red Flag Warning - Destructive Fires | Equipment / facility failure | Aggregated | 2066 | 1.0608e-08 | 768.4668 | 8.1516e-06 | 2066 | Mitigation | 0.95 | 45 | 0 | esc | 0.00097009 | 1.029e-11 | 0.00097009 | 1.029e-11
[120 empty] | 7.3.3.17.5 (Remote Grid) Updates to grid topology to minimize risk of ignition in HFTDs Remote GridWLDFREquipment / facility failureAggregated | WLDFR | HFTD - Distribution - Tier 2 - 5QU CoRE ¦ 2QU LoRE | Non-Red Flag Warning - Destructive Fires | Equipment / facility failure | Aggregated | 2067 | 1.0608e-08 | 768.4668 | 8.1516e-06 | 2067 | Mitigation | 0.95 | 45 | 0 | esc | 0 | 0 | 0.00097009 | 1.029e-11
[120 empty] | 7.3.3.17.5 (Remote Grid) Updates to grid topology to minimize risk of ignition in HFTDs Remote GridWLDFRVegetation ContactAggregated | WLDFR | HFTD - Distribution - Tier 2 - 5QU CoRE ¦ 2QU LoRE | Non-Red Flag Warning - Destructive Fires | Vegetation Contact | Aggregated | 2022 | 5.2187e-08 | 768.4668 | 4.0104e-05 | 2022 | Mitigation | 0.95 | 45 | 0 | esc | 0.00097009 | 5.0626e-11 | 0 | 0
[120 empty] | 7.3.3.17.5 (Remote Grid) Updates to grid topology to minimize risk of ignition in HFTDs Remote GridWLDFRVegetation ContactAggregated | WLDFR | HFTD - Distribution - Tier 2 - 5QU CoRE ¦ 2QU LoRE | Non-Red Flag Warning - Destructive Fires | Vegetation Contact | Aggregated | 2023 | 5.2187e-08 | 768.4668 | 4.0104e-05 | 2023 | Mitigation | 0.95 | 45 | 0 | esc | 0.00097009 | 5.0626e-11 | 0.00097009 | 5.0626e-11
[120 empty] | 7.3.3.17.5 (Remote Grid) Updates to grid topology to minimize risk of ignition in HFTDs Remote GridWLDFRVegetation ContactAggregated | WLDFR | HFTD - Distribution - Tier 2 - 5QU CoRE ¦ 2QU LoRE | Non-Red Flag Warning - Destructive Fires | Vegetation Contact | Aggregated | 2024 | 5.2187e-08 | 768.4668 | 4.0104e-05 | 2024 | Mitigation | 0.95 | 45 | 0 | esc | 0.00097009 | 5.0626e-11 | 0.00097009 | 5.0626e-11
[120 empty] | 7.3.3.17.5 (Remote Grid) Updates to grid topology to minimize risk of ignition in HFTDs Remote GridWLDFRVegetation ContactAggregated | WLDFR | HFTD - Distribution - Tier 2 - 5QU CoRE ¦ 2QU LoRE | Non-Red Flag Warning - Destructive Fires | Vegetation Contact | Aggregated | 2025 | 5.2187e-08 | 768.4668 | 4.0104e-05 | 2025 | Mitigation | 0.95 | 45 | 0 | esc | 0.00097009 | 5.0626e-11 | 0.00097009 | 5.0626e-11
[120 empty] | 7.3.3.17.5 (Remote Grid) Updates to grid topology to minimize risk of ignition in HFTDs Remote GridWLDFRVegetation ContactAggregated | WLDFR | HFTD - Distribution - Tier 2 - 5QU CoRE ¦ 2QU LoRE | Non-Red Flag Warning - Destructive Fires | Vegetation Contact | Aggregated | 2026 | 5.2187e-08 | 768.4668 | 4.0104e-05 | 2026 | Mitigation | 0.95 | 45 | 0 | esc | 0.00097009 | 5.0626e-11 | 0.00097009 | 5.0626e-11
[120 empty] | 7.3.3.17.5 (Remote Grid) Updates to grid topology to minimize risk of ignition in HFTDs Remote GridWLDFRVegetation ContactAggregated | WLDFR | HFTD - Distribution - Tier 2 - 5QU CoRE ¦ 2QU LoRE | Non-Red Flag Warning - Destructive Fires | Vegetation Contact | Aggregated | 2027 | 5.2187e-08 | 768.4668 | 4.0104e-05 | 2027 | Mitigation | 0.95 | 45 | 0 | esc | 0.00097009 | 5.0626e-11 | 0.00097009 | 5.0626e-11
[120 empty] | 7.3.3.17.5 (Remote Grid) Updates to grid topology to minimize risk of ignition in HFTDs Remote GridWLDFRVegetation ContactAggregated | WLDFR | HFTD - Distribution - Tier 2 - 5QU CoRE ¦ 2QU LoRE | Non-Red Flag Warning - Destructive Fires | Vegetation Contact | Aggregated | 2028 | 5.2187e-08 | 768.4668 | 4.0104e-05 | 2028 | Mitigation | 0.95 | 45 | 0 | esc | 0.00097009 | 5.0626e-11 | 0.00097009 | 5.0626e-11
[120 empty] | 7.3.3.17.5 (Remote Grid) Updates to grid topology to minimize risk of ignition in HFTDs Remote GridWLDFRVegetation ContactAggregated | WLDFR | HFTD - Distribution - Tier 2 - 5QU CoRE ¦ 2QU LoRE | Non-Red Flag Warning - Destructive Fires | Vegetation Contact | Aggregated | 2029 | 5.2187e-08 | 768.4668 | 4.0104e-05 | 2029 | Mitigation | 0.95 | 45 | 0 | esc | 0.00097009 | 5.0626e-11 | 0.00097009 | 5.0626e-11
[120 empty] | 7.3.3.17.5 (Remote Grid) Updates to grid topology to minimize risk of ignition in HFTDs Remote GridWLDFRVegetation ContactAggregated | WLDFR | HFTD - Distribution - Tier 2 - 5QU CoRE ¦ 2QU LoRE | Non-Red Flag Warning - Destructive Fires | Vegetation Contact | Aggregated | 2030 | 5.2187e-08 | 768.4668 | 4.0104e-05 | 2030 | Mitigation | 0.95 | 45 | 0 | esc | 0.00097009 | 5.0626e-11 | 0.00097009 | 5.0626e-11
[120 empty] | 7.3.3.17.5 (Remote Grid) Updates to grid topology to minimize risk of ignition in HFTDs Remote GridWLDFRVegetation ContactAggregated | WLDFR | HFTD - Distribution - Tier 2 - 5QU CoRE ¦ 2QU LoRE | Non-Red Flag Warning - Destructive Fires | Vegetation Contact | Aggregated | 2031 | 5.2187e-08 | 768.4668 | 4.0104e-05 | 2031 | Mitigation | 0.95 | 45 | 0 | esc | 0.00097009 | 5.0626e-11 | 0.00097009 | 5.0626e-11
[120 empty] | 7.3.3.17.5 (Remote Grid) Updates to grid topology to minimize risk of ignition in HFTDs Remote GridWLDFRVegetation ContactAggregated | WLDFR | HFTD - Distribution - Tier 2 - 5QU CoRE ¦ 2QU LoRE | Non-Red Flag Warning - Destructive Fires | Vegetation Contact | Aggregated | 2032 | 5.2187e-08 | 768.4668 | 4.0104e-05 | 2032 | Mitigation | 0.95 | 45 | 0 | esc | 0.00097009 | 5.0626e-11 | 0.00097009 | 5.0626e-11
[120 empty] | 7.3.3.17.5 (Remote Grid) Updates to grid topology to minimize risk of ignition in HFTDs Remote GridWLDFRVegetation ContactAggregated | WLDFR | HFTD - Distribution - Tier 2 - 5QU CoRE ¦ 2QU LoRE | Non-Red Flag Warning - Destructive Fires | Vegetation Contact | Aggregated | 2033 | 5.2187e-08 | 768.4668 | 4.0104e-05 | 2033 | Mitigation | 0.95 | 45 | 0 | esc | 0.00097009 | 5.0626e-11 | 0.00097009 | 5.0626e-11
[120 empty] | 7.3.3.17.5 (Remote Grid) Updates to grid topology to minimize risk of ignition in HFTDs Remote GridWLDFRVegetation ContactAggregated | WLDFR | HFTD - Distribution - Tier 2 - 5QU CoRE ¦ 2QU LoRE | Non-Red Flag Warning - Destructive Fires | Vegetation Contact | Aggregated | 2034 | 5.2187e-08 | 768.4668 | 4.0104e-05 | 2034 | Mitigation | 0.95 | 45 | 0 | esc | 0.00097009 | 5.0626e-11 | 0.00097009 | 5.0626e-11
[120 empty] | 7.3.3.17.5 (Remote Grid) Updates to grid topology to minimize risk of ignition in HFTDs Remote GridWLDFRVegetation ContactAggregated | WLDFR | HFTD - Distribution - Tier 2 - 5QU CoRE ¦ 2QU LoRE | Non-Red Flag Warning - Destructive Fires | Vegetation Contact | Aggregated | 2035 | 5.2187e-08 | 768.4668 | 4.0104e-05 | 2035 | Mitigation | 0.95 | 45 | 0 | esc | 0.00097009 | 5.0626e-11 | 0.00097009 | 5.0626e-11
[120 empty] | 7.3.3.17.5 (Remote Grid) Updates to grid topology to minimize risk of ignition in HFTDs Remote GridWLDFRVegetation ContactAggregated | WLDFR | HFTD - Distribution - Tier 2 - 5QU CoRE ¦ 2QU LoRE | Non-Red Flag Warning - Destructive Fires | Vegetation Contact | Aggregated | 2036 | 5.2187e-08 | 768.4668 | 4.0104e-05 | 2036 | Mitigation | 0.95 | 45 | 0 | esc | 0.00097009 | 5.0626e-11 | 0.00097009 | 5.0626e-11
[120 empty] | 7.3.3.17.5 (Remote Grid) Updates to grid topology to minimize risk of ignition in HFTDs Remote GridWLDFRVegetation ContactAggregated | WLDFR | HFTD - Distribution - Tier 2 - 5QU CoRE ¦ 2QU LoRE | Non-Red Flag Warning - Destructive Fires | Vegetation Contact | Aggregated | 2037 | 5.2187e-08 | 768.4668 | 4.0104e-05 | 2037 | Mitigation | 0.95 | 45 | 0 | esc | 0.00097009 | 5.0626e-11 | 0.00097009 | 5.0626e-11
[120 empty] | 7.3.3.17.5 (Remote Grid) Updates to grid topology to minimize risk of ignition in HFTDs Remote GridWLDFRVegetation ContactAggregated | WLDFR | HFTD - Distribution - Tier 2 - 5QU CoRE ¦ 2QU LoRE | Non-Red Flag Warning - Destructive Fires | Vegetation Contact | Aggregated | 2038 | 5.2187e-08 | 768.4668 | 4.0104e-05 | 2038 | Mitigation | 0.95 | 45 | 0 | esc | 0.00097009 | 5.0626e-11 | 0.00097009 | 5.0626e-11
[120 empty] | 7.3.3.17.5 (Remote Grid) Updates to grid topology to minimize risk of ignition in HFTDs Remote GridWLDFRVegetation ContactAggregated | WLDFR | HFTD - Distribution - Tier 2 - 5QU CoRE ¦ 2QU LoRE | Non-Red Flag Warning - Destructive Fires | Vegetation Contact | Aggregated | 2039 | 5.2187e-08 | 768.4668 | 4.0104e-05 | 2039 | Mitigation | 0.95 | 45 | 0 | esc | 0.00097009 | 5.0626e-11 | 0.00097009 | 5.0626e-11
[120 empty] | 7.3.3.17.5 (Remote Grid) Updates to grid topology to minimize risk of ignition in HFTDs Remote GridWLDFRVegetation ContactAggregated | WLDFR | HFTD - Distribution - Tier 2 - 5QU CoRE ¦ 2QU LoRE | Non-Red Flag Warning - Destructive Fires | Vegetation Contact | Aggregated | 2040 | 5.2187e-08 | 768.4668 | 4.0104e-05 | 2040 | Mitigation | 0.95 | 45 | 0 | esc | 0.00097009 | 5.0626e-11 | 0.00097009 | 5.0626e-11
[120 empty] | 7.3.3.17.5 (Remote Grid) Updates to grid topology to minimize risk of ignition in HFTDs Remote GridWLDFRVegetation ContactAggregated | WLDFR | HFTD - Distribution - Tier 2 - 5QU CoRE ¦ 2QU LoRE | Non-Red Flag Warning - Destructive Fires | Vegetation Contact | Aggregated | 2041 | 5.2187e-08 | 768.4668 | 4.0104e-05 | 2041 | Mitigation | 0.95 | 45 | 0 | esc | 0.00097009 | 5.0626e-11 | 0.00097009 | 5.0626e-11
[120 empty] | 7.3.3.17.5 (Remote Grid) Updates to grid topology to minimize risk of ignition in HFTDs Remote GridWLDFRVegetation ContactAggregated | WLDFR | HFTD - Distribution - Tier 2 - 5QU CoRE ¦ 2QU LoRE | Non-Red Flag Warning - Destructive Fires | Vegetation Contact | Aggregated | 2042 | 5.2187e-08 | 768.4668 | 4.0104e-05 | 2042 | Mitigation | 0.95 | 45 | 0 | esc | 0.00097009 | 5.0626e-11 | 0.00097009 | 5.0626e-11
[120 empty] | 7.3.3.17.5 (Remote Grid) Updates to grid topology to minimize risk of ignition in HFTDs Remote GridWLDFRVegetation ContactAggregated | WLDFR | HFTD - Distribution - Tier 2 - 5QU CoRE ¦ 2QU LoRE | Non-Red Flag Warning - Destructive Fires | Vegetation Contact | Aggregated | 2043 | 5.2187e-08 | 768.4668 | 4.0104e-05 | 2043 | Mitigation | 0.95 | 45 | 0 | esc | 0.00097009 | 5.0626e-11 | 0.00097009 | 5.0626e-11
[120 empty] | 7.3.3.17.5 (Remote Grid) Updates to grid topology to minimize risk of ignition in HFTDs Remote GridWLDFRVegetation ContactAggregated | WLDFR | HFTD - Distribution - Tier 2 - 5QU CoRE ¦ 2QU LoRE | Non-Red Flag Warning - Destructive Fires | Vegetation Contact | Aggregated | 2044 | 5.2187e-08 | 768.4668 | 4.0104e-05 | 2044 | Mitigation | 0.95 | 45 | 0 | esc | 0.00097009 | 5.0626e-11 | 0.00097009 | 5.0626e-11
[120 empty] | 7.3.3.17.5 (Remote Grid) Updates to grid topology to minimize risk of ignition in HFTDs Remote GridWLDFRVegetation ContactAggregated | WLDFR | HFTD - Distribution - Tier 2 - 5QU CoRE ¦ 2QU LoRE | Non-Red Flag Warning - Destructive Fires | Vegetation Contact | Aggregated | 2045 | 5.2187e-08 | 768.4668 | 4.0104e-05 | 2045 | Mitigation | 0.95 | 45 | 0 | esc | 0.00097009 | 5.0626e-11 | 0.00097009 | 5.0626e-11
[120 empty] | 7.3.3.17.5 (Remote Grid) Updates to grid topology to minimize risk of ignition in HFTDs Remote GridWLDFRVegetation ContactAggregated | WLDFR | HFTD - Distribution - Tier 2 - 5QU CoRE ¦ 2QU LoRE | Non-Red Flag Warning - Destructive Fires | Vegetation Contact | Aggregated | 2046 | 5.2187e-08 | 768.4668 | 4.0104e-05 | 2046 | Mitigation | 0.95 | 45 | 0 | esc | 0.00097009 | 5.0626e-11 | 0.00097009 | 5.0626e-11
[120 empty] | 7.3.3.17.5 (Remote Grid) Updates to grid topology to minimize risk of ignition in HFTDs Remote GridWLDFRVegetation ContactAggregated | WLDFR | HFTD - Distribution - Tier 2 - 5QU CoRE ¦ 2QU LoRE | Non-Red Flag Warning - Destructive Fires | Vegetation Contact | Aggregated | 2047 | 5.2187e-08 | 768.4668 | 4.0104e-05 | 2047 | Mitigation | 0.95 | 45 | 0 | esc | 0.00097009 | 5.0626e-11 | 0.00097009 | 5.0626e-11
[120 empty] | 7.3.3.17.5 (Remote Grid) Updates to grid topology to minimize risk of ignition in HFTDs Remote GridWLDFRVegetation ContactAggregated | WLDFR | HFTD - Distribution - Tier 2 - 5QU CoRE ¦ 2QU LoRE | Non-Red Flag Warning - Destructive Fires | Vegetation Contact | Aggregated | 2048 | 5.2187e-08 | 768.4668 | 4.0104e-05 | 2048 | Mitigation | 0.95 | 45 | 0 | esc | 0.00097009 | 5.0626e-11 | 0.00097009 | 5.0626e-11
[120 empty] | 7.3.3.17.5 (Remote Grid) Updates to grid topology to minimize risk of ignition in HFTDs Remote GridWLDFRVegetation ContactAggregated | WLDFR | HFTD - Distribution - Tier 2 - 5QU CoRE ¦ 2QU LoRE | Non-Red Flag Warning - Destructive Fires | Vegetation Contact | Aggregated | 2049 | 5.2187e-08 | 768.4668 | 4.0104e-05 | 2049 | Mitigation | 0.95 | 45 | 0 | esc | 0.00097009 | 5.0626e-11 | 0.00097009 | 5.0626e-11
[120 empty] | 7.3.3.17.5 (Remote Grid) Updates to grid topology to minimize risk of ignition in HFTDs Remote GridWLDFRVegetation ContactAggregated | WLDFR | HFTD - Distribution - Tier 2 - 5QU CoRE ¦ 2QU LoRE | Non-Red Flag Warning - Destructive Fires | Vegetation Contact | Aggregated | 2050 | 5.2187e-08 | 768.4668 | 4.0104e-05 | 2050 | Mitigation | 0.95 | 45 | 0 | esc | 0.00097009 | 5.0626e-11 | 0.00097009 | 5.0626e-11
[120 empty] | 7.3.3.17.5 (Remote Grid) Updates to grid topology to minimize risk of ignition in HFTDs Remote GridWLDFRVegetation ContactAggregated | WLDFR | HFTD - Distribution - Tier 2 - 5QU CoRE ¦ 2QU LoRE | Non-Red Flag Warning - Destructive Fires | Vegetation Contact | Aggregated | 2051 | 5.2187e-08 | 768.4668 | 4.0104e-05 | 2051 | Mitigation | 0.95 | 45 | 0 | esc | 0.00097009 | 5.0626e-11 | 0.00097009 | 5.0626e-11
[120 empty] | 7.3.3.17.5 (Remote Grid) Updates to grid topology to minimize risk of ignition in HFTDs Remote GridWLDFRVegetation ContactAggregated | WLDFR | HFTD - Distribution - Tier 2 - 5QU CoRE ¦ 2QU LoRE | Non-Red Flag Warning - Destructive Fires | Vegetation Contact | Aggregated | 2052 | 5.2187e-08 | 768.4668 | 4.0104e-05 | 2052 | Mitigation | 0.95 | 45 | 0 | esc | 0.00097009 | 5.0626e-11 | 0.00097009 | 5.0626e-11
[120 empty] | 7.3.3.17.5 (Remote Grid) Updates to grid topology to minimize risk of ignition in HFTDs Remote GridWLDFRVegetation ContactAggregated | WLDFR | HFTD - Distribution - Tier 2 - 5QU CoRE ¦ 2QU LoRE | Non-Red Flag Warning - Destructive Fires | Vegetation Contact | Aggregated | 2053 | 5.2187e-08 | 768.4668 | 4.0104e-05 | 2053 | Mitigation | 0.95 | 45 | 0 | esc | 0.00097009 | 5.0626e-11 | 0.00097009 | 5.0626e-11
[120 empty] | 7.3.3.17.5 (Remote Grid) Updates to grid topology to minimize risk of ignition in HFTDs Remote GridWLDFRVegetation ContactAggregated | WLDFR | HFTD - Distribution - Tier 2 - 5QU CoRE ¦ 2QU LoRE | Non-Red Flag Warning - Destructive Fires | Vegetation Contact | Aggregated | 2054 | 5.2187e-08 | 768.4668 | 4.0104e-05 | 2054 | Mitigation | 0.95 | 45 | 0 | esc | 0.00097009 | 5.0626e-11 | 0.00097009 | 5.0626e-11
[120 empty] | 7.3.3.17.5 (Remote Grid) Updates to grid topology to minimize risk of ignition in HFTDs Remote GridWLDFRVegetation ContactAggregated | WLDFR | HFTD - Distribution - Tier 2 - 5QU CoRE ¦ 2QU LoRE | Non-Red Flag Warning - Destructive Fires | Vegetation Contact | Aggregated | 2055 | 5.2187e-08 | 768.4668 | 4.0104e-05 | 2055 | Mitigation | 0.95 | 45 | 0 | esc | 0.00097009 | 5.0626e-11 | 0.00097009 | 5.0626e-11
[120 empty] | 7.3.3.17.5 (Remote Grid) Updates to grid topology to minimize risk of ignition in HFTDs Remote GridWLDFRVegetation ContactAggregated | WLDFR | HFTD - Distribution - Tier 2 - 5QU CoRE ¦ 2QU LoRE | Non-Red Flag Warning - Destructive Fires | Vegetation Contact | Aggregated | 2056 | 5.2187e-08 | 768.4668 | 4.0104e-05 | 2056 | Mitigation | 0.95 | 45 | 0 | esc | 0.00097009 | 5.0626e-11 | 0.00097009 | 5.0626e-11
[120 empty] | 7.3.3.17.5 (Remote Grid) Updates to grid topology to minimize risk of ignition in HFTDs Remote GridWLDFRVegetation ContactAggregated | WLDFR | HFTD - Distribution - Tier 2 - 5QU CoRE ¦ 2QU LoRE | Non-Red Flag Warning - Destructive Fires | Vegetation Contact | Aggregated | 2057 | 5.2187e-08 | 768.4668 | 4.0104e-05 | 2057 | Mitigation | 0.95 | 45 | 0 | esc | 0.00097009 | 5.0626e-11 | 0.00097009 | 5.0626e-11
[120 empty] | 7.3.3.17.5 (Remote Grid) Updates to grid topology to minimize risk of ignition in HFTDs Remote GridWLDFRVegetation ContactAggregated | WLDFR | HFTD - Distribution - Tier 2 - 5QU CoRE ¦ 2QU LoRE | Non-Red Flag Warning - Destructive Fires | Vegetation Contact | Aggregated | 2058 | 5.2187e-08 | 768.4668 | 4.0104e-05 | 2058 | Mitigation | 0.95 | 45 | 0 | esc | 0.00097009 | 5.0626e-11 | 0.00097009 | 5.0626e-11
[120 empty] | 7.3.3.17.5 (Remote Grid) Updates to grid topology to minimize risk of ignition in HFTDs Remote GridWLDFRVegetation ContactAggregated | WLDFR | HFTD - Distribution - Tier 2 - 5QU CoRE ¦ 2QU LoRE | Non-Red Flag Warning - Destructive Fires | Vegetation Contact | Aggregated | 2059 | 5.2187e-08 | 768.4668 | 4.0104e-05 | 2059 | Mitigation | 0.95 | 45 | 0 | esc | 0.00097009 | 5.0626e-11 | 0.00097009 | 5.0626e-11
[120 empty] | 7.3.3.17.5 (Remote Grid) Updates to grid topology to minimize risk of ignition in HFTDs Remote GridWLDFRVegetation ContactAggregated | WLDFR | HFTD - Distribution - Tier 2 - 5QU CoRE ¦ 2QU LoRE | Non-Red Flag Warning - Destructive Fires | Vegetation Contact | Aggregated | 2060 | 5.2187e-08 | 768.4668 | 4.0104e-05 | 2060 | Mitigation | 0.95 | 45 | 0 | esc | 0.00097009 | 5.0626e-11 | 0.00097009 | 5.0626e-11
[120 empty] | 7.3.3.17.5 (Remote Grid) Updates to grid topology to minimize risk of ignition in HFTDs Remote GridWLDFRVegetation ContactAggregated | WLDFR | HFTD - Distribution - Tier 2 - 5QU CoRE ¦ 2QU LoRE | Non-Red Flag Warning - Destructive Fires | Vegetation Contact | Aggregated | 2061 | 5.2187e-08 | 768.4668 | 4.0104e-05 | 2061 | Mitigation | 0.95 | 45 | 0 | esc | 0.00097009 | 5.0626e-11 | 0.00097009 | 5.0626e-11
[120 empty] | 7.3.3.17.5 (Remote Grid) Updates to grid topology to minimize risk of ignition in HFTDs Remote GridWLDFRVegetation ContactAggregated | WLDFR | HFTD - Distribution - Tier 2 - 5QU CoRE ¦ 2QU LoRE | Non-Red Flag Warning - Destructive Fires | Vegetation Contact | Aggregated | 2062 | 5.2187e-08 | 768.4668 | 4.0104e-05 | 2062 | Mitigation | 0.95 | 45 | 0 | esc | 0.00097009 | 5.0626e-11 | 0.00097009 | 5.0626e-11
[120 empty] | 7.3.3.17.5 (Remote Grid) Updates to grid topology to minimize risk of ignition in HFTDs Remote GridWLDFRVegetation ContactAggregated | WLDFR | HFTD - Distribution - Tier 2 - 5QU CoRE ¦ 2QU LoRE | Non-Red Flag Warning - Destructive Fires | Vegetation Contact | Aggregated | 2063 | 5.2187e-08 | 768.4668 | 4.0104e-05 | 2063 | Mitigation | 0.95 | 45 | 0 | esc | 0.00097009 | 5.0626e-11 | 0.00097009 | 5.0626e-11
[120 empty] | 7.3.3.17.5 (Remote Grid) Updates to grid topology to minimize risk of ignition in HFTDs Remote GridWLDFRVegetation ContactAggregated | WLDFR | HFTD - Distribution - Tier 2 - 5QU CoRE ¦ 2QU LoRE | Non-Red Flag Warning - Destructive Fires | Vegetation Contact | Aggregated | 2064 | 5.2187e-08 | 768.4668 | 4.0104e-05 | 2064 | Mitigation | 0.95 | 45 | 0 | esc | 0.00097009 | 5.0626e-11 | 0.00097009 | 5.0626e-11
[120 empty] | 7.3.3.17.5 (Remote Grid) Updates to grid topology to minimize risk of ignition in HFTDs Remote GridWLDFRVegetation ContactAggregated | WLDFR | HFTD - Distribution - Tier 2 - 5QU CoRE ¦ 2QU LoRE | Non-Red Flag Warning - Destructive Fires | Vegetation Contact | Aggregated | 2065 | 5.2187e-08 | 768.4668 | 4.0104e-05 | 2065 | Mitigation | 0.95 | 45 | 0 | esc | 0.00097009 | 5.0626e-11 | 0.00097009 | 5.0626e-11
[120 empty] | 7.3.3.17.5 (Remote Grid) Updates to grid topology to minimize risk of ignition in HFTDs Remote GridWLDFRVegetation ContactAggregated | WLDFR | HFTD - Distribution - Tier 2 - 5QU CoRE ¦ 2QU LoRE | Non-Red Flag Warning - Destructive Fires | Vegetation Contact | Aggregated | 2066 | 5.2187e-08 | 768.4668 | 4.0104e-05 | 2066 | Mitigation | 0.95 | 45 | 0 | esc | 0.00097009 | 5.0626e-11 | 0.00097009 | 5.0626e-11
[120 empty] | 7.3.3.17.5 (Remote Grid) Updates to grid topology to minimize risk of ignition in HFTDs Remote GridWLDFRVegetation ContactAggregated | WLDFR | HFTD - Distribution - Tier 2 - 5QU CoRE ¦ 2QU LoRE | Non-Red Flag Warning - Destructive Fires | Vegetation Contact | Aggregated | 2067 | 5.2187e-08 | 768.4668 | 4.0104e-05 | 2067 | Mitigation | 0.95 | 45 | 0 | esc | 0 | 0 | 0.00097009 | 5.0626e-11
[120 empty] | 7.3.3.17.5 (Remote Grid) Updates to grid topology to minimize risk of ignition in HFTDs Remote GridWLDFRWire-to-wire contactAggregated | WLDFR | HFTD - Distribution - Tier 2 - 5QU CoRE ¦ 2QU LoRE | Non-Red Flag Warning - Destructive Fires | Wire-to-wire contact | Aggregated | 2022 | 1.7633e-08 | 768.4668 | 1.3551e-05 | 2022 | Mitigation | 0.95 | 45 | 0 | esc | 0.00097009 | 1.7106e-11 | 0 | 0
[120 empty] | 7.3.3.17.5 (Remote Grid) Updates to grid topology to minimize risk of ignition in HFTDs Remote GridWLDFRWire-to-wire contactAggregated | WLDFR | HFTD - Distribution - Tier 2 - 5QU CoRE ¦ 2QU LoRE | Non-Red Flag Warning - Destructive Fires | Wire-to-wire contact | Aggregated | 2023 | 1.7633e-08 | 768.4668 | 1.3551e-05 | 2023 | Mitigation | 0.95 | 45 | 0 | esc | 0.00097009 | 1.7106e-11 | 0.00097009 | 1.7106e-11
[120 empty] | 7.3.3.17.5 (Remote Grid) Updates to grid topology to minimize risk of ignition in HFTDs Remote GridWLDFRWire-to-wire contactAggregated | WLDFR | HFTD - Distribution - Tier 2 - 5QU CoRE ¦ 2QU LoRE | Non-Red Flag Warning - Destructive Fires | Wire-to-wire contact | Aggregated | 2024 | 1.7633e-08 | 768.4668 | 1.3551e-05 | 2024 | Mitigation | 0.95 | 45 | 0 | esc | 0.00097009 | 1.7106e-11 | 0.00097009 | 1.7106e-11
[120 empty] | 7.3.3.17.5 (Remote Grid) Updates to grid topology to minimize risk of ignition in HFTDs Remote GridWLDFRWire-to-wire contactAggregated | WLDFR | HFTD - Distribution - Tier 2 - 5QU CoRE ¦ 2QU LoRE | Non-Red Flag Warning - Destructive Fires | Wire-to-wire contact | Aggregated | 2025 | 1.7633e-08 | 768.4668 | 1.3551e-05 | 2025 | Mitigation | 0.95 | 45 | 0 | esc | 0.00097009 | 1.7106e-11 | 0.00097009 | 1.7106e-11
[120 empty] | 7.3.3.17.5 (Remote Grid) Updates to grid topology to minimize risk of ignition in HFTDs Remote GridWLDFRWire-to-wire contactAggregated | WLDFR | HFTD - Distribution - Tier 2 - 5QU CoRE ¦ 2QU LoRE | Non-Red Flag Warning - Destructive Fires | Wire-to-wire contact | Aggregated | 2026 | 1.7633e-08 | 768.4668 | 1.3551e-05 | 2026 | Mitigation | 0.95 | 45 | 0 | esc | 0.00097009 | 1.7106e-11 | 0.00097009 | 1.7106e-11
[120 empty] | 7.3.3.17.5 (Remote Grid) Updates to grid topology to minimize risk of ignition in HFTDs Remote GridWLDFRWire-to-wire contactAggregated | WLDFR | HFTD - Distribution - Tier 2 - 5QU CoRE ¦ 2QU LoRE | Non-Red Flag Warning - Destructive Fires | Wire-to-wire contact | Aggregated | 2027 | 1.7633e-08 | 768.4668 | 1.3551e-05 | 2027 | Mitigation | 0.95 | 45 | 0 | esc | 0.00097009 | 1.7106e-11 | 0.00097009 | 1.7106e-11
[120 empty] | 7.3.3.17.5 (Remote Grid) Updates to grid topology to minimize risk of ignition in HFTDs Remote GridWLDFRWire-to-wire contactAggregated | WLDFR | HFTD - Distribution - Tier 2 - 5QU CoRE ¦ 2QU LoRE | Non-Red Flag Warning - Destructive Fires | Wire-to-wire contact | Aggregated | 2028 | 1.7633e-08 | 768.4668 | 1.3551e-05 | 2028 | Mitigation | 0.95 | 45 | 0 | esc | 0.00097009 | 1.7106e-11 | 0.00097009 | 1.7106e-11
[120 empty] | 7.3.3.17.5 (Remote Grid) Updates to grid topology to minimize risk of ignition in HFTDs Remote GridWLDFRWire-to-wire contactAggregated | WLDFR | HFTD - Distribution - Tier 2 - 5QU CoRE ¦ 2QU LoRE | Non-Red Flag Warning - Destructive Fires | Wire-to-wire contact | Aggregated | 2029 | 1.7633e-08 | 768.4668 | 1.3551e-05 | 2029 | Mitigation | 0.95 | 45 | 0 | esc | 0.00097009 | 1.7106e-11 | 0.00097009 | 1.7106e-11
[120 empty] | 7.3.3.17.5 (Remote Grid) Updates to grid topology to minimize risk of ignition in HFTDs Remote GridWLDFRWire-to-wire contactAggregated | WLDFR | HFTD - Distribution - Tier 2 - 5QU CoRE ¦ 2QU LoRE | Non-Red Flag Warning - Destructive Fires | Wire-to-wire contact | Aggregated | 2030 | 1.7633e-08 | 768.4668 | 1.3551e-05 | 2030 | Mitigation | 0.95 | 45 | 0 | esc | 0.00097009 | 1.7106e-11 | 0.00097009 | 1.7106e-11
[120 empty] | 7.3.3.17.5 (Remote Grid) Updates to grid topology to minimize risk of ignition in HFTDs Remote GridWLDFRWire-to-wire contactAggregated | WLDFR | HFTD - Distribution - Tier 2 - 5QU CoRE ¦ 2QU LoRE | Non-Red Flag Warning - Destructive Fires | Wire-to-wire contact | Aggregated | 2031 | 1.7633e-08 | 768.4668 | 1.3551e-05 | 2031 | Mitigation | 0.95 | 45 | 0 | esc | 0.00097009 | 1.7106e-11 | 0.00097009 | 1.7106e-11
[120 empty] | 7.3.3.17.5 (Remote Grid) Updates to grid topology to minimize risk of ignition in HFTDs Remote GridWLDFRWire-to-wire contactAggregated | WLDFR | HFTD - Distribution - Tier 2 - 5QU CoRE ¦ 2QU LoRE | Non-Red Flag Warning - Destructive Fires | Wire-to-wire contact | Aggregated | 2032 | 1.7633e-08 | 768.4668 | 1.3551e-05 | 2032 | Mitigation | 0.95 | 45 | 0 | esc | 0.00097009 | 1.7106e-11 | 0.00097009 | 1.7106e-11
[120 empty] | 7.3.3.17.5 (Remote Grid) Updates to grid topology to minimize risk of ignition in HFTDs Remote GridWLDFRWire-to-wire contactAggregated | WLDFR | HFTD - Distribution - Tier 2 - 5QU CoRE ¦ 2QU LoRE | Non-Red Flag Warning - Destructive Fires | Wire-to-wire contact | Aggregated | 2033 | 1.7633e-08 | 768.4668 | 1.3551e-05 | 2033 | Mitigation | 0.95 | 45 | 0 | esc | 0.00097009 | 1.7106e-11 | 0.00097009 | 1.7106e-11
[120 empty] | 7.3.3.17.5 (Remote Grid) Updates to grid topology to minimize risk of ignition in HFTDs Remote GridWLDFRWire-to-wire contactAggregated | WLDFR | HFTD - Distribution - Tier 2 - 5QU CoRE ¦ 2QU LoRE | Non-Red Flag Warning - Destructive Fires | Wire-to-wire contact | Aggregated | 2034 | 1.7633e-08 | 768.4668 | 1.3551e-05 | 2034 | Mitigation | 0.95 | 45 | 0 | esc | 0.00097009 | 1.7106e-11 | 0.00097009 | 1.7106e-11
[120 empty] | 7.3.3.17.5 (Remote Grid) Updates to grid topology to minimize risk of ignition in HFTDs Remote GridWLDFRWire-to-wire contactAggregated | WLDFR | HFTD - Distribution - Tier 2 - 5QU CoRE ¦ 2QU LoRE | Non-Red Flag Warning - Destructive Fires | Wire-to-wire contact | Aggregated | 2035 | 1.7633e-08 | 768.4668 | 1.3551e-05 | 2035 | Mitigation | 0.95 | 45 | 0 | esc | 0.00097009 | 1.7106e-11 | 0.00097009 | 1.7106e-11
[120 empty] | 7.3.3.17.5 (Remote Grid) Updates to grid topology to minimize risk of ignition in HFTDs Remote GridWLDFRWire-to-wire contactAggregated | WLDFR | HFTD - Distribution - Tier 2 - 5QU CoRE ¦ 2QU LoRE | Non-Red Flag Warning - Destructive Fires | Wire-to-wire contact | Aggregated | 2036 | 1.7633e-08 | 768.4668 | 1.3551e-05 | 2036 | Mitigation | 0.95 | 45 | 0 | esc | 0.00097009 | 1.7106e-11 | 0.00097009 | 1.7106e-11
[120 empty] | 7.3.3.17.5 (Remote Grid) Updates to grid topology to minimize risk of ignition in HFTDs Remote GridWLDFRWire-to-wire contactAggregated | WLDFR | HFTD - Distribution - Tier 2 - 5QU CoRE ¦ 2QU LoRE | Non-Red Flag Warning - Destructive Fires | Wire-to-wire contact | Aggregated | 2037 | 1.7633e-08 | 768.4668 | 1.3551e-05 | 2037 | Mitigation | 0.95 | 45 | 0 | esc | 0.00097009 | 1.7106e-11 | 0.00097009 | 1.7106e-11
[120 empty] | 7.3.3.17.5 (Remote Grid) Updates to grid topology to minimize risk of ignition in HFTDs Remote GridWLDFRWire-to-wire contactAggregated | WLDFR | HFTD - Distribution - Tier 2 - 5QU CoRE ¦ 2QU LoRE | Non-Red Flag Warning - Destructive Fires | Wire-to-wire contact | Aggregated | 2038 | 1.7633e-08 | 768.4668 | 1.3551e-05 | 2038 | Mitigation | 0.95 | 45 | 0 | esc | 0.00097009 | 1.7106e-11 | 0.00097009 | 1.7106e-11
[120 empty] | 7.3.3.17.5 (Remote Grid) Updates to grid topology to minimize risk of ignition in HFTDs Remote GridWLDFRWire-to-wire contactAggregated | WLDFR | HFTD - Distribution - Tier 2 - 5QU CoRE ¦ 2QU LoRE | Non-Red Flag Warning - Destructive Fires | Wire-to-wire contact | Aggregated | 2039 | 1.7633e-08 | 768.4668 | 1.3551e-05 | 2039 | Mitigation | 0.95 | 45 | 0 | esc | 0.00097009 | 1.7106e-11 | 0.00097009 | 1.7106e-11
[120 empty] | 7.3.3.17.5 (Remote Grid) Updates to grid topology to minimize risk of ignition in HFTDs Remote GridWLDFRWire-to-wire contactAggregated | WLDFR | HFTD - Distribution - Tier 2 - 5QU CoRE ¦ 2QU LoRE | Non-Red Flag Warning - Destructive Fires | Wire-to-wire contact | Aggregated | 2040 | 1.7633e-08 | 768.4668 | 1.3551e-05 | 2040 | Mitigation | 0.95 | 45 | 0 | esc | 0.00097009 | 1.7106e-11 | 0.00097009 | 1.7106e-11
[120 empty] | 7.3.3.17.5 (Remote Grid) Updates to grid topology to minimize risk of ignition in HFTDs Remote GridWLDFRWire-to-wire contactAggregated | WLDFR | HFTD - Distribution - Tier 2 - 5QU CoRE ¦ 2QU LoRE | Non-Red Flag Warning - Destructive Fires | Wire-to-wire contact | Aggregated | 2041 | 1.7633e-08 | 768.4668 | 1.3551e-05 | 2041 | Mitigation | 0.95 | 45 | 0 | esc | 0.00097009 | 1.7106e-11 | 0.00097009 | 1.7106e-11
[120 empty] | 7.3.3.17.5 (Remote Grid) Updates to grid topology to minimize risk of ignition in HFTDs Remote GridWLDFRWire-to-wire contactAggregated | WLDFR | HFTD - Distribution - Tier 2 - 5QU CoRE ¦ 2QU LoRE | Non-Red Flag Warning - Destructive Fires | Wire-to-wire contact | Aggregated | 2042 | 1.7633e-08 | 768.4668 | 1.3551e-05 | 2042 | Mitigation | 0.95 | 45 | 0 | esc | 0.00097009 | 1.7106e-11 | 0.00097009 | 1.7106e-11
[120 empty] | 7.3.3.17.5 (Remote Grid) Updates to grid topology to minimize risk of ignition in HFTDs Remote GridWLDFRWire-to-wire contactAggregated | WLDFR | HFTD - Distribution - Tier 2 - 5QU CoRE ¦ 2QU LoRE | Non-Red Flag Warning - Destructive Fires | Wire-to-wire contact | Aggregated | 2043 | 1.7633e-08 | 768.4668 | 1.3551e-05 | 2043 | Mitigation | 0.95 | 45 | 0 | esc | 0.00097009 | 1.7106e-11 | 0.00097009 | 1.7106e-11
[120 empty] | 7.3.3.17.5 (Remote Grid) Updates to grid topology to minimize risk of ignition in HFTDs Remote GridWLDFRWire-to-wire contactAggregated | WLDFR | HFTD - Distribution - Tier 2 - 5QU CoRE ¦ 2QU LoRE | Non-Red Flag Warning - Destructive Fires | Wire-to-wire contact | Aggregated | 2044 | 1.7633e-08 | 768.4668 | 1.3551e-05 | 2044 | Mitigation | 0.95 | 45 | 0 | esc | 0.00097009 | 1.7106e-11 | 0.00097009 | 1.7106e-11
[120 empty] | 7.3.3.17.5 (Remote Grid) Updates to grid topology to minimize risk of ignition in HFTDs Remote GridWLDFRWire-to-wire contactAggregated | WLDFR | HFTD - Distribution - Tier 2 - 5QU CoRE ¦ 2QU LoRE | Non-Red Flag Warning - Destructive Fires | Wire-to-wire contact | Aggregated | 2045 | 1.7633e-08 | 768.4668 | 1.3551e-05 | 2045 | Mitigation | 0.95 | 45 | 0 | esc | 0.00097009 | 1.7106e-11 | 0.00097009 | 1.7106e-11
[120 empty] | 7.3.3.17.5 (Remote Grid) Updates to grid topology to minimize risk of ignition in HFTDs Remote GridWLDFRWire-to-wire contactAggregated | WLDFR | HFTD - Distribution - Tier 2 - 5QU CoRE ¦ 2QU LoRE | Non-Red Flag Warning - Destructive Fires | Wire-to-wire contact | Aggregated | 2046 | 1.7633e-08 | 768.4668 | 1.3551e-05 | 2046 | Mitigation | 0.95 | 45 | 0 | esc | 0.00097009 | 1.7106e-11 | 0.00097009 | 1.7106e-11
[120 empty] | 7.3.3.17.5 (Remote Grid) Updates to grid topology to minimize risk of ignition in HFTDs Remote GridWLDFRWire-to-wire contactAggregated | WLDFR | HFTD - Distribution - Tier 2 - 5QU CoRE ¦ 2QU LoRE | Non-Red Flag Warning - Destructive Fires | Wire-to-wire contact | Aggregated | 2047 | 1.7633e-08 | 768.4668 | 1.3551e-05 | 2047 | Mitigation | 0.95 | 45 | 0 | esc | 0.00097009 | 1.7106e-11 | 0.00097009 | 1.7106e-11
[120 empty] | 7.3.3.17.5 (Remote Grid) Updates to grid topology to minimize risk of ignition in HFTDs Remote GridWLDFRWire-to-wire contactAggregated | WLDFR | HFTD - Distribution - Tier 2 - 5QU CoRE ¦ 2QU LoRE | Non-Red Flag Warning - Destructive Fires | Wire-to-wire contact | Aggregated | 2048 | 1.7633e-08 | 768.4668 | 1.3551e-05 | 2048 | Mitigation | 0.95 | 45 | 0 | esc | 0.00097009 | 1.7106e-11 | 0.00097009 | 1.7106e-11
[120 empty] | 7.3.3.17.5 (Remote Grid) Updates to grid topology to minimize risk of ignition in HFTDs Remote GridWLDFRWire-to-wire contactAggregated | WLDFR | HFTD - Distribution - Tier 2 - 5QU CoRE ¦ 2QU LoRE | Non-Red Flag Warning - Destructive Fires | Wire-to-wire contact | Aggregated | 2049 | 1.7633e-08 | 768.4668 | 1.3551e-05 | 2049 | Mitigation | 0.95 | 45 | 0 | esc | 0.00097009 | 1.7106e-11 | 0.00097009 | 1.7106e-11
[120 empty] | 7.3.3.17.5 (Remote Grid) Updates to grid topology to minimize risk of ignition in HFTDs Remote GridWLDFRWire-to-wire contactAggregated | WLDFR | HFTD - Distribution - Tier 2 - 5QU CoRE ¦ 2QU LoRE | Non-Red Flag Warning - Destructive Fires | Wire-to-wire contact | Aggregated | 2050 | 1.7633e-08 | 768.4668 | 1.3551e-05 | 2050 | Mitigation | 0.95 | 45 | 0 | esc | 0.00097009 | 1.7106e-11 | 0.00097009 | 1.7106e-11
[120 empty] | 7.3.3.17.5 (Remote Grid) Updates to grid topology to minimize risk of ignition in HFTDs Remote GridWLDFRWire-to-wire contactAggregated | WLDFR | HFTD - Distribution - Tier 2 - 5QU CoRE ¦ 2QU LoRE | Non-Red Flag Warning - Destructive Fires | Wire-to-wire contact | Aggregated | 2051 | 1.7633e-08 | 768.4668 | 1.3551e-05 | 2051 | Mitigation | 0.95 | 45 | 0 | esc | 0.00097009 | 1.7106e-11 | 0.00097009 | 1.7106e-11
[120 empty] | 7.3.3.17.5 (Remote Grid) Updates to grid topology to minimize risk of ignition in HFTDs Remote GridWLDFRWire-to-wire contactAggregated | WLDFR | HFTD - Distribution - Tier 2 - 5QU CoRE ¦ 2QU LoRE | Non-Red Flag Warning - Destructive Fires | Wire-to-wire contact | Aggregated | 2052 | 1.7633e-08 | 768.4668 | 1.3551e-05 | 2052 | Mitigation | 0.95 | 45 | 0 | esc | 0.00097009 | 1.7106e-11 | 0.00097009 | 1.7106e-11
[120 empty] | 7.3.3.17.5 (Remote Grid) Updates to grid topology to minimize risk of ignition in HFTDs Remote GridWLDFRWire-to-wire contactAggregated | WLDFR | HFTD - Distribution - Tier 2 - 5QU CoRE ¦ 2QU LoRE | Non-Red Flag Warning - Destructive Fires | Wire-to-wire contact | Aggregated | 2053 | 1.7633e-08 | 768.4668 | 1.3551e-05 | 2053 | Mitigation | 0.95 | 45 | 0 | esc | 0.00097009 | 1.7106e-11 | 0.00097009 | 1.7106e-11
[120 empty] | 7.3.3.17.5 (Remote Grid) Updates to grid topology to minimize risk of ignition in HFTDs Remote GridWLDFRWire-to-wire contactAggregated | WLDFR | HFTD - Distribution - Tier 2 - 5QU CoRE ¦ 2QU LoRE | Non-Red Flag Warning - Destructive Fires | Wire-to-wire contact | Aggregated | 2054 | 1.7633e-08 | 768.4668 | 1.3551e-05 | 2054 | Mitigation | 0.95 | 45 | 0 | esc | 0.00097009 | 1.7106e-11 | 0.00097009 | 1.7106e-11
[120 empty] | 7.3.3.17.5 (Remote Grid) Updates to grid topology to minimize risk of ignition in HFTDs Remote GridWLDFRWire-to-wire contactAggregated | WLDFR | HFTD - Distribution - Tier 2 - 5QU CoRE ¦ 2QU LoRE | Non-Red Flag Warning - Destructive Fires | Wire-to-wire contact | Aggregated | 2055 | 1.7633e-08 | 768.4668 | 1.3551e-05 | 2055 | Mitigation | 0.95 | 45 | 0 | esc | 0.00097009 | 1.7106e-11 | 0.00097009 | 1.7106e-11
[120 empty] | 7.3.3.17.5 (Remote Grid) Updates to grid topology to minimize risk of ignition in HFTDs Remote GridWLDFRWire-to-wire contactAggregated | WLDFR | HFTD - Distribution - Tier 2 - 5QU CoRE ¦ 2QU LoRE | Non-Red Flag Warning - Destructive Fires | Wire-to-wire contact | Aggregated | 2056 | 1.7633e-08 | 768.4668 | 1.3551e-05 | 2056 | Mitigation | 0.95 | 45 | 0 | esc | 0.00097009 | 1.7106e-11 | 0.00097009 | 1.7106e-11
[120 empty] | 7.3.3.17.5 (Remote Grid) Updates to grid topology to minimize risk of ignition in HFTDs Remote GridWLDFRWire-to-wire contactAggregated | WLDFR | HFTD - Distribution - Tier 2 - 5QU CoRE ¦ 2QU LoRE | Non-Red Flag Warning - Destructive Fires | Wire-to-wire contact | Aggregated | 2057 | 1.7633e-08 | 768.4668 | 1.3551e-05 | 2057 | Mitigation | 0.95 | 45 | 0 | esc | 0.00097009 | 1.7106e-11 | 0.00097009 | 1.7106e-11
[120 empty] | 7.3.3.17.5 (Remote Grid) Updates to grid topology to minimize risk of ignition in HFTDs Remote GridWLDFRWire-to-wire contactAggregated | WLDFR | HFTD - Distribution - Tier 2 - 5QU CoRE ¦ 2QU LoRE | Non-Red Flag Warning - Destructive Fires | Wire-to-wire contact | Aggregated | 2058 | 1.7633e-08 | 768.4668 | 1.3551e-05 | 2058 | Mitigation | 0.95 | 45 | 0 | esc | 0.00097009 | 1.7106e-11 | 0.00097009 | 1.7106e-11
[120 empty] | 7.3.3.17.5 (Remote Grid) Updates to grid topology to minimize risk of ignition in HFTDs Remote GridWLDFRWire-to-wire contactAggregated | WLDFR | HFTD - Distribution - Tier 2 - 5QU CoRE ¦ 2QU LoRE | Non-Red Flag Warning - Destructive Fires | Wire-to-wire contact | Aggregated | 2059 | 1.7633e-08 | 768.4668 | 1.3551e-05 | 2059 | Mitigation | 0.95 | 45 | 0 | esc | 0.00097009 | 1.7106e-11 | 0.00097009 | 1.7106e-11
[120 empty] | 7.3.3.17.5 (Remote Grid) Updates to grid topology to minimize risk of ignition in HFTDs Remote GridWLDFRWire-to-wire contactAggregated | WLDFR | HFTD - Distribution - Tier 2 - 5QU CoRE ¦ 2QU LoRE | Non-Red Flag Warning - Destructive Fires | Wire-to-wire contact | Aggregated | 2060 | 1.7633e-08 | 768.4668 | 1.3551e-05 | 2060 | Mitigation | 0.95 | 45 | 0 | esc | 0.00097009 | 1.7106e-11 | 0.00097009 | 1.7106e-11
[120 empty] | 7.3.3.17.5 (Remote Grid) Updates to grid topology to minimize risk of ignition in HFTDs Remote GridWLDFRWire-to-wire contactAggregated | WLDFR | HFTD - Distribution - Tier 2 - 5QU CoRE ¦ 2QU LoRE | Non-Red Flag Warning - Destructive Fires | Wire-to-wire contact | Aggregated | 2061 | 1.7633e-08 | 768.4668 | 1.3551e-05 | 2061 | Mitigation | 0.95 | 45 | 0 | esc | 0.00097009 | 1.7106e-11 | 0.00097009 | 1.7106e-11
[120 empty] | 7.3.3.17.5 (Remote Grid) Updates to grid topology to minimize risk of ignition in HFTDs Remote GridWLDFRWire-to-wire contactAggregated | WLDFR | HFTD - Distribution - Tier 2 - 5QU CoRE ¦ 2QU LoRE | Non-Red Flag Warning - Destructive Fires | Wire-to-wire contact | Aggregated | 2062 | 1.7633e-08 | 768.4668 | 1.3551e-05 | 2062 | Mitigation | 0.95 | 45 | 0 | esc | 0.00097009 | 1.7106e-11 | 0.00097009 | 1.7106e-11
[120 empty] | 7.3.3.17.5 (Remote Grid) Updates to grid topology to minimize risk of ignition in HFTDs Remote GridWLDFRWire-to-wire contactAggregated | WLDFR | HFTD - Distribution - Tier 2 - 5QU CoRE ¦ 2QU LoRE | Non-Red Flag Warning - Destructive Fires | Wire-to-wire contact | Aggregated | 2063 | 1.7633e-08 | 768.4668 | 1.3551e-05 | 2063 | Mitigation | 0.95 | 45 | 0 | esc | 0.00097009 | 1.7106e-11 | 0.00097009 | 1.7106e-11
[120 empty] | 7.3.3.17.5 (Remote Grid) Updates to grid topology to minimize risk of ignition in HFTDs Remote GridWLDFRWire-to-wire contactAggregated | WLDFR | HFTD - Distribution - Tier 2 - 5QU CoRE ¦ 2QU LoRE | Non-Red Flag Warning - Destructive Fires | Wire-to-wire contact | Aggregated | 2064 | 1.7633e-08 | 768.4668 | 1.3551e-05 | 2064 | Mitigation | 0.95 | 45 | 0 | esc | 0.00097009 | 1.7106e-11 | 0.00097009 | 1.7106e-11
[120 empty] | 7.3.3.17.5 (Remote Grid) Updates to grid topology to minimize risk of ignition in HFTDs Remote GridWLDFRWire-to-wire contactAggregated | WLDFR | HFTD - Distribution - Tier 2 - 5QU CoRE ¦ 2QU LoRE | Non-Red Flag Warning - Destructive Fires | Wire-to-wire contact | Aggregated | 2065 | 1.7633e-08 | 768.4668 | 1.3551e-05 | 2065 | Mitigation | 0.95 | 45 | 0 | esc | 0.00097009 | 1.7106e-11 | 0.00097009 | 1.7106e-11
[120 empty] | 7.3.3.17.5 (Remote Grid) Updates to grid topology to minimize risk of ignition in HFTDs Remote GridWLDFRWire-to-wire contactAggregated | WLDFR | HFTD - Distribution - Tier 2 - 5QU CoRE ¦ 2QU LoRE | Non-Red Flag Warning - Destructive Fires | Wire-to-wire contact | Aggregated | 2066 | 1.7633e-08 | 768.4668 | 1.3551e-05 | 2066 | Mitigation | 0.95 | 45 | 0 | esc | 0.00097009 | 1.7106e-11 | 0.00097009 | 1.7106e-11
[120 empty] | 7.3.3.17.5 (Remote Grid) Updates to grid topology to minimize risk of ignition in HFTDs Remote GridWLDFRWire-to-wire contactAggregated | WLDFR | HFTD - Distribution - Tier 2 - 5QU CoRE ¦ 2QU LoRE | Non-Red Flag Warning - Destructive Fires | Wire-to-wire contact | Aggregated | 2067 | 1.7633e-08 | 768.4668 | 1.3551e-05 | 2067 | Mitigation | 0.95 | 45 | 0 | esc | 0 | 0 | 0.00097009 | 1.7106e-11
[120 empty] | 7.3.3.17.5 (Remote Grid) Updates to grid topology to minimize risk of ignition in HFTDs Remote GridWLDFRContact from objectAggregated | WLDFR | HFTD - Distribution - Tier 2 - 5QU CoRE ¦ 2QU LoRE | Non-Red Flag Warning - Large Fires | Contact from object | Aggregated | 2022 | 4.556e-06 | 768.4668 | 0.0035011 | 2022 | Mitigation | 0.95 | 45 | 0 | esc | 0.00097009 | 4.4197e-09 | 0 | 0
[120 empty] | 7.3.3.17.5 (Remote Grid) Updates to grid topology to minimize risk of ignition in HFTDs Remote GridWLDFRContact from objectAggregated | WLDFR | HFTD - Distribution - Tier 2 - 5QU CoRE ¦ 2QU LoRE | Non-Red Flag Warning - Large Fires | Contact from object | Aggregated | 2023 | 4.556e-06 | 768.4668 | 0.0035011 | 2023 | Mitigation | 0.95 | 45 | 0 | esc | 0.00097009 | 4.4197e-09 | 0.00097009 | 4.4197e-09
[120 empty] | 7.3.3.17.5 (Remote Grid) Updates to grid topology to minimize risk of ignition in HFTDs Remote GridWLDFRContact from objectAggregated | WLDFR | HFTD - Distribution - Tier 2 - 5QU CoRE ¦ 2QU LoRE | Non-Red Flag Warning - Large Fires | Contact from object | Aggregated | 2024 | 4.556e-06 | 768.4668 | 0.0035011 | 2024 | Mitigation | 0.95 | 45 | 0 | esc | 0.00097009 | 4.4197e-09 | 0.00097009 | 4.4197e-09
[120 empty] | 7.3.3.17.5 (Remote Grid) Updates to grid topology to minimize risk of ignition in HFTDs Remote GridWLDFRContact from objectAggregated | WLDFR | HFTD - Distribution - Tier 2 - 5QU CoRE ¦ 2QU LoRE | Non-Red Flag Warning - Large Fires | Contact from object | Aggregated | 2025 | 4.556e-06 | 768.4668 | 0.0035011 | 2025 | Mitigation | 0.95 | 45 | 0 | esc | 0.00097009 | 4.4197e-09 | 0.00097009 | 4.4197e-09
[120 empty] | 7.3.3.17.5 (Remote Grid) Updates to grid topology to minimize risk of ignition in HFTDs Remote GridWLDFRContact from objectAggregated | WLDFR | HFTD - Distribution - Tier 2 - 5QU CoRE ¦ 2QU LoRE | Non-Red Flag Warning - Large Fires | Contact from object | Aggregated | 2026 | 4.556e-06 | 768.4668 | 0.0035011 | 2026 | Mitigation | 0.95 | 45 | 0 | esc | 0.00097009 | 4.4197e-09 | 0.00097009 | 4.4197e-09
[120 empty] | 7.3.3.17.5 (Remote Grid) Updates to grid topology to minimize risk of ignition in HFTDs Remote GridWLDFRContact from objectAggregated | WLDFR | HFTD - Distribution - Tier 2 - 5QU CoRE ¦ 2QU LoRE | Non-Red Flag Warning - Large Fires | Contact from object | Aggregated | 2027 | 4.556e-06 | 768.4668 | 0.0035011 | 2027 | Mitigation | 0.95 | 45 | 0 | esc | 0.00097009 | 4.4197e-09 | 0.00097009 | 4.4197e-09
[120 empty] | 7.3.3.17.5 (Remote Grid) Updates to grid topology to minimize risk of ignition in HFTDs Remote GridWLDFRContact from objectAggregated | WLDFR | HFTD - Distribution - Tier 2 - 5QU CoRE ¦ 2QU LoRE | Non-Red Flag Warning - Large Fires | Contact from object | Aggregated | 2028 | 4.556e-06 | 768.4668 | 0.0035011 | 2028 | Mitigation | 0.95 | 45 | 0 | esc | 0.00097009 | 4.4197e-09 | 0.00097009 | 4.4197e-09
[120 empty] | 7.3.3.17.5 (Remote Grid) Updates to grid topology to minimize risk of ignition in HFTDs Remote GridWLDFRContact from objectAggregated | WLDFR | HFTD - Distribution - Tier 2 - 5QU CoRE ¦ 2QU LoRE | Non-Red Flag Warning - Large Fires | Contact from object | Aggregated | 2029 | 4.556e-06 | 768.4668 | 0.0035011 | 2029 | Mitigation | 0.95 | 45 | 0 | esc | 0.00097009 | 4.4197e-09 | 0.00097009 | 4.4197e-09
[120 empty] | 7.3.3.17.5 (Remote Grid) Updates to grid topology to minimize risk of ignition in HFTDs Remote GridWLDFRContact from objectAggregated | WLDFR | HFTD - Distribution - Tier 2 - 5QU CoRE ¦ 2QU LoRE | Non-Red Flag Warning - Large Fires | Contact from object | Aggregated | 2030 | 4.556e-06 | 768.4668 | 0.0035011 | 2030 | Mitigation | 0.95 | 45 | 0 | esc | 0.00097009 | 4.4197e-09 | 0.00097009 | 4.4197e-09
[120 empty] | 7.3.3.17.5 (Remote Grid) Updates to grid topology to minimize risk of ignition in HFTDs Remote GridWLDFRContact from objectAggregated | WLDFR | HFTD - Distribution - Tier 2 - 5QU CoRE ¦ 2QU LoRE | Non-Red Flag Warning - Large Fires | Contact from object | Aggregated | 2031 | 4.556e-06 | 768.4668 | 0.0035011 | 2031 | Mitigation | 0.95 | 45 | 0 | esc | 0.00097009 | 4.4197e-09 | 0.00097009 | 4.4197e-09
[120 empty] | 7.3.3.17.5 (Remote Grid) Updates to grid topology to minimize risk of ignition in HFTDs Remote GridWLDFRContact from objectAggregated | WLDFR | HFTD - Distribution - Tier 2 - 5QU CoRE ¦ 2QU LoRE | Non-Red Flag Warning - Large Fires | Contact from object | Aggregated | 2032 | 4.556e-06 | 768.4668 | 0.0035011 | 2032 | Mitigation | 0.95 | 45 | 0 | esc | 0.00097009 | 4.4197e-09 | 0.00097009 | 4.4197e-09
[120 empty] | 7.3.3.17.5 (Remote Grid) Updates to grid topology to minimize risk of ignition in HFTDs Remote GridWLDFRContact from objectAggregated | WLDFR | HFTD - Distribution - Tier 2 - 5QU CoRE ¦ 2QU LoRE | Non-Red Flag Warning - Large Fires | Contact from object | Aggregated | 2033 | 4.556e-06 | 768.4668 | 0.0035011 | 2033 | Mitigation | 0.95 | 45 | 0 | esc | 0.00097009 | 4.4197e-09 | 0.00097009 | 4.4197e-09
[120 empty] | 7.3.3.17.5 (Remote Grid) Updates to grid topology to minimize risk of ignition in HFTDs Remote GridWLDFRContact from objectAggregated | WLDFR | HFTD - Distribution - Tier 2 - 5QU CoRE ¦ 2QU LoRE | Non-Red Flag Warning - Large Fires | Contact from object | Aggregated | 2034 | 4.556e-06 | 768.4668 | 0.0035011 | 2034 | Mitigation | 0.95 | 45 | 0 | esc | 0.00097009 | 4.4197e-09 | 0.00097009 | 4.4197e-09
[120 empty] | 7.3.3.17.5 (Remote Grid) Updates to grid topology to minimize risk of ignition in HFTDs Remote GridWLDFRContact from objectAggregated | WLDFR | HFTD - Distribution - Tier 2 - 5QU CoRE ¦ 2QU LoRE | Non-Red Flag Warning - Large Fires | Contact from object | Aggregated | 2035 | 4.556e-06 | 768.4668 | 0.0035011 | 2035 | Mitigation | 0.95 | 45 | 0 | esc | 0.00097009 | 4.4197e-09 | 0.00097009 | 4.4197e-09
[120 empty] | 7.3.3.17.5 (Remote Grid) Updates to grid topology to minimize risk of ignition in HFTDs Remote GridWLDFRContact from objectAggregated | WLDFR | HFTD - Distribution - Tier 2 - 5QU CoRE ¦ 2QU LoRE | Non-Red Flag Warning - Large Fires | Contact from object | Aggregated | 2036 | 4.556e-06 | 768.4668 | 0.0035011 | 2036 | Mitigation | 0.95 | 45 | 0 | esc | 0.00097009 | 4.4197e-09 | 0.00097009 | 4.4197e-09
[120 empty] | 7.3.3.17.5 (Remote Grid) Updates to grid topology to minimize risk of ignition in HFTDs Remote GridWLDFRContact from objectAggregated | WLDFR | HFTD - Distribution - Tier 2 - 5QU CoRE ¦ 2QU LoRE | Non-Red Flag Warning - Large Fires | Contact from object | Aggregated | 2037 | 4.556e-06 | 768.4668 | 0.0035011 | 2037 | Mitigation | 0.95 | 45 | 0 | esc | 0.00097009 | 4.4197e-09 | 0.00097009 | 4.4197e-09
[120 empty] | 7.3.3.17.5 (Remote Grid) Updates to grid topology to minimize risk of ignition in HFTDs Remote GridWLDFRContact from objectAggregated | WLDFR | HFTD - Distribution - Tier 2 - 5QU CoRE ¦ 2QU LoRE | Non-Red Flag Warning - Large Fires | Contact from object | Aggregated | 2038 | 4.556e-06 | 768.4668 | 0.0035011 | 2038 | Mitigation | 0.95 | 45 | 0 | esc | 0.00097009 | 4.4197e-09 | 0.00097009 | 4.4197e-09
[120 empty] | 7.3.3.17.5 (Remote Grid) Updates to grid topology to minimize risk of ignition in HFTDs Remote GridWLDFRContact from objectAggregated | WLDFR | HFTD - Distribution - Tier 2 - 5QU CoRE ¦ 2QU LoRE | Non-Red Flag Warning - Large Fires | Contact from object | Aggregated | 2039 | 4.556e-06 | 768.4668 | 0.0035011 | 2039 | Mitigation | 0.95 | 45 | 0 | esc | 0.00097009 | 4.4197e-09 | 0.00097009 | 4.4197e-09
[120 empty] | 7.3.3.17.5 (Remote Grid) Updates to grid topology to minimize risk of ignition in HFTDs Remote GridWLDFRContact from objectAggregated | WLDFR | HFTD - Distribution - Tier 2 - 5QU CoRE ¦ 2QU LoRE | Non-Red Flag Warning - Large Fires | Contact from object | Aggregated | 2040 | 4.556e-06 | 768.4668 | 0.0035011 | 2040 | Mitigation | 0.95 | 45 | 0 | esc | 0.00097009 | 4.4197e-09 | 0.00097009 | 4.4197e-09
[120 empty] | 7.3.3.17.5 (Remote Grid) Updates to grid topology to minimize risk of ignition in HFTDs Remote GridWLDFRContact from objectAggregated | WLDFR | HFTD - Distribution - Tier 2 - 5QU CoRE ¦ 2QU LoRE | Non-Red Flag Warning - Large Fires | Contact from object | Aggregated | 2041 | 4.556e-06 | 768.4668 | 0.0035011 | 2041 | Mitigation | 0.95 | 45 | 0 | esc | 0.00097009 | 4.4197e-09 | 0.00097009 | 4.4197e-09
[120 empty] | 7.3.3.17.5 (Remote Grid) Updates to grid topology to minimize risk of ignition in HFTDs Remote GridWLDFRContact from objectAggregated | WLDFR | HFTD - Distribution - Tier 2 - 5QU CoRE ¦ 2QU LoRE | Non-Red Flag Warning - Large Fires | Contact from object | Aggregated | 2042 | 4.556e-06 | 768.4668 | 0.0035011 | 2042 | Mitigation | 0.95 | 45 | 0 | esc | 0.00097009 | 4.4197e-09 | 0.00097009 | 4.4197e-09
[120 empty] | 7.3.3.17.5 (Remote Grid) Updates to grid topology to minimize risk of ignition in HFTDs Remote GridWLDFRContact from objectAggregated | WLDFR | HFTD - Distribution - Tier 2 - 5QU CoRE ¦ 2QU LoRE | Non-Red Flag Warning - Large Fires | Contact from object | Aggregated | 2043 | 4.556e-06 | 768.4668 | 0.0035011 | 2043 | Mitigation | 0.95 | 45 | 0 | esc | 0.00097009 | 4.4197e-09 | 0.00097009 | 4.4197e-09
[120 empty] | 7.3.3.17.5 (Remote Grid) Updates to grid topology to minimize risk of ignition in HFTDs Remote GridWLDFRContact from objectAggregated | WLDFR | HFTD - Distribution - Tier 2 - 5QU CoRE ¦ 2QU LoRE | Non-Red Flag Warning - Large Fires | Contact from object | Aggregated | 2044 | 4.556e-06 | 768.4668 | 0.0035011 | 2044 | Mitigation | 0.95 | 45 | 0 | esc | 0.00097009 | 4.4197e-09 | 0.00097009 | 4.4197e-09
[120 empty] | 7.3.3.17.5 (Remote Grid) Updates to grid topology to minimize risk of ignition in HFTDs Remote GridWLDFRContact from objectAggregated | WLDFR | HFTD - Distribution - Tier 2 - 5QU CoRE ¦ 2QU LoRE | Non-Red Flag Warning - Large Fires | Contact from object | Aggregated | 2045 | 4.556e-06 | 768.4668 | 0.0035011 | 2045 | Mitigation | 0.95 | 45 | 0 | esc | 0.00097009 | 4.4197e-09 | 0.00097009 | 4.4197e-09
[120 empty] | 7.3.3.17.5 (Remote Grid) Updates to grid topology to minimize risk of ignition in HFTDs Remote GridWLDFRContact from objectAggregated | WLDFR | HFTD - Distribution - Tier 2 - 5QU CoRE ¦ 2QU LoRE | Non-Red Flag Warning - Large Fires | Contact from object | Aggregated | 2046 | 4.556e-06 | 768.4668 | 0.0035011 | 2046 | Mitigation | 0.95 | 45 | 0 | esc | 0.00097009 | 4.4197e-09 | 0.00097009 | 4.4197e-09
[120 empty] | 7.3.3.17.5 (Remote Grid) Updates to grid topology to minimize risk of ignition in HFTDs Remote GridWLDFRContact from objectAggregated | WLDFR | HFTD - Distribution - Tier 2 - 5QU CoRE ¦ 2QU LoRE | Non-Red Flag Warning - Large Fires | Contact from object | Aggregated | 2047 | 4.556e-06 | 768.4668 | 0.0035011 | 2047 | Mitigation | 0.95 | 45 | 0 | esc | 0.00097009 | 4.4197e-09 | 0.00097009 | 4.4197e-09
[120 empty] | 7.3.3.17.5 (Remote Grid) Updates to grid topology to minimize risk of ignition in HFTDs Remote GridWLDFRContact from objectAggregated | WLDFR | HFTD - Distribution - Tier 2 - 5QU CoRE ¦ 2QU LoRE | Non-Red Flag Warning - Large Fires | Contact from object | Aggregated | 2048 | 4.556e-06 | 768.4668 | 0.0035011 | 2048 | Mitigation | 0.95 | 45 | 0 | esc | 0.00097009 | 4.4197e-09 | 0.00097009 | 4.4197e-09
[120 empty] | 7.3.3.17.5 (Remote Grid) Updates to grid topology to minimize risk of ignition in HFTDs Remote GridWLDFRContact from objectAggregated | WLDFR | HFTD - Distribution - Tier 2 - 5QU CoRE ¦ 2QU LoRE | Non-Red Flag Warning - Large Fires | Contact from object | Aggregated | 2049 | 4.556e-06 | 768.4668 | 0.0035011 | 2049 | Mitigation | 0.95 | 45 | 0 | esc | 0.00097009 | 4.4197e-09 | 0.00097009 | 4.4197e-09
[120 empty] | 7.3.3.17.5 (Remote Grid) Updates to grid topology to minimize risk of ignition in HFTDs Remote GridWLDFRContact from objectAggregated | WLDFR | HFTD - Distribution - Tier 2 - 5QU CoRE ¦ 2QU LoRE | Non-Red Flag Warning - Large Fires | Contact from object | Aggregated | 2050 | 4.556e-06 | 768.4668 | 0.0035011 | 2050 | Mitigation | 0.95 | 45 | 0 | esc | 0.00097009 | 4.4197e-09 | 0.00097009 | 4.4197e-09
[120 empty] | 7.3.3.17.5 (Remote Grid) Updates to grid topology to minimize risk of ignition in HFTDs Remote GridWLDFRContact from objectAggregated | WLDFR | HFTD - Distribution - Tier 2 - 5QU CoRE ¦ 2QU LoRE | Non-Red Flag Warning - Large Fires | Contact from object | Aggregated | 2051 | 4.556e-06 | 768.4668 | 0.0035011 | 2051 | Mitigation | 0.95 | 45 | 0 | esc | 0.00097009 | 4.4197e-09 | 0.00097009 | 4.4197e-09
[120 empty] | 7.3.3.17.5 (Remote Grid) Updates to grid topology to minimize risk of ignition in HFTDs Remote GridWLDFRContact from objectAggregated | WLDFR | HFTD - Distribution - Tier 2 - 5QU CoRE ¦ 2QU LoRE | Non-Red Flag Warning - Large Fires | Contact from object | Aggregated | 2052 | 4.556e-06 | 768.4668 | 0.0035011 | 2052 | Mitigation | 0.95 | 45 | 0 | esc | 0.00097009 | 4.4197e-09 | 0.00097009 | 4.4197e-09
[120 empty] | 7.3.3.17.5 (Remote Grid) Updates to grid topology to minimize risk of ignition in HFTDs Remote GridWLDFRContact from objectAggregated | WLDFR | HFTD - Distribution - Tier 2 - 5QU CoRE ¦ 2QU LoRE | Non-Red Flag Warning - Large Fires | Contact from object | Aggregated | 2053 | 4.556e-06 | 768.4668 | 0.0035011 | 2053 | Mitigation | 0.95 | 45 | 0 | esc | 0.00097009 | 4.4197e-09 | 0.00097009 | 4.4197e-09
[120 empty] | 7.3.3.17.5 (Remote Grid) Updates to grid topology to minimize risk of ignition in HFTDs Remote GridWLDFRContact from objectAggregated | WLDFR | HFTD - Distribution - Tier 2 - 5QU CoRE ¦ 2QU LoRE | Non-Red Flag Warning - Large Fires | Contact from object | Aggregated | 2054 | 4.556e-06 | 768.4668 | 0.0035011 | 2054 | Mitigation | 0.95 | 45 | 0 | esc | 0.00097009 | 4.4197e-09 | 0.00097009 | 4.4197e-09
[120 empty] | 7.3.3.17.5 (Remote Grid) Updates to grid topology to minimize risk of ignition in HFTDs Remote GridWLDFRContact from objectAggregated | WLDFR | HFTD - Distribution - Tier 2 - 5QU CoRE ¦ 2QU LoRE | Non-Red Flag Warning - Large Fires | Contact from object | Aggregated | 2055 | 4.556e-06 | 768.4668 | 0.0035011 | 2055 | Mitigation | 0.95 | 45 | 0 | esc | 0.00097009 | 4.4197e-09 | 0.00097009 | 4.4197e-09
[120 empty] | 7.3.3.17.5 (Remote Grid) Updates to grid topology to minimize risk of ignition in HFTDs Remote GridWLDFRContact from objectAggregated | WLDFR | HFTD - Distribution - Tier 2 - 5QU CoRE ¦ 2QU LoRE | Non-Red Flag Warning - Large Fires | Contact from object | Aggregated | 2056 | 4.556e-06 | 768.4668 | 0.0035011 | 2056 | Mitigation | 0.95 | 45 | 0 | esc | 0.00097009 | 4.4197e-09 | 0.00097009 | 4.4197e-09
[120 empty] | 7.3.3.17.5 (Remote Grid) Updates to grid topology to minimize risk of ignition in HFTDs Remote GridWLDFRContact from objectAggregated | WLDFR | HFTD - Distribution - Tier 2 - 5QU CoRE ¦ 2QU LoRE | Non-Red Flag Warning - Large Fires | Contact from object | Aggregated | 2057 | 4.556e-06 | 768.4668 | 0.0035011 | 2057 | Mitigation | 0.95 | 45 | 0 | esc | 0.00097009 | 4.4197e-09 | 0.00097009 | 4.4197e-09
[120 empty] | 7.3.3.17.5 (Remote Grid) Updates to grid topology to minimize risk of ignition in HFTDs Remote GridWLDFRContact from objectAggregated | WLDFR | HFTD - Distribution - Tier 2 - 5QU CoRE ¦ 2QU LoRE | Non-Red Flag Warning - Large Fires | Contact from object | Aggregated | 2058 | 4.556e-06 | 768.4668 | 0.0035011 | 2058 | Mitigation | 0.95 | 45 | 0 | esc | 0.00097009 | 4.4197e-09 | 0.00097009 | 4.4197e-09
[120 empty] | 7.3.3.17.5 (Remote Grid) Updates to grid topology to minimize risk of ignition in HFTDs Remote GridWLDFRContact from objectAggregated | WLDFR | HFTD - Distribution - Tier 2 - 5QU CoRE ¦ 2QU LoRE | Non-Red Flag Warning - Large Fires | Contact from object | Aggregated | 2059 | 4.556e-06 | 768.4668 | 0.0035011 | 2059 | Mitigation | 0.95 | 45 | 0 | esc | 0.00097009 | 4.4197e-09 | 0.00097009 | 4.4197e-09
[120 empty] | 7.3.3.17.5 (Remote Grid) Updates to grid topology to minimize risk of ignition in HFTDs Remote GridWLDFRContact from objectAggregated | WLDFR | HFTD - Distribution - Tier 2 - 5QU CoRE ¦ 2QU LoRE | Non-Red Flag Warning - Large Fires | Contact from object | Aggregated | 2060 | 4.556e-06 | 768.4668 | 0.0035011 | 2060 | Mitigation | 0.95 | 45 | 0 | esc | 0.00097009 | 4.4197e-09 | 0.00097009 | 4.4197e-09
[120 empty] | 7.3.3.17.5 (Remote Grid) Updates to grid topology to minimize risk of ignition in HFTDs Remote GridWLDFRContact from objectAggregated | WLDFR | HFTD - Distribution - Tier 2 - 5QU CoRE ¦ 2QU LoRE | Non-Red Flag Warning - Large Fires | Contact from object | Aggregated | 2061 | 4.556e-06 | 768.4668 | 0.0035011 | 2061 | Mitigation | 0.95 | 45 | 0 | esc | 0.00097009 | 4.4197e-09 | 0.00097009 | 4.4197e-09
[120 empty] | 7.3.3.17.5 (Remote Grid) Updates to grid topology to minimize risk of ignition in HFTDs Remote GridWLDFRContact from objectAggregated | WLDFR | HFTD - Distribution - Tier 2 - 5QU CoRE ¦ 2QU LoRE | Non-Red Flag Warning - Large Fires | Contact from object | Aggregated | 2062 | 4.556e-06 | 768.4668 | 0.0035011 | 2062 | Mitigation | 0.95 | 45 | 0 | esc | 0.00097009 | 4.4197e-09 | 0.00097009 | 4.4197e-09
[120 empty] | 7.3.3.17.5 (Remote Grid) Updates to grid topology to minimize risk of ignition in HFTDs Remote GridWLDFRContact from objectAggregated | WLDFR | HFTD - Distribution - Tier 2 - 5QU CoRE ¦ 2QU LoRE | Non-Red Flag Warning - Large Fires | Contact from object | Aggregated | 2063 | 4.556e-06 | 768.4668 | 0.0035011 | 2063 | Mitigation | 0.95 | 45 | 0 | esc | 0.00097009 | 4.4197e-09 | 0.00097009 | 4.4197e-09
[120 empty] | 7.3.3.17.5 (Remote Grid) Updates to grid topology to minimize risk of ignition in HFTDs Remote GridWLDFRContact from objectAggregated | WLDFR | HFTD - Distribution - Tier 2 - 5QU CoRE ¦ 2QU LoRE | Non-Red Flag Warning - Large Fires | Contact from object | Aggregated | 2064 | 4.556e-06 | 768.4668 | 0.0035011 | 2064 | Mitigation | 0.95 | 45 | 0 | esc | 0.00097009 | 4.4197e-09 | 0.00097009 | 4.4197e-09
[120 empty] | 7.3.3.17.5 (Remote Grid) Updates to grid topology to minimize risk of ignition in HFTDs Remote GridWLDFRContact from objectAggregated | WLDFR | HFTD - Distribution - Tier 2 - 5QU CoRE ¦ 2QU LoRE | Non-Red Flag Warning - Large Fires | Contact from object | Aggregated | 2065 | 4.556e-06 | 768.4668 | 0.0035011 | 2065 | Mitigation | 0.95 | 45 | 0 | esc | 0.00097009 | 4.4197e-09 | 0.00097009 | 4.4197e-09
[120 empty] | 7.3.3.17.5 (Remote Grid) Updates to grid topology to minimize risk of ignition in HFTDs Remote GridWLDFRContact from objectAggregated | WLDFR | HFTD - Distribution - Tier 2 - 5QU CoRE ¦ 2QU LoRE | Non-Red Flag Warning - Large Fires | Contact from object | Aggregated | 2066 | 4.556e-06 | 768.4668 | 0.0035011 | 2066 | Mitigation | 0.95 | 45 | 0 | esc | 0.00097009 | 4.4197e-09 | 0.00097009 | 4.4197e-09
[120 empty] | 7.3.3.17.5 (Remote Grid) Updates to grid topology to minimize risk of ignition in HFTDs Remote GridWLDFRContact from objectAggregated | WLDFR | HFTD - Distribution - Tier 2 - 5QU CoRE ¦ 2QU LoRE | Non-Red Flag Warning - Large Fires | Contact from object | Aggregated | 2067 | 4.556e-06 | 768.4668 | 0.0035011 | 2067 | Mitigation | 0.95 | 45 | 0 | esc | 0 | 0 | 0.00097009 | 4.4197e-09
[120 empty] | 7.3.3.17.5 (Remote Grid) Updates to grid topology to minimize risk of ignition in HFTDs Remote GridWLDFRContaminationAggregated | WLDFR | HFTD - Distribution - Tier 2 - 5QU CoRE ¦ 2QU LoRE | Non-Red Flag Warning - Large Fires | Contamination | Aggregated | 2022 | 9.9272e-08 | 768.4668 | 7.6287e-05 | 2022 | Mitigation | 0.95 | 45 | 0 | esc | 0.00097009 | 9.6302e-11 | 0 | 0
[120 empty] | 7.3.3.17.5 (Remote Grid) Updates to grid topology to minimize risk of ignition in HFTDs Remote GridWLDFRContaminationAggregated | WLDFR | HFTD - Distribution - Tier 2 - 5QU CoRE ¦ 2QU LoRE | Non-Red Flag Warning - Large Fires | Contamination | Aggregated | 2023 | 9.9272e-08 | 768.4668 | 7.6287e-05 | 2023 | Mitigation | 0.95 | 45 | 0 | esc | 0.00097009 | 9.6302e-11 | 0.00097009 | 9.6302e-11
[120 empty] | 7.3.3.17.5 (Remote Grid) Updates to grid topology to minimize risk of ignition in HFTDs Remote GridWLDFRContaminationAggregated | WLDFR | HFTD - Distribution - Tier 2 - 5QU CoRE ¦ 2QU LoRE | Non-Red Flag Warning - Large Fires | Contamination | Aggregated | 2024 | 9.9272e-08 | 768.4668 | 7.6287e-05 | 2024 | Mitigation | 0.95 | 45 | 0 | esc | 0.00097009 | 9.6302e-11 | 0.00097009 | 9.6302e-11
[120 empty] | 7.3.3.17.5 (Remote Grid) Updates to grid topology to minimize risk of ignition in HFTDs Remote GridWLDFRContaminationAggregated | WLDFR | HFTD - Distribution - Tier 2 - 5QU CoRE ¦ 2QU LoRE | Non-Red Flag Warning - Large Fires | Contamination | Aggregated | 2025 | 9.9272e-08 | 768.4668 | 7.6287e-05 | 2025 | Mitigation | 0.95 | 45 | 0 | esc | 0.00097009 | 9.6302e-11 | 0.00097009 | 9.6302e-11
[120 empty] | 7.3.3.17.5 (Remote Grid) Updates to grid topology to minimize risk of ignition in HFTDs Remote GridWLDFRContaminationAggregated | WLDFR | HFTD - Distribution - Tier 2 - 5QU CoRE ¦ 2QU LoRE | Non-Red Flag Warning - Large Fires | Contamination | Aggregated | 2026 | 9.9272e-08 | 768.4668 | 7.6287e-05 | 2026 | Mitigation | 0.95 | 45 | 0 | esc | 0.00097009 | 9.6302e-11 | 0.00097009 | 9.6302e-11
[120 empty] | 7.3.3.17.5 (Remote Grid) Updates to grid topology to minimize risk of ignition in HFTDs Remote GridWLDFRContaminationAggregated | WLDFR | HFTD - Distribution - Tier 2 - 5QU CoRE ¦ 2QU LoRE | Non-Red Flag Warning - Large Fires | Contamination | Aggregated | 2027 | 9.9272e-08 | 768.4668 | 7.6287e-05 | 2027 | Mitigation | 0.95 | 45 | 0 | esc | 0.00097009 | 9.6302e-11 | 0.00097009 | 9.6302e-11
[120 empty] | 7.3.3.17.5 (Remote Grid) Updates to grid topology to minimize risk of ignition in HFTDs Remote GridWLDFRContaminationAggregated | WLDFR | HFTD - Distribution - Tier 2 - 5QU CoRE ¦ 2QU LoRE | Non-Red Flag Warning - Large Fires | Contamination | Aggregated | 2028 | 9.9272e-08 | 768.4668 | 7.6287e-05 | 2028 | Mitigation | 0.95 | 45 | 0 | esc | 0.00097009 | 9.6302e-11 | 0.00097009 | 9.6302e-11
[120 empty] | 7.3.3.17.5 (Remote Grid) Updates to grid topology to minimize risk of ignition in HFTDs Remote GridWLDFRContaminationAggregated | WLDFR | HFTD - Distribution - Tier 2 - 5QU CoRE ¦ 2QU LoRE | Non-Red Flag Warning - Large Fires | Contamination | Aggregated | 2029 | 9.9272e-08 | 768.4668 | 7.6287e-05 | 2029 | Mitigation | 0.95 | 45 | 0 | esc | 0.00097009 | 9.6302e-11 | 0.00097009 | 9.6302e-11
[120 empty] | 7.3.3.17.5 (Remote Grid) Updates to grid topology to minimize risk of ignition in HFTDs Remote GridWLDFRContaminationAggregated | WLDFR | HFTD - Distribution - Tier 2 - 5QU CoRE ¦ 2QU LoRE | Non-Red Flag Warning - Large Fires | Contamination | Aggregated | 2030 | 9.9272e-08 | 768.4668 | 7.6287e-05 | 2030 | Mitigation | 0.95 | 45 | 0 | esc | 0.00097009 | 9.6302e-11 | 0.00097009 | 9.6302e-11
[120 empty] | 7.3.3.17.5 (Remote Grid) Updates to grid topology to minimize risk of ignition in HFTDs Remote GridWLDFRContaminationAggregated | WLDFR | HFTD - Distribution - Tier 2 - 5QU CoRE ¦ 2QU LoRE | Non-Red Flag Warning - Large Fires | Contamination | Aggregated | 2031 | 9.9272e-08 | 768.4668 | 7.6287e-05 | 2031 | Mitigation | 0.95 | 45 | 0 | esc | 0.00097009 | 9.6302e-11 | 0.00097009 | 9.6302e-11
[120 empty] | 7.3.3.17.5 (Remote Grid) Updates to grid topology to minimize risk of ignition in HFTDs Remote GridWLDFRContaminationAggregated | WLDFR | HFTD - Distribution - Tier 2 - 5QU CoRE ¦ 2QU LoRE | Non-Red Flag Warning - Large Fires | Contamination | Aggregated | 2032 | 9.9272e-08 | 768.4668 | 7.6287e-05 | 2032 | Mitigation | 0.95 | 45 | 0 | esc | 0.00097009 | 9.6302e-11 | 0.00097009 | 9.6302e-11
[120 empty] | 7.3.3.17.5 (Remote Grid) Updates to grid topology to minimize risk of ignition in HFTDs Remote GridWLDFRContaminationAggregated | WLDFR | HFTD - Distribution - Tier 2 - 5QU CoRE ¦ 2QU LoRE | Non-Red Flag Warning - Large Fires | Contamination | Aggregated | 2033 | 9.9272e-08 | 768.4668 | 7.6287e-05 | 2033 | Mitigation | 0.95 | 45 | 0 | esc | 0.00097009 | 9.6302e-11 | 0.00097009 | 9.6302e-11
[120 empty] | 7.3.3.17.5 (Remote Grid) Updates to grid topology to minimize risk of ignition in HFTDs Remote GridWLDFRContaminationAggregated | WLDFR | HFTD - Distribution - Tier 2 - 5QU CoRE ¦ 2QU LoRE | Non-Red Flag Warning - Large Fires | Contamination | Aggregated | 2034 | 9.9272e-08 | 768.4668 | 7.6287e-05 | 2034 | Mitigation | 0.95 | 45 | 0 | esc | 0.00097009 | 9.6302e-11 | 0.00097009 | 9.6302e-11
[120 empty] | 7.3.3.17.5 (Remote Grid) Updates to grid topology to minimize risk of ignition in HFTDs Remote GridWLDFRContaminationAggregated | WLDFR | HFTD - Distribution - Tier 2 - 5QU CoRE ¦ 2QU LoRE | Non-Red Flag Warning - Large Fires | Contamination | Aggregated | 2035 | 9.9272e-08 | 768.4668 | 7.6287e-05 | 2035 | Mitigation | 0.95 | 45 | 0 | esc | 0.00097009 | 9.6302e-11 | 0.00097009 | 9.6302e-11
[120 empty] | 7.3.3.17.5 (Remote Grid) Updates to grid topology to minimize risk of ignition in HFTDs Remote GridWLDFRContaminationAggregated | WLDFR | HFTD - Distribution - Tier 2 - 5QU CoRE ¦ 2QU LoRE | Non-Red Flag Warning - Large Fires | Contamination | Aggregated | 2036 | 9.9272e-08 | 768.4668 | 7.6287e-05 | 2036 | Mitigation | 0.95 | 45 | 0 | esc | 0.00097009 | 9.6302e-11 | 0.00097009 | 9.6302e-11
[120 empty] | 7.3.3.17.5 (Remote Grid) Updates to grid topology to minimize risk of ignition in HFTDs Remote GridWLDFRContaminationAggregated | WLDFR | HFTD - Distribution - Tier 2 - 5QU CoRE ¦ 2QU LoRE | Non-Red Flag Warning - Large Fires | Contamination | Aggregated | 2037 | 9.9272e-08 | 768.4668 | 7.6287e-05 | 2037 | Mitigation | 0.95 | 45 | 0 | esc | 0.00097009 | 9.6302e-11 | 0.00097009 | 9.6302e-11
[120 empty] | 7.3.3.17.5 (Remote Grid) Updates to grid topology to minimize risk of ignition in HFTDs Remote GridWLDFRContaminationAggregated | WLDFR | HFTD - Distribution - Tier 2 - 5QU CoRE ¦ 2QU LoRE | Non-Red Flag Warning - Large Fires | Contamination | Aggregated | 2038 | 9.9272e-08 | 768.4668 | 7.6287e-05 | 2038 | Mitigation | 0.95 | 45 | 0 | esc | 0.00097009 | 9.6302e-11 | 0.00097009 | 9.6302e-11
[120 empty] | 7.3.3.17.5 (Remote Grid) Updates to grid topology to minimize risk of ignition in HFTDs Remote GridWLDFRContaminationAggregated | WLDFR | HFTD - Distribution - Tier 2 - 5QU CoRE ¦ 2QU LoRE | Non-Red Flag Warning - Large Fires | Contamination | Aggregated | 2039 | 9.9272e-08 | 768.4668 | 7.6287e-05 | 2039 | Mitigation | 0.95 | 45 | 0 | esc | 0.00097009 | 9.6302e-11 | 0.00097009 | 9.6302e-11
[120 empty] | 7.3.3.17.5 (Remote Grid) Updates to grid topology to minimize risk of ignition in HFTDs Remote GridWLDFRContaminationAggregated | WLDFR | HFTD - Distribution - Tier 2 - 5QU CoRE ¦ 2QU LoRE | Non-Red Flag Warning - Large Fires | Contamination | Aggregated | 2040 | 9.9272e-08 | 768.4668 | 7.6287e-05 | 2040 | Mitigation | 0.95 | 45 | 0 | esc | 0.00097009 | 9.6302e-11 | 0.00097009 | 9.6302e-11
[120 empty] | 7.3.3.17.5 (Remote Grid) Updates to grid topology to minimize risk of ignition in HFTDs Remote GridWLDFRContaminationAggregated | WLDFR | HFTD - Distribution - Tier 2 - 5QU CoRE ¦ 2QU LoRE | Non-Red Flag Warning - Large Fires | Contamination | Aggregated | 2041 | 9.9272e-08 | 768.4668 | 7.6287e-05 | 2041 | Mitigation | 0.95 | 45 | 0 | esc | 0.00097009 | 9.6302e-11 | 0.00097009 | 9.6302e-11
[120 empty] | 7.3.3.17.5 (Remote Grid) Updates to grid topology to minimize risk of ignition in HFTDs Remote GridWLDFRContaminationAggregated | WLDFR | HFTD - Distribution - Tier 2 - 5QU CoRE ¦ 2QU LoRE | Non-Red Flag Warning - Large Fires | Contamination | Aggregated | 2042 | 9.9272e-08 | 768.4668 | 7.6287e-05 | 2042 | Mitigation | 0.95 | 45 | 0 | esc | 0.00097009 | 9.6302e-11 | 0.00097009 | 9.6302e-11
[120 empty] | 7.3.3.17.5 (Remote Grid) Updates to grid topology to minimize risk of ignition in HFTDs Remote GridWLDFRContaminationAggregated | WLDFR | HFTD - Distribution - Tier 2 - 5QU CoRE ¦ 2QU LoRE | Non-Red Flag Warning - Large Fires | Contamination | Aggregated | 2043 | 9.9272e-08 | 768.4668 | 7.6287e-05 | 2043 | Mitigation | 0.95 | 45 | 0 | esc | 0.00097009 | 9.6302e-11 | 0.00097009 | 9.6302e-11
[120 empty] | 7.3.3.17.5 (Remote Grid) Updates to grid topology to minimize risk of ignition in HFTDs Remote GridWLDFRContaminationAggregated | WLDFR | HFTD - Distribution - Tier 2 - 5QU CoRE ¦ 2QU LoRE | Non-Red Flag Warning - Large Fires | Contamination | Aggregated | 2044 | 9.9272e-08 | 768.4668 | 7.6287e-05 | 2044 | Mitigation | 0.95 | 45 | 0 | esc | 0.00097009 | 9.6302e-11 | 0.00097009 | 9.6302e-11
[120 empty] | 7.3.3.17.5 (Remote Grid) Updates to grid topology to minimize risk of ignition in HFTDs Remote GridWLDFRContaminationAggregated | WLDFR | HFTD - Distribution - Tier 2 - 5QU CoRE ¦ 2QU LoRE | Non-Red Flag Warning - Large Fires | Contamination | Aggregated | 2045 | 9.9272e-08 | 768.4668 | 7.6287e-05 | 2045 | Mitigation | 0.95 | 45 | 0 | esc | 0.00097009 | 9.6302e-11 | 0.00097009 | 9.6302e-11
[120 empty] | 7.3.3.17.5 (Remote Grid) Updates to grid topology to minimize risk of ignition in HFTDs Remote GridWLDFRContaminationAggregated | WLDFR | HFTD - Distribution - Tier 2 - 5QU CoRE ¦ 2QU LoRE | Non-Red Flag Warning - Large Fires | Contamination | Aggregated | 2046 | 9.9272e-08 | 768.4668 | 7.6287e-05 | 2046 | Mitigation | 0.95 | 45 | 0 | esc | 0.00097009 | 9.6302e-11 | 0.00097009 | 9.6302e-11
[120 empty] | 7.3.3.17.5 (Remote Grid) Updates to grid topology to minimize risk of ignition in HFTDs Remote GridWLDFRContaminationAggregated | WLDFR | HFTD - Distribution - Tier 2 - 5QU CoRE ¦ 2QU LoRE | Non-Red Flag Warning - Large Fires | Contamination | Aggregated | 2047 | 9.9272e-08 | 768.4668 | 7.6287e-05 | 2047 | Mitigation | 0.95 | 45 | 0 | esc | 0.00097009 | 9.6302e-11 | 0.00097009 | 9.6302e-11
[120 empty] | 7.3.3.17.5 (Remote Grid) Updates to grid topology to minimize risk of ignition in HFTDs Remote GridWLDFRContaminationAggregated | WLDFR | HFTD - Distribution - Tier 2 - 5QU CoRE ¦ 2QU LoRE | Non-Red Flag Warning - Large Fires | Contamination | Aggregated | 2048 | 9.9272e-08 | 768.4668 | 7.6287e-05 | 2048 | Mitigation | 0.95 | 45 | 0 | esc | 0.00097009 | 9.6302e-11 | 0.00097009 | 9.6302e-11
[120 empty] | 7.3.3.17.5 (Remote Grid) Updates to grid topology to minimize risk of ignition in HFTDs Remote GridWLDFRContaminationAggregated | WLDFR | HFTD - Distribution - Tier 2 - 5QU CoRE ¦ 2QU LoRE | Non-Red Flag Warning - Large Fires | Contamination | Aggregated | 2049 | 9.9272e-08 | 768.4668 | 7.6287e-05 | 2049 | Mitigation | 0.95 | 45 | 0 | esc | 0.00097009 | 9.6302e-11 | 0.00097009 | 9.6302e-11
[120 empty] | 7.3.3.17.5 (Remote Grid) Updates to grid topology to minimize risk of ignition in HFTDs Remote GridWLDFRContaminationAggregated | WLDFR | HFTD - Distribution - Tier 2 - 5QU CoRE ¦ 2QU LoRE | Non-Red Flag Warning - Large Fires | Contamination | Aggregated | 2050 | 9.9272e-08 | 768.4668 | 7.6287e-05 | 2050 | Mitigation | 0.95 | 45 | 0 | esc | 0.00097009 | 9.6302e-11 | 0.00097009 | 9.6302e-11
[120 empty] | 7.3.3.17.5 (Remote Grid) Updates to grid topology to minimize risk of ignition in HFTDs Remote GridWLDFRContaminationAggregated | WLDFR | HFTD - Distribution - Tier 2 - 5QU CoRE ¦ 2QU LoRE | Non-Red Flag Warning - Large Fires | Contamination | Aggregated | 2051 | 9.9272e-08 | 768.4668 | 7.6287e-05 | 2051 | Mitigation | 0.95 | 45 | 0 | esc | 0.00097009 | 9.6302e-11 | 0.00097009 | 9.6302e-11
[120 empty] | 7.3.3.17.5 (Remote Grid) Updates to grid topology to minimize risk of ignition in HFTDs Remote GridWLDFRContaminationAggregated | WLDFR | HFTD - Distribution - Tier 2 - 5QU CoRE ¦ 2QU LoRE | Non-Red Flag Warning - Large Fires | Contamination | Aggregated | 2052 | 9.9272e-08 | 768.4668 | 7.6287e-05 | 2052 | Mitigation | 0.95 | 45 | 0 | esc | 0.00097009 | 9.6302e-11 | 0.00097009 | 9.6302e-11
[120 empty] | 7.3.3.17.5 (Remote Grid) Updates to grid topology to minimize risk of ignition in HFTDs Remote GridWLDFRContaminationAggregated | WLDFR | HFTD - Distribution - Tier 2 - 5QU CoRE ¦ 2QU LoRE | Non-Red Flag Warning - Large Fires | Contamination | Aggregated | 2053 | 9.9272e-08 | 768.4668 | 7.6287e-05 | 2053 | Mitigation | 0.95 | 45 | 0 | esc | 0.00097009 | 9.6302e-11 | 0.00097009 | 9.6302e-11
[120 empty] | 7.3.3.17.5 (Remote Grid) Updates to grid topology to minimize risk of ignition in HFTDs Remote GridWLDFRContaminationAggregated | WLDFR | HFTD - Distribution - Tier 2 - 5QU CoRE ¦ 2QU LoRE | Non-Red Flag Warning - Large Fires | Contamination | Aggregated | 2054 | 9.9272e-08 | 768.4668 | 7.6287e-05 | 2054 | Mitigation | 0.95 | 45 | 0 | esc | 0.00097009 | 9.6302e-11 | 0.00097009 | 9.6302e-11
[120 empty] | 7.3.3.17.5 (Remote Grid) Updates to grid topology to minimize risk of ignition in HFTDs Remote GridWLDFRContaminationAggregated | WLDFR | HFTD - Distribution - Tier 2 - 5QU CoRE ¦ 2QU LoRE | Non-Red Flag Warning - Large Fires | Contamination | Aggregated | 2055 | 9.9272e-08 | 768.4668 | 7.6287e-05 | 2055 | Mitigation | 0.95 | 45 | 0 | esc | 0.00097009 | 9.6302e-11 | 0.00097009 | 9.6302e-11
[120 empty] | 7.3.3.17.5 (Remote Grid) Updates to grid topology to minimize risk of ignition in HFTDs Remote GridWLDFRContaminationAggregated | WLDFR | HFTD - Distribution - Tier 2 - 5QU CoRE ¦ 2QU LoRE | Non-Red Flag Warning - Large Fires | Contamination | Aggregated | 2056 | 9.9272e-08 | 768.4668 | 7.6287e-05 | 2056 | Mitigation | 0.95 | 45 | 0 | esc | 0.00097009 | 9.6302e-11 | 0.00097009 | 9.6302e-11
[120 empty] | 7.3.3.17.5 (Remote Grid) Updates to grid topology to minimize risk of ignition in HFTDs Remote GridWLDFRContaminationAggregated | WLDFR | HFTD - Distribution - Tier 2 - 5QU CoRE ¦ 2QU LoRE | Non-Red Flag Warning - Large Fires | Contamination | Aggregated | 2057 | 9.9272e-08 | 768.4668 | 7.6287e-05 | 2057 | Mitigation | 0.95 | 45 | 0 | esc | 0.00097009 | 9.6302e-11 | 0.00097009 | 9.6302e-11
[120 empty] | 7.3.3.17.5 (Remote Grid) Updates to grid topology to minimize risk of ignition in HFTDs Remote GridWLDFRContaminationAggregated | WLDFR | HFTD - Distribution - Tier 2 - 5QU CoRE ¦ 2QU LoRE | Non-Red Flag Warning - Large Fires | Contamination | Aggregated | 2058 | 9.9272e-08 | 768.4668 | 7.6287e-05 | 2058 | Mitigation | 0.95 | 45 | 0 | esc | 0.00097009 | 9.6302e-11 | 0.00097009 | 9.6302e-11
[120 empty] | 7.3.3.17.5 (Remote Grid) Updates to grid topology to minimize risk of ignition in HFTDs Remote GridWLDFRContaminationAggregated | WLDFR | HFTD - Distribution - Tier 2 - 5QU CoRE ¦ 2QU LoRE | Non-Red Flag Warning - Large Fires | Contamination | Aggregated | 2059 | 9.9272e-08 | 768.4668 | 7.6287e-05 | 2059 | Mitigation | 0.95 | 45 | 0 | esc | 0.00097009 | 9.6302e-11 | 0.00097009 | 9.6302e-11
[120 empty] | 7.3.3.17.5 (Remote Grid) Updates to grid topology to minimize risk of ignition in HFTDs Remote GridWLDFRContaminationAggregated | WLDFR | HFTD - Distribution - Tier 2 - 5QU CoRE ¦ 2QU LoRE | Non-Red Flag Warning - Large Fires | Contamination | Aggregated | 2060 | 9.9272e-08 | 768.4668 | 7.6287e-05 | 2060 | Mitigation | 0.95 | 45 | 0 | esc | 0.00097009 | 9.6302e-11 | 0.00097009 | 9.6302e-11
[120 empty] | 7.3.3.17.5 (Remote Grid) Updates to grid topology to minimize risk of ignition in HFTDs Remote GridWLDFRContaminationAggregated | WLDFR | HFTD - Distribution - Tier 2 - 5QU CoRE ¦ 2QU LoRE | Non-Red Flag Warning - Large Fires | Contamination | Aggregated | 2061 | 9.9272e-08 | 768.4668 | 7.6287e-05 | 2061 | Mitigation | 0.95 | 45 | 0 | esc | 0.00097009 | 9.6302e-11 | 0.00097009 | 9.6302e-11
[120 empty] | 7.3.3.17.5 (Remote Grid) Updates to grid topology to minimize risk of ignition in HFTDs Remote GridWLDFRContaminationAggregated | WLDFR | HFTD - Distribution - Tier 2 - 5QU CoRE ¦ 2QU LoRE | Non-Red Flag Warning - Large Fires | Contamination | Aggregated | 2062 | 9.9272e-08 | 768.4668 | 7.6287e-05 | 2062 | Mitigation | 0.95 | 45 | 0 | esc | 0.00097009 | 9.6302e-11 | 0.00097009 | 9.6302e-11
[120 empty] | 7.3.3.17.5 (Remote Grid) Updates to grid topology to minimize risk of ignition in HFTDs Remote GridWLDFRContaminationAggregated | WLDFR | HFTD - Distribution - Tier 2 - 5QU CoRE ¦ 2QU LoRE | Non-Red Flag Warning - Large Fires | Contamination | Aggregated | 2063 | 9.9272e-08 | 768.4668 | 7.6287e-05 | 2063 | Mitigation | 0.95 | 45 | 0 | esc | 0.00097009 | 9.6302e-11 | 0.00097009 | 9.6302e-11
[120 empty] | 7.3.3.17.5 (Remote Grid) Updates to grid topology to minimize risk of ignition in HFTDs Remote GridWLDFRContaminationAggregated | WLDFR | HFTD - Distribution - Tier 2 - 5QU CoRE ¦ 2QU LoRE | Non-Red Flag Warning - Large Fires | Contamination | Aggregated | 2064 | 9.9272e-08 | 768.4668 | 7.6287e-05 | 2064 | Mitigation | 0.95 | 45 | 0 | esc | 0.00097009 | 9.6302e-11 | 0.00097009 | 9.6302e-11
[120 empty] | 7.3.3.17.5 (Remote Grid) Updates to grid topology to minimize risk of ignition in HFTDs Remote GridWLDFRContaminationAggregated | WLDFR | HFTD - Distribution - Tier 2 - 5QU CoRE ¦ 2QU LoRE | Non-Red Flag Warning - Large Fires | Contamination | Aggregated | 2065 | 9.9272e-08 | 768.4668 | 7.6287e-05 | 2065 | Mitigation | 0.95 | 45 | 0 | esc | 0.00097009 | 9.6302e-11 | 0.00097009 | 9.6302e-11
[120 empty] | 7.3.3.17.5 (Remote Grid) Updates to grid topology to minimize risk of ignition in HFTDs Remote GridWLDFRContaminationAggregated | WLDFR | HFTD - Distribution - Tier 2 - 5QU CoRE ¦ 2QU LoRE | Non-Red Flag Warning - Large Fires | Contamination | Aggregated | 2066 | 9.9272e-08 | 768.4668 | 7.6287e-05 | 2066 | Mitigation | 0.95 | 45 | 0 | esc | 0.00097009 | 9.6302e-11 | 0.00097009 | 9.6302e-11
[120 empty] | 7.3.3.17.5 (Remote Grid) Updates to grid topology to minimize risk of ignition in HFTDs Remote GridWLDFRContaminationAggregated | WLDFR | HFTD - Distribution - Tier 2 - 5QU CoRE ¦ 2QU LoRE | Non-Red Flag Warning - Large Fires | Contamination | Aggregated | 2067 | 9.9272e-08 | 768.4668 | 7.6287e-05 | 2067 | Mitigation | 0.95 | 45 | 0 | esc | 0 | 0 | 0.00097009 | 9.6302e-11
[120 empty] | 7.3.3.17.5 (Remote Grid) Updates to grid topology to minimize risk of ignition in HFTDs Remote GridWLDFREquipment / facility failureAggregated | WLDFR | HFTD - Distribution - Tier 2 - 5QU CoRE ¦ 2QU LoRE | Non-Red Flag Warning - Large Fires | Equipment / facility failure | Aggregated | 2022 | 1.4629e-06 | 768.4668 | 0.0011242 | 2022 | Mitigation | 0.95 | 45 | 0 | esc | 0.00097009 | 1.4191e-09 | 0 | 0
[120 empty] | 7.3.3.17.5 (Remote Grid) Updates to grid topology to minimize risk of ignition in HFTDs Remote GridWLDFREquipment / facility failureAggregated | WLDFR | HFTD - Distribution - Tier 2 - 5QU CoRE ¦ 2QU LoRE | Non-Red Flag Warning - Large Fires | Equipment / facility failure | Aggregated | 2023 | 1.4629e-06 | 768.4668 | 0.0011242 | 2023 | Mitigation | 0.95 | 45 | 0 | esc | 0.00097009 | 1.4191e-09 | 0.00097009 | 1.4191e-09
[120 empty] | 7.3.3.17.5 (Remote Grid) Updates to grid topology to minimize risk of ignition in HFTDs Remote GridWLDFREquipment / facility failureAggregated | WLDFR | HFTD - Distribution - Tier 2 - 5QU CoRE ¦ 2QU LoRE | Non-Red Flag Warning - Large Fires | Equipment / facility failure | Aggregated | 2024 | 1.4629e-06 | 768.4668 | 0.0011242 | 2024 | Mitigation | 0.95 | 45 | 0 | esc | 0.00097009 | 1.4191e-09 | 0.00097009 | 1.4191e-09
[120 empty] | 7.3.3.17.5 (Remote Grid) Updates to grid topology to minimize risk of ignition in HFTDs Remote GridWLDFREquipment / facility failureAggregated | WLDFR | HFTD - Distribution - Tier 2 - 5QU CoRE ¦ 2QU LoRE | Non-Red Flag Warning - Large Fires | Equipment / facility failure | Aggregated | 2025 | 1.4629e-06 | 768.4668 | 0.0011242 | 2025 | Mitigation | 0.95 | 45 | 0 | esc | 0.00097009 | 1.4191e-09 | 0.00097009 | 1.4191e-09
[120 empty] | 7.3.3.17.5 (Remote Grid) Updates to grid topology to minimize risk of ignition in HFTDs Remote GridWLDFREquipment / facility failureAggregated | WLDFR | HFTD - Distribution - Tier 2 - 5QU CoRE ¦ 2QU LoRE | Non-Red Flag Warning - Large Fires | Equipment / facility failure | Aggregated | 2026 | 1.4629e-06 | 768.4668 | 0.0011242 | 2026 | Mitigation | 0.95 | 45 | 0 | esc | 0.00097009 | 1.4191e-09 | 0.00097009 | 1.4191e-09
[120 empty] | 7.3.3.17.5 (Remote Grid) Updates to grid topology to minimize risk of ignition in HFTDs Remote GridWLDFREquipment / facility failureAggregated | WLDFR | HFTD - Distribution - Tier 2 - 5QU CoRE ¦ 2QU LoRE | Non-Red Flag Warning - Large Fires | Equipment / facility failure | Aggregated | 2027 | 1.4629e-06 | 768.4668 | 0.0011242 | 2027 | Mitigation | 0.95 | 45 | 0 | esc | 0.00097009 | 1.4191e-09 | 0.00097009 | 1.4191e-09
[120 empty] | 7.3.3.17.5 (Remote Grid) Updates to grid topology to minimize risk of ignition in HFTDs Remote GridWLDFREquipment / facility failureAggregated | WLDFR | HFTD - Distribution - Tier 2 - 5QU CoRE ¦ 2QU LoRE | Non-Red Flag Warning - Large Fires | Equipment / facility failure | Aggregated | 2028 | 1.4629e-06 | 768.4668 | 0.0011242 | 2028 | Mitigation | 0.95 | 45 | 0 | esc | 0.00097009 | 1.4191e-09 | 0.00097009 | 1.4191e-09
[120 empty] | 7.3.3.17.5 (Remote Grid) Updates to grid topology to minimize risk of ignition in HFTDs Remote GridWLDFREquipment / facility failureAggregated | WLDFR | HFTD - Distribution - Tier 2 - 5QU CoRE ¦ 2QU LoRE | Non-Red Flag Warning - Large Fires | Equipment / facility failure | Aggregated | 2029 | 1.4629e-06 | 768.4668 | 0.0011242 | 2029 | Mitigation | 0.95 | 45 | 0 | esc | 0.00097009 | 1.4191e-09 | 0.00097009 | 1.4191e-09
[120 empty] | 7.3.3.17.5 (Remote Grid) Updates to grid topology to minimize risk of ignition in HFTDs Remote GridWLDFREquipment / facility failureAggregated | WLDFR | HFTD - Distribution - Tier 2 - 5QU CoRE ¦ 2QU LoRE | Non-Red Flag Warning - Large Fires | Equipment / facility failure | Aggregated | 2030 | 1.4629e-06 | 768.4668 | 0.0011242 | 2030 | Mitigation | 0.95 | 45 | 0 | esc | 0.00097009 | 1.4191e-09 | 0.00097009 | 1.4191e-09
[120 empty] | 7.3.3.17.5 (Remote Grid) Updates to grid topology to minimize risk of ignition in HFTDs Remote GridWLDFREquipment / facility failureAggregated | WLDFR | HFTD - Distribution - Tier 2 - 5QU CoRE ¦ 2QU LoRE | Non-Red Flag Warning - Large Fires | Equipment / facility failure | Aggregated | 2031 | 1.4629e-06 | 768.4668 | 0.0011242 | 2031 | Mitigation | 0.95 | 45 | 0 | esc | 0.00097009 | 1.4191e-09 | 0.00097009 | 1.4191e-09
[120 empty] | 7.3.3.17.5 (Remote Grid) Updates to grid topology to minimize risk of ignition in HFTDs Remote GridWLDFREquipment / facility failureAggregated | WLDFR | HFTD - Distribution - Tier 2 - 5QU CoRE ¦ 2QU LoRE | Non-Red Flag Warning - Large Fires | Equipment / facility failure | Aggregated | 2032 | 1.4629e-06 | 768.4668 | 0.0011242 | 2032 | Mitigation | 0.95 | 45 | 0 | esc | 0.00097009 | 1.4191e-09 | 0.00097009 | 1.4191e-09
[120 empty] | 7.3.3.17.5 (Remote Grid) Updates to grid topology to minimize risk of ignition in HFTDs Remote GridWLDFREquipment / facility failureAggregated | WLDFR | HFTD - Distribution - Tier 2 - 5QU CoRE ¦ 2QU LoRE | Non-Red Flag Warning - Large Fires | Equipment / facility failure | Aggregated | 2033 | 1.4629e-06 | 768.4668 | 0.0011242 | 2033 | Mitigation | 0.95 | 45 | 0 | esc | 0.00097009 | 1.4191e-09 | 0.00097009 | 1.4191e-09
[120 empty] | 7.3.3.17.5 (Remote Grid) Updates to grid topology to minimize risk of ignition in HFTDs Remote GridWLDFREquipment / facility failureAggregated | WLDFR | HFTD - Distribution - Tier 2 - 5QU CoRE ¦ 2QU LoRE | Non-Red Flag Warning - Large Fires | Equipment / facility failure | Aggregated | 2034 | 1.4629e-06 | 768.4668 | 0.0011242 | 2034 | Mitigation | 0.95 | 45 | 0 | esc | 0.00097009 | 1.4191e-09 | 0.00097009 | 1.4191e-09
[120 empty] | 7.3.3.17.5 (Remote Grid) Updates to grid topology to minimize risk of ignition in HFTDs Remote GridWLDFREquipment / facility failureAggregated | WLDFR | HFTD - Distribution - Tier 2 - 5QU CoRE ¦ 2QU LoRE | Non-Red Flag Warning - Large Fires | Equipment / facility failure | Aggregated | 2035 | 1.4629e-06 | 768.4668 | 0.0011242 | 2035 | Mitigation | 0.95 | 45 | 0 | esc | 0.00097009 | 1.4191e-09 | 0.00097009 | 1.4191e-09
[120 empty] | 7.3.3.17.5 (Remote Grid) Updates to grid topology to minimize risk of ignition in HFTDs Remote GridWLDFREquipment / facility failureAggregated | WLDFR | HFTD - Distribution - Tier 2 - 5QU CoRE ¦ 2QU LoRE | Non-Red Flag Warning - Large Fires | Equipment / facility failure | Aggregated | 2036 | 1.4629e-06 | 768.4668 | 0.0011242 | 2036 | Mitigation | 0.95 | 45 | 0 | esc | 0.00097009 | 1.4191e-09 | 0.00097009 | 1.4191e-09
[120 empty] | 7.3.3.17.5 (Remote Grid) Updates to grid topology to minimize risk of ignition in HFTDs Remote GridWLDFREquipment / facility failureAggregated | WLDFR | HFTD - Distribution - Tier 2 - 5QU CoRE ¦ 2QU LoRE | Non-Red Flag Warning - Large Fires | Equipment / facility failure | Aggregated | 2037 | 1.4629e-06 | 768.4668 | 0.0011242 | 2037 | Mitigation | 0.95 | 45 | 0 | esc | 0.00097009 | 1.4191e-09 | 0.00097009 | 1.4191e-09
[120 empty] | 7.3.3.17.5 (Remote Grid) Updates to grid topology to minimize risk of ignition in HFTDs Remote GridWLDFREquipment / facility failureAggregated | WLDFR | HFTD - Distribution - Tier 2 - 5QU CoRE ¦ 2QU LoRE | Non-Red Flag Warning - Large Fires | Equipment / facility failure | Aggregated | 2038 | 1.4629e-06 | 768.4668 | 0.0011242 | 2038 | Mitigation | 0.95 | 45 | 0 | esc | 0.00097009 | 1.4191e-09 | 0.00097009 | 1.4191e-09
[120 empty] | 7.3.3.17.5 (Remote Grid) Updates to grid topology to minimize risk of ignition in HFTDs Remote GridWLDFREquipment / facility failureAggregated | WLDFR | HFTD - Distribution - Tier 2 - 5QU CoRE ¦ 2QU LoRE | Non-Red Flag Warning - Large Fires | Equipment / facility failure | Aggregated | 2039 | 1.4629e-06 | 768.4668 | 0.0011242 | 2039 | Mitigation | 0.95 | 45 | 0 | esc | 0.00097009 | 1.4191e-09 | 0.00097009 | 1.4191e-09
[120 empty] | 7.3.3.17.5 (Remote Grid) Updates to grid topology to minimize risk of ignition in HFTDs Remote GridWLDFREquipment / facility failureAggregated | WLDFR | HFTD - Distribution - Tier 2 - 5QU CoRE ¦ 2QU LoRE | Non-Red Flag Warning - Large Fires | Equipment / facility failure | Aggregated | 2040 | 1.4629e-06 | 768.4668 | 0.0011242 | 2040 | Mitigation | 0.95 | 45 | 0 | esc | 0.00097009 | 1.4191e-09 | 0.00097009 | 1.4191e-09
[120 empty] | 7.3.3.17.5 (Remote Grid) Updates to grid topology to minimize risk of ignition in HFTDs Remote GridWLDFREquipment / facility failureAggregated | WLDFR | HFTD - Distribution - Tier 2 - 5QU CoRE ¦ 2QU LoRE | Non-Red Flag Warning - Large Fires | Equipment / facility failure | Aggregated | 2041 | 1.4629e-06 | 768.4668 | 0.0011242 | 2041 | Mitigation | 0.95 | 45 | 0 | esc | 0.00097009 | 1.4191e-09 | 0.00097009 | 1.4191e-09
[120 empty] | 7.3.3.17.5 (Remote Grid) Updates to grid topology to minimize risk of ignition in HFTDs Remote GridWLDFREquipment / facility failureAggregated | WLDFR | HFTD - Distribution - Tier 2 - 5QU CoRE ¦ 2QU LoRE | Non-Red Flag Warning - Large Fires | Equipment / facility failure | Aggregated | 2042 | 1.4629e-06 | 768.4668 | 0.0011242 | 2042 | Mitigation | 0.95 | 45 | 0 | esc | 0.00097009 | 1.4191e-09 | 0.00097009 | 1.4191e-09
[120 empty] | 7.3.3.17.5 (Remote Grid) Updates to grid topology to minimize risk of ignition in HFTDs Remote GridWLDFREquipment / facility failureAggregated | WLDFR | HFTD - Distribution - Tier 2 - 5QU CoRE ¦ 2QU LoRE | Non-Red Flag Warning - Large Fires | Equipment / facility failure | Aggregated | 2043 | 1.4629e-06 | 768.4668 | 0.0011242 | 2043 | Mitigation | 0.95 | 45 | 0 | esc | 0.00097009 | 1.4191e-09 | 0.00097009 | 1.4191e-09
[120 empty] | 7.3.3.17.5 (Remote Grid) Updates to grid topology to minimize risk of ignition in HFTDs Remote GridWLDFREquipment / facility failureAggregated | WLDFR | HFTD - Distribution - Tier 2 - 5QU CoRE ¦ 2QU LoRE | Non-Red Flag Warning - Large Fires | Equipment / facility failure | Aggregated | 2044 | 1.4629e-06 | 768.4668 | 0.0011242 | 2044 | Mitigation | 0.95 | 45 | 0 | esc | 0.00097009 | 1.4191e-09 | 0.00097009 | 1.4191e-09
[120 empty] | 7.3.3.17.5 (Remote Grid) Updates to grid topology to minimize risk of ignition in HFTDs Remote GridWLDFREquipment / facility failureAggregated | WLDFR | HFTD - Distribution - Tier 2 - 5QU CoRE ¦ 2QU LoRE | Non-Red Flag Warning - Large Fires | Equipment / facility failure | Aggregated | 2045 | 1.4629e-06 | 768.4668 | 0.0011242 | 2045 | Mitigation | 0.95 | 45 | 0 | esc | 0.00097009 | 1.4191e-09 | 0.00097009 | 1.4191e-09
[120 empty] | 7.3.3.17.5 (Remote Grid) Updates to grid topology to minimize risk of ignition in HFTDs Remote GridWLDFREquipment / facility failureAggregated | WLDFR | HFTD - Distribution - Tier 2 - 5QU CoRE ¦ 2QU LoRE | Non-Red Flag Warning - Large Fires | Equipment / facility failure | Aggregated | 2046 | 1.4629e-06 | 768.4668 | 0.0011242 | 2046 | Mitigation | 0.95 | 45 | 0 | esc | 0.00097009 | 1.4191e-09 | 0.00097009 | 1.4191e-09
[120 empty] | 7.3.3.17.5 (Remote Grid) Updates to grid topology to minimize risk of ignition in HFTDs Remote GridWLDFREquipment / facility failureAggregated | WLDFR | HFTD - Distribution - Tier 2 - 5QU CoRE ¦ 2QU LoRE | Non-Red Flag Warning - Large Fires | Equipment / facility failure | Aggregated | 2047 | 1.4629e-06 | 768.4668 | 0.0011242 | 2047 | Mitigation | 0.95 | 45 | 0 | esc | 0.00097009 | 1.4191e-09 | 0.00097009 | 1.4191e-09
[120 empty] | 7.3.3.17.5 (Remote Grid) Updates to grid topology to minimize risk of ignition in HFTDs Remote GridWLDFREquipment / facility failureAggregated | WLDFR | HFTD - Distribution - Tier 2 - 5QU CoRE ¦ 2QU LoRE | Non-Red Flag Warning - Large Fires | Equipment / facility failure | Aggregated | 2048 | 1.4629e-06 | 768.4668 | 0.0011242 | 2048 | Mitigation | 0.95 | 45 | 0 | esc | 0.00097009 | 1.4191e-09 | 0.00097009 | 1.4191e-09
[120 empty] | 7.3.3.17.5 (Remote Grid) Updates to grid topology to minimize risk of ignition in HFTDs Remote GridWLDFREquipment / facility failureAggregated | WLDFR | HFTD - Distribution - Tier 2 - 5QU CoRE ¦ 2QU LoRE | Non-Red Flag Warning - Large Fires | Equipment / facility failure | Aggregated | 2049 | 1.4629e-06 | 768.4668 | 0.0011242 | 2049 | Mitigation | 0.95 | 45 | 0 | esc | 0.00097009 | 1.4191e-09 | 0.00097009 | 1.4191e-09
[120 empty] | 7.3.3.17.5 (Remote Grid) Updates to grid topology to minimize risk of ignition in HFTDs Remote GridWLDFREquipment / facility failureAggregated | WLDFR | HFTD - Distribution - Tier 2 - 5QU CoRE ¦ 2QU LoRE | Non-Red Flag Warning - Large Fires | Equipment / facility failure | Aggregated | 2050 | 1.4629e-06 | 768.4668 | 0.0011242 | 2050 | Mitigation | 0.95 | 45 | 0 | esc | 0.00097009 | 1.4191e-09 | 0.00097009 | 1.4191e-09
[120 empty] | 7.3.3.17.5 (Remote Grid) Updates to grid topology to minimize risk of ignition in HFTDs Remote GridWLDFREquipment / facility failureAggregated | WLDFR | HFTD - Distribution - Tier 2 - 5QU CoRE ¦ 2QU LoRE | Non-Red Flag Warning - Large Fires | Equipment / facility failure | Aggregated | 2051 | 1.4629e-06 | 768.4668 | 0.0011242 | 2051 | Mitigation | 0.95 | 45 | 0 | esc | 0.00097009 | 1.4191e-09 | 0.00097009 | 1.4191e-09
[120 empty] | 7.3.3.17.5 (Remote Grid) Updates to grid topology to minimize risk of ignition in HFTDs Remote GridWLDFREquipment / facility failureAggregated | WLDFR | HFTD - Distribution - Tier 2 - 5QU CoRE ¦ 2QU LoRE | Non-Red Flag Warning - Large Fires | Equipment / facility failure | Aggregated | 2052 | 1.4629e-06 | 768.4668 | 0.0011242 | 2052 | Mitigation | 0.95 | 45 | 0 | esc | 0.00097009 | 1.4191e-09 | 0.00097009 | 1.4191e-09
[120 empty] | 7.3.3.17.5 (Remote Grid) Updates to grid topology to minimize risk of ignition in HFTDs Remote GridWLDFREquipment / facility failureAggregated | WLDFR | HFTD - Distribution - Tier 2 - 5QU CoRE ¦ 2QU LoRE | Non-Red Flag Warning - Large Fires | Equipment / facility failure | Aggregated | 2053 | 1.4629e-06 | 768.4668 | 0.0011242 | 2053 | Mitigation | 0.95 | 45 | 0 | esc | 0.00097009 | 1.4191e-09 | 0.00097009 | 1.4191e-09
[120 empty] | 7.3.3.17.5 (Remote Grid) Updates to grid topology to minimize risk of ignition in HFTDs Remote GridWLDFREquipment / facility failureAggregated | WLDFR | HFTD - Distribution - Tier 2 - 5QU CoRE ¦ 2QU LoRE | Non-Red Flag Warning - Large Fires | Equipment / facility failure | Aggregated | 2054 | 1.4629e-06 | 768.4668 | 0.0011242 | 2054 | Mitigation | 0.95 | 45 | 0 | esc | 0.00097009 | 1.4191e-09 | 0.00097009 | 1.4191e-09
[120 empty] | 7.3.3.17.5 (Remote Grid) Updates to grid topology to minimize risk of ignition in HFTDs Remote GridWLDFREquipment / facility failureAggregated | WLDFR | HFTD - Distribution - Tier 2 - 5QU CoRE ¦ 2QU LoRE | Non-Red Flag Warning - Large Fires | Equipment / facility failure | Aggregated | 2055 | 1.4629e-06 | 768.4668 | 0.0011242 | 2055 | Mitigation | 0.95 | 45 | 0 | esc | 0.00097009 | 1.4191e-09 | 0.00097009 | 1.4191e-09
[120 empty] | 7.3.3.17.5 (Remote Grid) Updates to grid topology to minimize risk of ignition in HFTDs Remote GridWLDFREquipment / facility failureAggregated | WLDFR | HFTD - Distribution - Tier 2 - 5QU CoRE ¦ 2QU LoRE | Non-Red Flag Warning - Large Fires | Equipment / facility failure | Aggregated | 2056 | 1.4629e-06 | 768.4668 | 0.0011242 | 2056 | Mitigation | 0.95 | 45 | 0 | esc | 0.00097009 | 1.4191e-09 | 0.00097009 | 1.4191e-09
[120 empty] | 7.3.3.17.5 (Remote Grid) Updates to grid topology to minimize risk of ignition in HFTDs Remote GridWLDFREquipment / facility failureAggregated | WLDFR | HFTD - Distribution - Tier 2 - 5QU CoRE ¦ 2QU LoRE | Non-Red Flag Warning - Large Fires | Equipment / facility failure | Aggregated | 2057 | 1.4629e-06 | 768.4668 | 0.0011242 | 2057 | Mitigation | 0.95 | 45 | 0 | esc | 0.00097009 | 1.4191e-09 | 0.00097009 | 1.4191e-09
[120 empty] | 7.3.3.17.5 (Remote Grid) Updates to grid topology to minimize risk of ignition in HFTDs Remote GridWLDFREquipment / facility failureAggregated | WLDFR | HFTD - Distribution - Tier 2 - 5QU CoRE ¦ 2QU LoRE | Non-Red Flag Warning - Large Fires | Equipment / facility failure | Aggregated | 2058 | 1.4629e-06 | 768.4668 | 0.0011242 | 2058 | Mitigation | 0.95 | 45 | 0 | esc | 0.00097009 | 1.4191e-09 | 0.00097009 | 1.4191e-09
[120 empty] | 7.3.3.17.5 (Remote Grid) Updates to grid topology to minimize risk of ignition in HFTDs Remote GridWLDFREquipment / facility failureAggregated | WLDFR | HFTD - Distribution - Tier 2 - 5QU CoRE ¦ 2QU LoRE | Non-Red Flag Warning - Large Fires | Equipment / facility failure | Aggregated | 2059 | 1.4629e-06 | 768.4668 | 0.0011242 | 2059 | Mitigation | 0.95 | 45 | 0 | esc | 0.00097009 | 1.4191e-09 | 0.00097009 | 1.4191e-09
[120 empty] | 7.3.3.17.5 (Remote Grid) Updates to grid topology to minimize risk of ignition in HFTDs Remote GridWLDFREquipment / facility failureAggregated | WLDFR | HFTD - Distribution - Tier 2 - 5QU CoRE ¦ 2QU LoRE | Non-Red Flag Warning - Large Fires | Equipment / facility failure | Aggregated | 2060 | 1.4629e-06 | 768.4668 | 0.0011242 | 2060 | Mitigation | 0.95 | 45 | 0 | esc | 0.00097009 | 1.4191e-09 | 0.00097009 | 1.4191e-09
[120 empty] | 7.3.3.17.5 (Remote Grid) Updates to grid topology to minimize risk of ignition in HFTDs Remote GridWLDFREquipment / facility failureAggregated | WLDFR | HFTD - Distribution - Tier 2 - 5QU CoRE ¦ 2QU LoRE | Non-Red Flag Warning - Large Fires | Equipment / facility failure | Aggregated | 2061 | 1.4629e-06 | 768.4668 | 0.0011242 | 2061 | Mitigation | 0.95 | 45 | 0 | esc | 0.00097009 | 1.4191e-09 | 0.00097009 | 1.4191e-09
[120 empty] | 7.3.3.17.5 (Remote Grid) Updates to grid topology to minimize risk of ignition in HFTDs Remote GridWLDFREquipment / facility failureAggregated | WLDFR | HFTD - Distribution - Tier 2 - 5QU CoRE ¦ 2QU LoRE | Non-Red Flag Warning - Large Fires | Equipment / facility failure | Aggregated | 2062 | 1.4629e-06 | 768.4668 | 0.0011242 | 2062 | Mitigation | 0.95 | 45 | 0 | esc | 0.00097009 | 1.4191e-09 | 0.00097009 | 1.4191e-09
[120 empty] | 7.3.3.17.5 (Remote Grid) Updates to grid topology to minimize risk of ignition in HFTDs Remote GridWLDFREquipment / facility failureAggregated | WLDFR | HFTD - Distribution - Tier 2 - 5QU CoRE ¦ 2QU LoRE | Non-Red Flag Warning - Large Fires | Equipment / facility failure | Aggregated | 2063 | 1.4629e-06 | 768.4668 | 0.0011242 | 2063 | Mitigation | 0.95 | 45 | 0 | esc | 0.00097009 | 1.4191e-09 | 0.00097009 | 1.4191e-09
[120 empty] | 7.3.3.17.5 (Remote Grid) Updates to grid topology to minimize risk of ignition in HFTDs Remote GridWLDFREquipment / facility failureAggregated | WLDFR | HFTD - Distribution - Tier 2 - 5QU CoRE ¦ 2QU LoRE | Non-Red Flag Warning - Large Fires | Equipment / facility failure | Aggregated | 2064 | 1.4629e-06 | 768.4668 | 0.0011242 | 2064 | Mitigation | 0.95 | 45 | 0 | esc | 0.00097009 | 1.4191e-09 | 0.00097009 | 1.4191e-09
[120 empty] | 7.3.3.17.5 (Remote Grid) Updates to grid topology to minimize risk of ignition in HFTDs Remote GridWLDFREquipment / facility failureAggregated | WLDFR | HFTD - Distribution - Tier 2 - 5QU CoRE ¦ 2QU LoRE | Non-Red Flag Warning - Large Fires | Equipment / facility failure | Aggregated | 2065 | 1.4629e-06 | 768.4668 | 0.0011242 | 2065 | Mitigation | 0.95 | 45 | 0 | esc | 0.00097009 | 1.4191e-09 | 0.00097009 | 1.4191e-09
[120 empty] | 7.3.3.17.5 (Remote Grid) Updates to grid topology to minimize risk of ignition in HFTDs Remote GridWLDFREquipment / facility failureAggregated | WLDFR | HFTD - Distribution - Tier 2 - 5QU CoRE ¦ 2QU LoRE | Non-Red Flag Warning - Large Fires | Equipment / facility failure | Aggregated | 2066 | 1.4629e-06 | 768.4668 | 0.0011242 | 2066 | Mitigation | 0.95 | 45 | 0 | esc | 0.00097009 | 1.4191e-09 | 0.00097009 | 1.4191e-09
[120 empty] | 7.3.3.17.5 (Remote Grid) Updates to grid topology to minimize risk of ignition in HFTDs Remote GridWLDFREquipment / facility failureAggregated | WLDFR | HFTD - Distribution - Tier 2 - 5QU CoRE ¦ 2QU LoRE | Non-Red Flag Warning - Large Fires | Equipment / facility failure | Aggregated | 2067 | 1.4629e-06 | 768.4668 | 0.0011242 | 2067 | Mitigation | 0.95 | 45 | 0 | esc | 0 | 0 | 0.00097009 | 1.4191e-09
[120 empty] | 7.3.3.17.5 (Remote Grid) Updates to grid topology to minimize risk of ignition in HFTDs Remote GridWLDFRVegetation ContactAggregated | WLDFR | HFTD - Distribution - Tier 2 - 5QU CoRE ¦ 2QU LoRE | Non-Red Flag Warning - Large Fires | Vegetation Contact | Aggregated | 2022 | 5.6282e-06 | 768.4668 | 0.0043251 | 2022 | Mitigation | 0.95 | 45 | 0 | esc | 0.00097009 | 5.4599e-09 | 0 | 0
[120 empty] | 7.3.3.17.5 (Remote Grid) Updates to grid topology to minimize risk of ignition in HFTDs Remote GridWLDFRVegetation ContactAggregated | WLDFR | HFTD - Distribution - Tier 2 - 5QU CoRE ¦ 2QU LoRE | Non-Red Flag Warning - Large Fires | Vegetation Contact | Aggregated | 2023 | 5.6282e-06 | 768.4668 | 0.0043251 | 2023 | Mitigation | 0.95 | 45 | 0 | esc | 0.00097009 | 5.4599e-09 | 0.00097009 | 5.4599e-09
[120 empty] | 7.3.3.17.5 (Remote Grid) Updates to grid topology to minimize risk of ignition in HFTDs Remote GridWLDFRVegetation ContactAggregated | WLDFR | HFTD - Distribution - Tier 2 - 5QU CoRE ¦ 2QU LoRE | Non-Red Flag Warning - Large Fires | Vegetation Contact | Aggregated | 2024 | 5.6282e-06 | 768.4668 | 0.0043251 | 2024 | Mitigation | 0.95 | 45 | 0 | esc | 0.00097009 | 5.4599e-09 | 0.00097009 | 5.4599e-09
[120 empty] | 7.3.3.17.5 (Remote Grid) Updates to grid topology to minimize risk of ignition in HFTDs Remote GridWLDFRVegetation ContactAggregated | WLDFR | HFTD - Distribution - Tier 2 - 5QU CoRE ¦ 2QU LoRE | Non-Red Flag Warning - Large Fires | Vegetation Contact | Aggregated | 2025 | 5.6282e-06 | 768.4668 | 0.0043251 | 2025 | Mitigation | 0.95 | 45 | 0 | esc | 0.00097009 | 5.4599e-09 | 0.00097009 | 5.4599e-09
[120 empty] | 7.3.3.17.5 (Remote Grid) Updates to grid topology to minimize risk of ignition in HFTDs Remote GridWLDFRVegetation ContactAggregated | WLDFR | HFTD - Distribution - Tier 2 - 5QU CoRE ¦ 2QU LoRE | Non-Red Flag Warning - Large Fires | Vegetation Contact | Aggregated | 2026 | 5.6282e-06 | 768.4668 | 0.0043251 | 2026 | Mitigation | 0.95 | 45 | 0 | esc | 0.00097009 | 5.4599e-09 | 0.00097009 | 5.4599e-09
[120 empty] | 7.3.3.17.5 (Remote Grid) Updates to grid topology to minimize risk of ignition in HFTDs Remote GridWLDFRVegetation ContactAggregated | WLDFR | HFTD - Distribution - Tier 2 - 5QU CoRE ¦ 2QU LoRE | Non-Red Flag Warning - Large Fires | Vegetation Contact | Aggregated | 2027 | 5.6282e-06 | 768.4668 | 0.0043251 | 2027 | Mitigation | 0.95 | 45 | 0 | esc | 0.00097009 | 5.4599e-09 | 0.00097009 | 5.4599e-09
[120 empty] | 7.3.3.17.5 (Remote Grid) Updates to grid topology to minimize risk of ignition in HFTDs Remote GridWLDFRVegetation ContactAggregated | WLDFR | HFTD - Distribution - Tier 2 - 5QU CoRE ¦ 2QU LoRE | Non-Red Flag Warning - Large Fires | Vegetation Contact | Aggregated | 2028 | 5.6282e-06 | 768.4668 | 0.0043251 | 2028 | Mitigation | 0.95 | 45 | 0 | esc | 0.00097009 | 5.4599e-09 | 0.00097009 | 5.4599e-09
[120 empty] | 7.3.3.17.5 (Remote Grid) Updates to grid topology to minimize risk of ignition in HFTDs Remote GridWLDFRVegetation ContactAggregated | WLDFR | HFTD - Distribution - Tier 2 - 5QU CoRE ¦ 2QU LoRE | Non-Red Flag Warning - Large Fires | Vegetation Contact | Aggregated | 2029 | 5.6282e-06 | 768.4668 | 0.0043251 | 2029 | Mitigation | 0.95 | 45 | 0 | esc | 0.00097009 | 5.4599e-09 | 0.00097009 | 5.4599e-09
[120 empty] | 7.3.3.17.5 (Remote Grid) Updates to grid topology to minimize risk of ignition in HFTDs Remote GridWLDFRVegetation ContactAggregated | WLDFR | HFTD - Distribution - Tier 2 - 5QU CoRE ¦ 2QU LoRE | Non-Red Flag Warning - Large Fires | Vegetation Contact | Aggregated | 2030 | 5.6282e-06 | 768.4668 | 0.0043251 | 2030 | Mitigation | 0.95 | 45 | 0 | esc | 0.00097009 | 5.4599e-09 | 0.00097009 | 5.4599e-09
[120 empty] | 7.3.3.17.5 (Remote Grid) Updates to grid topology to minimize risk of ignition in HFTDs Remote GridWLDFRVegetation ContactAggregated | WLDFR | HFTD - Distribution - Tier 2 - 5QU CoRE ¦ 2QU LoRE | Non-Red Flag Warning - Large Fires | Vegetation Contact | Aggregated | 2031 | 5.6282e-06 | 768.4668 | 0.0043251 | 2031 | Mitigation | 0.95 | 45 | 0 | esc | 0.00097009 | 5.4599e-09 | 0.00097009 | 5.4599e-09
[120 empty] | 7.3.3.17.5 (Remote Grid) Updates to grid topology to minimize risk of ignition in HFTDs Remote GridWLDFRVegetation ContactAggregated | WLDFR | HFTD - Distribution - Tier 2 - 5QU CoRE ¦ 2QU LoRE | Non-Red Flag Warning - Large Fires | Vegetation Contact | Aggregated | 2032 | 5.6282e-06 | 768.4668 | 0.0043251 | 2032 | Mitigation | 0.95 | 45 | 0 | esc | 0.00097009 | 5.4599e-09 | 0.00097009 | 5.4599e-09
[120 empty] | 7.3.3.17.5 (Remote Grid) Updates to grid topology to minimize risk of ignition in HFTDs Remote GridWLDFRVegetation ContactAggregated | WLDFR | HFTD - Distribution - Tier 2 - 5QU CoRE ¦ 2QU LoRE | Non-Red Flag Warning - Large Fires | Vegetation Contact | Aggregated | 2033 | 5.6282e-06 | 768.4668 | 0.0043251 | 2033 | Mitigation | 0.95 | 45 | 0 | esc | 0.00097009 | 5.4599e-09 | 0.00097009 | 5.4599e-09
[120 empty] | 7.3.3.17.5 (Remote Grid) Updates to grid topology to minimize risk of ignition in HFTDs Remote GridWLDFRVegetation ContactAggregated | WLDFR | HFTD - Distribution - Tier 2 - 5QU CoRE ¦ 2QU LoRE | Non-Red Flag Warning - Large Fires | Vegetation Contact | Aggregated | 2034 | 5.6282e-06 | 768.4668 | 0.0043251 | 2034 | Mitigation | 0.95 | 45 | 0 | esc | 0.00097009 | 5.4599e-09 | 0.00097009 | 5.4599e-09
[120 empty] | 7.3.3.17.5 (Remote Grid) Updates to grid topology to minimize risk of ignition in HFTDs Remote GridWLDFRVegetation ContactAggregated | WLDFR | HFTD - Distribution - Tier 2 - 5QU CoRE ¦ 2QU LoRE | Non-Red Flag Warning - Large Fires | Vegetation Contact | Aggregated | 2035 | 5.6282e-06 | 768.4668 | 0.0043251 | 2035 | Mitigation | 0.95 | 45 | 0 | esc | 0.00097009 | 5.4599e-09 | 0.00097009 | 5.4599e-09
[120 empty] | 7.3.3.17.5 (Remote Grid) Updates to grid topology to minimize risk of ignition in HFTDs Remote GridWLDFRVegetation ContactAggregated | WLDFR | HFTD - Distribution - Tier 2 - 5QU CoRE ¦ 2QU LoRE | Non-Red Flag Warning - Large Fires | Vegetation Contact | Aggregated | 2036 | 5.6282e-06 | 768.4668 | 0.0043251 | 2036 | Mitigation | 0.95 | 45 | 0 | esc | 0.00097009 | 5.4599e-09 | 0.00097009 | 5.4599e-09
[120 empty] | 7.3.3.17.5 (Remote Grid) Updates to grid topology to minimize risk of ignition in HFTDs Remote GridWLDFRVegetation ContactAggregated | WLDFR | HFTD - Distribution - Tier 2 - 5QU CoRE ¦ 2QU LoRE | Non-Red Flag Warning - Large Fires | Vegetation Contact | Aggregated | 2037 | 5.6282e-06 | 768.4668 | 0.0043251 | 2037 | Mitigation | 0.95 | 45 | 0 | esc | 0.00097009 | 5.4599e-09 | 0.00097009 | 5.4599e-09
[120 empty] | 7.3.3.17.5 (Remote Grid) Updates to grid topology to minimize risk of ignition in HFTDs Remote GridWLDFRVegetation ContactAggregated | WLDFR | HFTD - Distribution - Tier 2 - 5QU CoRE ¦ 2QU LoRE | Non-Red Flag Warning - Large Fires | Vegetation Contact | Aggregated | 2038 | 5.6282e-06 | 768.4668 | 0.0043251 | 2038 | Mitigation | 0.95 | 45 | 0 | esc | 0.00097009 | 5.4599e-09 | 0.00097009 | 5.4599e-09
[120 empty] | 7.3.3.17.5 (Remote Grid) Updates to grid topology to minimize risk of ignition in HFTDs Remote GridWLDFRVegetation ContactAggregated | WLDFR | HFTD - Distribution - Tier 2 - 5QU CoRE ¦ 2QU LoRE | Non-Red Flag Warning - Large Fires | Vegetation Contact | Aggregated | 2039 | 5.6282e-06 | 768.4668 | 0.0043251 | 2039 | Mitigation | 0.95 | 45 | 0 | esc | 0.00097009 | 5.4599e-09 | 0.00097009 | 5.4599e-09
[120 empty] | 7.3.3.17.5 (Remote Grid) Updates to grid topology to minimize risk of ignition in HFTDs Remote GridWLDFRVegetation ContactAggregated | WLDFR | HFTD - Distribution - Tier 2 - 5QU CoRE ¦ 2QU LoRE | Non-Red Flag Warning - Large Fires | Vegetation Contact | Aggregated | 2040 | 5.6282e-06 | 768.4668 | 0.0043251 | 2040 | Mitigation | 0.95 | 45 | 0 | esc | 0.00097009 | 5.4599e-09 | 0.00097009 | 5.4599e-09
[120 empty] | 7.3.3.17.5 (Remote Grid) Updates to grid topology to minimize risk of ignition in HFTDs Remote GridWLDFRVegetation ContactAggregated | WLDFR | HFTD - Distribution - Tier 2 - 5QU CoRE ¦ 2QU LoRE | Non-Red Flag Warning - Large Fires | Vegetation Contact | Aggregated | 2041 | 5.6282e-06 | 768.4668 | 0.0043251 | 2041 | Mitigation | 0.95 | 45 | 0 | esc | 0.00097009 | 5.4599e-09 | 0.00097009 | 5.4599e-09
[120 empty] | 7.3.3.17.5 (Remote Grid) Updates to grid topology to minimize risk of ignition in HFTDs Remote GridWLDFRVegetation ContactAggregated | WLDFR | HFTD - Distribution - Tier 2 - 5QU CoRE ¦ 2QU LoRE | Non-Red Flag Warning - Large Fires | Vegetation Contact | Aggregated | 2042 | 5.6282e-06 | 768.4668 | 0.0043251 | 2042 | Mitigation | 0.95 | 45 | 0 | esc | 0.00097009 | 5.4599e-09 | 0.00097009 | 5.4599e-09
[120 empty] | 7.3.3.17.5 (Remote Grid) Updates to grid topology to minimize risk of ignition in HFTDs Remote GridWLDFRVegetation ContactAggregated | WLDFR | HFTD - Distribution - Tier 2 - 5QU CoRE ¦ 2QU LoRE | Non-Red Flag Warning - Large Fires | Vegetation Contact | Aggregated | 2043 | 5.6282e-06 | 768.4668 | 0.0043251 | 2043 | Mitigation | 0.95 | 45 | 0 | esc | 0.00097009 | 5.4599e-09 | 0.00097009 | 5.4599e-09
[120 empty] | 7.3.3.17.5 (Remote Grid) Updates to grid topology to minimize risk of ignition in HFTDs Remote GridWLDFRVegetation ContactAggregated | WLDFR | HFTD - Distribution - Tier 2 - 5QU CoRE ¦ 2QU LoRE | Non-Red Flag Warning - Large Fires | Vegetation Contact | Aggregated | 2044 | 5.6282e-06 | 768.4668 | 0.0043251 | 2044 | Mitigation | 0.95 | 45 | 0 | esc | 0.00097009 | 5.4599e-09 | 0.00097009 | 5.4599e-09
[120 empty] | 7.3.3.17.5 (Remote Grid) Updates to grid topology to minimize risk of ignition in HFTDs Remote GridWLDFRVegetation ContactAggregated | WLDFR | HFTD - Distribution - Tier 2 - 5QU CoRE ¦ 2QU LoRE | Non-Red Flag Warning - Large Fires | Vegetation Contact | Aggregated | 2045 | 5.6282e-06 | 768.4668 | 0.0043251 | 2045 | Mitigation | 0.95 | 45 | 0 | esc | 0.00097009 | 5.4599e-09 | 0.00097009 | 5.4599e-09
[120 empty] | 7.3.3.17.5 (Remote Grid) Updates to grid topology to minimize risk of ignition in HFTDs Remote GridWLDFRVegetation ContactAggregated | WLDFR | HFTD - Distribution - Tier 2 - 5QU CoRE ¦ 2QU LoRE | Non-Red Flag Warning - Large Fires | Vegetation Contact | Aggregated | 2046 | 5.6282e-06 | 768.4668 | 0.0043251 | 2046 | Mitigation | 0.95 | 45 | 0 | esc | 0.00097009 | 5.4599e-09 | 0.00097009 | 5.4599e-09
[120 empty] | 7.3.3.17.5 (Remote Grid) Updates to grid topology to minimize risk of ignition in HFTDs Remote GridWLDFRVegetation ContactAggregated | WLDFR | HFTD - Distribution - Tier 2 - 5QU CoRE ¦ 2QU LoRE | Non-Red Flag Warning - Large Fires | Vegetation Contact | Aggregated | 2047 | 5.6282e-06 | 768.4668 | 0.0043251 | 2047 | Mitigation | 0.95 | 45 | 0 | esc | 0.00097009 | 5.4599e-09 | 0.00097009 | 5.4599e-09
[120 empty] | 7.3.3.17.5 (Remote Grid) Updates to grid topology to minimize risk of ignition in HFTDs Remote GridWLDFRVegetation ContactAggregated | WLDFR | HFTD - Distribution - Tier 2 - 5QU CoRE ¦ 2QU LoRE | Non-Red Flag Warning - Large Fires | Vegetation Contact | Aggregated | 2048 | 5.6282e-06 | 768.4668 | 0.0043251 | 2048 | Mitigation | 0.95 | 45 | 0 | esc | 0.00097009 | 5.4599e-09 | 0.00097009 | 5.4599e-09
[120 empty] | 7.3.3.17.5 (Remote Grid) Updates to grid topology to minimize risk of ignition in HFTDs Remote GridWLDFRVegetation ContactAggregated | WLDFR | HFTD - Distribution - Tier 2 - 5QU CoRE ¦ 2QU LoRE | Non-Red Flag Warning - Large Fires | Vegetation Contact | Aggregated | 2049 | 5.6282e-06 | 768.4668 | 0.0043251 | 2049 | Mitigation | 0.95 | 45 | 0 | esc | 0.00097009 | 5.4599e-09 | 0.00097009 | 5.4599e-09
[120 empty] | 7.3.3.17.5 (Remote Grid) Updates to grid topology to minimize risk of ignition in HFTDs Remote GridWLDFRVegetation ContactAggregated | WLDFR | HFTD - Distribution - Tier 2 - 5QU CoRE ¦ 2QU LoRE | Non-Red Flag Warning - Large Fires | Vegetation Contact | Aggregated | 2050 | 5.6282e-06 | 768.4668 | 0.0043251 | 2050 | Mitigation | 0.95 | 45 | 0 | esc | 0.00097009 | 5.4599e-09 | 0.00097009 | 5.4599e-09
[120 empty] | 7.3.3.17.5 (Remote Grid) Updates to grid topology to minimize risk of ignition in HFTDs Remote GridWLDFRVegetation ContactAggregated | WLDFR | HFTD - Distribution - Tier 2 - 5QU CoRE ¦ 2QU LoRE | Non-Red Flag Warning - Large Fires | Vegetation Contact | Aggregated | 2051 | 5.6282e-06 | 768.4668 | 0.0043251 | 2051 | Mitigation | 0.95 | 45 | 0 | esc | 0.00097009 | 5.4599e-09 | 0.00097009 | 5.4599e-09
[120 empty] | 7.3.3.17.5 (Remote Grid) Updates to grid topology to minimize risk of ignition in HFTDs Remote GridWLDFRVegetation ContactAggregated | WLDFR | HFTD - Distribution - Tier 2 - 5QU CoRE ¦ 2QU LoRE | Non-Red Flag Warning - Large Fires | Vegetation Contact | Aggregated | 2052 | 5.6282e-06 | 768.4668 | 0.0043251 | 2052 | Mitigation | 0.95 | 45 | 0 | esc | 0.00097009 | 5.4599e-09 | 0.00097009 | 5.4599e-09
[120 empty] | 7.3.3.17.5 (Remote Grid) Updates to grid topology to minimize risk of ignition in HFTDs Remote GridWLDFRVegetation ContactAggregated | WLDFR | HFTD - Distribution - Tier 2 - 5QU CoRE ¦ 2QU LoRE | Non-Red Flag Warning - Large Fires | Vegetation Contact | Aggregated | 2053 | 5.6282e-06 | 768.4668 | 0.0043251 | 2053 | Mitigation | 0.95 | 45 | 0 | esc | 0.00097009 | 5.4599e-09 | 0.00097009 | 5.4599e-09
[120 empty] | 7.3.3.17.5 (Remote Grid) Updates to grid topology to minimize risk of ignition in HFTDs Remote GridWLDFRVegetation ContactAggregated | WLDFR | HFTD - Distribution - Tier 2 - 5QU CoRE ¦ 2QU LoRE | Non-Red Flag Warning - Large Fires | Vegetation Contact | Aggregated | 2054 | 5.6282e-06 | 768.4668 | 0.0043251 | 2054 | Mitigation | 0.95 | 45 | 0 | esc | 0.00097009 | 5.4599e-09 | 0.00097009 | 5.4599e-09
[120 empty] | 7.3.3.17.5 (Remote Grid) Updates to grid topology to minimize risk of ignition in HFTDs Remote GridWLDFRVegetation ContactAggregated | WLDFR | HFTD - Distribution - Tier 2 - 5QU CoRE ¦ 2QU LoRE | Non-Red Flag Warning - Large Fires | Vegetation Contact | Aggregated | 2055 | 5.6282e-06 | 768.4668 | 0.0043251 | 2055 | Mitigation | 0.95 | 45 | 0 | esc | 0.00097009 | 5.4599e-09 | 0.00097009 | 5.4599e-09
[120 empty] | 7.3.3.17.5 (Remote Grid) Updates to grid topology to minimize risk of ignition in HFTDs Remote GridWLDFRVegetation ContactAggregated | WLDFR | HFTD - Distribution - Tier 2 - 5QU CoRE ¦ 2QU LoRE | Non-Red Flag Warning - Large Fires | Vegetation Contact | Aggregated | 2056 | 5.6282e-06 | 768.4668 | 0.0043251 | 2056 | Mitigation | 0.95 | 45 | 0 | esc | 0.00097009 | 5.4599e-09 | 0.00097009 | 5.4599e-09
[120 empty] | 7.3.3.17.5 (Remote Grid) Updates to grid topology to minimize risk of ignition in HFTDs Remote GridWLDFRVegetation ContactAggregated | WLDFR | HFTD - Distribution - Tier 2 - 5QU CoRE ¦ 2QU LoRE | Non-Red Flag Warning - Large Fires | Vegetation Contact | Aggregated | 2057 | 5.6282e-06 | 768.4668 | 0.0043251 | 2057 | Mitigation | 0.95 | 45 | 0 | esc | 0.00097009 | 5.4599e-09 | 0.00097009 | 5.4599e-09
[120 empty] | 7.3.3.17.5 (Remote Grid) Updates to grid topology to minimize risk of ignition in HFTDs Remote GridWLDFRVegetation ContactAggregated | WLDFR | HFTD - Distribution - Tier 2 - 5QU CoRE ¦ 2QU LoRE | Non-Red Flag Warning - Large Fires | Vegetation Contact | Aggregated | 2058 | 5.6282e-06 | 768.4668 | 0.0043251 | 2058 | Mitigation | 0.95 | 45 | 0 | esc | 0.00097009 | 5.4599e-09 | 0.00097009 | 5.4599e-09
[120 empty] | 7.3.3.17.5 (Remote Grid) Updates to grid topology to minimize risk of ignition in HFTDs Remote GridWLDFRVegetation ContactAggregated | WLDFR | HFTD - Distribution - Tier 2 - 5QU CoRE ¦ 2QU LoRE | Non-Red Flag Warning - Large Fires | Vegetation Contact | Aggregated | 2059 | 5.6282e-06 | 768.4668 | 0.0043251 | 2059 | Mitigation | 0.95 | 45 | 0 | esc | 0.00097009 | 5.4599e-09 | 0.00097009 | 5.4599e-09
[120 empty] | 7.3.3.17.5 (Remote Grid) Updates to grid topology to minimize risk of ignition in HFTDs Remote GridWLDFRVegetation ContactAggregated | WLDFR | HFTD - Distribution - Tier 2 - 5QU CoRE ¦ 2QU LoRE | Non-Red Flag Warning - Large Fires | Vegetation Contact | Aggregated | 2060 | 5.6282e-06 | 768.4668 | 0.0043251 | 2060 | Mitigation | 0.95 | 45 | 0 | esc | 0.00097009 | 5.4599e-09 | 0.00097009 | 5.4599e-09
[120 empty] | 7.3.3.17.5 (Remote Grid) Updates to grid topology to minimize risk of ignition in HFTDs Remote GridWLDFRVegetation ContactAggregated | WLDFR | HFTD - Distribution - Tier 2 - 5QU CoRE ¦ 2QU LoRE | Non-Red Flag Warning - Large Fires | Vegetation Contact | Aggregated | 2061 | 5.6282e-06 | 768.4668 | 0.0043251 | 2061 | Mitigation | 0.95 | 45 | 0 | esc | 0.00097009 | 5.4599e-09 | 0.00097009 | 5.4599e-09
[120 empty] | 7.3.3.17.5 (Remote Grid) Updates to grid topology to minimize risk of ignition in HFTDs Remote GridWLDFRVegetation ContactAggregated | WLDFR | HFTD - Distribution - Tier 2 - 5QU CoRE ¦ 2QU LoRE | Non-Red Flag Warning - Large Fires | Vegetation Contact | Aggregated | 2062 | 5.6282e-06 | 768.4668 | 0.0043251 | 2062 | Mitigation | 0.95 | 45 | 0 | esc | 0.00097009 | 5.4599e-09 | 0.00097009 | 5.4599e-09
[120 empty] | 7.3.3.17.5 (Remote Grid) Updates to grid topology to minimize risk of ignition in HFTDs Remote GridWLDFRVegetation ContactAggregated | WLDFR | HFTD - Distribution - Tier 2 - 5QU CoRE ¦ 2QU LoRE | Non-Red Flag Warning - Large Fires | Vegetation Contact | Aggregated | 2063 | 5.6282e-06 | 768.4668 | 0.0043251 | 2063 | Mitigation | 0.95 | 45 | 0 | esc | 0.00097009 | 5.4599e-09 | 0.00097009 | 5.4599e-09
[120 empty] | 7.3.3.17.5 (Remote Grid) Updates to grid topology to minimize risk of ignition in HFTDs Remote GridWLDFRVegetation ContactAggregated | WLDFR | HFTD - Distribution - Tier 2 - 5QU CoRE ¦ 2QU LoRE | Non-Red Flag Warning - Large Fires | Vegetation Contact | Aggregated | 2064 | 5.6282e-06 | 768.4668 | 0.0043251 | 2064 | Mitigation | 0.95 | 45 | 0 | esc | 0.00097009 | 5.4599e-09 | 0.00097009 | 5.4599e-09
[120 empty] | 7.3.3.17.5 (Remote Grid) Updates to grid topology to minimize risk of ignition in HFTDs Remote GridWLDFRVegetation ContactAggregated | WLDFR | HFTD - Distribution - Tier 2 - 5QU CoRE ¦ 2QU LoRE | Non-Red Flag Warning - Large Fires | Vegetation Contact | Aggregated | 2065 | 5.6282e-06 | 768.4668 | 0.0043251 | 2065 | Mitigation | 0.95 | 45 | 0 | esc | 0.00097009 | 5.4599e-09 | 0.00097009 | 5.4599e-09
[120 empty] | 7.3.3.17.5 (Remote Grid) Updates to grid topology to minimize risk of ignition in HFTDs Remote GridWLDFRVegetation ContactAggregated | WLDFR | HFTD - Distribution - Tier 2 - 5QU CoRE ¦ 2QU LoRE | Non-Red Flag Warning - Large Fires | Vegetation Contact | Aggregated | 2066 | 5.6282e-06 | 768.4668 | 0.0043251 | 2066 | Mitigation | 0.95 | 45 | 0 | esc | 0.00097009 | 5.4599e-09 | 0.00097009 | 5.4599e-09
[120 empty] | 7.3.3.17.5 (Remote Grid) Updates to grid topology to minimize risk of ignition in HFTDs Remote GridWLDFRVegetation ContactAggregated | WLDFR | HFTD - Distribution - Tier 2 - 5QU CoRE ¦ 2QU LoRE | Non-Red Flag Warning - Large Fires | Vegetation Contact | Aggregated | 2067 | 5.6282e-06 | 768.4668 | 0.0043251 | 2067 | Mitigation | 0.95 | 45 | 0 | esc | 0 | 0 | 0.00097009 | 5.4599e-09
[120 empty] | 7.3.3.17.5 (Remote Grid) Updates to grid topology to minimize risk of ignition in HFTDs Remote GridWLDFRWire-to-wire contactAggregated | WLDFR | HFTD - Distribution - Tier 2 - 5QU CoRE ¦ 2QU LoRE | Non-Red Flag Warning - Large Fires | Wire-to-wire contact | Aggregated | 2022 | 1.0671e-06 | 768.4668 | 0.00082002 | 2022 | Mitigation | 0.95 | 45 | 0 | esc | 0.00097009 | 1.0352e-09 | 0 | 0
[120 empty] | 7.3.3.17.5 (Remote Grid) Updates to grid topology to minimize risk of ignition in HFTDs Remote GridWLDFRWire-to-wire contactAggregated | WLDFR | HFTD - Distribution - Tier 2 - 5QU CoRE ¦ 2QU LoRE | Non-Red Flag Warning - Large Fires | Wire-to-wire contact | Aggregated | 2023 | 1.0671e-06 | 768.4668 | 0.00082002 | 2023 | Mitigation | 0.95 | 45 | 0 | esc | 0.00097009 | 1.0352e-09 | 0.00097009 | 1.0352e-09
[120 empty] | 7.3.3.17.5 (Remote Grid) Updates to grid topology to minimize risk of ignition in HFTDs Remote GridWLDFRWire-to-wire contactAggregated | WLDFR | HFTD - Distribution - Tier 2 - 5QU CoRE ¦ 2QU LoRE | Non-Red Flag Warning - Large Fires | Wire-to-wire contact | Aggregated | 2024 | 1.0671e-06 | 768.4668 | 0.00082002 | 2024 | Mitigation | 0.95 | 45 | 0 | esc | 0.00097009 | 1.0352e-09 | 0.00097009 | 1.0352e-09
[120 empty] | 7.3.3.17.5 (Remote Grid) Updates to grid topology to minimize risk of ignition in HFTDs Remote GridWLDFRWire-to-wire contactAggregated | WLDFR | HFTD - Distribution - Tier 2 - 5QU CoRE ¦ 2QU LoRE | Non-Red Flag Warning - Large Fires | Wire-to-wire contact | Aggregated | 2025 | 1.0671e-06 | 768.4668 | 0.00082002 | 2025 | Mitigation | 0.95 | 45 | 0 | esc | 0.00097009 | 1.0352e-09 | 0.00097009 | 1.0352e-09
[120 empty] | 7.3.3.17.5 (Remote Grid) Updates to grid topology to minimize risk of ignition in HFTDs Remote GridWLDFRWire-to-wire contactAggregated | WLDFR | HFTD - Distribution - Tier 2 - 5QU CoRE ¦ 2QU LoRE | Non-Red Flag Warning - Large Fires | Wire-to-wire contact | Aggregated | 2026 | 1.0671e-06 | 768.4668 | 0.00082002 | 2026 | Mitigation | 0.95 | 45 | 0 | esc | 0.00097009 | 1.0352e-09 | 0.00097009 | 1.0352e-09
[120 empty] | 7.3.3.17.5 (Remote Grid) Updates to grid topology to minimize risk of ignition in HFTDs Remote GridWLDFRWire-to-wire contactAggregated | WLDFR | HFTD - Distribution - Tier 2 - 5QU CoRE ¦ 2QU LoRE | Non-Red Flag Warning - Large Fires | Wire-to-wire contact | Aggregated | 2027 | 1.0671e-06 | 768.4668 | 0.00082002 | 2027 | Mitigation | 0.95 | 45 | 0 | esc | 0.00097009 | 1.0352e-09 | 0.00097009 | 1.0352e-09
[120 empty] | 7.3.3.17.5 (Remote Grid) Updates to grid topology to minimize risk of ignition in HFTDs Remote GridWLDFRWire-to-wire contactAggregated | WLDFR | HFTD - Distribution - Tier 2 - 5QU CoRE ¦ 2QU LoRE | Non-Red Flag Warning - Large Fires | Wire-to-wire contact | Aggregated | 2028 | 1.0671e-06 | 768.4668 | 0.00082002 | 2028 | Mitigation | 0.95 | 45 | 0 | esc | 0.00097009 | 1.0352e-09 | 0.00097009 | 1.0352e-09
[120 empty] | 7.3.3.17.5 (Remote Grid) Updates to grid topology to minimize risk of ignition in HFTDs Remote GridWLDFRWire-to-wire contactAggregated | WLDFR | HFTD - Distribution - Tier 2 - 5QU CoRE ¦ 2QU LoRE | Non-Red Flag Warning - Large Fires | Wire-to-wire contact | Aggregated | 2029 | 1.0671e-06 | 768.4668 | 0.00082002 | 2029 | Mitigation | 0.95 | 45 | 0 | esc | 0.00097009 | 1.0352e-09 | 0.00097009 | 1.0352e-09
[120 empty] | 7.3.3.17.5 (Remote Grid) Updates to grid topology to minimize risk of ignition in HFTDs Remote GridWLDFRWire-to-wire contactAggregated | WLDFR | HFTD - Distribution - Tier 2 - 5QU CoRE ¦ 2QU LoRE | Non-Red Flag Warning - Large Fires | Wire-to-wire contact | Aggregated | 2030 | 1.0671e-06 | 768.4668 | 0.00082002 | 2030 | Mitigation | 0.95 | 45 | 0 | esc | 0.00097009 | 1.0352e-09 | 0.00097009 | 1.0352e-09
[120 empty] | 7.3.3.17.5 (Remote Grid) Updates to grid topology to minimize risk of ignition in HFTDs Remote GridWLDFRWire-to-wire contactAggregated | WLDFR | HFTD - Distribution - Tier 2 - 5QU CoRE ¦ 2QU LoRE | Non-Red Flag Warning - Large Fires | Wire-to-wire contact | Aggregated | 2031 | 1.0671e-06 | 768.4668 | 0.00082002 | 2031 | Mitigation | 0.95 | 45 | 0 | esc | 0.00097009 | 1.0352e-09 | 0.00097009 | 1.0352e-09
[120 empty] | 7.3.3.17.5 (Remote Grid) Updates to grid topology to minimize risk of ignition in HFTDs Remote GridWLDFRWire-to-wire contactAggregated | WLDFR | HFTD - Distribution - Tier 2 - 5QU CoRE ¦ 2QU LoRE | Non-Red Flag Warning - Large Fires | Wire-to-wire contact | Aggregated | 2032 | 1.0671e-06 | 768.4668 | 0.00082002 | 2032 | Mitigation | 0.95 | 45 | 0 | esc | 0.00097009 | 1.0352e-09 | 0.00097009 | 1.0352e-09
[120 empty] | 7.3.3.17.5 (Remote Grid) Updates to grid topology to minimize risk of ignition in HFTDs Remote GridWLDFRWire-to-wire contactAggregated | WLDFR | HFTD - Distribution - Tier 2 - 5QU CoRE ¦ 2QU LoRE | Non-Red Flag Warning - Large Fires | Wire-to-wire contact | Aggregated | 2033 | 1.0671e-06 | 768.4668 | 0.00082002 | 2033 | Mitigation | 0.95 | 45 | 0 | esc | 0.00097009 | 1.0352e-09 | 0.00097009 | 1.0352e-09
[120 empty] | 7.3.3.17.5 (Remote Grid) Updates to grid topology to minimize risk of ignition in HFTDs Remote GridWLDFRWire-to-wire contactAggregated | WLDFR | HFTD - Distribution - Tier 2 - 5QU CoRE ¦ 2QU LoRE | Non-Red Flag Warning - Large Fires | Wire-to-wire contact | Aggregated | 2034 | 1.0671e-06 | 768.4668 | 0.00082002 | 2034 | Mitigation | 0.95 | 45 | 0 | esc | 0.00097009 | 1.0352e-09 | 0.00097009 | 1.0352e-09
[120 empty] | 7.3.3.17.5 (Remote Grid) Updates to grid topology to minimize risk of ignition in HFTDs Remote GridWLDFRWire-to-wire contactAggregated | WLDFR | HFTD - Distribution - Tier 2 - 5QU CoRE ¦ 2QU LoRE | Non-Red Flag Warning - Large Fires | Wire-to-wire contact | Aggregated | 2035 | 1.0671e-06 | 768.4668 | 0.00082002 | 2035 | Mitigation | 0.95 | 45 | 0 | esc | 0.00097009 | 1.0352e-09 | 0.00097009 | 1.0352e-09
[120 empty] | 7.3.3.17.5 (Remote Grid) Updates to grid topology to minimize risk of ignition in HFTDs Remote GridWLDFRWire-to-wire contactAggregated | WLDFR | HFTD - Distribution - Tier 2 - 5QU CoRE ¦ 2QU LoRE | Non-Red Flag Warning - Large Fires | Wire-to-wire contact | Aggregated | 2036 | 1.0671e-06 | 768.4668 | 0.00082002 | 2036 | Mitigation | 0.95 | 45 | 0 | esc | 0.00097009 | 1.0352e-09 | 0.00097009 | 1.0352e-09
[120 empty] | 7.3.3.17.5 (Remote Grid) Updates to grid topology to minimize risk of ignition in HFTDs Remote GridWLDFRWire-to-wire contactAggregated | WLDFR | HFTD - Distribution - Tier 2 - 5QU CoRE ¦ 2QU LoRE | Non-Red Flag Warning - Large Fires | Wire-to-wire contact | Aggregated | 2037 | 1.0671e-06 | 768.4668 | 0.00082002 | 2037 | Mitigation | 0.95 | 45 | 0 | esc | 0.00097009 | 1.0352e-09 | 0.00097009 | 1.0352e-09
[120 empty] | 7.3.3.17.5 (Remote Grid) Updates to grid topology to minimize risk of ignition in HFTDs Remote GridWLDFRWire-to-wire contactAggregated | WLDFR | HFTD - Distribution - Tier 2 - 5QU CoRE ¦ 2QU LoRE | Non-Red Flag Warning - Large Fires | Wire-to-wire contact | Aggregated | 2038 | 1.0671e-06 | 768.4668 | 0.00082002 | 2038 | Mitigation | 0.95 | 45 | 0 | esc | 0.00097009 | 1.0352e-09 | 0.00097009 | 1.0352e-09
[120 empty] | 7.3.3.17.5 (Remote Grid) Updates to grid topology to minimize risk of ignition in HFTDs Remote GridWLDFRWire-to-wire contactAggregated | WLDFR | HFTD - Distribution - Tier 2 - 5QU CoRE ¦ 2QU LoRE | Non-Red Flag Warning - Large Fires | Wire-to-wire contact | Aggregated | 2039 | 1.0671e-06 | 768.4668 | 0.00082002 | 2039 | Mitigation | 0.95 | 45 | 0 | esc | 0.00097009 | 1.0352e-09 | 0.00097009 | 1.0352e-09
[120 empty] | 7.3.3.17.5 (Remote Grid) Updates to grid topology to minimize risk of ignition in HFTDs Remote GridWLDFRWire-to-wire contactAggregated | WLDFR | HFTD - Distribution - Tier 2 - 5QU CoRE ¦ 2QU LoRE | Non-Red Flag Warning - Large Fires | Wire-to-wire contact | Aggregated | 2040 | 1.0671e-06 | 768.4668 | 0.00082002 | 2040 | Mitigation | 0.95 | 45 | 0 | esc | 0.00097009 | 1.0352e-09 | 0.00097009 | 1.0352e-09
[120 empty] | 7.3.3.17.5 (Remote Grid) Updates to grid topology to minimize risk of ignition in HFTDs Remote GridWLDFRWire-to-wire contactAggregated | WLDFR | HFTD - Distribution - Tier 2 - 5QU CoRE ¦ 2QU LoRE | Non-Red Flag Warning - Large Fires | Wire-to-wire contact | Aggregated | 2041 | 1.0671e-06 | 768.4668 | 0.00082002 | 2041 | Mitigation | 0.95 | 45 | 0 | esc | 0.00097009 | 1.0352e-09 | 0.00097009 | 1.0352e-09
[120 empty] | 7.3.3.17.5 (Remote Grid) Updates to grid topology to minimize risk of ignition in HFTDs Remote GridWLDFRWire-to-wire contactAggregated | WLDFR | HFTD - Distribution - Tier 2 - 5QU CoRE ¦ 2QU LoRE | Non-Red Flag Warning - Large Fires | Wire-to-wire contact | Aggregated | 2042 | 1.0671e-06 | 768.4668 | 0.00082002 | 2042 | Mitigation | 0.95 | 45 | 0 | esc | 0.00097009 | 1.0352e-09 | 0.00097009 | 1.0352e-09
[120 empty] | 7.3.3.17.5 (Remote Grid) Updates to grid topology to minimize risk of ignition in HFTDs Remote GridWLDFRWire-to-wire contactAggregated | WLDFR | HFTD - Distribution - Tier 2 - 5QU CoRE ¦ 2QU LoRE | Non-Red Flag Warning - Large Fires | Wire-to-wire contact | Aggregated | 2043 | 1.0671e-06 | 768.4668 | 0.00082002 | 2043 | Mitigation | 0.95 | 45 | 0 | esc | 0.00097009 | 1.0352e-09 | 0.00097009 | 1.0352e-09
[120 empty] | 7.3.3.17.5 (Remote Grid) Updates to grid topology to minimize risk of ignition in HFTDs Remote GridWLDFRWire-to-wire contactAggregated | WLDFR | HFTD - Distribution - Tier 2 - 5QU CoRE ¦ 2QU LoRE | Non-Red Flag Warning - Large Fires | Wire-to-wire contact | Aggregated | 2044 | 1.0671e-06 | 768.4668 | 0.00082002 | 2044 | Mitigation | 0.95 | 45 | 0 | esc | 0.00097009 | 1.0352e-09 | 0.00097009 | 1.0352e-09
[120 empty] | 7.3.3.17.5 (Remote Grid) Updates to grid topology to minimize risk of ignition in HFTDs Remote GridWLDFRWire-to-wire contactAggregated | WLDFR | HFTD - Distribution - Tier 2 - 5QU CoRE ¦ 2QU LoRE | Non-Red Flag Warning - Large Fires | Wire-to-wire contact | Aggregated | 2045 | 1.0671e-06 | 768.4668 | 0.00082002 | 2045 | Mitigation | 0.95 | 45 | 0 | esc | 0.00097009 | 1.0352e-09 | 0.00097009 | 1.0352e-09
[120 empty] | 7.3.3.17.5 (Remote Grid) Updates to grid topology to minimize risk of ignition in HFTDs Remote GridWLDFRWire-to-wire contactAggregated | WLDFR | HFTD - Distribution - Tier 2 - 5QU CoRE ¦ 2QU LoRE | Non-Red Flag Warning - Large Fires | Wire-to-wire contact | Aggregated | 2046 | 1.0671e-06 | 768.4668 | 0.00082002 | 2046 | Mitigation | 0.95 | 45 | 0 | esc | 0.00097009 | 1.0352e-09 | 0.00097009 | 1.0352e-09
[120 empty] | 7.3.3.17.5 (Remote Grid) Updates to grid topology to minimize risk of ignition in HFTDs Remote GridWLDFRWire-to-wire contactAggregated | WLDFR | HFTD - Distribution - Tier 2 - 5QU CoRE ¦ 2QU LoRE | Non-Red Flag Warning - Large Fires | Wire-to-wire contact | Aggregated | 2047 | 1.0671e-06 | 768.4668 | 0.00082002 | 2047 | Mitigation | 0.95 | 45 | 0 | esc | 0.00097009 | 1.0352e-09 | 0.00097009 | 1.0352e-09
[120 empty] | 7.3.3.17.5 (Remote Grid) Updates to grid topology to minimize risk of ignition in HFTDs Remote GridWLDFRWire-to-wire contactAggregated | WLDFR | HFTD - Distribution - Tier 2 - 5QU CoRE ¦ 2QU LoRE | Non-Red Flag Warning - Large Fires | Wire-to-wire contact | Aggregated | 2048 | 1.0671e-06 | 768.4668 | 0.00082002 | 2048 | Mitigation | 0.95 | 45 | 0 | esc | 0.00097009 | 1.0352e-09 | 0.00097009 | 1.0352e-09
[120 empty] | 7.3.3.17.5 (Remote Grid) Updates to grid topology to minimize risk of ignition in HFTDs Remote GridWLDFRWire-to-wire contactAggregated | WLDFR | HFTD - Distribution - Tier 2 - 5QU CoRE ¦ 2QU LoRE | Non-Red Flag Warning - Large Fires | Wire-to-wire contact | Aggregated | 2049 | 1.0671e-06 | 768.4668 | 0.00082002 | 2049 | Mitigation | 0.95 | 45 | 0 | esc | 0.00097009 | 1.0352e-09 | 0.00097009 | 1.0352e-09
[120 empty] | 7.3.3.17.5 (Remote Grid) Updates to grid topology to minimize risk of ignition in HFTDs Remote GridWLDFRWire-to-wire contactAggregated | WLDFR | HFTD - Distribution - Tier 2 - 5QU CoRE ¦ 2QU LoRE | Non-Red Flag Warning - Large Fires | Wire-to-wire contact | Aggregated | 2050 | 1.0671e-06 | 768.4668 | 0.00082002 | 2050 | Mitigation | 0.95 | 45 | 0 | esc | 0.00097009 | 1.0352e-09 | 0.00097009 | 1.0352e-09
[120 empty] | 7.3.3.17.5 (Remote Grid) Updates to grid topology to minimize risk of ignition in HFTDs Remote GridWLDFRWire-to-wire contactAggregated | WLDFR | HFTD - Distribution - Tier 2 - 5QU CoRE ¦ 2QU LoRE | Non-Red Flag Warning - Large Fires | Wire-to-wire contact | Aggregated | 2051 | 1.0671e-06 | 768.4668 | 0.00082002 | 2051 | Mitigation | 0.95 | 45 | 0 | esc | 0.00097009 | 1.0352e-09 | 0.00097009 | 1.0352e-09
[120 empty] | 7.3.3.17.5 (Remote Grid) Updates to grid topology to minimize risk of ignition in HFTDs Remote GridWLDFRWire-to-wire contactAggregated | WLDFR | HFTD - Distribution - Tier 2 - 5QU CoRE ¦ 2QU LoRE | Non-Red Flag Warning - Large Fires | Wire-to-wire contact | Aggregated | 2052 | 1.0671e-06 | 768.4668 | 0.00082002 | 2052 | Mitigation | 0.95 | 45 | 0 | esc | 0.00097009 | 1.0352e-09 | 0.00097009 | 1.0352e-09
[120 empty] | 7.3.3.17.5 (Remote Grid) Updates to grid topology to minimize risk of ignition in HFTDs Remote GridWLDFRWire-to-wire contactAggregated | WLDFR | HFTD - Distribution - Tier 2 - 5QU CoRE ¦ 2QU LoRE | Non-Red Flag Warning - Large Fires | Wire-to-wire contact | Aggregated | 2053 | 1.0671e-06 | 768.4668 | 0.00082002 | 2053 | Mitigation | 0.95 | 45 | 0 | esc | 0.00097009 | 1.0352e-09 | 0.00097009 | 1.0352e-09
[120 empty] | 7.3.3.17.5 (Remote Grid) Updates to grid topology to minimize risk of ignition in HFTDs Remote GridWLDFRWire-to-wire contactAggregated | WLDFR | HFTD - Distribution - Tier 2 - 5QU CoRE ¦ 2QU LoRE | Non-Red Flag Warning - Large Fires | Wire-to-wire contact | Aggregated | 2054 | 1.0671e-06 | 768.4668 | 0.00082002 | 2054 | Mitigation | 0.95 | 45 | 0 | esc | 0.00097009 | 1.0352e-09 | 0.00097009 | 1.0352e-09
[120 empty] | 7.3.3.17.5 (Remote Grid) Updates to grid topology to minimize risk of ignition in HFTDs Remote GridWLDFRWire-to-wire contactAggregated | WLDFR | HFTD - Distribution - Tier 2 - 5QU CoRE ¦ 2QU LoRE | Non-Red Flag Warning - Large Fires | Wire-to-wire contact | Aggregated | 2055 | 1.0671e-06 | 768.4668 | 0.00082002 | 2055 | Mitigation | 0.95 | 45 | 0 | esc | 0.00097009 | 1.0352e-09 | 0.00097009 | 1.0352e-09
[120 empty] | 7.3.3.17.5 (Remote Grid) Updates to grid topology to minimize risk of ignition in HFTDs Remote GridWLDFRWire-to-wire contactAggregated | WLDFR | HFTD - Distribution - Tier 2 - 5QU CoRE ¦ 2QU LoRE | Non-Red Flag Warning - Large Fires | Wire-to-wire contact | Aggregated | 2056 | 1.0671e-06 | 768.4668 | 0.00082002 | 2056 | Mitigation | 0.95 | 45 | 0 | esc | 0.00097009 | 1.0352e-09 | 0.00097009 | 1.0352e-09
[120 empty] | 7.3.3.17.5 (Remote Grid) Updates to grid topology to minimize risk of ignition in HFTDs Remote GridWLDFRWire-to-wire contactAggregated | WLDFR | HFTD - Distribution - Tier 2 - 5QU CoRE ¦ 2QU LoRE | Non-Red Flag Warning - Large Fires | Wire-to-wire contact | Aggregated | 2057 | 1.0671e-06 | 768.4668 | 0.00082002 | 2057 | Mitigation | 0.95 | 45 | 0 | esc | 0.00097009 | 1.0352e-09 | 0.00097009 | 1.0352e-09
[120 empty] | 7.3.3.17.5 (Remote Grid) Updates to grid topology to minimize risk of ignition in HFTDs Remote GridWLDFRWire-to-wire contactAggregated | WLDFR | HFTD - Distribution - Tier 2 - 5QU CoRE ¦ 2QU LoRE | Non-Red Flag Warning - Large Fires | Wire-to-wire contact | Aggregated | 2058 | 1.0671e-06 | 768.4668 | 0.00082002 | 2058 | Mitigation | 0.95 | 45 | 0 | esc | 0.00097009 | 1.0352e-09 | 0.00097009 | 1.0352e-09
[120 empty] | 7.3.3.17.5 (Remote Grid) Updates to grid topology to minimize risk of ignition in HFTDs Remote GridWLDFRWire-to-wire contactAggregated | WLDFR | HFTD - Distribution - Tier 2 - 5QU CoRE ¦ 2QU LoRE | Non-Red Flag Warning - Large Fires | Wire-to-wire contact | Aggregated | 2059 | 1.0671e-06 | 768.4668 | 0.00082002 | 2059 | Mitigation | 0.95 | 45 | 0 | esc | 0.00097009 | 1.0352e-09 | 0.00097009 | 1.0352e-09
[120 empty] | 7.3.3.17.5 (Remote Grid) Updates to grid topology to minimize risk of ignition in HFTDs Remote GridWLDFRWire-to-wire contactAggregated | WLDFR | HFTD - Distribution - Tier 2 - 5QU CoRE ¦ 2QU LoRE | Non-Red Flag Warning - Large Fires | Wire-to-wire contact | Aggregated | 2060 | 1.0671e-06 | 768.4668 | 0.00082002 | 2060 | Mitigation | 0.95 | 45 | 0 | esc | 0.00097009 | 1.0352e-09 | 0.00097009 | 1.0352e-09
[120 empty] | 7.3.3.17.5 (Remote Grid) Updates to grid topology to minimize risk of ignition in HFTDs Remote GridWLDFRWire-to-wire contactAggregated | WLDFR | HFTD - Distribution - Tier 2 - 5QU CoRE ¦ 2QU LoRE | Non-Red Flag Warning - Large Fires | Wire-to-wire contact | Aggregated | 2061 | 1.0671e-06 | 768.4668 | 0.00082002 | 2061 | Mitigation | 0.95 | 45 | 0 | esc | 0.00097009 | 1.0352e-09 | 0.00097009 | 1.0352e-09
[120 empty] | 7.3.3.17.5 (Remote Grid) Updates to grid topology to minimize risk of ignition in HFTDs Remote GridWLDFRWire-to-wire contactAggregated | WLDFR | HFTD - Distribution - Tier 2 - 5QU CoRE ¦ 2QU LoRE | Non-Red Flag Warning - Large Fires | Wire-to-wire contact | Aggregated | 2062 | 1.0671e-06 | 768.4668 | 0.00082002 | 2062 | Mitigation | 0.95 | 45 | 0 | esc | 0.00097009 | 1.0352e-09 | 0.00097009 | 1.0352e-09
[120 empty] | 7.3.3.17.5 (Remote Grid) Updates to grid topology to minimize risk of ignition in HFTDs Remote GridWLDFRWire-to-wire contactAggregated | WLDFR | HFTD - Distribution - Tier 2 - 5QU CoRE ¦ 2QU LoRE | Non-Red Flag Warning - Large Fires | Wire-to-wire contact | Aggregated | 2063 | 1.0671e-06 | 768.4668 | 0.00082002 | 2063 | Mitigation | 0.95 | 45 | 0 | esc | 0.00097009 | 1.0352e-09 | 0.00097009 | 1.0352e-09
[120 empty] | 7.3.3.17.5 (Remote Grid) Updates to grid topology to minimize risk of ignition in HFTDs Remote GridWLDFRWire-to-wire contactAggregated | WLDFR | HFTD - Distribution - Tier 2 - 5QU CoRE ¦ 2QU LoRE | Non-Red Flag Warning - Large Fires | Wire-to-wire contact | Aggregated | 2064 | 1.0671e-06 | 768.4668 | 0.00082002 | 2064 | Mitigation | 0.95 | 45 | 0 | esc | 0.00097009 | 1.0352e-09 | 0.00097009 | 1.0352e-09
[120 empty] | 7.3.3.17.5 (Remote Grid) Updates to grid topology to minimize risk of ignition in HFTDs Remote GridWLDFRWire-to-wire contactAggregated | WLDFR | HFTD - Distribution - Tier 2 - 5QU CoRE ¦ 2QU LoRE | Non-Red Flag Warning - Large Fires | Wire-to-wire contact | Aggregated | 2065 | 1.0671e-06 | 768.4668 | 0.00082002 | 2065 | Mitigation | 0.95 | 45 | 0 | esc | 0.00097009 | 1.0352e-09 | 0.00097009 | 1.0352e-09
[120 empty] | 7.3.3.17.5 (Remote Grid) Updates to grid topology to minimize risk of ignition in HFTDs Remote GridWLDFRWire-to-wire contactAggregated | WLDFR | HFTD - Distribution - Tier 2 - 5QU CoRE ¦ 2QU LoRE | Non-Red Flag Warning - Large Fires | Wire-to-wire contact | Aggregated | 2066 | 1.0671e-06 | 768.4668 | 0.00082002 | 2066 | Mitigation | 0.95 | 45 | 0 | esc | 0.00097009 | 1.0352e-09 | 0.00097009 | 1.0352e-09
[120 empty] | 7.3.3.17.5 (Remote Grid) Updates to grid topology to minimize risk of ignition in HFTDs Remote GridWLDFRWire-to-wire contactAggregated | WLDFR | HFTD - Distribution - Tier 2 - 5QU CoRE ¦ 2QU LoRE | Non-Red Flag Warning - Large Fires | Wire-to-wire contact | Aggregated | 2067 | 1.0671e-06 | 768.4668 | 0.00082002 | 2067 | Mitigation | 0.95 | 45 | 0 | esc | 0 | 0 | 0.00097009 | 1.0352e-09
[120 empty] | 7.3.3.17.5 (Remote Grid) Updates to grid topology to minimize risk of ignition in HFTDs Remote GridWLDFRContact from objectAggregated | WLDFR | HFTD - Distribution - Tier 2 - 5QU CoRE ¦ 2QU LoRE | Non-Red Flag Warning - Small Fires | Contact from object | Aggregated | 2022 | 0.0012245 | 768.4668 | 0.941 | 2022 | Mitigation | 0.95 | 45 | 0 | esc | 0.00097009 | 1.1879e-06 | 0 | 0
[120 empty] | 7.3.3.17.5 (Remote Grid) Updates to grid topology to minimize risk of ignition in HFTDs Remote GridWLDFRContact from objectAggregated | WLDFR | HFTD - Distribution - Tier 2 - 5QU CoRE ¦ 2QU LoRE | Non-Red Flag Warning - Small Fires | Contact from object | Aggregated | 2023 | 0.0012245 | 768.4668 | 0.941 | 2023 | Mitigation | 0.95 | 45 | 0 | esc | 0.00097009 | 1.1879e-06 | 0.00097009 | 1.1879e-06
[120 empty] | 7.3.3.17.5 (Remote Grid) Updates to grid topology to minimize risk of ignition in HFTDs Remote GridWLDFRContact from objectAggregated | WLDFR | HFTD - Distribution - Tier 2 - 5QU CoRE ¦ 2QU LoRE | Non-Red Flag Warning - Small Fires | Contact from object | Aggregated | 2024 | 0.0012245 | 768.4668 | 0.941 | 2024 | Mitigation | 0.95 | 45 | 0 | esc | 0.00097009 | 1.1879e-06 | 0.00097009 | 1.1879e-06
[120 empty] | 7.3.3.17.5 (Remote Grid) Updates to grid topology to minimize risk of ignition in HFTDs Remote GridWLDFRContact from objectAggregated | WLDFR | HFTD - Distribution - Tier 2 - 5QU CoRE ¦ 2QU LoRE | Non-Red Flag Warning - Small Fires | Contact from object | Aggregated | 2025 | 0.0012245 | 768.4668 | 0.941 | 2025 | Mitigation | 0.95 | 45 | 0 | esc | 0.00097009 | 1.1879e-06 | 0.00097009 | 1.1879e-06
[120 empty] | 7.3.3.17.5 (Remote Grid) Updates to grid topology to minimize risk of ignition in HFTDs Remote GridWLDFRContact from objectAggregated | WLDFR | HFTD - Distribution - Tier 2 - 5QU CoRE ¦ 2QU LoRE | Non-Red Flag Warning - Small Fires | Contact from object | Aggregated | 2026 | 0.0012245 | 768.4668 | 0.941 | 2026 | Mitigation | 0.95 | 45 | 0 | esc | 0.00097009 | 1.1879e-06 | 0.00097009 | 1.1879e-06
[120 empty] | 7.3.3.17.5 (Remote Grid) Updates to grid topology to minimize risk of ignition in HFTDs Remote GridWLDFRContact from objectAggregated | WLDFR | HFTD - Distribution - Tier 2 - 5QU CoRE ¦ 2QU LoRE | Non-Red Flag Warning - Small Fires | Contact from object | Aggregated | 2027 | 0.0012245 | 768.4668 | 0.941 | 2027 | Mitigation | 0.95 | 45 | 0 | esc | 0.00097009 | 1.1879e-06 | 0.00097009 | 1.1879e-06
[120 empty] | 7.3.3.17.5 (Remote Grid) Updates to grid topology to minimize risk of ignition in HFTDs Remote GridWLDFRContact from objectAggregated | WLDFR | HFTD - Distribution - Tier 2 - 5QU CoRE ¦ 2QU LoRE | Non-Red Flag Warning - Small Fires | Contact from object | Aggregated | 2028 | 0.0012245 | 768.4668 | 0.941 | 2028 | Mitigation | 0.95 | 45 | 0 | esc | 0.00097009 | 1.1879e-06 | 0.00097009 | 1.1879e-06
[120 empty] | 7.3.3.17.5 (Remote Grid) Updates to grid topology to minimize risk of ignition in HFTDs Remote GridWLDFRContact from objectAggregated | WLDFR | HFTD - Distribution - Tier 2 - 5QU CoRE ¦ 2QU LoRE | Non-Red Flag Warning - Small Fires | Contact from object | Aggregated | 2029 | 0.0012245 | 768.4668 | 0.941 | 2029 | Mitigation | 0.95 | 45 | 0 | esc | 0.00097009 | 1.1879e-06 | 0.00097009 | 1.1879e-06
[120 empty] | 7.3.3.17.5 (Remote Grid) Updates to grid topology to minimize risk of ignition in HFTDs Remote GridWLDFRContact from objectAggregated | WLDFR | HFTD - Distribution - Tier 2 - 5QU CoRE ¦ 2QU LoRE | Non-Red Flag Warning - Small Fires | Contact from object | Aggregated | 2030 | 0.0012245 | 768.4668 | 0.941 | 2030 | Mitigation | 0.95 | 45 | 0 | esc | 0.00097009 | 1.1879e-06 | 0.00097009 | 1.1879e-06
[120 empty] | 7.3.3.17.5 (Remote Grid) Updates to grid topology to minimize risk of ignition in HFTDs Remote GridWLDFRContact from objectAggregated | WLDFR | HFTD - Distribution - Tier 2 - 5QU CoRE ¦ 2QU LoRE | Non-Red Flag Warning - Small Fires | Contact from object | Aggregated | 2031 | 0.0012245 | 768.4668 | 0.941 | 2031 | Mitigation | 0.95 | 45 | 0 | esc | 0.00097009 | 1.1879e-06 | 0.00097009 | 1.1879e-06
[120 empty] | 7.3.3.17.5 (Remote Grid) Updates to grid topology to minimize risk of ignition in HFTDs Remote GridWLDFRContact from objectAggregated | WLDFR | HFTD - Distribution - Tier 2 - 5QU CoRE ¦ 2QU LoRE | Non-Red Flag Warning - Small Fires | Contact from object | Aggregated | 2032 | 0.0012245 | 768.4668 | 0.941 | 2032 | Mitigation | 0.95 | 45 | 0 | esc | 0.00097009 | 1.1879e-06 | 0.00097009 | 1.1879e-06
[120 empty] | 7.3.3.17.5 (Remote Grid) Updates to grid topology to minimize risk of ignition in HFTDs Remote GridWLDFRContact from objectAggregated | WLDFR | HFTD - Distribution - Tier 2 - 5QU CoRE ¦ 2QU LoRE | Non-Red Flag Warning - Small Fires | Contact from object | Aggregated | 2033 | 0.0012245 | 768.4668 | 0.941 | 2033 | Mitigation | 0.95 | 45 | 0 | esc | 0.00097009 | 1.1879e-06 | 0.00097009 | 1.1879e-06
[120 empty] | 7.3.3.17.5 (Remote Grid) Updates to grid topology to minimize risk of ignition in HFTDs Remote GridWLDFRContact from objectAggregated | WLDFR | HFTD - Distribution - Tier 2 - 5QU CoRE ¦ 2QU LoRE | Non-Red Flag Warning - Small Fires | Contact from object | Aggregated | 2034 | 0.0012245 | 768.4668 | 0.941 | 2034 | Mitigation | 0.95 | 45 | 0 | esc | 0.00097009 | 1.1879e-06 | 0.00097009 | 1.1879e-06
[120 empty] | 7.3.3.17.5 (Remote Grid) Updates to grid topology to minimize risk of ignition in HFTDs Remote GridWLDFRContact from objectAggregated | WLDFR | HFTD - Distribution - Tier 2 - 5QU CoRE ¦ 2QU LoRE | Non-Red Flag Warning - Small Fires | Contact from object | Aggregated | 2035 | 0.0012245 | 768.4668 | 0.941 | 2035 | Mitigation | 0.95 | 45 | 0 | esc | 0.00097009 | 1.1879e-06 | 0.00097009 | 1.1879e-06
[120 empty] | 7.3.3.17.5 (Remote Grid) Updates to grid topology to minimize risk of ignition in HFTDs Remote GridWLDFRContact from objectAggregated | WLDFR | HFTD - Distribution - Tier 2 - 5QU CoRE ¦ 2QU LoRE | Non-Red Flag Warning - Small Fires | Contact from object | Aggregated | 2036 | 0.0012245 | 768.4668 | 0.941 | 2036 | Mitigation | 0.95 | 45 | 0 | esc | 0.00097009 | 1.1879e-06 | 0.00097009 | 1.1879e-06
[120 empty] | 7.3.3.17.5 (Remote Grid) Updates to grid topology to minimize risk of ignition in HFTDs Remote GridWLDFRContact from objectAggregated | WLDFR | HFTD - Distribution - Tier 2 - 5QU CoRE ¦ 2QU LoRE | Non-Red Flag Warning - Small Fires | Contact from object | Aggregated | 2037 | 0.0012245 | 768.4668 | 0.941 | 2037 | Mitigation | 0.95 | 45 | 0 | esc | 0.00097009 | 1.1879e-06 | 0.00097009 | 1.1879e-06
[120 empty] | 7.3.3.17.5 (Remote Grid) Updates to grid topology to minimize risk of ignition in HFTDs Remote GridWLDFRContact from objectAggregated | WLDFR | HFTD - Distribution - Tier 2 - 5QU CoRE ¦ 2QU LoRE | Non-Red Flag Warning - Small Fires | Contact from object | Aggregated | 2038 | 0.0012245 | 768.4668 | 0.941 | 2038 | Mitigation | 0.95 | 45 | 0 | esc | 0.00097009 | 1.1879e-06 | 0.00097009 | 1.1879e-06
[120 empty] | 7.3.3.17.5 (Remote Grid) Updates to grid topology to minimize risk of ignition in HFTDs Remote GridWLDFRContact from objectAggregated | WLDFR | HFTD - Distribution - Tier 2 - 5QU CoRE ¦ 2QU LoRE | Non-Red Flag Warning - Small Fires | Contact from object | Aggregated | 2039 | 0.0012245 | 768.4668 | 0.941 | 2039 | Mitigation | 0.95 | 45 | 0 | esc | 0.00097009 | 1.1879e-06 | 0.00097009 | 1.1879e-06
[120 empty] | 7.3.3.17.5 (Remote Grid) Updates to grid topology to minimize risk of ignition in HFTDs Remote GridWLDFRContact from objectAggregated | WLDFR | HFTD - Distribution - Tier 2 - 5QU CoRE ¦ 2QU LoRE | Non-Red Flag Warning - Small Fires | Contact from object | Aggregated | 2040 | 0.0012245 | 768.4668 | 0.941 | 2040 | Mitigation | 0.95 | 45 | 0 | esc | 0.00097009 | 1.1879e-06 | 0.00097009 | 1.1879e-06
[120 empty] | 7.3.3.17.5 (Remote Grid) Updates to grid topology to minimize risk of ignition in HFTDs Remote GridWLDFRContact from objectAggregated | WLDFR | HFTD - Distribution - Tier 2 - 5QU CoRE ¦ 2QU LoRE | Non-Red Flag Warning - Small Fires | Contact from object | Aggregated | 2041 | 0.0012245 | 768.4668 | 0.941 | 2041 | Mitigation | 0.95 | 45 | 0 | esc | 0.00097009 | 1.1879e-06 | 0.00097009 | 1.1879e-06
[120 empty] | 7.3.3.17.5 (Remote Grid) Updates to grid topology to minimize risk of ignition in HFTDs Remote GridWLDFRContact from objectAggregated | WLDFR | HFTD - Distribution - Tier 2 - 5QU CoRE ¦ 2QU LoRE | Non-Red Flag Warning - Small Fires | Contact from object | Aggregated | 2042 | 0.0012245 | 768.4668 | 0.941 | 2042 | Mitigation | 0.95 | 45 | 0 | esc | 0.00097009 | 1.1879e-06 | 0.00097009 | 1.1879e-06
[120 empty] | 7.3.3.17.5 (Remote Grid) Updates to grid topology to minimize risk of ignition in HFTDs Remote GridWLDFRContact from objectAggregated | WLDFR | HFTD - Distribution - Tier 2 - 5QU CoRE ¦ 2QU LoRE | Non-Red Flag Warning - Small Fires | Contact from object | Aggregated | 2043 | 0.0012245 | 768.4668 | 0.941 | 2043 | Mitigation | 0.95 | 45 | 0 | esc | 0.00097009 | 1.1879e-06 | 0.00097009 | 1.1879e-06
[120 empty] | 7.3.3.17.5 (Remote Grid) Updates to grid topology to minimize risk of ignition in HFTDs Remote GridWLDFRContact from objectAggregated | WLDFR | HFTD - Distribution - Tier 2 - 5QU CoRE ¦ 2QU LoRE | Non-Red Flag Warning - Small Fires | Contact from object | Aggregated | 2044 | 0.0012245 | 768.4668 | 0.941 | 2044 | Mitigation | 0.95 | 45 | 0 | esc | 0.00097009 | 1.1879e-06 | 0.00097009 | 1.1879e-06
[120 empty] | 7.3.3.17.5 (Remote Grid) Updates to grid topology to minimize risk of ignition in HFTDs Remote GridWLDFRContact from objectAggregated | WLDFR | HFTD - Distribution - Tier 2 - 5QU CoRE ¦ 2QU LoRE | Non-Red Flag Warning - Small Fires | Contact from object | Aggregated | 2045 | 0.0012245 | 768.4668 | 0.941 | 2045 | Mitigation | 0.95 | 45 | 0 | esc | 0.00097009 | 1.1879e-06 | 0.00097009 | 1.1879e-06
[120 empty] | 7.3.3.17.5 (Remote Grid) Updates to grid topology to minimize risk of ignition in HFTDs Remote GridWLDFRContact from objectAggregated | WLDFR | HFTD - Distribution - Tier 2 - 5QU CoRE ¦ 2QU LoRE | Non-Red Flag Warning - Small Fires | Contact from object | Aggregated | 2046 | 0.0012245 | 768.4668 | 0.941 | 2046 | Mitigation | 0.95 | 45 | 0 | esc | 0.00097009 | 1.1879e-06 | 0.00097009 | 1.1879e-06
[120 empty] | 7.3.3.17.5 (Remote Grid) Updates to grid topology to minimize risk of ignition in HFTDs Remote GridWLDFRContact from objectAggregated | WLDFR | HFTD - Distribution - Tier 2 - 5QU CoRE ¦ 2QU LoRE | Non-Red Flag Warning - Small Fires | Contact from object | Aggregated | 2047 | 0.0012245 | 768.4668 | 0.941 | 2047 | Mitigation | 0.95 | 45 | 0 | esc | 0.00097009 | 1.1879e-06 | 0.00097009 | 1.1879e-06
[120 empty] | 7.3.3.17.5 (Remote Grid) Updates to grid topology to minimize risk of ignition in HFTDs Remote GridWLDFRContact from objectAggregated | WLDFR | HFTD - Distribution - Tier 2 - 5QU CoRE ¦ 2QU LoRE | Non-Red Flag Warning - Small Fires | Contact from object | Aggregated | 2048 | 0.0012245 | 768.4668 | 0.941 | 2048 | Mitigation | 0.95 | 45 | 0 | esc | 0.00097009 | 1.1879e-06 | 0.00097009 | 1.1879e-06
[120 empty] | 7.3.3.17.5 (Remote Grid) Updates to grid topology to minimize risk of ignition in HFTDs Remote GridWLDFRContact from objectAggregated | WLDFR | HFTD - Distribution - Tier 2 - 5QU CoRE ¦ 2QU LoRE | Non-Red Flag Warning - Small Fires | Contact from object | Aggregated | 2049 | 0.0012245 | 768.4668 | 0.941 | 2049 | Mitigation | 0.95 | 45 | 0 | esc | 0.00097009 | 1.1879e-06 | 0.00097009 | 1.1879e-06
[120 empty] | 7.3.3.17.5 (Remote Grid) Updates to grid topology to minimize risk of ignition in HFTDs Remote GridWLDFRContact from objectAggregated | WLDFR | HFTD - Distribution - Tier 2 - 5QU CoRE ¦ 2QU LoRE | Non-Red Flag Warning - Small Fires | Contact from object | Aggregated | 2050 | 0.0012245 | 768.4668 | 0.941 | 2050 | Mitigation | 0.95 | 45 | 0 | esc | 0.00097009 | 1.1879e-06 | 0.00097009 | 1.1879e-06
[120 empty] | 7.3.3.17.5 (Remote Grid) Updates to grid topology to minimize risk of ignition in HFTDs Remote GridWLDFRContact from objectAggregated | WLDFR | HFTD - Distribution - Tier 2 - 5QU CoRE ¦ 2QU LoRE | Non-Red Flag Warning - Small Fires | Contact from object | Aggregated | 2051 | 0.0012245 | 768.4668 | 0.941 | 2051 | Mitigation | 0.95 | 45 | 0 | esc | 0.00097009 | 1.1879e-06 | 0.00097009 | 1.1879e-06
[120 empty] | 7.3.3.17.5 (Remote Grid) Updates to grid topology to minimize risk of ignition in HFTDs Remote GridWLDFRContact from objectAggregated | WLDFR | HFTD - Distribution - Tier 2 - 5QU CoRE ¦ 2QU LoRE | Non-Red Flag Warning - Small Fires | Contact from object | Aggregated | 2052 | 0.0012245 | 768.4668 | 0.941 | 2052 | Mitigation | 0.95 | 45 | 0 | esc | 0.00097009 | 1.1879e-06 | 0.00097009 | 1.1879e-06
[120 empty] | 7.3.3.17.5 (Remote Grid) Updates to grid topology to minimize risk of ignition in HFTDs Remote GridWLDFRContact from objectAggregated | WLDFR | HFTD - Distribution - Tier 2 - 5QU CoRE ¦ 2QU LoRE | Non-Red Flag Warning - Small Fires | Contact from object | Aggregated | 2053 | 0.0012245 | 768.4668 | 0.941 | 2053 | Mitigation | 0.95 | 45 | 0 | esc | 0.00097009 | 1.1879e-06 | 0.00097009 | 1.1879e-06
[120 empty] | 7.3.3.17.5 (Remote Grid) Updates to grid topology to minimize risk of ignition in HFTDs Remote GridWLDFRContact from objectAggregated | WLDFR | HFTD - Distribution - Tier 2 - 5QU CoRE ¦ 2QU LoRE | Non-Red Flag Warning - Small Fires | Contact from object | Aggregated | 2054 | 0.0012245 | 768.4668 | 0.941 | 2054 | Mitigation | 0.95 | 45 | 0 | esc | 0.00097009 | 1.1879e-06 | 0.00097009 | 1.1879e-06
[120 empty] | 7.3.3.17.5 (Remote Grid) Updates to grid topology to minimize risk of ignition in HFTDs Remote GridWLDFRContact from objectAggregated | WLDFR | HFTD - Distribution - Tier 2 - 5QU CoRE ¦ 2QU LoRE | Non-Red Flag Warning - Small Fires | Contact from object | Aggregated | 2055 | 0.0012245 | 768.4668 | 0.941 | 2055 | Mitigation | 0.95 | 45 | 0 | esc | 0.00097009 | 1.1879e-06 | 0.00097009 | 1.1879e-06
[120 empty] | 7.3.3.17.5 (Remote Grid) Updates to grid topology to minimize risk of ignition in HFTDs Remote GridWLDFRContact from objectAggregated | WLDFR | HFTD - Distribution - Tier 2 - 5QU CoRE ¦ 2QU LoRE | Non-Red Flag Warning - Small Fires | Contact from object | Aggregated | 2056 | 0.0012245 | 768.4668 | 0.941 | 2056 | Mitigation | 0.95 | 45 | 0 | esc | 0.00097009 | 1.1879e-06 | 0.00097009 | 1.1879e-06
[120 empty] | 7.3.3.17.5 (Remote Grid) Updates to grid topology to minimize risk of ignition in HFTDs Remote GridWLDFRContact from objectAggregated | WLDFR | HFTD - Distribution - Tier 2 - 5QU CoRE ¦ 2QU LoRE | Non-Red Flag Warning - Small Fires | Contact from object | Aggregated | 2057 | 0.0012245 | 768.4668 | 0.941 | 2057 | Mitigation | 0.95 | 45 | 0 | esc | 0.00097009 | 1.1879e-06 | 0.00097009 | 1.1879e-06
[120 empty] | 7.3.3.17.5 (Remote Grid) Updates to grid topology to minimize risk of ignition in HFTDs Remote GridWLDFRContact from objectAggregated | WLDFR | HFTD - Distribution - Tier 2 - 5QU CoRE ¦ 2QU LoRE | Non-Red Flag Warning - Small Fires | Contact from object | Aggregated | 2058 | 0.0012245 | 768.4668 | 0.941 | 2058 | Mitigation | 0.95 | 45 | 0 | esc | 0.00097009 | 1.1879e-06 | 0.00097009 | 1.1879e-06
[120 empty] | 7.3.3.17.5 (Remote Grid) Updates to grid topology to minimize risk of ignition in HFTDs Remote GridWLDFRContact from objectAggregated | WLDFR | HFTD - Distribution - Tier 2 - 5QU CoRE ¦ 2QU LoRE | Non-Red Flag Warning - Small Fires | Contact from object | Aggregated | 2059 | 0.0012245 | 768.4668 | 0.941 | 2059 | Mitigation | 0.95 | 45 | 0 | esc | 0.00097009 | 1.1879e-06 | 0.00097009 | 1.1879e-06
[120 empty] | 7.3.3.17.5 (Remote Grid) Updates to grid topology to minimize risk of ignition in HFTDs Remote GridWLDFRContact from objectAggregated | WLDFR | HFTD - Distribution - Tier 2 - 5QU CoRE ¦ 2QU LoRE | Non-Red Flag Warning - Small Fires | Contact from object | Aggregated | 2060 | 0.0012245 | 768.4668 | 0.941 | 2060 | Mitigation | 0.95 | 45 | 0 | esc | 0.00097009 | 1.1879e-06 | 0.00097009 | 1.1879e-06
[120 empty] | 7.3.3.17.5 (Remote Grid) Updates to grid topology to minimize risk of ignition in HFTDs Remote GridWLDFRContact from objectAggregated | WLDFR | HFTD - Distribution - Tier 2 - 5QU CoRE ¦ 2QU LoRE | Non-Red Flag Warning - Small Fires | Contact from object | Aggregated | 2061 | 0.0012245 | 768.4668 | 0.941 | 2061 | Mitigation | 0.95 | 45 | 0 | esc | 0.00097009 | 1.1879e-06 | 0.00097009 | 1.1879e-06
[120 empty] | 7.3.3.17.5 (Remote Grid) Updates to grid topology to minimize risk of ignition in HFTDs Remote GridWLDFRContact from objectAggregated | WLDFR | HFTD - Distribution - Tier 2 - 5QU CoRE ¦ 2QU LoRE | Non-Red Flag Warning - Small Fires | Contact from object | Aggregated | 2062 | 0.0012245 | 768.4668 | 0.941 | 2062 | Mitigation | 0.95 | 45 | 0 | esc | 0.00097009 | 1.1879e-06 | 0.00097009 | 1.1879e-06
[120 empty] | 7.3.3.17.5 (Remote Grid) Updates to grid topology to minimize risk of ignition in HFTDs Remote GridWLDFRContact from objectAggregated | WLDFR | HFTD - Distribution - Tier 2 - 5QU CoRE ¦ 2QU LoRE | Non-Red Flag Warning - Small Fires | Contact from object | Aggregated | 2063 | 0.0012245 | 768.4668 | 0.941 | 2063 | Mitigation | 0.95 | 45 | 0 | esc | 0.00097009 | 1.1879e-06 | 0.00097009 | 1.1879e-06
[120 empty] | 7.3.3.17.5 (Remote Grid) Updates to grid topology to minimize risk of ignition in HFTDs Remote GridWLDFRContact from objectAggregated | WLDFR | HFTD - Distribution - Tier 2 - 5QU CoRE ¦ 2QU LoRE | Non-Red Flag Warning - Small Fires | Contact from object | Aggregated | 2064 | 0.0012245 | 768.4668 | 0.941 | 2064 | Mitigation | 0.95 | 45 | 0 | esc | 0.00097009 | 1.1879e-06 | 0.00097009 | 1.1879e-06
[120 empty] | 7.3.3.17.5 (Remote Grid) Updates to grid topology to minimize risk of ignition in HFTDs Remote GridWLDFRContact from objectAggregated | WLDFR | HFTD - Distribution - Tier 2 - 5QU CoRE ¦ 2QU LoRE | Non-Red Flag Warning - Small Fires | Contact from object | Aggregated | 2065 | 0.0012245 | 768.4668 | 0.941 | 2065 | Mitigation | 0.95 | 45 | 0 | esc | 0.00097009 | 1.1879e-06 | 0.00097009 | 1.1879e-06
[120 empty] | 7.3.3.17.5 (Remote Grid) Updates to grid topology to minimize risk of ignition in HFTDs Remote GridWLDFRContact from objectAggregated | WLDFR | HFTD - Distribution - Tier 2 - 5QU CoRE ¦ 2QU LoRE | Non-Red Flag Warning - Small Fires | Contact from object | Aggregated | 2066 | 0.0012245 | 768.4668 | 0.941 | 2066 | Mitigation | 0.95 | 45 | 0 | esc | 0.00097009 | 1.1879e-06 | 0.00097009 | 1.1879e-06
[120 empty] | 7.3.3.17.5 (Remote Grid) Updates to grid topology to minimize risk of ignition in HFTDs Remote GridWLDFRContact from objectAggregated | WLDFR | HFTD - Distribution - Tier 2 - 5QU CoRE ¦ 2QU LoRE | Non-Red Flag Warning - Small Fires | Contact from object | Aggregated | 2067 | 0.0012245 | 768.4668 | 0.941 | 2067 | Mitigation | 0.95 | 45 | 0 | esc | 0 | 0 | 0.00097009 | 1.1879e-06
[120 empty] | 7.3.3.17.5 (Remote Grid) Updates to grid topology to minimize risk of ignition in HFTDs Remote GridWLDFRContaminationAggregated | WLDFR | HFTD - Distribution - Tier 2 - 5QU CoRE ¦ 2QU LoRE | Non-Red Flag Warning - Small Fires | Contamination | Aggregated | 2022 | 2.766e-05 | 768.4668 | 0.021256 | 2022 | Mitigation | 0.95 | 45 | 0 | esc | 0.00097009 | 2.6832e-08 | 0 | 0
[120 empty] | 7.3.3.17.5 (Remote Grid) Updates to grid topology to minimize risk of ignition in HFTDs Remote GridWLDFRContaminationAggregated | WLDFR | HFTD - Distribution - Tier 2 - 5QU CoRE ¦ 2QU LoRE | Non-Red Flag Warning - Small Fires | Contamination | Aggregated | 2023 | 2.766e-05 | 768.4668 | 0.021256 | 2023 | Mitigation | 0.95 | 45 | 0 | esc | 0.00097009 | 2.6832e-08 | 0.00097009 | 2.6832e-08
[120 empty] | 7.3.3.17.5 (Remote Grid) Updates to grid topology to minimize risk of ignition in HFTDs Remote GridWLDFRContaminationAggregated | WLDFR | HFTD - Distribution - Tier 2 - 5QU CoRE ¦ 2QU LoRE | Non-Red Flag Warning - Small Fires | Contamination | Aggregated | 2024 | 2.766e-05 | 768.4668 | 0.021256 | 2024 | Mitigation | 0.95 | 45 | 0 | esc | 0.00097009 | 2.6832e-08 | 0.00097009 | 2.6832e-08
[120 empty] | 7.3.3.17.5 (Remote Grid) Updates to grid topology to minimize risk of ignition in HFTDs Remote GridWLDFRContaminationAggregated | WLDFR | HFTD - Distribution - Tier 2 - 5QU CoRE ¦ 2QU LoRE | Non-Red Flag Warning - Small Fires | Contamination | Aggregated | 2025 | 2.766e-05 | 768.4668 | 0.021256 | 2025 | Mitigation | 0.95 | 45 | 0 | esc | 0.00097009 | 2.6832e-08 | 0.00097009 | 2.6832e-08
[120 empty] | 7.3.3.17.5 (Remote Grid) Updates to grid topology to minimize risk of ignition in HFTDs Remote GridWLDFRContaminationAggregated | WLDFR | HFTD - Distribution - Tier 2 - 5QU CoRE ¦ 2QU LoRE | Non-Red Flag Warning - Small Fires | Contamination | Aggregated | 2026 | 2.766e-05 | 768.4668 | 0.021256 | 2026 | Mitigation | 0.95 | 45 | 0 | esc | 0.00097009 | 2.6832e-08 | 0.00097009 | 2.6832e-08
[120 empty] | 7.3.3.17.5 (Remote Grid) Updates to grid topology to minimize risk of ignition in HFTDs Remote GridWLDFRContaminationAggregated | WLDFR | HFTD - Distribution - Tier 2 - 5QU CoRE ¦ 2QU LoRE | Non-Red Flag Warning - Small Fires | Contamination | Aggregated | 2027 | 2.766e-05 | 768.4668 | 0.021256 | 2027 | Mitigation | 0.95 | 45 | 0 | esc | 0.00097009 | 2.6832e-08 | 0.00097009 | 2.6832e-08
[120 empty] | 7.3.3.17.5 (Remote Grid) Updates to grid topology to minimize risk of ignition in HFTDs Remote GridWLDFRContaminationAggregated | WLDFR | HFTD - Distribution - Tier 2 - 5QU CoRE ¦ 2QU LoRE | Non-Red Flag Warning - Small Fires | Contamination | Aggregated | 2028 | 2.766e-05 | 768.4668 | 0.021256 | 2028 | Mitigation | 0.95 | 45 | 0 | esc | 0.00097009 | 2.6832e-08 | 0.00097009 | 2.6832e-08
[120 empty] | 7.3.3.17.5 (Remote Grid) Updates to grid topology to minimize risk of ignition in HFTDs Remote GridWLDFRContaminationAggregated | WLDFR | HFTD - Distribution - Tier 2 - 5QU CoRE ¦ 2QU LoRE | Non-Red Flag Warning - Small Fires | Contamination | Aggregated | 2029 | 2.766e-05 | 768.4668 | 0.021256 | 2029 | Mitigation | 0.95 | 45 | 0 | esc | 0.00097009 | 2.6832e-08 | 0.00097009 | 2.6832e-08
[120 empty] | 7.3.3.17.5 (Remote Grid) Updates to grid topology to minimize risk of ignition in HFTDs Remote GridWLDFRContaminationAggregated | WLDFR | HFTD - Distribution - Tier 2 - 5QU CoRE ¦ 2QU LoRE | Non-Red Flag Warning - Small Fires | Contamination | Aggregated | 2030 | 2.766e-05 | 768.4668 | 0.021256 | 2030 | Mitigation | 0.95 | 45 | 0 | esc | 0.00097009 | 2.6832e-08 | 0.00097009 | 2.6832e-08
[120 empty] | 7.3.3.17.5 (Remote Grid) Updates to grid topology to minimize risk of ignition in HFTDs Remote GridWLDFRContaminationAggregated | WLDFR | HFTD - Distribution - Tier 2 - 5QU CoRE ¦ 2QU LoRE | Non-Red Flag Warning - Small Fires | Contamination | Aggregated | 2031 | 2.766e-05 | 768.4668 | 0.021256 | 2031 | Mitigation | 0.95 | 45 | 0 | esc | 0.00097009 | 2.6832e-08 | 0.00097009 | 2.6832e-08
[120 empty] | 7.3.3.17.5 (Remote Grid) Updates to grid topology to minimize risk of ignition in HFTDs Remote GridWLDFRContaminationAggregated | WLDFR | HFTD - Distribution - Tier 2 - 5QU CoRE ¦ 2QU LoRE | Non-Red Flag Warning - Small Fires | Contamination | Aggregated | 2032 | 2.766e-05 | 768.4668 | 0.021256 | 2032 | Mitigation | 0.95 | 45 | 0 | esc | 0.00097009 | 2.6832e-08 | 0.00097009 | 2.6832e-08
[120 empty] | 7.3.3.17.5 (Remote Grid) Updates to grid topology to minimize risk of ignition in HFTDs Remote GridWLDFRContaminationAggregated | WLDFR | HFTD - Distribution - Tier 2 - 5QU CoRE ¦ 2QU LoRE | Non-Red Flag Warning - Small Fires | Contamination | Aggregated | 2033 | 2.766e-05 | 768.4668 | 0.021256 | 2033 | Mitigation | 0.95 | 45 | 0 | esc | 0.00097009 | 2.6832e-08 | 0.00097009 | 2.6832e-08
[120 empty] | 7.3.3.17.5 (Remote Grid) Updates to grid topology to minimize risk of ignition in HFTDs Remote GridWLDFRContaminationAggregated | WLDFR | HFTD - Distribution - Tier 2 - 5QU CoRE ¦ 2QU LoRE | Non-Red Flag Warning - Small Fires | Contamination | Aggregated | 2034 | 2.766e-05 | 768.4668 | 0.021256 | 2034 | Mitigation | 0.95 | 45 | 0 | esc | 0.00097009 | 2.6832e-08 | 0.00097009 | 2.6832e-08
[120 empty] | 7.3.3.17.5 (Remote Grid) Updates to grid topology to minimize risk of ignition in HFTDs Remote GridWLDFRContaminationAggregated | WLDFR | HFTD - Distribution - Tier 2 - 5QU CoRE ¦ 2QU LoRE | Non-Red Flag Warning - Small Fires | Contamination | Aggregated | 2035 | 2.766e-05 | 768.4668 | 0.021256 | 2035 | Mitigation | 0.95 | 45 | 0 | esc | 0.00097009 | 2.6832e-08 | 0.00097009 | 2.6832e-08
[120 empty] | 7.3.3.17.5 (Remote Grid) Updates to grid topology to minimize risk of ignition in HFTDs Remote GridWLDFRContaminationAggregated | WLDFR | HFTD - Distribution - Tier 2 - 5QU CoRE ¦ 2QU LoRE | Non-Red Flag Warning - Small Fires | Contamination | Aggregated | 2036 | 2.766e-05 | 768.4668 | 0.021256 | 2036 | Mitigation | 0.95 | 45 | 0 | esc | 0.00097009 | 2.6832e-08 | 0.00097009 | 2.6832e-08
[120 empty] | 7.3.3.17.5 (Remote Grid) Updates to grid topology to minimize risk of ignition in HFTDs Remote GridWLDFRContaminationAggregated | WLDFR | HFTD - Distribution - Tier 2 - 5QU CoRE ¦ 2QU LoRE | Non-Red Flag Warning - Small Fires | Contamination | Aggregated | 2037 | 2.766e-05 | 768.4668 | 0.021256 | 2037 | Mitigation | 0.95 | 45 | 0 | esc | 0.00097009 | 2.6832e-08 | 0.00097009 | 2.6832e-08
[120 empty] | 7.3.3.17.5 (Remote Grid) Updates to grid topology to minimize risk of ignition in HFTDs Remote GridWLDFRContaminationAggregated | WLDFR | HFTD - Distribution - Tier 2 - 5QU CoRE ¦ 2QU LoRE | Non-Red Flag Warning - Small Fires | Contamination | Aggregated | 2038 | 2.766e-05 | 768.4668 | 0.021256 | 2038 | Mitigation | 0.95 | 45 | 0 | esc | 0.00097009 | 2.6832e-08 | 0.00097009 | 2.6832e-08
[120 empty] | 7.3.3.17.5 (Remote Grid) Updates to grid topology to minimize risk of ignition in HFTDs Remote GridWLDFRContaminationAggregated | WLDFR | HFTD - Distribution - Tier 2 - 5QU CoRE ¦ 2QU LoRE | Non-Red Flag Warning - Small Fires | Contamination | Aggregated | 2039 | 2.766e-05 | 768.4668 | 0.021256 | 2039 | Mitigation | 0.95 | 45 | 0 | esc | 0.00097009 | 2.6832e-08 | 0.00097009 | 2.6832e-08
[120 empty] | 7.3.3.17.5 (Remote Grid) Updates to grid topology to minimize risk of ignition in HFTDs Remote GridWLDFRContaminationAggregated | WLDFR | HFTD - Distribution - Tier 2 - 5QU CoRE ¦ 2QU LoRE | Non-Red Flag Warning - Small Fires | Contamination | Aggregated | 2040 | 2.766e-05 | 768.4668 | 0.021256 | 2040 | Mitigation | 0.95 | 45 | 0 | esc | 0.00097009 | 2.6832e-08 | 0.00097009 | 2.6832e-08
[120 empty] | 7.3.3.17.5 (Remote Grid) Updates to grid topology to minimize risk of ignition in HFTDs Remote GridWLDFRContaminationAggregated | WLDFR | HFTD - Distribution - Tier 2 - 5QU CoRE ¦ 2QU LoRE | Non-Red Flag Warning - Small Fires | Contamination | Aggregated | 2041 | 2.766e-05 | 768.4668 | 0.021256 | 2041 | Mitigation | 0.95 | 45 | 0 | esc | 0.00097009 | 2.6832e-08 | 0.00097009 | 2.6832e-08
[120 empty] | 7.3.3.17.5 (Remote Grid) Updates to grid topology to minimize risk of ignition in HFTDs Remote GridWLDFRContaminationAggregated | WLDFR | HFTD - Distribution - Tier 2 - 5QU CoRE ¦ 2QU LoRE | Non-Red Flag Warning - Small Fires | Contamination | Aggregated | 2042 | 2.766e-05 | 768.4668 | 0.021256 | 2042 | Mitigation | 0.95 | 45 | 0 | esc | 0.00097009 | 2.6832e-08 | 0.00097009 | 2.6832e-08
[120 empty] | 7.3.3.17.5 (Remote Grid) Updates to grid topology to minimize risk of ignition in HFTDs Remote GridWLDFRContaminationAggregated | WLDFR | HFTD - Distribution - Tier 2 - 5QU CoRE ¦ 2QU LoRE | Non-Red Flag Warning - Small Fires | Contamination | Aggregated | 2043 | 2.766e-05 | 768.4668 | 0.021256 | 2043 | Mitigation | 0.95 | 45 | 0 | esc | 0.00097009 | 2.6832e-08 | 0.00097009 | 2.6832e-08
[120 empty] | 7.3.3.17.5 (Remote Grid) Updates to grid topology to minimize risk of ignition in HFTDs Remote GridWLDFRContaminationAggregated | WLDFR | HFTD - Distribution - Tier 2 - 5QU CoRE ¦ 2QU LoRE | Non-Red Flag Warning - Small Fires | Contamination | Aggregated | 2044 | 2.766e-05 | 768.4668 | 0.021256 | 2044 | Mitigation | 0.95 | 45 | 0 | esc | 0.00097009 | 2.6832e-08 | 0.00097009 | 2.6832e-08
[120 empty] | 7.3.3.17.5 (Remote Grid) Updates to grid topology to minimize risk of ignition in HFTDs Remote GridWLDFRContaminationAggregated | WLDFR | HFTD - Distribution - Tier 2 - 5QU CoRE ¦ 2QU LoRE | Non-Red Flag Warning - Small Fires | Contamination | Aggregated | 2045 | 2.766e-05 | 768.4668 | 0.021256 | 2045 | Mitigation | 0.95 | 45 | 0 | esc | 0.00097009 | 2.6832e-08 | 0.00097009 | 2.6832e-08
[120 empty] | 7.3.3.17.5 (Remote Grid) Updates to grid topology to minimize risk of ignition in HFTDs Remote GridWLDFRContaminationAggregated | WLDFR | HFTD - Distribution - Tier 2 - 5QU CoRE ¦ 2QU LoRE | Non-Red Flag Warning - Small Fires | Contamination | Aggregated | 2046 | 2.766e-05 | 768.4668 | 0.021256 | 2046 | Mitigation | 0.95 | 45 | 0 | esc | 0.00097009 | 2.6832e-08 | 0.00097009 | 2.6832e-08
[120 empty] | 7.3.3.17.5 (Remote Grid) Updates to grid topology to minimize risk of ignition in HFTDs Remote GridWLDFRContaminationAggregated | WLDFR | HFTD - Distribution - Tier 2 - 5QU CoRE ¦ 2QU LoRE | Non-Red Flag Warning - Small Fires | Contamination | Aggregated | 2047 | 2.766e-05 | 768.4668 | 0.021256 | 2047 | Mitigation | 0.95 | 45 | 0 | esc | 0.00097009 | 2.6832e-08 | 0.00097009 | 2.6832e-08
[120 empty] | 7.3.3.17.5 (Remote Grid) Updates to grid topology to minimize risk of ignition in HFTDs Remote GridWLDFRContaminationAggregated | WLDFR | HFTD - Distribution - Tier 2 - 5QU CoRE ¦ 2QU LoRE | Non-Red Flag Warning - Small Fires | Contamination | Aggregated | 2048 | 2.766e-05 | 768.4668 | 0.021256 | 2048 | Mitigation | 0.95 | 45 | 0 | esc | 0.00097009 | 2.6832e-08 | 0.00097009 | 2.6832e-08
[120 empty] | 7.3.3.17.5 (Remote Grid) Updates to grid topology to minimize risk of ignition in HFTDs Remote GridWLDFRContaminationAggregated | WLDFR | HFTD - Distribution - Tier 2 - 5QU CoRE ¦ 2QU LoRE | Non-Red Flag Warning - Small Fires | Contamination | Aggregated | 2049 | 2.766e-05 | 768.4668 | 0.021256 | 2049 | Mitigation | 0.95 | 45 | 0 | esc | 0.00097009 | 2.6832e-08 | 0.00097009 | 2.6832e-08
[120 empty] | 7.3.3.17.5 (Remote Grid) Updates to grid topology to minimize risk of ignition in HFTDs Remote GridWLDFRContaminationAggregated | WLDFR | HFTD - Distribution - Tier 2 - 5QU CoRE ¦ 2QU LoRE | Non-Red Flag Warning - Small Fires | Contamination | Aggregated | 2050 | 2.766e-05 | 768.4668 | 0.021256 | 2050 | Mitigation | 0.95 | 45 | 0 | esc | 0.00097009 | 2.6832e-08 | 0.00097009 | 2.6832e-08
[120 empty] | 7.3.3.17.5 (Remote Grid) Updates to grid topology to minimize risk of ignition in HFTDs Remote GridWLDFRContaminationAggregated | WLDFR | HFTD - Distribution - Tier 2 - 5QU CoRE ¦ 2QU LoRE | Non-Red Flag Warning - Small Fires | Contamination | Aggregated | 2051 | 2.766e-05 | 768.4668 | 0.021256 | 2051 | Mitigation | 0.95 | 45 | 0 | esc | 0.00097009 | 2.6832e-08 | 0.00097009 | 2.6832e-08
[120 empty] | 7.3.3.17.5 (Remote Grid) Updates to grid topology to minimize risk of ignition in HFTDs Remote GridWLDFRContaminationAggregated | WLDFR | HFTD - Distribution - Tier 2 - 5QU CoRE ¦ 2QU LoRE | Non-Red Flag Warning - Small Fires | Contamination | Aggregated | 2052 | 2.766e-05 | 768.4668 | 0.021256 | 2052 | Mitigation | 0.95 | 45 | 0 | esc | 0.00097009 | 2.6832e-08 | 0.00097009 | 2.6832e-08
[120 empty] | 7.3.3.17.5 (Remote Grid) Updates to grid topology to minimize risk of ignition in HFTDs Remote GridWLDFRContaminationAggregated | WLDFR | HFTD - Distribution - Tier 2 - 5QU CoRE ¦ 2QU LoRE | Non-Red Flag Warning - Small Fires | Contamination | Aggregated | 2053 | 2.766e-05 | 768.4668 | 0.021256 | 2053 | Mitigation | 0.95 | 45 | 0 | esc | 0.00097009 | 2.6832e-08 | 0.00097009 | 2.6832e-08
[120 empty] | 7.3.3.17.5 (Remote Grid) Updates to grid topology to minimize risk of ignition in HFTDs Remote GridWLDFRContaminationAggregated | WLDFR | HFTD - Distribution - Tier 2 - 5QU CoRE ¦ 2QU LoRE | Non-Red Flag Warning - Small Fires | Contamination | Aggregated | 2054 | 2.766e-05 | 768.4668 | 0.021256 | 2054 | Mitigation | 0.95 | 45 | 0 | esc | 0.00097009 | 2.6832e-08 | 0.00097009 | 2.6832e-08
[120 empty] | 7.3.3.17.5 (Remote Grid) Updates to grid topology to minimize risk of ignition in HFTDs Remote GridWLDFRContaminationAggregated | WLDFR | HFTD - Distribution - Tier 2 - 5QU CoRE ¦ 2QU LoRE | Non-Red Flag Warning - Small Fires | Contamination | Aggregated | 2055 | 2.766e-05 | 768.4668 | 0.021256 | 2055 | Mitigation | 0.95 | 45 | 0 | esc | 0.00097009 | 2.6832e-08 | 0.00097009 | 2.6832e-08
[120 empty] | 7.3.3.17.5 (Remote Grid) Updates to grid topology to minimize risk of ignition in HFTDs Remote GridWLDFRContaminationAggregated | WLDFR | HFTD - Distribution - Tier 2 - 5QU CoRE ¦ 2QU LoRE | Non-Red Flag Warning - Small Fires | Contamination | Aggregated | 2056 | 2.766e-05 | 768.4668 | 0.021256 | 2056 | Mitigation | 0.95 | 45 | 0 | esc | 0.00097009 | 2.6832e-08 | 0.00097009 | 2.6832e-08
[120 empty] | 7.3.3.17.5 (Remote Grid) Updates to grid topology to minimize risk of ignition in HFTDs Remote GridWLDFRContaminationAggregated | WLDFR | HFTD - Distribution - Tier 2 - 5QU CoRE ¦ 2QU LoRE | Non-Red Flag Warning - Small Fires | Contamination | Aggregated | 2057 | 2.766e-05 | 768.4668 | 0.021256 | 2057 | Mitigation | 0.95 | 45 | 0 | esc | 0.00097009 | 2.6832e-08 | 0.00097009 | 2.6832e-08
[120 empty] | 7.3.3.17.5 (Remote Grid) Updates to grid topology to minimize risk of ignition in HFTDs Remote GridWLDFRContaminationAggregated | WLDFR | HFTD - Distribution - Tier 2 - 5QU CoRE ¦ 2QU LoRE | Non-Red Flag Warning - Small Fires | Contamination | Aggregated | 2058 | 2.766e-05 | 768.4668 | 0.021256 | 2058 | Mitigation | 0.95 | 45 | 0 | esc | 0.00097009 | 2.6832e-08 | 0.00097009 | 2.6832e-08
[120 empty] | 7.3.3.17.5 (Remote Grid) Updates to grid topology to minimize risk of ignition in HFTDs Remote GridWLDFRContaminationAggregated | WLDFR | HFTD - Distribution - Tier 2 - 5QU CoRE ¦ 2QU LoRE | Non-Red Flag Warning - Small Fires | Contamination | Aggregated | 2059 | 2.766e-05 | 768.4668 | 0.021256 | 2059 | Mitigation | 0.95 | 45 | 0 | esc | 0.00097009 | 2.6832e-08 | 0.00097009 | 2.6832e-08
[120 empty] | 7.3.3.17.5 (Remote Grid) Updates to grid topology to minimize risk of ignition in HFTDs Remote GridWLDFRContaminationAggregated | WLDFR | HFTD - Distribution - Tier 2 - 5QU CoRE ¦ 2QU LoRE | Non-Red Flag Warning - Small Fires | Contamination | Aggregated | 2060 | 2.766e-05 | 768.4668 | 0.021256 | 2060 | Mitigation | 0.95 | 45 | 0 | esc | 0.00097009 | 2.6832e-08 | 0.00097009 | 2.6832e-08
[120 empty] | 7.3.3.17.5 (Remote Grid) Updates to grid topology to minimize risk of ignition in HFTDs Remote GridWLDFRContaminationAggregated | WLDFR | HFTD - Distribution - Tier 2 - 5QU CoRE ¦ 2QU LoRE | Non-Red Flag Warning - Small Fires | Contamination | Aggregated | 2061 | 2.766e-05 | 768.4668 | 0.021256 | 2061 | Mitigation | 0.95 | 45 | 0 | esc | 0.00097009 | 2.6832e-08 | 0.00097009 | 2.6832e-08
[120 empty] | 7.3.3.17.5 (Remote Grid) Updates to grid topology to minimize risk of ignition in HFTDs Remote GridWLDFRContaminationAggregated | WLDFR | HFTD - Distribution - Tier 2 - 5QU CoRE ¦ 2QU LoRE | Non-Red Flag Warning - Small Fires | Contamination | Aggregated | 2062 | 2.766e-05 | 768.4668 | 0.021256 | 2062 | Mitigation | 0.95 | 45 | 0 | esc | 0.00097009 | 2.6832e-08 | 0.00097009 | 2.6832e-08
[120 empty] | 7.3.3.17.5 (Remote Grid) Updates to grid topology to minimize risk of ignition in HFTDs Remote GridWLDFRContaminationAggregated | WLDFR | HFTD - Distribution - Tier 2 - 5QU CoRE ¦ 2QU LoRE | Non-Red Flag Warning - Small Fires | Contamination | Aggregated | 2063 | 2.766e-05 | 768.4668 | 0.021256 | 2063 | Mitigation | 0.95 | 45 | 0 | esc | 0.00097009 | 2.6832e-08 | 0.00097009 | 2.6832e-08
[120 empty] | 7.3.3.17.5 (Remote Grid) Updates to grid topology to minimize risk of ignition in HFTDs Remote GridWLDFRContaminationAggregated | WLDFR | HFTD - Distribution - Tier 2 - 5QU CoRE ¦ 2QU LoRE | Non-Red Flag Warning - Small Fires | Contamination | Aggregated | 2064 | 2.766e-05 | 768.4668 | 0.021256 | 2064 | Mitigation | 0.95 | 45 | 0 | esc | 0.00097009 | 2.6832e-08 | 0.00097009 | 2.6832e-08
[120 empty] | 7.3.3.17.5 (Remote Grid) Updates to grid topology to minimize risk of ignition in HFTDs Remote GridWLDFRContaminationAggregated | WLDFR | HFTD - Distribution - Tier 2 - 5QU CoRE ¦ 2QU LoRE | Non-Red Flag Warning - Small Fires | Contamination | Aggregated | 2065 | 2.766e-05 | 768.4668 | 0.021256 | 2065 | Mitigation | 0.95 | 45 | 0 | esc | 0.00097009 | 2.6832e-08 | 0.00097009 | 2.6832e-08
[120 empty] | 7.3.3.17.5 (Remote Grid) Updates to grid topology to minimize risk of ignition in HFTDs Remote GridWLDFRContaminationAggregated | WLDFR | HFTD - Distribution - Tier 2 - 5QU CoRE ¦ 2QU LoRE | Non-Red Flag Warning - Small Fires | Contamination | Aggregated | 2066 | 2.766e-05 | 768.4668 | 0.021256 | 2066 | Mitigation | 0.95 | 45 | 0 | esc | 0.00097009 | 2.6832e-08 | 0.00097009 | 2.6832e-08
[120 empty] | 7.3.3.17.5 (Remote Grid) Updates to grid topology to minimize risk of ignition in HFTDs Remote GridWLDFRContaminationAggregated | WLDFR | HFTD - Distribution - Tier 2 - 5QU CoRE ¦ 2QU LoRE | Non-Red Flag Warning - Small Fires | Contamination | Aggregated | 2067 | 2.766e-05 | 768.4668 | 0.021256 | 2067 | Mitigation | 0.95 | 45 | 0 | esc | 0 | 0 | 0.00097009 | 2.6832e-08
[120 empty] | 7.3.3.17.5 (Remote Grid) Updates to grid topology to minimize risk of ignition in HFTDs Remote GridWLDFREquipment / facility failureAggregated | WLDFR | HFTD - Distribution - Tier 2 - 5QU CoRE ¦ 2QU LoRE | Non-Red Flag Warning - Small Fires | Equipment / facility failure | Aggregated | 2022 | 0.0012154 | 768.4668 | 0.93397 | 2022 | Mitigation | 0.95 | 45 | 0 | esc | 0.00097009 | 1.179e-06 | 0 | 0
[120 empty] | 7.3.3.17.5 (Remote Grid) Updates to grid topology to minimize risk of ignition in HFTDs Remote GridWLDFREquipment / facility failureAggregated | WLDFR | HFTD - Distribution - Tier 2 - 5QU CoRE ¦ 2QU LoRE | Non-Red Flag Warning - Small Fires | Equipment / facility failure | Aggregated | 2023 | 0.0012154 | 768.4668 | 0.93397 | 2023 | Mitigation | 0.95 | 45 | 0 | esc | 0.00097009 | 1.179e-06 | 0.00097009 | 1.179e-06
[120 empty] | 7.3.3.17.5 (Remote Grid) Updates to grid topology to minimize risk of ignition in HFTDs Remote GridWLDFREquipment / facility failureAggregated | WLDFR | HFTD - Distribution - Tier 2 - 5QU CoRE ¦ 2QU LoRE | Non-Red Flag Warning - Small Fires | Equipment / facility failure | Aggregated | 2024 | 0.0012154 | 768.4668 | 0.93397 | 2024 | Mitigation | 0.95 | 45 | 0 | esc | 0.00097009 | 1.179e-06 | 0.00097009 | 1.179e-06
[120 empty] | 7.3.3.17.5 (Remote Grid) Updates to grid topology to minimize risk of ignition in HFTDs Remote GridWLDFREquipment / facility failureAggregated | WLDFR | HFTD - Distribution - Tier 2 - 5QU CoRE ¦ 2QU LoRE | Non-Red Flag Warning - Small Fires | Equipment / facility failure | Aggregated | 2025 | 0.0012154 | 768.4668 | 0.93397 | 2025 | Mitigation | 0.95 | 45 | 0 | esc | 0.00097009 | 1.179e-06 | 0.00097009 | 1.179e-06
[120 empty] | 7.3.3.17.5 (Remote Grid) Updates to grid topology to minimize risk of ignition in HFTDs Remote GridWLDFREquipment / facility failureAggregated | WLDFR | HFTD - Distribution - Tier 2 - 5QU CoRE ¦ 2QU LoRE | Non-Red Flag Warning - Small Fires | Equipment / facility failure | Aggregated | 2026 | 0.0012154 | 768.4668 | 0.93397 | 2026 | Mitigation | 0.95 | 45 | 0 | esc | 0.00097009 | 1.179e-06 | 0.00097009 | 1.179e-06
[120 empty] | 7.3.3.17.5 (Remote Grid) Updates to grid topology to minimize risk of ignition in HFTDs Remote GridWLDFREquipment / facility failureAggregated | WLDFR | HFTD - Distribution - Tier 2 - 5QU CoRE ¦ 2QU LoRE | Non-Red Flag Warning - Small Fires | Equipment / facility failure | Aggregated | 2027 | 0.0012154 | 768.4668 | 0.93397 | 2027 | Mitigation | 0.95 | 45 | 0 | esc | 0.00097009 | 1.179e-06 | 0.00097009 | 1.179e-06
[120 empty] | 7.3.3.17.5 (Remote Grid) Updates to grid topology to minimize risk of ignition in HFTDs Remote GridWLDFREquipment / facility failureAggregated | WLDFR | HFTD - Distribution - Tier 2 - 5QU CoRE ¦ 2QU LoRE | Non-Red Flag Warning - Small Fires | Equipment / facility failure | Aggregated | 2028 | 0.0012154 | 768.4668 | 0.93397 | 2028 | Mitigation | 0.95 | 45 | 0 | esc | 0.00097009 | 1.179e-06 | 0.00097009 | 1.179e-06
[120 empty] | 7.3.3.17.5 (Remote Grid) Updates to grid topology to minimize risk of ignition in HFTDs Remote GridWLDFREquipment / facility failureAggregated | WLDFR | HFTD - Distribution - Tier 2 - 5QU CoRE ¦ 2QU LoRE | Non-Red Flag Warning - Small Fires | Equipment / facility failure | Aggregated | 2029 | 0.0012154 | 768.4668 | 0.93397 | 2029 | Mitigation | 0.95 | 45 | 0 | esc | 0.00097009 | 1.179e-06 | 0.00097009 | 1.179e-06
[120 empty] | 7.3.3.17.5 (Remote Grid) Updates to grid topology to minimize risk of ignition in HFTDs Remote GridWLDFREquipment / facility failureAggregated | WLDFR | HFTD - Distribution - Tier 2 - 5QU CoRE ¦ 2QU LoRE | Non-Red Flag Warning - Small Fires | Equipment / facility failure | Aggregated | 2030 | 0.0012154 | 768.4668 | 0.93397 | 2030 | Mitigation | 0.95 | 45 | 0 | esc | 0.00097009 | 1.179e-06 | 0.00097009 | 1.179e-06
[120 empty] | 7.3.3.17.5 (Remote Grid) Updates to grid topology to minimize risk of ignition in HFTDs Remote GridWLDFREquipment / facility failureAggregated | WLDFR | HFTD - Distribution - Tier 2 - 5QU CoRE ¦ 2QU LoRE | Non-Red Flag Warning - Small Fires | Equipment / facility failure | Aggregated | 2031 | 0.0012154 | 768.4668 | 0.93397 | 2031 | Mitigation | 0.95 | 45 | 0 | esc | 0.00097009 | 1.179e-06 | 0.00097009 | 1.179e-06
[120 empty] | 7.3.3.17.5 (Remote Grid) Updates to grid topology to minimize risk of ignition in HFTDs Remote GridWLDFREquipment / facility failureAggregated | WLDFR | HFTD - Distribution - Tier 2 - 5QU CoRE ¦ 2QU LoRE | Non-Red Flag Warning - Small Fires | Equipment / facility failure | Aggregated | 2032 | 0.0012154 | 768.4668 | 0.93397 | 2032 | Mitigation | 0.95 | 45 | 0 | esc | 0.00097009 | 1.179e-06 | 0.00097009 | 1.179e-06
[120 empty] | 7.3.3.17.5 (Remote Grid) Updates to grid topology to minimize risk of ignition in HFTDs Remote GridWLDFREquipment / facility failureAggregated | WLDFR | HFTD - Distribution - Tier 2 - 5QU CoRE ¦ 2QU LoRE | Non-Red Flag Warning - Small Fires | Equipment / facility failure | Aggregated | 2033 | 0.0012154 | 768.4668 | 0.93397 | 2033 | Mitigation | 0.95 | 45 | 0 | esc | 0.00097009 | 1.179e-06 | 0.00097009 | 1.179e-06
[120 empty] | 7.3.3.17.5 (Remote Grid) Updates to grid topology to minimize risk of ignition in HFTDs Remote GridWLDFREquipment / facility failureAggregated | WLDFR | HFTD - Distribution - Tier 2 - 5QU CoRE ¦ 2QU LoRE | Non-Red Flag Warning - Small Fires | Equipment / facility failure | Aggregated | 2034 | 0.0012154 | 768.4668 | 0.93397 | 2034 | Mitigation | 0.95 | 45 | 0 | esc | 0.00097009 | 1.179e-06 | 0.00097009 | 1.179e-06
[120 empty] | 7.3.3.17.5 (Remote Grid) Updates to grid topology to minimize risk of ignition in HFTDs Remote GridWLDFREquipment / facility failureAggregated | WLDFR | HFTD - Distribution - Tier 2 - 5QU CoRE ¦ 2QU LoRE | Non-Red Flag Warning - Small Fires | Equipment / facility failure | Aggregated | 2035 | 0.0012154 | 768.4668 | 0.93397 | 2035 | Mitigation | 0.95 | 45 | 0 | esc | 0.00097009 | 1.179e-06 | 0.00097009 | 1.179e-06
[120 empty] | 7.3.3.17.5 (Remote Grid) Updates to grid topology to minimize risk of ignition in HFTDs Remote GridWLDFREquipment / facility failureAggregated | WLDFR | HFTD - Distribution - Tier 2 - 5QU CoRE ¦ 2QU LoRE | Non-Red Flag Warning - Small Fires | Equipment / facility failure | Aggregated | 2036 | 0.0012154 | 768.4668 | 0.93397 | 2036 | Mitigation | 0.95 | 45 | 0 | esc | 0.00097009 | 1.179e-06 | 0.00097009 | 1.179e-06
[120 empty] | 7.3.3.17.5 (Remote Grid) Updates to grid topology to minimize risk of ignition in HFTDs Remote GridWLDFREquipment / facility failureAggregated | WLDFR | HFTD - Distribution - Tier 2 - 5QU CoRE ¦ 2QU LoRE | Non-Red Flag Warning - Small Fires | Equipment / facility failure | Aggregated | 2037 | 0.0012154 | 768.4668 | 0.93397 | 2037 | Mitigation | 0.95 | 45 | 0 | esc | 0.00097009 | 1.179e-06 | 0.00097009 | 1.179e-06
[120 empty] | 7.3.3.17.5 (Remote Grid) Updates to grid topology to minimize risk of ignition in HFTDs Remote GridWLDFREquipment / facility failureAggregated | WLDFR | HFTD - Distribution - Tier 2 - 5QU CoRE ¦ 2QU LoRE | Non-Red Flag Warning - Small Fires | Equipment / facility failure | Aggregated | 2038 | 0.0012154 | 768.4668 | 0.93397 | 2038 | Mitigation | 0.95 | 45 | 0 | esc | 0.00097009 | 1.179e-06 | 0.00097009 | 1.179e-06
[120 empty] | 7.3.3.17.5 (Remote Grid) Updates to grid topology to minimize risk of ignition in HFTDs Remote GridWLDFREquipment / facility failureAggregated | WLDFR | HFTD - Distribution - Tier 2 - 5QU CoRE ¦ 2QU LoRE | Non-Red Flag Warning - Small Fires | Equipment / facility failure | Aggregated | 2039 | 0.0012154 | 768.4668 | 0.93397 | 2039 | Mitigation | 0.95 | 45 | 0 | esc | 0.00097009 | 1.179e-06 | 0.00097009 | 1.179e-06
[120 empty] | 7.3.3.17.5 (Remote Grid) Updates to grid topology to minimize risk of ignition in HFTDs Remote GridWLDFREquipment / facility failureAggregated | WLDFR | HFTD - Distribution - Tier 2 - 5QU CoRE ¦ 2QU LoRE | Non-Red Flag Warning - Small Fires | Equipment / facility failure | Aggregated | 2040 | 0.0012154 | 768.4668 | 0.93397 | 2040 | Mitigation | 0.95 | 45 | 0 | esc | 0.00097009 | 1.179e-06 | 0.00097009 | 1.179e-06
[120 empty] | 7.3.3.17.5 (Remote Grid) Updates to grid topology to minimize risk of ignition in HFTDs Remote GridWLDFREquipment / facility failureAggregated | WLDFR | HFTD - Distribution - Tier 2 - 5QU CoRE ¦ 2QU LoRE | Non-Red Flag Warning - Small Fires | Equipment / facility failure | Aggregated | 2041 | 0.0012154 | 768.4668 | 0.93397 | 2041 | Mitigation | 0.95 | 45 | 0 | esc | 0.00097009 | 1.179e-06 | 0.00097009 | 1.179e-06
[120 empty] | 7.3.3.17.5 (Remote Grid) Updates to grid topology to minimize risk of ignition in HFTDs Remote GridWLDFREquipment / facility failureAggregated | WLDFR | HFTD - Distribution - Tier 2 - 5QU CoRE ¦ 2QU LoRE | Non-Red Flag Warning - Small Fires | Equipment / facility failure | Aggregated | 2042 | 0.0012154 | 768.4668 | 0.93397 | 2042 | Mitigation | 0.95 | 45 | 0 | esc | 0.00097009 | 1.179e-06 | 0.00097009 | 1.179e-06
[120 empty] | 7.3.3.17.5 (Remote Grid) Updates to grid topology to minimize risk of ignition in HFTDs Remote GridWLDFREquipment / facility failureAggregated | WLDFR | HFTD - Distribution - Tier 2 - 5QU CoRE ¦ 2QU LoRE | Non-Red Flag Warning - Small Fires | Equipment / facility failure | Aggregated | 2043 | 0.0012154 | 768.4668 | 0.93397 | 2043 | Mitigation | 0.95 | 45 | 0 | esc | 0.00097009 | 1.179e-06 | 0.00097009 | 1.179e-06
[120 empty] | 7.3.3.17.5 (Remote Grid) Updates to grid topology to minimize risk of ignition in HFTDs Remote GridWLDFREquipment / facility failureAggregated | WLDFR | HFTD - Distribution - Tier 2 - 5QU CoRE ¦ 2QU LoRE | Non-Red Flag Warning - Small Fires | Equipment / facility failure | Aggregated | 2044 | 0.0012154 | 768.4668 | 0.93397 | 2044 | Mitigation | 0.95 | 45 | 0 | esc | 0.00097009 | 1.179e-06 | 0.00097009 | 1.179e-06
[120 empty] | 7.3.3.17.5 (Remote Grid) Updates to grid topology to minimize risk of ignition in HFTDs Remote GridWLDFREquipment / facility failureAggregated | WLDFR | HFTD - Distribution - Tier 2 - 5QU CoRE ¦ 2QU LoRE | Non-Red Flag Warning - Small Fires | Equipment / facility failure | Aggregated | 2045 | 0.0012154 | 768.4668 | 0.93397 | 2045 | Mitigation | 0.95 | 45 | 0 | esc | 0.00097009 | 1.179e-06 | 0.00097009 | 1.179e-06
[120 empty] | 7.3.3.17.5 (Remote Grid) Updates to grid topology to minimize risk of ignition in HFTDs Remote GridWLDFREquipment / facility failureAggregated | WLDFR | HFTD - Distribution - Tier 2 - 5QU CoRE ¦ 2QU LoRE | Non-Red Flag Warning - Small Fires | Equipment / facility failure | Aggregated | 2046 | 0.0012154 | 768.4668 | 0.93397 | 2046 | Mitigation | 0.95 | 45 | 0 | esc | 0.00097009 | 1.179e-06 | 0.00097009 | 1.179e-06
[120 empty] | 7.3.3.17.5 (Remote Grid) Updates to grid topology to minimize risk of ignition in HFTDs Remote GridWLDFREquipment / facility failureAggregated | WLDFR | HFTD - Distribution - Tier 2 - 5QU CoRE ¦ 2QU LoRE | Non-Red Flag Warning - Small Fires | Equipment / facility failure | Aggregated | 2047 | 0.0012154 | 768.4668 | 0.93397 | 2047 | Mitigation | 0.95 | 45 | 0 | esc | 0.00097009 | 1.179e-06 | 0.00097009 | 1.179e-06
[120 empty] | 7.3.3.17.5 (Remote Grid) Updates to grid topology to minimize risk of ignition in HFTDs Remote GridWLDFREquipment / facility failureAggregated | WLDFR | HFTD - Distribution - Tier 2 - 5QU CoRE ¦ 2QU LoRE | Non-Red Flag Warning - Small Fires | Equipment / facility failure | Aggregated | 2048 | 0.0012154 | 768.4668 | 0.93397 | 2048 | Mitigation | 0.95 | 45 | 0 | esc | 0.00097009 | 1.179e-06 | 0.00097009 | 1.179e-06
[120 empty] | 7.3.3.17.5 (Remote Grid) Updates to grid topology to minimize risk of ignition in HFTDs Remote GridWLDFREquipment / facility failureAggregated | WLDFR | HFTD - Distribution - Tier 2 - 5QU CoRE ¦ 2QU LoRE | Non-Red Flag Warning - Small Fires | Equipment / facility failure | Aggregated | 2049 | 0.0012154 | 768.4668 | 0.93397 | 2049 | Mitigation | 0.95 | 45 | 0 | esc | 0.00097009 | 1.179e-06 | 0.00097009 | 1.179e-06
[120 empty] | 7.3.3.17.5 (Remote Grid) Updates to grid topology to minimize risk of ignition in HFTDs Remote GridWLDFREquipment / facility failureAggregated | WLDFR | HFTD - Distribution - Tier 2 - 5QU CoRE ¦ 2QU LoRE | Non-Red Flag Warning - Small Fires | Equipment / facility failure | Aggregated | 2050 | 0.0012154 | 768.4668 | 0.93397 | 2050 | Mitigation | 0.95 | 45 | 0 | esc | 0.00097009 | 1.179e-06 | 0.00097009 | 1.179e-06
[120 empty] | 7.3.3.17.5 (Remote Grid) Updates to grid topology to minimize risk of ignition in HFTDs Remote GridWLDFREquipment / facility failureAggregated | WLDFR | HFTD - Distribution - Tier 2 - 5QU CoRE ¦ 2QU LoRE | Non-Red Flag Warning - Small Fires | Equipment / facility failure | Aggregated | 2051 | 0.0012154 | 768.4668 | 0.93397 | 2051 | Mitigation | 0.95 | 45 | 0 | esc | 0.00097009 | 1.179e-06 | 0.00097009 | 1.179e-06
[120 empty] | 7.3.3.17.5 (Remote Grid) Updates to grid topology to minimize risk of ignition in HFTDs Remote GridWLDFREquipment / facility failureAggregated | WLDFR | HFTD - Distribution - Tier 2 - 5QU CoRE ¦ 2QU LoRE | Non-Red Flag Warning - Small Fires | Equipment / facility failure | Aggregated | 2052 | 0.0012154 | 768.4668 | 0.93397 | 2052 | Mitigation | 0.95 | 45 | 0 | esc | 0.00097009 | 1.179e-06 | 0.00097009 | 1.179e-06
[120 empty] | 7.3.3.17.5 (Remote Grid) Updates to grid topology to minimize risk of ignition in HFTDs Remote GridWLDFREquipment / facility failureAggregated | WLDFR | HFTD - Distribution - Tier 2 - 5QU CoRE ¦ 2QU LoRE | Non-Red Flag Warning - Small Fires | Equipment / facility failure | Aggregated | 2053 | 0.0012154 | 768.4668 | 0.93397 | 2053 | Mitigation | 0.95 | 45 | 0 | esc | 0.00097009 | 1.179e-06 | 0.00097009 | 1.179e-06
[120 empty] | 7.3.3.17.5 (Remote Grid) Updates to grid topology to minimize risk of ignition in HFTDs Remote GridWLDFREquipment / facility failureAggregated | WLDFR | HFTD - Distribution - Tier 2 - 5QU CoRE ¦ 2QU LoRE | Non-Red Flag Warning - Small Fires | Equipment / facility failure | Aggregated | 2054 | 0.0012154 | 768.4668 | 0.93397 | 2054 | Mitigation | 0.95 | 45 | 0 | esc | 0.00097009 | 1.179e-06 | 0.00097009 | 1.179e-06
[120 empty] | 7.3.3.17.5 (Remote Grid) Updates to grid topology to minimize risk of ignition in HFTDs Remote GridWLDFREquipment / facility failureAggregated | WLDFR | HFTD - Distribution - Tier 2 - 5QU CoRE ¦ 2QU LoRE | Non-Red Flag Warning - Small Fires | Equipment / facility failure | Aggregated | 2055 | 0.0012154 | 768.4668 | 0.93397 | 2055 | Mitigation | 0.95 | 45 | 0 | esc | 0.00097009 | 1.179e-06 | 0.00097009 | 1.179e-06
[120 empty] | 7.3.3.17.5 (Remote Grid) Updates to grid topology to minimize risk of ignition in HFTDs Remote GridWLDFREquipment / facility failureAggregated | WLDFR | HFTD - Distribution - Tier 2 - 5QU CoRE ¦ 2QU LoRE | Non-Red Flag Warning - Small Fires | Equipment / facility failure | Aggregated | 2056 | 0.0012154 | 768.4668 | 0.93397 | 2056 | Mitigation | 0.95 | 45 | 0 | esc | 0.00097009 | 1.179e-06 | 0.00097009 | 1.179e-06
[120 empty] | 7.3.3.17.5 (Remote Grid) Updates to grid topology to minimize risk of ignition in HFTDs Remote GridWLDFREquipment / facility failureAggregated | WLDFR | HFTD - Distribution - Tier 2 - 5QU CoRE ¦ 2QU LoRE | Non-Red Flag Warning - Small Fires | Equipment / facility failure | Aggregated | 2057 | 0.0012154 | 768.4668 | 0.93397 | 2057 | Mitigation | 0.95 | 45 | 0 | esc | 0.00097009 | 1.179e-06 | 0.00097009 | 1.179e-06
[120 empty] | 7.3.3.17.5 (Remote Grid) Updates to grid topology to minimize risk of ignition in HFTDs Remote GridWLDFREquipment / facility failureAggregated | WLDFR | HFTD - Distribution - Tier 2 - 5QU CoRE ¦ 2QU LoRE | Non-Red Flag Warning - Small Fires | Equipment / facility failure | Aggregated | 2058 | 0.0012154 | 768.4668 | 0.93397 | 2058 | Mitigation | 0.95 | 45 | 0 | esc | 0.00097009 | 1.179e-06 | 0.00097009 | 1.179e-06
[120 empty] | 7.3.3.17.5 (Remote Grid) Updates to grid topology to minimize risk of ignition in HFTDs Remote GridWLDFREquipment / facility failureAggregated | WLDFR | HFTD - Distribution - Tier 2 - 5QU CoRE ¦ 2QU LoRE | Non-Red Flag Warning - Small Fires | Equipment / facility failure | Aggregated | 2059 | 0.0012154 | 768.4668 | 0.93397 | 2059 | Mitigation | 0.95 | 45 | 0 | esc | 0.00097009 | 1.179e-06 | 0.00097009 | 1.179e-06
[120 empty] | 7.3.3.17.5 (Remote Grid) Updates to grid topology to minimize risk of ignition in HFTDs Remote GridWLDFREquipment / facility failureAggregated | WLDFR | HFTD - Distribution - Tier 2 - 5QU CoRE ¦ 2QU LoRE | Non-Red Flag Warning - Small Fires | Equipment / facility failure | Aggregated | 2060 | 0.0012154 | 768.4668 | 0.93397 | 2060 | Mitigation | 0.95 | 45 | 0 | esc | 0.00097009 | 1.179e-06 | 0.00097009 | 1.179e-06
[120 empty] | 7.3.3.17.5 (Remote Grid) Updates to grid topology to minimize risk of ignition in HFTDs Remote GridWLDFREquipment / facility failureAggregated | WLDFR | HFTD - Distribution - Tier 2 - 5QU CoRE ¦ 2QU LoRE | Non-Red Flag Warning - Small Fires | Equipment / facility failure | Aggregated | 2061 | 0.0012154 | 768.4668 | 0.93397 | 2061 | Mitigation | 0.95 | 45 | 0 | esc | 0.00097009 | 1.179e-06 | 0.00097009 | 1.179e-06
[120 empty] | 7.3.3.17.5 (Remote Grid) Updates to grid topology to minimize risk of ignition in HFTDs Remote GridWLDFREquipment / facility failureAggregated | WLDFR | HFTD - Distribution - Tier 2 - 5QU CoRE ¦ 2QU LoRE | Non-Red Flag Warning - Small Fires | Equipment / facility failure | Aggregated | 2062 | 0.0012154 | 768.4668 | 0.93397 | 2062 | Mitigation | 0.95 | 45 | 0 | esc | 0.00097009 | 1.179e-06 | 0.00097009 | 1.179e-06
[120 empty] | 7.3.3.17.5 (Remote Grid) Updates to grid topology to minimize risk of ignition in HFTDs Remote GridWLDFREquipment / facility failureAggregated | WLDFR | HFTD - Distribution - Tier 2 - 5QU CoRE ¦ 2QU LoRE | Non-Red Flag Warning - Small Fires | Equipment / facility failure | Aggregated | 2063 | 0.0012154 | 768.4668 | 0.93397 | 2063 | Mitigation | 0.95 | 45 | 0 | esc | 0.00097009 | 1.179e-06 | 0.00097009 | 1.179e-06
[120 empty] | 7.3.3.17.5 (Remote Grid) Updates to grid topology to minimize risk of ignition in HFTDs Remote GridWLDFREquipment / facility failureAggregated | WLDFR | HFTD - Distribution - Tier 2 - 5QU CoRE ¦ 2QU LoRE | Non-Red Flag Warning - Small Fires | Equipment / facility failure | Aggregated | 2064 | 0.0012154 | 768.4668 | 0.93397 | 2064 | Mitigation | 0.95 | 45 | 0 | esc | 0.00097009 | 1.179e-06 | 0.00097009 | 1.179e-06
[120 empty] | 7.3.3.17.5 (Remote Grid) Updates to grid topology to minimize risk of ignition in HFTDs Remote GridWLDFREquipment / facility failureAggregated | WLDFR | HFTD - Distribution - Tier 2 - 5QU CoRE ¦ 2QU LoRE | Non-Red Flag Warning - Small Fires | Equipment / facility failure | Aggregated | 2065 | 0.0012154 | 768.4668 | 0.93397 | 2065 | Mitigation | 0.95 | 45 | 0 | esc | 0.00097009 | 1.179e-06 | 0.00097009 | 1.179e-06
[120 empty] | 7.3.3.17.5 (Remote Grid) Updates to grid topology to minimize risk of ignition in HFTDs Remote GridWLDFREquipment / facility failureAggregated | WLDFR | HFTD - Distribution - Tier 2 - 5QU CoRE ¦ 2QU LoRE | Non-Red Flag Warning - Small Fires | Equipment / facility failure | Aggregated | 2066 | 0.0012154 | 768.4668 | 0.93397 | 2066 | Mitigation | 0.95 | 45 | 0 | esc | 0.00097009 | 1.179e-06 | 0.00097009 | 1.179e-06
[120 empty] | 7.3.3.17.5 (Remote Grid) Updates to grid topology to minimize risk of ignition in HFTDs Remote GridWLDFREquipment / facility failureAggregated | WLDFR | HFTD - Distribution - Tier 2 - 5QU CoRE ¦ 2QU LoRE | Non-Red Flag Warning - Small Fires | Equipment / facility failure | Aggregated | 2067 | 0.0012154 | 768.4668 | 0.93397 | 2067 | Mitigation | 0.95 | 45 | 0 | esc | 0 | 0 | 0.00097009 | 1.179e-06
[120 empty] | 7.3.3.17.5 (Remote Grid) Updates to grid topology to minimize risk of ignition in HFTDs Remote GridWLDFRVegetation ContactAggregated | WLDFR | HFTD - Distribution - Tier 2 - 5QU CoRE ¦ 2QU LoRE | Non-Red Flag Warning - Small Fires | Vegetation Contact | Aggregated | 2022 | 0.0024526 | 768.4668 | 1.8847 | 2022 | Mitigation | 0.95 | 45 | 0 | esc | 0.00097009 | 2.3792e-06 | 0 | 0
[120 empty] | 7.3.3.17.5 (Remote Grid) Updates to grid topology to minimize risk of ignition in HFTDs Remote GridWLDFRVegetation ContactAggregated | WLDFR | HFTD - Distribution - Tier 2 - 5QU CoRE ¦ 2QU LoRE | Non-Red Flag Warning - Small Fires | Vegetation Contact | Aggregated | 2023 | 0.0024526 | 768.4668 | 1.8847 | 2023 | Mitigation | 0.95 | 45 | 0 | esc | 0.00097009 | 2.3792e-06 | 0.00097009 | 2.3792e-06
[120 empty] | 7.3.3.17.5 (Remote Grid) Updates to grid topology to minimize risk of ignition in HFTDs Remote GridWLDFRVegetation ContactAggregated | WLDFR | HFTD - Distribution - Tier 2 - 5QU CoRE ¦ 2QU LoRE | Non-Red Flag Warning - Small Fires | Vegetation Contact | Aggregated | 2024 | 0.0024526 | 768.4668 | 1.8847 | 2024 | Mitigation | 0.95 | 45 | 0 | esc | 0.00097009 | 2.3792e-06 | 0.00097009 | 2.3792e-06
[120 empty] | 7.3.3.17.5 (Remote Grid) Updates to grid topology to minimize risk of ignition in HFTDs Remote GridWLDFRVegetation ContactAggregated | WLDFR | HFTD - Distribution - Tier 2 - 5QU CoRE ¦ 2QU LoRE | Non-Red Flag Warning - Small Fires | Vegetation Contact | Aggregated | 2025 | 0.0024526 | 768.4668 | 1.8847 | 2025 | Mitigation | 0.95 | 45 | 0 | esc | 0.00097009 | 2.3792e-06 | 0.00097009 | 2.3792e-06
[120 empty] | 7.3.3.17.5 (Remote Grid) Updates to grid topology to minimize risk of ignition in HFTDs Remote GridWLDFRVegetation ContactAggregated | WLDFR | HFTD - Distribution - Tier 2 - 5QU CoRE ¦ 2QU LoRE | Non-Red Flag Warning - Small Fires | Vegetation Contact | Aggregated | 2026 | 0.0024526 | 768.4668 | 1.8847 | 2026 | Mitigation | 0.95 | 45 | 0 | esc | 0.00097009 | 2.3792e-06 | 0.00097009 | 2.3792e-06
[120 empty] | 7.3.3.17.5 (Remote Grid) Updates to grid topology to minimize risk of ignition in HFTDs Remote GridWLDFRVegetation ContactAggregated | WLDFR | HFTD - Distribution - Tier 2 - 5QU CoRE ¦ 2QU LoRE | Non-Red Flag Warning - Small Fires | Vegetation Contact | Aggregated | 2027 | 0.0024526 | 768.4668 | 1.8847 | 2027 | Mitigation | 0.95 | 45 | 0 | esc | 0.00097009 | 2.3792e-06 | 0.00097009 | 2.3792e-06
[120 empty] | 7.3.3.17.5 (Remote Grid) Updates to grid topology to minimize risk of ignition in HFTDs Remote GridWLDFRVegetation ContactAggregated | WLDFR | HFTD - Distribution - Tier 2 - 5QU CoRE ¦ 2QU LoRE | Non-Red Flag Warning - Small Fires | Vegetation Contact | Aggregated | 2028 | 0.0024526 | 768.4668 | 1.8847 | 2028 | Mitigation | 0.95 | 45 | 0 | esc | 0.00097009 | 2.3792e-06 | 0.00097009 | 2.3792e-06
[120 empty] | 7.3.3.17.5 (Remote Grid) Updates to grid topology to minimize risk of ignition in HFTDs Remote GridWLDFRVegetation ContactAggregated | WLDFR | HFTD - Distribution - Tier 2 - 5QU CoRE ¦ 2QU LoRE | Non-Red Flag Warning - Small Fires | Vegetation Contact | Aggregated | 2029 | 0.0024526 | 768.4668 | 1.8847 | 2029 | Mitigation | 0.95 | 45 | 0 | esc | 0.00097009 | 2.3792e-06 | 0.00097009 | 2.3792e-06
[120 empty] | 7.3.3.17.5 (Remote Grid) Updates to grid topology to minimize risk of ignition in HFTDs Remote GridWLDFRVegetation ContactAggregated | WLDFR | HFTD - Distribution - Tier 2 - 5QU CoRE ¦ 2QU LoRE | Non-Red Flag Warning - Small Fires | Vegetation Contact | Aggregated | 2030 | 0.0024526 | 768.4668 | 1.8847 | 2030 | Mitigation | 0.95 | 45 | 0 | esc | 0.00097009 | 2.3792e-06 | 0.00097009 | 2.3792e-06
[120 empty] | 7.3.3.17.5 (Remote Grid) Updates to grid topology to minimize risk of ignition in HFTDs Remote GridWLDFRVegetation ContactAggregated | WLDFR | HFTD - Distribution - Tier 2 - 5QU CoRE ¦ 2QU LoRE | Non-Red Flag Warning - Small Fires | Vegetation Contact | Aggregated | 2031 | 0.0024526 | 768.4668 | 1.8847 | 2031 | Mitigation | 0.95 | 45 | 0 | esc | 0.00097009 | 2.3792e-06 | 0.00097009 | 2.3792e-06
[120 empty] | 7.3.3.17.5 (Remote Grid) Updates to grid topology to minimize risk of ignition in HFTDs Remote GridWLDFRVegetation ContactAggregated | WLDFR | HFTD - Distribution - Tier 2 - 5QU CoRE ¦ 2QU LoRE | Non-Red Flag Warning - Small Fires | Vegetation Contact | Aggregated | 2032 | 0.0024526 | 768.4668 | 1.8847 | 2032 | Mitigation | 0.95 | 45 | 0 | esc | 0.00097009 | 2.3792e-06 | 0.00097009 | 2.3792e-06
[120 empty] | 7.3.3.17.5 (Remote Grid) Updates to grid topology to minimize risk of ignition in HFTDs Remote GridWLDFRVegetation ContactAggregated | WLDFR | HFTD - Distribution - Tier 2 - 5QU CoRE ¦ 2QU LoRE | Non-Red Flag Warning - Small Fires | Vegetation Contact | Aggregated | 2033 | 0.0024526 | 768.4668 | 1.8847 | 2033 | Mitigation | 0.95 | 45 | 0 | esc | 0.00097009 | 2.3792e-06 | 0.00097009 | 2.3792e-06
[120 empty] | 7.3.3.17.5 (Remote Grid) Updates to grid topology to minimize risk of ignition in HFTDs Remote GridWLDFRVegetation ContactAggregated | WLDFR | HFTD - Distribution - Tier 2 - 5QU CoRE ¦ 2QU LoRE | Non-Red Flag Warning - Small Fires | Vegetation Contact | Aggregated | 2034 | 0.0024526 | 768.4668 | 1.8847 | 2034 | Mitigation | 0.95 | 45 | 0 | esc | 0.00097009 | 2.3792e-06 | 0.00097009 | 2.3792e-06
[120 empty] | 7.3.3.17.5 (Remote Grid) Updates to grid topology to minimize risk of ignition in HFTDs Remote GridWLDFRVegetation ContactAggregated | WLDFR | HFTD - Distribution - Tier 2 - 5QU CoRE ¦ 2QU LoRE | Non-Red Flag Warning - Small Fires | Vegetation Contact | Aggregated | 2035 | 0.0024526 | 768.4668 | 1.8847 | 2035 | Mitigation | 0.95 | 45 | 0 | esc | 0.00097009 | 2.3792e-06 | 0.00097009 | 2.3792e-06
[120 empty] | 7.3.3.17.5 (Remote Grid) Updates to grid topology to minimize risk of ignition in HFTDs Remote GridWLDFRVegetation ContactAggregated | WLDFR | HFTD - Distribution - Tier 2 - 5QU CoRE ¦ 2QU LoRE | Non-Red Flag Warning - Small Fires | Vegetation Contact | Aggregated | 2036 | 0.0024526 | 768.4668 | 1.8847 | 2036 | Mitigation | 0.95 | 45 | 0 | esc | 0.00097009 | 2.3792e-06 | 0.00097009 | 2.3792e-06
[120 empty] | 7.3.3.17.5 (Remote Grid) Updates to grid topology to minimize risk of ignition in HFTDs Remote GridWLDFRVegetation ContactAggregated | WLDFR | HFTD - Distribution - Tier 2 - 5QU CoRE ¦ 2QU LoRE | Non-Red Flag Warning - Small Fires | Vegetation Contact | Aggregated | 2037 | 0.0024526 | 768.4668 | 1.8847 | 2037 | Mitigation | 0.95 | 45 | 0 | esc | 0.00097009 | 2.3792e-06 | 0.00097009 | 2.3792e-06
[120 empty] | 7.3.3.17.5 (Remote Grid) Updates to grid topology to minimize risk of ignition in HFTDs Remote GridWLDFRVegetation ContactAggregated | WLDFR | HFTD - Distribution - Tier 2 - 5QU CoRE ¦ 2QU LoRE | Non-Red Flag Warning - Small Fires | Vegetation Contact | Aggregated | 2038 | 0.0024526 | 768.4668 | 1.8847 | 2038 | Mitigation | 0.95 | 45 | 0 | esc | 0.00097009 | 2.3792e-06 | 0.00097009 | 2.3792e-06
[120 empty] | 7.3.3.17.5 (Remote Grid) Updates to grid topology to minimize risk of ignition in HFTDs Remote GridWLDFRVegetation ContactAggregated | WLDFR | HFTD - Distribution - Tier 2 - 5QU CoRE ¦ 2QU LoRE | Non-Red Flag Warning - Small Fires | Vegetation Contact | Aggregated | 2039 | 0.0024526 | 768.4668 | 1.8847 | 2039 | Mitigation | 0.95 | 45 | 0 | esc | 0.00097009 | 2.3792e-06 | 0.00097009 | 2.3792e-06
[120 empty] | 7.3.3.17.5 (Remote Grid) Updates to grid topology to minimize risk of ignition in HFTDs Remote GridWLDFRVegetation ContactAggregated | WLDFR | HFTD - Distribution - Tier 2 - 5QU CoRE ¦ 2QU LoRE | Non-Red Flag Warning - Small Fires | Vegetation Contact | Aggregated | 2040 | 0.0024526 | 768.4668 | 1.8847 | 2040 | Mitigation | 0.95 | 45 | 0 | esc | 0.00097009 | 2.3792e-06 | 0.00097009 | 2.3792e-06
[120 empty] | 7.3.3.17.5 (Remote Grid) Updates to grid topology to minimize risk of ignition in HFTDs Remote GridWLDFRVegetation ContactAggregated | WLDFR | HFTD - Distribution - Tier 2 - 5QU CoRE ¦ 2QU LoRE | Non-Red Flag Warning - Small Fires | Vegetation Contact | Aggregated | 2041 | 0.0024526 | 768.4668 | 1.8847 | 2041 | Mitigation | 0.95 | 45 | 0 | esc | 0.00097009 | 2.3792e-06 | 0.00097009 | 2.3792e-06
[120 empty] | 7.3.3.17.5 (Remote Grid) Updates to grid topology to minimize risk of ignition in HFTDs Remote GridWLDFRVegetation ContactAggregated | WLDFR | HFTD - Distribution - Tier 2 - 5QU CoRE ¦ 2QU LoRE | Non-Red Flag Warning - Small Fires | Vegetation Contact | Aggregated | 2042 | 0.0024526 | 768.4668 | 1.8847 | 2042 | Mitigation | 0.95 | 45 | 0 | esc | 0.00097009 | 2.3792e-06 | 0.00097009 | 2.3792e-06
[120 empty] | 7.3.3.17.5 (Remote Grid) Updates to grid topology to minimize risk of ignition in HFTDs Remote GridWLDFRVegetation ContactAggregated | WLDFR | HFTD - Distribution - Tier 2 - 5QU CoRE ¦ 2QU LoRE | Non-Red Flag Warning - Small Fires | Vegetation Contact | Aggregated | 2043 | 0.0024526 | 768.4668 | 1.8847 | 2043 | Mitigation | 0.95 | 45 | 0 | esc | 0.00097009 | 2.3792e-06 | 0.00097009 | 2.3792e-06
[120 empty] | 7.3.3.17.5 (Remote Grid) Updates to grid topology to minimize risk of ignition in HFTDs Remote GridWLDFRVegetation ContactAggregated | WLDFR | HFTD - Distribution - Tier 2 - 5QU CoRE ¦ 2QU LoRE | Non-Red Flag Warning - Small Fires | Vegetation Contact | Aggregated | 2044 | 0.0024526 | 768.4668 | 1.8847 | 2044 | Mitigation | 0.95 | 45 | 0 | esc | 0.00097009 | 2.3792e-06 | 0.00097009 | 2.3792e-06
[120 empty] | 7.3.3.17.5 (Remote Grid) Updates to grid topology to minimize risk of ignition in HFTDs Remote GridWLDFRVegetation ContactAggregated | WLDFR | HFTD - Distribution - Tier 2 - 5QU CoRE ¦ 2QU LoRE | Non-Red Flag Warning - Small Fires | Vegetation Contact | Aggregated | 2045 | 0.0024526 | 768.4668 | 1.8847 | 2045 | Mitigation | 0.95 | 45 | 0 | esc | 0.00097009 | 2.3792e-06 | 0.00097009 | 2.3792e-06
[120 empty] | 7.3.3.17.5 (Remote Grid) Updates to grid topology to minimize risk of ignition in HFTDs Remote GridWLDFRVegetation ContactAggregated | WLDFR | HFTD - Distribution - Tier 2 - 5QU CoRE ¦ 2QU LoRE | Non-Red Flag Warning - Small Fires | Vegetation Contact | Aggregated | 2046 | 0.0024526 | 768.4668 | 1.8847 | 2046 | Mitigation | 0.95 | 45 | 0 | esc | 0.00097009 | 2.3792e-06 | 0.00097009 | 2.3792e-06
[120 empty] | 7.3.3.17.5 (Remote Grid) Updates to grid topology to minimize risk of ignition in HFTDs Remote GridWLDFRVegetation ContactAggregated | WLDFR | HFTD - Distribution - Tier 2 - 5QU CoRE ¦ 2QU LoRE | Non-Red Flag Warning - Small Fires | Vegetation Contact | Aggregated | 2047 | 0.0024526 | 768.4668 | 1.8847 | 2047 | Mitigation | 0.95 | 45 | 0 | esc | 0.00097009 | 2.3792e-06 | 0.00097009 | 2.3792e-06
[120 empty] | 7.3.3.17.5 (Remote Grid) Updates to grid topology to minimize risk of ignition in HFTDs Remote GridWLDFRVegetation ContactAggregated | WLDFR | HFTD - Distribution - Tier 2 - 5QU CoRE ¦ 2QU LoRE | Non-Red Flag Warning - Small Fires | Vegetation Contact | Aggregated | 2048 | 0.0024526 | 768.4668 | 1.8847 | 2048 | Mitigation | 0.95 | 45 | 0 | esc | 0.00097009 | 2.3792e-06 | 0.00097009 | 2.3792e-06
[120 empty] | 7.3.3.17.5 (Remote Grid) Updates to grid topology to minimize risk of ignition in HFTDs Remote GridWLDFRVegetation ContactAggregated | WLDFR | HFTD - Distribution - Tier 2 - 5QU CoRE ¦ 2QU LoRE | Non-Red Flag Warning - Small Fires | Vegetation Contact | Aggregated | 2049 | 0.0024526 | 768.4668 | 1.8847 | 2049 | Mitigation | 0.95 | 45 | 0 | esc | 0.00097009 | 2.3792e-06 | 0.00097009 | 2.3792e-06
[120 empty] | 7.3.3.17.5 (Remote Grid) Updates to grid topology to minimize risk of ignition in HFTDs Remote GridWLDFRVegetation ContactAggregated | WLDFR | HFTD - Distribution - Tier 2 - 5QU CoRE ¦ 2QU LoRE | Non-Red Flag Warning - Small Fires | Vegetation Contact | Aggregated | 2050 | 0.0024526 | 768.4668 | 1.8847 | 2050 | Mitigation | 0.95 | 45 | 0 | esc | 0.00097009 | 2.3792e-06 | 0.00097009 | 2.3792e-06
[120 empty] | 7.3.3.17.5 (Remote Grid) Updates to grid topology to minimize risk of ignition in HFTDs Remote GridWLDFRVegetation ContactAggregated | WLDFR | HFTD - Distribution - Tier 2 - 5QU CoRE ¦ 2QU LoRE | Non-Red Flag Warning - Small Fires | Vegetation Contact | Aggregated | 2051 | 0.0024526 | 768.4668 | 1.8847 | 2051 | Mitigation | 0.95 | 45 | 0 | esc | 0.00097009 | 2.3792e-06 | 0.00097009 | 2.3792e-06
[120 empty] | 7.3.3.17.5 (Remote Grid) Updates to grid topology to minimize risk of ignition in HFTDs Remote GridWLDFRVegetation ContactAggregated | WLDFR | HFTD - Distribution - Tier 2 - 5QU CoRE ¦ 2QU LoRE | Non-Red Flag Warning - Small Fires | Vegetation Contact | Aggregated | 2052 | 0.0024526 | 768.4668 | 1.8847 | 2052 | Mitigation | 0.95 | 45 | 0 | esc | 0.00097009 | 2.3792e-06 | 0.00097009 | 2.3792e-06
[120 empty] | 7.3.3.17.5 (Remote Grid) Updates to grid topology to minimize risk of ignition in HFTDs Remote GridWLDFRVegetation ContactAggregated | WLDFR | HFTD - Distribution - Tier 2 - 5QU CoRE ¦ 2QU LoRE | Non-Red Flag Warning - Small Fires | Vegetation Contact | Aggregated | 2053 | 0.0024526 | 768.4668 | 1.8847 | 2053 | Mitigation | 0.95 | 45 | 0 | esc | 0.00097009 | 2.3792e-06 | 0.00097009 | 2.3792e-06
[120 empty] | 7.3.3.17.5 (Remote Grid) Updates to grid topology to minimize risk of ignition in HFTDs Remote GridWLDFRVegetation ContactAggregated | WLDFR | HFTD - Distribution - Tier 2 - 5QU CoRE ¦ 2QU LoRE | Non-Red Flag Warning - Small Fires | Vegetation Contact | Aggregated | 2054 | 0.0024526 | 768.4668 | 1.8847 | 2054 | Mitigation | 0.95 | 45 | 0 | esc | 0.00097009 | 2.3792e-06 | 0.00097009 | 2.3792e-06
[120 empty] | 7.3.3.17.5 (Remote Grid) Updates to grid topology to minimize risk of ignition in HFTDs Remote GridWLDFRVegetation ContactAggregated | WLDFR | HFTD - Distribution - Tier 2 - 5QU CoRE ¦ 2QU LoRE | Non-Red Flag Warning - Small Fires | Vegetation Contact | Aggregated | 2055 | 0.0024526 | 768.4668 | 1.8847 | 2055 | Mitigation | 0.95 | 45 | 0 | esc | 0.00097009 | 2.3792e-06 | 0.00097009 | 2.3792e-06
[120 empty] | 7.3.3.17.5 (Remote Grid) Updates to grid topology to minimize risk of ignition in HFTDs Remote GridWLDFRVegetation ContactAggregated | WLDFR | HFTD - Distribution - Tier 2 - 5QU CoRE ¦ 2QU LoRE | Non-Red Flag Warning - Small Fires | Vegetation Contact | Aggregated | 2056 | 0.0024526 | 768.4668 | 1.8847 | 2056 | Mitigation | 0.95 | 45 | 0 | esc | 0.00097009 | 2.3792e-06 | 0.00097009 | 2.3792e-06
[120 empty] | 7.3.3.17.5 (Remote Grid) Updates to grid topology to minimize risk of ignition in HFTDs Remote GridWLDFRVegetation ContactAggregated | WLDFR | HFTD - Distribution - Tier 2 - 5QU CoRE ¦ 2QU LoRE | Non-Red Flag Warning - Small Fires | Vegetation Contact | Aggregated | 2057 | 0.0024526 | 768.4668 | 1.8847 | 2057 | Mitigation | 0.95 | 45 | 0 | esc | 0.00097009 | 2.3792e-06 | 0.00097009 | 2.3792e-06
[120 empty] | 7.3.3.17.5 (Remote Grid) Updates to grid topology to minimize risk of ignition in HFTDs Remote GridWLDFRVegetation ContactAggregated | WLDFR | HFTD - Distribution - Tier 2 - 5QU CoRE ¦ 2QU LoRE | Non-Red Flag Warning - Small Fires | Vegetation Contact | Aggregated | 2058 | 0.0024526 | 768.4668 | 1.8847 | 2058 | Mitigation | 0.95 | 45 | 0 | esc | 0.00097009 | 2.3792e-06 | 0.00097009 | 2.3792e-06
[120 empty] | 7.3.3.17.5 (Remote Grid) Updates to grid topology to minimize risk of ignition in HFTDs Remote GridWLDFRVegetation ContactAggregated | WLDFR | HFTD - Distribution - Tier 2 - 5QU CoRE ¦ 2QU LoRE | Non-Red Flag Warning - Small Fires | Vegetation Contact | Aggregated | 2059 | 0.0024526 | 768.4668 | 1.8847 | 2059 | Mitigation | 0.95 | 45 | 0 | esc | 0.00097009 | 2.3792e-06 | 0.00097009 | 2.3792e-06
[120 empty] | 7.3.3.17.5 (Remote Grid) Updates to grid topology to minimize risk of ignition in HFTDs Remote GridWLDFRVegetation ContactAggregated | WLDFR | HFTD - Distribution - Tier 2 - 5QU CoRE ¦ 2QU LoRE | Non-Red Flag Warning - Small Fires | Vegetation Contact | Aggregated | 2060 | 0.0024526 | 768.4668 | 1.8847 | 2060 | Mitigation | 0.95 | 45 | 0 | esc | 0.00097009 | 2.3792e-06 | 0.00097009 | 2.3792e-06
[120 empty] | 7.3.3.17.5 (Remote Grid) Updates to grid topology to minimize risk of ignition in HFTDs Remote GridWLDFRVegetation ContactAggregated | WLDFR | HFTD - Distribution - Tier 2 - 5QU CoRE ¦ 2QU LoRE | Non-Red Flag Warning - Small Fires | Vegetation Contact | Aggregated | 2061 | 0.0024526 | 768.4668 | 1.8847 | 2061 | Mitigation | 0.95 | 45 | 0 | esc | 0.00097009 | 2.3792e-06 | 0.00097009 | 2.3792e-06
[120 empty] | 7.3.3.17.5 (Remote Grid) Updates to grid topology to minimize risk of ignition in HFTDs Remote GridWLDFRVegetation ContactAggregated | WLDFR | HFTD - Distribution - Tier 2 - 5QU CoRE ¦ 2QU LoRE | Non-Red Flag Warning - Small Fires | Vegetation Contact | Aggregated | 2062 | 0.0024526 | 768.4668 | 1.8847 | 2062 | Mitigation | 0.95 | 45 | 0 | esc | 0.00097009 | 2.3792e-06 | 0.00097009 | 2.3792e-06
[120 empty] | 7.3.3.17.5 (Remote Grid) Updates to grid topology to minimize risk of ignition in HFTDs Remote GridWLDFRVegetation ContactAggregated | WLDFR | HFTD - Distribution - Tier 2 - 5QU CoRE ¦ 2QU LoRE | Non-Red Flag Warning - Small Fires | Vegetation Contact | Aggregated | 2063 | 0.0024526 | 768.4668 | 1.8847 | 2063 | Mitigation | 0.95 | 45 | 0 | esc | 0.00097009 | 2.3792e-06 | 0.00097009 | 2.3792e-06
[120 empty] | 7.3.3.17.5 (Remote Grid) Updates to grid topology to minimize risk of ignition in HFTDs Remote GridWLDFRVegetation ContactAggregated | WLDFR | HFTD - Distribution - Tier 2 - 5QU CoRE ¦ 2QU LoRE | Non-Red Flag Warning - Small Fires | Vegetation Contact | Aggregated | 2064 | 0.0024526 | 768.4668 | 1.8847 | 2064 | Mitigation | 0.95 | 45 | 0 | esc | 0.00097009 | 2.3792e-06 | 0.00097009 | 2.3792e-06
[120 empty] | 7.3.3.17.5 (Remote Grid) Updates to grid topology to minimize risk of ignition in HFTDs Remote GridWLDFRVegetation ContactAggregated | WLDFR | HFTD - Distribution - Tier 2 - 5QU CoRE ¦ 2QU LoRE | Non-Red Flag Warning - Small Fires | Vegetation Contact | Aggregated | 2065 | 0.0024526 | 768.4668 | 1.8847 | 2065 | Mitigation | 0.95 | 45 | 0 | esc | 0.00097009 | 2.3792e-06 | 0.00097009 | 2.3792e-06
[120 empty] | 7.3.3.17.5 (Remote Grid) Updates to grid topology to minimize risk of ignition in HFTDs Remote GridWLDFRVegetation ContactAggregated | WLDFR | HFTD - Distribution - Tier 2 - 5QU CoRE ¦ 2QU LoRE | Non-Red Flag Warning - Small Fires | Vegetation Contact | Aggregated | 2066 | 0.0024526 | 768.4668 | 1.8847 | 2066 | Mitigation | 0.95 | 45 | 0 | esc | 0.00097009 | 2.3792e-06 | 0.00097009 | 2.3792e-06
[120 empty] | 7.3.3.17.5 (Remote Grid) Updates to grid topology to minimize risk of ignition in HFTDs Remote GridWLDFRVegetation ContactAggregated | WLDFR | HFTD - Distribution - Tier 2 - 5QU CoRE ¦ 2QU LoRE | Non-Red Flag Warning - Small Fires | Vegetation Contact | Aggregated | 2067 | 0.0024526 | 768.4668 | 1.8847 | 2067 | Mitigation | 0.95 | 45 | 0 | esc | 0 | 0 | 0.00097009 | 2.3792e-06
[120 empty] | 7.3.3.17.5 (Remote Grid) Updates to grid topology to minimize risk of ignition in HFTDs Remote GridWLDFRWire-to-wire contactAggregated | WLDFR | HFTD - Distribution - Tier 2 - 5QU CoRE ¦ 2QU LoRE | Non-Red Flag Warning - Small Fires | Wire-to-wire contact | Aggregated | 2022 | 0.00026946 | 768.4668 | 0.20707 | 2022 | Mitigation | 0.95 | 45 | 0 | esc | 0.00097009 | 2.614e-07 | 0 | 0
[120 empty] | 7.3.3.17.5 (Remote Grid) Updates to grid topology to minimize risk of ignition in HFTDs Remote GridWLDFRWire-to-wire contactAggregated | WLDFR | HFTD - Distribution - Tier 2 - 5QU CoRE ¦ 2QU LoRE | Non-Red Flag Warning - Small Fires | Wire-to-wire contact | Aggregated | 2023 | 0.00026946 | 768.4668 | 0.20707 | 2023 | Mitigation | 0.95 | 45 | 0 | esc | 0.00097009 | 2.614e-07 | 0.00097009 | 2.614e-07
[120 empty] | 7.3.3.17.5 (Remote Grid) Updates to grid topology to minimize risk of ignition in HFTDs Remote GridWLDFRWire-to-wire contactAggregated | WLDFR | HFTD - Distribution - Tier 2 - 5QU CoRE ¦ 2QU LoRE | Non-Red Flag Warning - Small Fires | Wire-to-wire contact | Aggregated | 2024 | 0.00026946 | 768.4668 | 0.20707 | 2024 | Mitigation | 0.95 | 45 | 0 | esc | 0.00097009 | 2.614e-07 | 0.00097009 | 2.614e-07
[120 empty] | 7.3.3.17.5 (Remote Grid) Updates to grid topology to minimize risk of ignition in HFTDs Remote GridWLDFRWire-to-wire contactAggregated | WLDFR | HFTD - Distribution - Tier 2 - 5QU CoRE ¦ 2QU LoRE | Non-Red Flag Warning - Small Fires | Wire-to-wire contact | Aggregated | 2025 | 0.00026946 | 768.4668 | 0.20707 | 2025 | Mitigation | 0.95 | 45 | 0 | esc | 0.00097009 | 2.614e-07 | 0.00097009 | 2.614e-07
[120 empty] | 7.3.3.17.5 (Remote Grid) Updates to grid topology to minimize risk of ignition in HFTDs Remote GridWLDFRWire-to-wire contactAggregated | WLDFR | HFTD - Distribution - Tier 2 - 5QU CoRE ¦ 2QU LoRE | Non-Red Flag Warning - Small Fires | Wire-to-wire contact | Aggregated | 2026 | 0.00026946 | 768.4668 | 0.20707 | 2026 | Mitigation | 0.95 | 45 | 0 | esc | 0.00097009 | 2.614e-07 | 0.00097009 | 2.614e-07
[120 empty] | 7.3.3.17.5 (Remote Grid) Updates to grid topology to minimize risk of ignition in HFTDs Remote GridWLDFRWire-to-wire contactAggregated | WLDFR | HFTD - Distribution - Tier 2 - 5QU CoRE ¦ 2QU LoRE | Non-Red Flag Warning - Small Fires | Wire-to-wire contact | Aggregated | 2027 | 0.00026946 | 768.4668 | 0.20707 | 2027 | Mitigation | 0.95 | 45 | 0 | esc | 0.00097009 | 2.614e-07 | 0.00097009 | 2.614e-07
[120 empty] | 7.3.3.17.5 (Remote Grid) Updates to grid topology to minimize risk of ignition in HFTDs Remote GridWLDFRWire-to-wire contactAggregated | WLDFR | HFTD - Distribution - Tier 2 - 5QU CoRE ¦ 2QU LoRE | Non-Red Flag Warning - Small Fires | Wire-to-wire contact | Aggregated | 2028 | 0.00026946 | 768.4668 | 0.20707 | 2028 | Mitigation | 0.95 | 45 | 0 | esc | 0.00097009 | 2.614e-07 | 0.00097009 | 2.614e-07
[120 empty] | 7.3.3.17.5 (Remote Grid) Updates to grid topology to minimize risk of ignition in HFTDs Remote GridWLDFRWire-to-wire contactAggregated | WLDFR | HFTD - Distribution - Tier 2 - 5QU CoRE ¦ 2QU LoRE | Non-Red Flag Warning - Small Fires | Wire-to-wire contact | Aggregated | 2029 | 0.00026946 | 768.4668 | 0.20707 | 2029 | Mitigation | 0.95 | 45 | 0 | esc | 0.00097009 | 2.614e-07 | 0.00097009 | 2.614e-07
[120 empty] | 7.3.3.17.5 (Remote Grid) Updates to grid topology to minimize risk of ignition in HFTDs Remote GridWLDFRWire-to-wire contactAggregated | WLDFR | HFTD - Distribution - Tier 2 - 5QU CoRE ¦ 2QU LoRE | Non-Red Flag Warning - Small Fires | Wire-to-wire contact | Aggregated | 2030 | 0.00026946 | 768.4668 | 0.20707 | 2030 | Mitigation | 0.95 | 45 | 0 | esc | 0.00097009 | 2.614e-07 | 0.00097009 | 2.614e-07
[120 empty] | 7.3.3.17.5 (Remote Grid) Updates to grid topology to minimize risk of ignition in HFTDs Remote GridWLDFRWire-to-wire contactAggregated | WLDFR | HFTD - Distribution - Tier 2 - 5QU CoRE ¦ 2QU LoRE | Non-Red Flag Warning - Small Fires | Wire-to-wire contact | Aggregated | 2031 | 0.00026946 | 768.4668 | 0.20707 | 2031 | Mitigation | 0.95 | 45 | 0 | esc | 0.00097009 | 2.614e-07 | 0.00097009 | 2.614e-07
[120 empty] | 7.3.3.17.5 (Remote Grid) Updates to grid topology to minimize risk of ignition in HFTDs Remote GridWLDFRWire-to-wire contactAggregated | WLDFR | HFTD - Distribution - Tier 2 - 5QU CoRE ¦ 2QU LoRE | Non-Red Flag Warning - Small Fires | Wire-to-wire contact | Aggregated | 2032 | 0.00026946 | 768.4668 | 0.20707 | 2032 | Mitigation | 0.95 | 45 | 0 | esc | 0.00097009 | 2.614e-07 | 0.00097009 | 2.614e-07
[120 empty] | 7.3.3.17.5 (Remote Grid) Updates to grid topology to minimize risk of ignition in HFTDs Remote GridWLDFRWire-to-wire contactAggregated | WLDFR | HFTD - Distribution - Tier 2 - 5QU CoRE ¦ 2QU LoRE | Non-Red Flag Warning - Small Fires | Wire-to-wire contact | Aggregated | 2033 | 0.00026946 | 768.4668 | 0.20707 | 2033 | Mitigation | 0.95 | 45 | 0 | esc | 0.00097009 | 2.614e-07 | 0.00097009 | 2.614e-07
[120 empty] | 7.3.3.17.5 (Remote Grid) Updates to grid topology to minimize risk of ignition in HFTDs Remote GridWLDFRWire-to-wire contactAggregated | WLDFR | HFTD - Distribution - Tier 2 - 5QU CoRE ¦ 2QU LoRE | Non-Red Flag Warning - Small Fires | Wire-to-wire contact | Aggregated | 2034 | 0.00026946 | 768.4668 | 0.20707 | 2034 | Mitigation | 0.95 | 45 | 0 | esc | 0.00097009 | 2.614e-07 | 0.00097009 | 2.614e-07
[120 empty] | 7.3.3.17.5 (Remote Grid) Updates to grid topology to minimize risk of ignition in HFTDs Remote GridWLDFRWire-to-wire contactAggregated | WLDFR | HFTD - Distribution - Tier 2 - 5QU CoRE ¦ 2QU LoRE | Non-Red Flag Warning - Small Fires | Wire-to-wire contact | Aggregated | 2035 | 0.00026946 | 768.4668 | 0.20707 | 2035 | Mitigation | 0.95 | 45 | 0 | esc | 0.00097009 | 2.614e-07 | 0.00097009 | 2.614e-07
[120 empty] | 7.3.3.17.5 (Remote Grid) Updates to grid topology to minimize risk of ignition in HFTDs Remote GridWLDFRWire-to-wire contactAggregated | WLDFR | HFTD - Distribution - Tier 2 - 5QU CoRE ¦ 2QU LoRE | Non-Red Flag Warning - Small Fires | Wire-to-wire contact | Aggregated | 2036 | 0.00026946 | 768.4668 | 0.20707 | 2036 | Mitigation | 0.95 | 45 | 0 | esc | 0.00097009 | 2.614e-07 | 0.00097009 | 2.614e-07
[120 empty] | 7.3.3.17.5 (Remote Grid) Updates to grid topology to minimize risk of ignition in HFTDs Remote GridWLDFRWire-to-wire contactAggregated | WLDFR | HFTD - Distribution - Tier 2 - 5QU CoRE ¦ 2QU LoRE | Non-Red Flag Warning - Small Fires | Wire-to-wire contact | Aggregated | 2037 | 0.00026946 | 768.4668 | 0.20707 | 2037 | Mitigation | 0.95 | 45 | 0 | esc | 0.00097009 | 2.614e-07 | 0.00097009 | 2.614e-07
[120 empty] | 7.3.3.17.5 (Remote Grid) Updates to grid topology to minimize risk of ignition in HFTDs Remote GridWLDFRWire-to-wire contactAggregated | WLDFR | HFTD - Distribution - Tier 2 - 5QU CoRE ¦ 2QU LoRE | Non-Red Flag Warning - Small Fires | Wire-to-wire contact | Aggregated | 2038 | 0.00026946 | 768.4668 | 0.20707 | 2038 | Mitigation | 0.95 | 45 | 0 | esc | 0.00097009 | 2.614e-07 | 0.00097009 | 2.614e-07
[120 empty] | 7.3.3.17.5 (Remote Grid) Updates to grid topology to minimize risk of ignition in HFTDs Remote GridWLDFRWire-to-wire contactAggregated | WLDFR | HFTD - Distribution - Tier 2 - 5QU CoRE ¦ 2QU LoRE | Non-Red Flag Warning - Small Fires | Wire-to-wire contact | Aggregated | 2039 | 0.00026946 | 768.4668 | 0.20707 | 2039 | Mitigation | 0.95 | 45 | 0 | esc | 0.00097009 | 2.614e-07 | 0.00097009 | 2.614e-07
[120 empty] | 7.3.3.17.5 (Remote Grid) Updates to grid topology to minimize risk of ignition in HFTDs Remote GridWLDFRWire-to-wire contactAggregated | WLDFR | HFTD - Distribution - Tier 2 - 5QU CoRE ¦ 2QU LoRE | Non-Red Flag Warning - Small Fires | Wire-to-wire contact | Aggregated | 2040 | 0.00026946 | 768.4668 | 0.20707 | 2040 | Mitigation | 0.95 | 45 | 0 | esc | 0.00097009 | 2.614e-07 | 0.00097009 | 2.614e-07
[120 empty] | 7.3.3.17.5 (Remote Grid) Updates to grid topology to minimize risk of ignition in HFTDs Remote GridWLDFRWire-to-wire contactAggregated | WLDFR | HFTD - Distribution - Tier 2 - 5QU CoRE ¦ 2QU LoRE | Non-Red Flag Warning - Small Fires | Wire-to-wire contact | Aggregated | 2041 | 0.00026946 | 768.4668 | 0.20707 | 2041 | Mitigation | 0.95 | 45 | 0 | esc | 0.00097009 | 2.614e-07 | 0.00097009 | 2.614e-07
[120 empty] | 7.3.3.17.5 (Remote Grid) Updates to grid topology to minimize risk of ignition in HFTDs Remote GridWLDFRWire-to-wire contactAggregated | WLDFR | HFTD - Distribution - Tier 2 - 5QU CoRE ¦ 2QU LoRE | Non-Red Flag Warning - Small Fires | Wire-to-wire contact | Aggregated | 2042 | 0.00026946 | 768.4668 | 0.20707 | 2042 | Mitigation | 0.95 | 45 | 0 | esc | 0.00097009 | 2.614e-07 | 0.00097009 | 2.614e-07
[120 empty] | 7.3.3.17.5 (Remote Grid) Updates to grid topology to minimize risk of ignition in HFTDs Remote GridWLDFRWire-to-wire contactAggregated | WLDFR | HFTD - Distribution - Tier 2 - 5QU CoRE ¦ 2QU LoRE | Non-Red Flag Warning - Small Fires | Wire-to-wire contact | Aggregated | 2043 | 0.00026946 | 768.4668 | 0.20707 | 2043 | Mitigation | 0.95 | 45 | 0 | esc | 0.00097009 | 2.614e-07 | 0.00097009 | 2.614e-07
[120 empty] | 7.3.3.17.5 (Remote Grid) Updates to grid topology to minimize risk of ignition in HFTDs Remote GridWLDFRWire-to-wire contactAggregated | WLDFR | HFTD - Distribution - Tier 2 - 5QU CoRE ¦ 2QU LoRE | Non-Red Flag Warning - Small Fires | Wire-to-wire contact | Aggregated | 2044 | 0.00026946 | 768.4668 | 0.20707 | 2044 | Mitigation | 0.95 | 45 | 0 | esc | 0.00097009 | 2.614e-07 | 0.00097009 | 2.614e-07
[120 empty] | 7.3.3.17.5 (Remote Grid) Updates to grid topology to minimize risk of ignition in HFTDs Remote GridWLDFRWire-to-wire contactAggregated | WLDFR | HFTD - Distribution - Tier 2 - 5QU CoRE ¦ 2QU LoRE | Non-Red Flag Warning - Small Fires | Wire-to-wire contact | Aggregated | 2045 | 0.00026946 | 768.4668 | 0.20707 | 2045 | Mitigation | 0.95 | 45 | 0 | esc | 0.00097009 | 2.614e-07 | 0.00097009 | 2.614e-07
[120 empty] | 7.3.3.17.5 (Remote Grid) Updates to grid topology to minimize risk of ignition in HFTDs Remote GridWLDFRWire-to-wire contactAggregated | WLDFR | HFTD - Distribution - Tier 2 - 5QU CoRE ¦ 2QU LoRE | Non-Red Flag Warning - Small Fires | Wire-to-wire contact | Aggregated | 2046 | 0.00026946 | 768.4668 | 0.20707 | 2046 | Mitigation | 0.95 | 45 | 0 | esc | 0.00097009 | 2.614e-07 | 0.00097009 | 2.614e-07
[120 empty] | 7.3.3.17.5 (Remote Grid) Updates to grid topology to minimize risk of ignition in HFTDs Remote GridWLDFRWire-to-wire contactAggregated | WLDFR | HFTD - Distribution - Tier 2 - 5QU CoRE ¦ 2QU LoRE | Non-Red Flag Warning - Small Fires | Wire-to-wire contact | Aggregated | 2047 | 0.00026946 | 768.4668 | 0.20707 | 2047 | Mitigation | 0.95 | 45 | 0 | esc | 0.00097009 | 2.614e-07 | 0.00097009 | 2.614e-07
[120 empty] | 7.3.3.17.5 (Remote Grid) Updates to grid topology to minimize risk of ignition in HFTDs Remote GridWLDFRWire-to-wire contactAggregated | WLDFR | HFTD - Distribution - Tier 2 - 5QU CoRE ¦ 2QU LoRE | Non-Red Flag Warning - Small Fires | Wire-to-wire contact | Aggregated | 2048 | 0.00026946 | 768.4668 | 0.20707 | 2048 | Mitigation | 0.95 | 45 | 0 | esc | 0.00097009 | 2.614e-07 | 0.00097009 | 2.614e-07
[120 empty] | 7.3.3.17.5 (Remote Grid) Updates to grid topology to minimize risk of ignition in HFTDs Remote GridWLDFRWire-to-wire contactAggregated | WLDFR | HFTD - Distribution - Tier 2 - 5QU CoRE ¦ 2QU LoRE | Non-Red Flag Warning - Small Fires | Wire-to-wire contact | Aggregated | 2049 | 0.00026946 | 768.4668 | 0.20707 | 2049 | Mitigation | 0.95 | 45 | 0 | esc | 0.00097009 | 2.614e-07 | 0.00097009 | 2.614e-07
[120 empty] | 7.3.3.17.5 (Remote Grid) Updates to grid topology to minimize risk of ignition in HFTDs Remote GridWLDFRWire-to-wire contactAggregated | WLDFR | HFTD - Distribution - Tier 2 - 5QU CoRE ¦ 2QU LoRE | Non-Red Flag Warning - Small Fires | Wire-to-wire contact | Aggregated | 2050 | 0.00026946 | 768.4668 | 0.20707 | 2050 | Mitigation | 0.95 | 45 | 0 | esc | 0.00097009 | 2.614e-07 | 0.00097009 | 2.614e-07
[120 empty] | 7.3.3.17.5 (Remote Grid) Updates to grid topology to minimize risk of ignition in HFTDs Remote GridWLDFRWire-to-wire contactAggregated | WLDFR | HFTD - Distribution - Tier 2 - 5QU CoRE ¦ 2QU LoRE | Non-Red Flag Warning - Small Fires | Wire-to-wire contact | Aggregated | 2051 | 0.00026946 | 768.4668 | 0.20707 | 2051 | Mitigation | 0.95 | 45 | 0 | esc | 0.00097009 | 2.614e-07 | 0.00097009 | 2.614e-07
[120 empty] | 7.3.3.17.5 (Remote Grid) Updates to grid topology to minimize risk of ignition in HFTDs Remote GridWLDFRWire-to-wire contactAggregated | WLDFR | HFTD - Distribution - Tier 2 - 5QU CoRE ¦ 2QU LoRE | Non-Red Flag Warning - Small Fires | Wire-to-wire contact | Aggregated | 2052 | 0.00026946 | 768.4668 | 0.20707 | 2052 | Mitigation | 0.95 | 45 | 0 | esc | 0.00097009 | 2.614e-07 | 0.00097009 | 2.614e-07
[120 empty] | 7.3.3.17.5 (Remote Grid) Updates to grid topology to minimize risk of ignition in HFTDs Remote GridWLDFRWire-to-wire contactAggregated | WLDFR | HFTD - Distribution - Tier 2 - 5QU CoRE ¦ 2QU LoRE | Non-Red Flag Warning - Small Fires | Wire-to-wire contact | Aggregated | 2053 | 0.00026946 | 768.4668 | 0.20707 | 2053 | Mitigation | 0.95 | 45 | 0 | esc | 0.00097009 | 2.614e-07 | 0.00097009 | 2.614e-07
[120 empty] | 7.3.3.17.5 (Remote Grid) Updates to grid topology to minimize risk of ignition in HFTDs Remote GridWLDFRWire-to-wire contactAggregated | WLDFR | HFTD - Distribution - Tier 2 - 5QU CoRE ¦ 2QU LoRE | Non-Red Flag Warning - Small Fires | Wire-to-wire contact | Aggregated | 2054 | 0.00026946 | 768.4668 | 0.20707 | 2054 | Mitigation | 0.95 | 45 | 0 | esc | 0.00097009 | 2.614e-07 | 0.00097009 | 2.614e-07
[120 empty] | 7.3.3.17.5 (Remote Grid) Updates to grid topology to minimize risk of ignition in HFTDs Remote GridWLDFRWire-to-wire contactAggregated | WLDFR | HFTD - Distribution - Tier 2 - 5QU CoRE ¦ 2QU LoRE | Non-Red Flag Warning - Small Fires | Wire-to-wire contact | Aggregated | 2055 | 0.00026946 | 768.4668 | 0.20707 | 2055 | Mitigation | 0.95 | 45 | 0 | esc | 0.00097009 | 2.614e-07 | 0.00097009 | 2.614e-07
[120 empty] | 7.3.3.17.5 (Remote Grid) Updates to grid topology to minimize risk of ignition in HFTDs Remote GridWLDFRWire-to-wire contactAggregated | WLDFR | HFTD - Distribution - Tier 2 - 5QU CoRE ¦ 2QU LoRE | Non-Red Flag Warning - Small Fires | Wire-to-wire contact | Aggregated | 2056 | 0.00026946 | 768.4668 | 0.20707 | 2056 | Mitigation | 0.95 | 45 | 0 | esc | 0.00097009 | 2.614e-07 | 0.00097009 | 2.614e-07
[120 empty] | 7.3.3.17.5 (Remote Grid) Updates to grid topology to minimize risk of ignition in HFTDs Remote GridWLDFRWire-to-wire contactAggregated | WLDFR | HFTD - Distribution - Tier 2 - 5QU CoRE ¦ 2QU LoRE | Non-Red Flag Warning - Small Fires | Wire-to-wire contact | Aggregated | 2057 | 0.00026946 | 768.4668 | 0.20707 | 2057 | Mitigation | 0.95 | 45 | 0 | esc | 0.00097009 | 2.614e-07 | 0.00097009 | 2.614e-07
[120 empty] | 7.3.3.17.5 (Remote Grid) Updates to grid topology to minimize risk of ignition in HFTDs Remote GridWLDFRWire-to-wire contactAggregated | WLDFR | HFTD - Distribution - Tier 2 - 5QU CoRE ¦ 2QU LoRE | Non-Red Flag Warning - Small Fires | Wire-to-wire contact | Aggregated | 2058 | 0.00026946 | 768.4668 | 0.20707 | 2058 | Mitigation | 0.95 | 45 | 0 | esc | 0.00097009 | 2.614e-07 | 0.00097009 | 2.614e-07
[120 empty] | 7.3.3.17.5 (Remote Grid) Updates to grid topology to minimize risk of ignition in HFTDs Remote GridWLDFRWire-to-wire contactAggregated | WLDFR | HFTD - Distribution - Tier 2 - 5QU CoRE ¦ 2QU LoRE | Non-Red Flag Warning - Small Fires | Wire-to-wire contact | Aggregated | 2059 | 0.00026946 | 768.4668 | 0.20707 | 2059 | Mitigation | 0.95 | 45 | 0 | esc | 0.00097009 | 2.614e-07 | 0.00097009 | 2.614e-07
[120 empty] | 7.3.3.17.5 (Remote Grid) Updates to grid topology to minimize risk of ignition in HFTDs Remote GridWLDFRWire-to-wire contactAggregated | WLDFR | HFTD - Distribution - Tier 2 - 5QU CoRE ¦ 2QU LoRE | Non-Red Flag Warning - Small Fires | Wire-to-wire contact | Aggregated | 2060 | 0.00026946 | 768.4668 | 0.20707 | 2060 | Mitigation | 0.95 | 45 | 0 | esc | 0.00097009 | 2.614e-07 | 0.00097009 | 2.614e-07
[120 empty] | 7.3.3.17.5 (Remote Grid) Updates to grid topology to minimize risk of ignition in HFTDs Remote GridWLDFRWire-to-wire contactAggregated | WLDFR | HFTD - Distribution - Tier 2 - 5QU CoRE ¦ 2QU LoRE | Non-Red Flag Warning - Small Fires | Wire-to-wire contact | Aggregated | 2061 | 0.00026946 | 768.4668 | 0.20707 | 2061 | Mitigation | 0.95 | 45 | 0 | esc | 0.00097009 | 2.614e-07 | 0.00097009 | 2.614e-07
[120 empty] | 7.3.3.17.5 (Remote Grid) Updates to grid topology to minimize risk of ignition in HFTDs Remote GridWLDFRWire-to-wire contactAggregated | WLDFR | HFTD - Distribution - Tier 2 - 5QU CoRE ¦ 2QU LoRE | Non-Red Flag Warning - Small Fires | Wire-to-wire contact | Aggregated | 2062 | 0.00026946 | 768.4668 | 0.20707 | 2062 | Mitigation | 0.95 | 45 | 0 | esc | 0.00097009 | 2.614e-07 | 0.00097009 | 2.614e-07
[120 empty] | 7.3.3.17.5 (Remote Grid) Updates to grid topology to minimize risk of ignition in HFTDs Remote GridWLDFRWire-to-wire contactAggregated | WLDFR | HFTD - Distribution - Tier 2 - 5QU CoRE ¦ 2QU LoRE | Non-Red Flag Warning - Small Fires | Wire-to-wire contact | Aggregated | 2063 | 0.00026946 | 768.4668 | 0.20707 | 2063 | Mitigation | 0.95 | 45 | 0 | esc | 0.00097009 | 2.614e-07 | 0.00097009 | 2.614e-07
[120 empty] | 7.3.3.17.5 (Remote Grid) Updates to grid topology to minimize risk of ignition in HFTDs Remote GridWLDFRWire-to-wire contactAggregated | WLDFR | HFTD - Distribution - Tier 2 - 5QU CoRE ¦ 2QU LoRE | Non-Red Flag Warning - Small Fires | Wire-to-wire contact | Aggregated | 2064 | 0.00026946 | 768.4668 | 0.20707 | 2064 | Mitigation | 0.95 | 45 | 0 | esc | 0.00097009 | 2.614e-07 | 0.00097009 | 2.614e-07
[120 empty] | 7.3.3.17.5 (Remote Grid) Updates to grid topology to minimize risk of ignition in HFTDs Remote GridWLDFRWire-to-wire contactAggregated | WLDFR | HFTD - Distribution - Tier 2 - 5QU CoRE ¦ 2QU LoRE | Non-Red Flag Warning - Small Fires | Wire-to-wire contact | Aggregated | 2065 | 0.00026946 | 768.4668 | 0.20707 | 2065 | Mitigation | 0.95 | 45 | 0 | esc | 0.00097009 | 2.614e-07 | 0.00097009 | 2.614e-07
[120 empty] | 7.3.3.17.5 (Remote Grid) Updates to grid topology to minimize risk of ignition in HFTDs Remote GridWLDFRWire-to-wire contactAggregated | WLDFR | HFTD - Distribution - Tier 2 - 5QU CoRE ¦ 2QU LoRE | Non-Red Flag Warning - Small Fires | Wire-to-wire contact | Aggregated | 2066 | 0.00026946 | 768.4668 | 0.20707 | 2066 | Mitigation | 0.95 | 45 | 0 | esc | 0.00097009 | 2.614e-07 | 0.00097009 | 2.614e-07
[120 empty] | 7.3.3.17.5 (Remote Grid) Updates to grid topology to minimize risk of ignition in HFTDs Remote GridWLDFRWire-to-wire contactAggregated | WLDFR | HFTD - Distribution - Tier 2 - 5QU CoRE ¦ 2QU LoRE | Non-Red Flag Warning - Small Fires | Wire-to-wire contact | Aggregated | 2067 | 0.00026946 | 768.4668 | 0.20707 | 2067 | Mitigation | 0.95 | 45 | 0 | esc | 0 | 0 | 0.00097009 | 2.614e-07
[120 empty] | 7.3.3.17.5 (Remote Grid) Updates to grid topology to minimize risk of ignition in HFTDs Remote GridWLDFREquipment / facility failureAggregated | WLDFR | HFTD - Distribution - Tier 2 - 5QU CoRE ¦ 2QU LoRE | Red Flag Warning - Catastrophic Fires | Equipment / facility failure | Aggregated | 2022 | 6.6021e-07 | 768.4668 | 0.00050735 | 2022 | Mitigation | 0.95 | 45 | 0 | esc | 0.00097009 | 6.4046e-10 | 0 | 0
[120 empty] | 7.3.3.17.5 (Remote Grid) Updates to grid topology to minimize risk of ignition in HFTDs Remote GridWLDFREquipment / facility failureAggregated | WLDFR | HFTD - Distribution - Tier 2 - 5QU CoRE ¦ 2QU LoRE | Red Flag Warning - Catastrophic Fires | Equipment / facility failure | Aggregated | 2023 | 6.6021e-07 | 768.4668 | 0.00050735 | 2023 | Mitigation | 0.95 | 45 | 0 | esc | 0.00097009 | 6.4046e-10 | 0.00097009 | 6.4046e-10
[120 empty] | 7.3.3.17.5 (Remote Grid) Updates to grid topology to minimize risk of ignition in HFTDs Remote GridWLDFREquipment / facility failureAggregated | WLDFR | HFTD - Distribution - Tier 2 - 5QU CoRE ¦ 2QU LoRE | Red Flag Warning - Catastrophic Fires | Equipment / facility failure | Aggregated | 2024 | 6.6021e-07 | 768.4668 | 0.00050735 | 2024 | Mitigation | 0.95 | 45 | 0 | esc | 0.00097009 | 6.4046e-10 | 0.00097009 | 6.4046e-10
[120 empty] | 7.3.3.17.5 (Remote Grid) Updates to grid topology to minimize risk of ignition in HFTDs Remote GridWLDFREquipment / facility failureAggregated | WLDFR | HFTD - Distribution - Tier 2 - 5QU CoRE ¦ 2QU LoRE | Red Flag Warning - Catastrophic Fires | Equipment / facility failure | Aggregated | 2025 | 6.6021e-07 | 768.4668 | 0.00050735 | 2025 | Mitigation | 0.95 | 45 | 0 | esc | 0.00097009 | 6.4046e-10 | 0.00097009 | 6.4046e-10
[120 empty] | 7.3.3.17.5 (Remote Grid) Updates to grid topology to minimize risk of ignition in HFTDs Remote GridWLDFREquipment / facility failureAggregated | WLDFR | HFTD - Distribution - Tier 2 - 5QU CoRE ¦ 2QU LoRE | Red Flag Warning - Catastrophic Fires | Equipment / facility failure | Aggregated | 2026 | 6.6021e-07 | 768.4668 | 0.00050735 | 2026 | Mitigation | 0.95 | 45 | 0 | esc | 0.00097009 | 6.4046e-10 | 0.00097009 | 6.4046e-10
[120 empty] | 7.3.3.17.5 (Remote Grid) Updates to grid topology to minimize risk of ignition in HFTDs Remote GridWLDFREquipment / facility failureAggregated | WLDFR | HFTD - Distribution - Tier 2 - 5QU CoRE ¦ 2QU LoRE | Red Flag Warning - Catastrophic Fires | Equipment / facility failure | Aggregated | 2027 | 6.6021e-07 | 768.4668 | 0.00050735 | 2027 | Mitigation | 0.95 | 45 | 0 | esc | 0.00097009 | 6.4046e-10 | 0.00097009 | 6.4046e-10
[120 empty] | 7.3.3.17.5 (Remote Grid) Updates to grid topology to minimize risk of ignition in HFTDs Remote GridWLDFREquipment / facility failureAggregated | WLDFR | HFTD - Distribution - Tier 2 - 5QU CoRE ¦ 2QU LoRE | Red Flag Warning - Catastrophic Fires | Equipment / facility failure | Aggregated | 2028 | 6.6021e-07 | 768.4668 | 0.00050735 | 2028 | Mitigation | 0.95 | 45 | 0 | esc | 0.00097009 | 6.4046e-10 | 0.00097009 | 6.4046e-10
[120 empty] | 7.3.3.17.5 (Remote Grid) Updates to grid topology to minimize risk of ignition in HFTDs Remote GridWLDFREquipment / facility failureAggregated | WLDFR | HFTD - Distribution - Tier 2 - 5QU CoRE ¦ 2QU LoRE | Red Flag Warning - Catastrophic Fires | Equipment / facility failure | Aggregated | 2029 | 6.6021e-07 | 768.4668 | 0.00050735 | 2029 | Mitigation | 0.95 | 45 | 0 | esc | 0.00097009 | 6.4046e-10 | 0.00097009 | 6.4046e-10
[120 empty] | 7.3.3.17.5 (Remote Grid) Updates to grid topology to minimize risk of ignition in HFTDs Remote GridWLDFREquipment / facility failureAggregated | WLDFR | HFTD - Distribution - Tier 2 - 5QU CoRE ¦ 2QU LoRE | Red Flag Warning - Catastrophic Fires | Equipment / facility failure | Aggregated | 2030 | 6.6021e-07 | 768.4668 | 0.00050735 | 2030 | Mitigation | 0.95 | 45 | 0 | esc | 0.00097009 | 6.4046e-10 | 0.00097009 | 6.4046e-10
[120 empty] | 7.3.3.17.5 (Remote Grid) Updates to grid topology to minimize risk of ignition in HFTDs Remote GridWLDFREquipment / facility failureAggregated | WLDFR | HFTD - Distribution - Tier 2 - 5QU CoRE ¦ 2QU LoRE | Red Flag Warning - Catastrophic Fires | Equipment / facility failure | Aggregated | 2031 | 6.6021e-07 | 768.4668 | 0.00050735 | 2031 | Mitigation | 0.95 | 45 | 0 | esc | 0.00097009 | 6.4046e-10 | 0.00097009 | 6.4046e-10
[120 empty] | 7.3.3.17.5 (Remote Grid) Updates to grid topology to minimize risk of ignition in HFTDs Remote GridWLDFREquipment / facility failureAggregated | WLDFR | HFTD - Distribution - Tier 2 - 5QU CoRE ¦ 2QU LoRE | Red Flag Warning - Catastrophic Fires | Equipment / facility failure | Aggregated | 2032 | 6.6021e-07 | 768.4668 | 0.00050735 | 2032 | Mitigation | 0.95 | 45 | 0 | esc | 0.00097009 | 6.4046e-10 | 0.00097009 | 6.4046e-10
[120 empty] | 7.3.3.17.5 (Remote Grid) Updates to grid topology to minimize risk of ignition in HFTDs Remote GridWLDFREquipment / facility failureAggregated | WLDFR | HFTD - Distribution - Tier 2 - 5QU CoRE ¦ 2QU LoRE | Red Flag Warning - Catastrophic Fires | Equipment / facility failure | Aggregated | 2033 | 6.6021e-07 | 768.4668 | 0.00050735 | 2033 | Mitigation | 0.95 | 45 | 0 | esc | 0.00097009 | 6.4046e-10 | 0.00097009 | 6.4046e-10
[120 empty] | 7.3.3.17.5 (Remote Grid) Updates to grid topology to minimize risk of ignition in HFTDs Remote GridWLDFREquipment / facility failureAggregated | WLDFR | HFTD - Distribution - Tier 2 - 5QU CoRE ¦ 2QU LoRE | Red Flag Warning - Catastrophic Fires | Equipment / facility failure | Aggregated | 2034 | 6.6021e-07 | 768.4668 | 0.00050735 | 2034 | Mitigation | 0.95 | 45 | 0 | esc | 0.00097009 | 6.4046e-10 | 0.00097009 | 6.4046e-10
[120 empty] | 7.3.3.17.5 (Remote Grid) Updates to grid topology to minimize risk of ignition in HFTDs Remote GridWLDFREquipment / facility failureAggregated | WLDFR | HFTD - Distribution - Tier 2 - 5QU CoRE ¦ 2QU LoRE | Red Flag Warning - Catastrophic Fires | Equipment / facility failure | Aggregated | 2035 | 6.6021e-07 | 768.4668 | 0.00050735 | 2035 | Mitigation | 0.95 | 45 | 0 | esc | 0.00097009 | 6.4046e-10 | 0.00097009 | 6.4046e-10
[120 empty] | 7.3.3.17.5 (Remote Grid) Updates to grid topology to minimize risk of ignition in HFTDs Remote GridWLDFREquipment / facility failureAggregated | WLDFR | HFTD - Distribution - Tier 2 - 5QU CoRE ¦ 2QU LoRE | Red Flag Warning - Catastrophic Fires | Equipment / facility failure | Aggregated | 2036 | 6.6021e-07 | 768.4668 | 0.00050735 | 2036 | Mitigation | 0.95 | 45 | 0 | esc | 0.00097009 | 6.4046e-10 | 0.00097009 | 6.4046e-10
[120 empty] | 7.3.3.17.5 (Remote Grid) Updates to grid topology to minimize risk of ignition in HFTDs Remote GridWLDFREquipment / facility failureAggregated | WLDFR | HFTD - Distribution - Tier 2 - 5QU CoRE ¦ 2QU LoRE | Red Flag Warning - Catastrophic Fires | Equipment / facility failure | Aggregated | 2037 | 6.6021e-07 | 768.4668 | 0.00050735 | 2037 | Mitigation | 0.95 | 45 | 0 | esc | 0.00097009 | 6.4046e-10 | 0.00097009 | 6.4046e-10
[120 empty] | 7.3.3.17.5 (Remote Grid) Updates to grid topology to minimize risk of ignition in HFTDs Remote GridWLDFREquipment / facility failureAggregated | WLDFR | HFTD - Distribution - Tier 2 - 5QU CoRE ¦ 2QU LoRE | Red Flag Warning - Catastrophic Fires | Equipment / facility failure | Aggregated | 2038 | 6.6021e-07 | 768.4668 | 0.00050735 | 2038 | Mitigation | 0.95 | 45 | 0 | esc | 0.00097009 | 6.4046e-10 | 0.00097009 | 6.4046e-10
[120 empty] | 7.3.3.17.5 (Remote Grid) Updates to grid topology to minimize risk of ignition in HFTDs Remote GridWLDFREquipment / facility failureAggregated | WLDFR | HFTD - Distribution - Tier 2 - 5QU CoRE ¦ 2QU LoRE | Red Flag Warning - Catastrophic Fires | Equipment / facility failure | Aggregated | 2039 | 6.6021e-07 | 768.4668 | 0.00050735 | 2039 | Mitigation | 0.95 | 45 | 0 | esc | 0.00097009 | 6.4046e-10 | 0.00097009 | 6.4046e-10
[120 empty] | 7.3.3.17.5 (Remote Grid) Updates to grid topology to minimize risk of ignition in HFTDs Remote GridWLDFREquipment / facility failureAggregated | WLDFR | HFTD - Distribution - Tier 2 - 5QU CoRE ¦ 2QU LoRE | Red Flag Warning - Catastrophic Fires | Equipment / facility failure | Aggregated | 2040 | 6.6021e-07 | 768.4668 | 0.00050735 | 2040 | Mitigation | 0.95 | 45 | 0 | esc | 0.00097009 | 6.4046e-10 | 0.00097009 | 6.4046e-10
[120 empty] | 7.3.3.17.5 (Remote Grid) Updates to grid topology to minimize risk of ignition in HFTDs Remote GridWLDFREquipment / facility failureAggregated | WLDFR | HFTD - Distribution - Tier 2 - 5QU CoRE ¦ 2QU LoRE | Red Flag Warning - Catastrophic Fires | Equipment / facility failure | Aggregated | 2041 | 6.6021e-07 | 768.4668 | 0.00050735 | 2041 | Mitigation | 0.95 | 45 | 0 | esc | 0.00097009 | 6.4046e-10 | 0.00097009 | 6.4046e-10
[120 empty] | 7.3.3.17.5 (Remote Grid) Updates to grid topology to minimize risk of ignition in HFTDs Remote GridWLDFREquipment / facility failureAggregated | WLDFR | HFTD - Distribution - Tier 2 - 5QU CoRE ¦ 2QU LoRE | Red Flag Warning - Catastrophic Fires | Equipment / facility failure | Aggregated | 2042 | 6.6021e-07 | 768.4668 | 0.00050735 | 2042 | Mitigation | 0.95 | 45 | 0 | esc | 0.00097009 | 6.4046e-10 | 0.00097009 | 6.4046e-10
[120 empty] | 7.3.3.17.5 (Remote Grid) Updates to grid topology to minimize risk of ignition in HFTDs Remote GridWLDFREquipment / facility failureAggregated | WLDFR | HFTD - Distribution - Tier 2 - 5QU CoRE ¦ 2QU LoRE | Red Flag Warning - Catastrophic Fires | Equipment / facility failure | Aggregated | 2043 | 6.6021e-07 | 768.4668 | 0.00050735 | 2043 | Mitigation | 0.95 | 45 | 0 | esc | 0.00097009 | 6.4046e-10 | 0.00097009 | 6.4046e-10
[120 empty] | 7.3.3.17.5 (Remote Grid) Updates to grid topology to minimize risk of ignition in HFTDs Remote GridWLDFREquipment / facility failureAggregated | WLDFR | HFTD - Distribution - Tier 2 - 5QU CoRE ¦ 2QU LoRE | Red Flag Warning - Catastrophic Fires | Equipment / facility failure | Aggregated | 2044 | 6.6021e-07 | 768.4668 | 0.00050735 | 2044 | Mitigation | 0.95 | 45 | 0 | esc | 0.00097009 | 6.4046e-10 | 0.00097009 | 6.4046e-10
[120 empty] | 7.3.3.17.5 (Remote Grid) Updates to grid topology to minimize risk of ignition in HFTDs Remote GridWLDFREquipment / facility failureAggregated | WLDFR | HFTD - Distribution - Tier 2 - 5QU CoRE ¦ 2QU LoRE | Red Flag Warning - Catastrophic Fires | Equipment / facility failure | Aggregated | 2045 | 6.6021e-07 | 768.4668 | 0.00050735 | 2045 | Mitigation | 0.95 | 45 | 0 | esc | 0.00097009 | 6.4046e-10 | 0.00097009 | 6.4046e-10
[120 empty] | 7.3.3.17.5 (Remote Grid) Updates to grid topology to minimize risk of ignition in HFTDs Remote GridWLDFREquipment / facility failureAggregated | WLDFR | HFTD - Distribution - Tier 2 - 5QU CoRE ¦ 2QU LoRE | Red Flag Warning - Catastrophic Fires | Equipment / facility failure | Aggregated | 2046 | 6.6021e-07 | 768.4668 | 0.00050735 | 2046 | Mitigation | 0.95 | 45 | 0 | esc | 0.00097009 | 6.4046e-10 | 0.00097009 | 6.4046e-10
[120 empty] | 7.3.3.17.5 (Remote Grid) Updates to grid topology to minimize risk of ignition in HFTDs Remote GridWLDFREquipment / facility failureAggregated | WLDFR | HFTD - Distribution - Tier 2 - 5QU CoRE ¦ 2QU LoRE | Red Flag Warning - Catastrophic Fires | Equipment / facility failure | Aggregated | 2047 | 6.6021e-07 | 768.4668 | 0.00050735 | 2047 | Mitigation | 0.95 | 45 | 0 | esc | 0.00097009 | 6.4046e-10 | 0.00097009 | 6.4046e-10
[120 empty] | 7.3.3.17.5 (Remote Grid) Updates to grid topology to minimize risk of ignition in HFTDs Remote GridWLDFREquipment / facility failureAggregated | WLDFR | HFTD - Distribution - Tier 2 - 5QU CoRE ¦ 2QU LoRE | Red Flag Warning - Catastrophic Fires | Equipment / facility failure | Aggregated | 2048 | 6.6021e-07 | 768.4668 | 0.00050735 | 2048 | Mitigation | 0.95 | 45 | 0 | esc | 0.00097009 | 6.4046e-10 | 0.00097009 | 6.4046e-10
[120 empty] | 7.3.3.17.5 (Remote Grid) Updates to grid topology to minimize risk of ignition in HFTDs Remote GridWLDFREquipment / facility failureAggregated | WLDFR | HFTD - Distribution - Tier 2 - 5QU CoRE ¦ 2QU LoRE | Red Flag Warning - Catastrophic Fires | Equipment / facility failure | Aggregated | 2049 | 6.6021e-07 | 768.4668 | 0.00050735 | 2049 | Mitigation | 0.95 | 45 | 0 | esc | 0.00097009 | 6.4046e-10 | 0.00097009 | 6.4046e-10
[120 empty] | 7.3.3.17.5 (Remote Grid) Updates to grid topology to minimize risk of ignition in HFTDs Remote GridWLDFREquipment / facility failureAggregated | WLDFR | HFTD - Distribution - Tier 2 - 5QU CoRE ¦ 2QU LoRE | Red Flag Warning - Catastrophic Fires | Equipment / facility failure | Aggregated | 2050 | 6.6021e-07 | 768.4668 | 0.00050735 | 2050 | Mitigation | 0.95 | 45 | 0 | esc | 0.00097009 | 6.4046e-10 | 0.00097009 | 6.4046e-10
[120 empty] | 7.3.3.17.5 (Remote Grid) Updates to grid topology to minimize risk of ignition in HFTDs Remote GridWLDFREquipment / facility failureAggregated | WLDFR | HFTD - Distribution - Tier 2 - 5QU CoRE ¦ 2QU LoRE | Red Flag Warning - Catastrophic Fires | Equipment / facility failure | Aggregated | 2051 | 6.6021e-07 | 768.4668 | 0.00050735 | 2051 | Mitigation | 0.95 | 45 | 0 | esc | 0.00097009 | 6.4046e-10 | 0.00097009 | 6.4046e-10
[120 empty] | 7.3.3.17.5 (Remote Grid) Updates to grid topology to minimize risk of ignition in HFTDs Remote GridWLDFREquipment / facility failureAggregated | WLDFR | HFTD - Distribution - Tier 2 - 5QU CoRE ¦ 2QU LoRE | Red Flag Warning - Catastrophic Fires | Equipment / facility failure | Aggregated | 2052 | 6.6021e-07 | 768.4668 | 0.00050735 | 2052 | Mitigation | 0.95 | 45 | 0 | esc | 0.00097009 | 6.4046e-10 | 0.00097009 | 6.4046e-10
[120 empty] | 7.3.3.17.5 (Remote Grid) Updates to grid topology to minimize risk of ignition in HFTDs Remote GridWLDFREquipment / facility failureAggregated | WLDFR | HFTD - Distribution - Tier 2 - 5QU CoRE ¦ 2QU LoRE | Red Flag Warning - Catastrophic Fires | Equipment / facility failure | Aggregated | 2053 | 6.6021e-07 | 768.4668 | 0.00050735 | 2053 | Mitigation | 0.95 | 45 | 0 | esc | 0.00097009 | 6.4046e-10 | 0.00097009 | 6.4046e-10
[120 empty] | 7.3.3.17.5 (Remote Grid) Updates to grid topology to minimize risk of ignition in HFTDs Remote GridWLDFREquipment / facility failureAggregated | WLDFR | HFTD - Distribution - Tier 2 - 5QU CoRE ¦ 2QU LoRE | Red Flag Warning - Catastrophic Fires | Equipment / facility failure | Aggregated | 2054 | 6.6021e-07 | 768.4668 | 0.00050735 | 2054 | Mitigation | 0.95 | 45 | 0 | esc | 0.00097009 | 6.4046e-10 | 0.00097009 | 6.4046e-10
[120 empty] | 7.3.3.17.5 (Remote Grid) Updates to grid topology to minimize risk of ignition in HFTDs Remote GridWLDFREquipment / facility failureAggregated | WLDFR | HFTD - Distribution - Tier 2 - 5QU CoRE ¦ 2QU LoRE | Red Flag Warning - Catastrophic Fires | Equipment / facility failure | Aggregated | 2055 | 6.6021e-07 | 768.4668 | 0.00050735 | 2055 | Mitigation | 0.95 | 45 | 0 | esc | 0.00097009 | 6.4046e-10 | 0.00097009 | 6.4046e-10
[120 empty] | 7.3.3.17.5 (Remote Grid) Updates to grid topology to minimize risk of ignition in HFTDs Remote GridWLDFREquipment / facility failureAggregated | WLDFR | HFTD - Distribution - Tier 2 - 5QU CoRE ¦ 2QU LoRE | Red Flag Warning - Catastrophic Fires | Equipment / facility failure | Aggregated | 2056 | 6.6021e-07 | 768.4668 | 0.00050735 | 2056 | Mitigation | 0.95 | 45 | 0 | esc | 0.00097009 | 6.4046e-10 | 0.00097009 | 6.4046e-10
[120 empty] | 7.3.3.17.5 (Remote Grid) Updates to grid topology to minimize risk of ignition in HFTDs Remote GridWLDFREquipment / facility failureAggregated | WLDFR | HFTD - Distribution - Tier 2 - 5QU CoRE ¦ 2QU LoRE | Red Flag Warning - Catastrophic Fires | Equipment / facility failure | Aggregated | 2057 | 6.6021e-07 | 768.4668 | 0.00050735 | 2057 | Mitigation | 0.95 | 45 | 0 | esc | 0.00097009 | 6.4046e-10 | 0.00097009 | 6.4046e-10
[120 empty] | 7.3.3.17.5 (Remote Grid) Updates to grid topology to minimize risk of ignition in HFTDs Remote GridWLDFREquipment / facility failureAggregated | WLDFR | HFTD - Distribution - Tier 2 - 5QU CoRE ¦ 2QU LoRE | Red Flag Warning - Catastrophic Fires | Equipment / facility failure | Aggregated | 2058 | 6.6021e-07 | 768.4668 | 0.00050735 | 2058 | Mitigation | 0.95 | 45 | 0 | esc | 0.00097009 | 6.4046e-10 | 0.00097009 | 6.4046e-10
[120 empty] | 7.3.3.17.5 (Remote Grid) Updates to grid topology to minimize risk of ignition in HFTDs Remote GridWLDFREquipment / facility failureAggregated | WLDFR | HFTD - Distribution - Tier 2 - 5QU CoRE ¦ 2QU LoRE | Red Flag Warning - Catastrophic Fires | Equipment / facility failure | Aggregated | 2059 | 6.6021e-07 | 768.4668 | 0.00050735 | 2059 | Mitigation | 0.95 | 45 | 0 | esc | 0.00097009 | 6.4046e-10 | 0.00097009 | 6.4046e-10
[120 empty] | 7.3.3.17.5 (Remote Grid) Updates to grid topology to minimize risk of ignition in HFTDs Remote GridWLDFREquipment / facility failureAggregated | WLDFR | HFTD - Distribution - Tier 2 - 5QU CoRE ¦ 2QU LoRE | Red Flag Warning - Catastrophic Fires | Equipment / facility failure | Aggregated | 2060 | 6.6021e-07 | 768.4668 | 0.00050735 | 2060 | Mitigation | 0.95 | 45 | 0 | esc | 0.00097009 | 6.4046e-10 | 0.00097009 | 6.4046e-10
[120 empty] | 7.3.3.17.5 (Remote Grid) Updates to grid topology to minimize risk of ignition in HFTDs Remote GridWLDFREquipment / facility failureAggregated | WLDFR | HFTD - Distribution - Tier 2 - 5QU CoRE ¦ 2QU LoRE | Red Flag Warning - Catastrophic Fires | Equipment / facility failure | Aggregated | 2061 | 6.6021e-07 | 768.4668 | 0.00050735 | 2061 | Mitigation | 0.95 | 45 | 0 | esc | 0.00097009 | 6.4046e-10 | 0.00097009 | 6.4046e-10
[120 empty] | 7.3.3.17.5 (Remote Grid) Updates to grid topology to minimize risk of ignition in HFTDs Remote GridWLDFREquipment / facility failureAggregated | WLDFR | HFTD - Distribution - Tier 2 - 5QU CoRE ¦ 2QU LoRE | Red Flag Warning - Catastrophic Fires | Equipment / facility failure | Aggregated | 2062 | 6.6021e-07 | 768.4668 | 0.00050735 | 2062 | Mitigation | 0.95 | 45 | 0 | esc | 0.00097009 | 6.4046e-10 | 0.00097009 | 6.4046e-10
[120 empty] | 7.3.3.17.5 (Remote Grid) Updates to grid topology to minimize risk of ignition in HFTDs Remote GridWLDFREquipment / facility failureAggregated | WLDFR | HFTD - Distribution - Tier 2 - 5QU CoRE ¦ 2QU LoRE | Red Flag Warning - Catastrophic Fires | Equipment / facility failure | Aggregated | 2063 | 6.6021e-07 | 768.4668 | 0.00050735 | 2063 | Mitigation | 0.95 | 45 | 0 | esc | 0.00097009 | 6.4046e-10 | 0.00097009 | 6.4046e-10
[120 empty] | 7.3.3.17.5 (Remote Grid) Updates to grid topology to minimize risk of ignition in HFTDs Remote GridWLDFREquipment / facility failureAggregated | WLDFR | HFTD - Distribution - Tier 2 - 5QU CoRE ¦ 2QU LoRE | Red Flag Warning - Catastrophic Fires | Equipment / facility failure | Aggregated | 2064 | 6.6021e-07 | 768.4668 | 0.00050735 | 2064 | Mitigation | 0.95 | 45 | 0 | esc | 0.00097009 | 6.4046e-10 | 0.00097009 | 6.4046e-10
[120 empty] | 7.3.3.17.5 (Remote Grid) Updates to grid topology to minimize risk of ignition in HFTDs Remote GridWLDFREquipment / facility failureAggregated | WLDFR | HFTD - Distribution - Tier 2 - 5QU CoRE ¦ 2QU LoRE | Red Flag Warning - Catastrophic Fires | Equipment / facility failure | Aggregated | 2065 | 6.6021e-07 | 768.4668 | 0.00050735 | 2065 | Mitigation | 0.95 | 45 | 0 | esc | 0.00097009 | 6.4046e-10 | 0.00097009 | 6.4046e-10
[120 empty] | 7.3.3.17.5 (Remote Grid) Updates to grid topology to minimize risk of ignition in HFTDs Remote GridWLDFREquipment / facility failureAggregated | WLDFR | HFTD - Distribution - Tier 2 - 5QU CoRE ¦ 2QU LoRE | Red Flag Warning - Catastrophic Fires | Equipment / facility failure | Aggregated | 2066 | 6.6021e-07 | 768.4668 | 0.00050735 | 2066 | Mitigation | 0.95 | 45 | 0 | esc | 0.00097009 | 6.4046e-10 | 0.00097009 | 6.4046e-10
[120 empty] | 7.3.3.17.5 (Remote Grid) Updates to grid topology to minimize risk of ignition in HFTDs Remote GridWLDFREquipment / facility failureAggregated | WLDFR | HFTD - Distribution - Tier 2 - 5QU CoRE ¦ 2QU LoRE | Red Flag Warning - Catastrophic Fires | Equipment / facility failure | Aggregated | 2067 | 6.6021e-07 | 768.4668 | 0.00050735 | 2067 | Mitigation | 0.95 | 45 | 0 | esc | 0 | 0 | 0.00097009 | 6.4046e-10
[120 empty] | 7.3.3.17.5 (Remote Grid) Updates to grid topology to minimize risk of ignition in HFTDs Remote GridWLDFRVegetation ContactAggregated | WLDFR | HFTD - Distribution - Tier 2 - 5QU CoRE ¦ 2QU LoRE | Red Flag Warning - Catastrophic Fires | Vegetation Contact | Aggregated | 2022 | 1.4367e-06 | 768.4668 | 0.001104 | 2022 | Mitigation | 0.95 | 45 | 0 | esc | 0.00097009 | 1.3937e-09 | 0 | 0
[120 empty] | 7.3.3.17.5 (Remote Grid) Updates to grid topology to minimize risk of ignition in HFTDs Remote GridWLDFRVegetation ContactAggregated | WLDFR | HFTD - Distribution - Tier 2 - 5QU CoRE ¦ 2QU LoRE | Red Flag Warning - Catastrophic Fires | Vegetation Contact | Aggregated | 2023 | 1.4367e-06 | 768.4668 | 0.001104 | 2023 | Mitigation | 0.95 | 45 | 0 | esc | 0.00097009 | 1.3937e-09 | 0.00097009 | 1.3937e-09
[120 empty] | 7.3.3.17.5 (Remote Grid) Updates to grid topology to minimize risk of ignition in HFTDs Remote GridWLDFRVegetation ContactAggregated | WLDFR | HFTD - Distribution - Tier 2 - 5QU CoRE ¦ 2QU LoRE | Red Flag Warning - Catastrophic Fires | Vegetation Contact | Aggregated | 2024 | 1.4367e-06 | 768.4668 | 0.001104 | 2024 | Mitigation | 0.95 | 45 | 0 | esc | 0.00097009 | 1.3937e-09 | 0.00097009 | 1.3937e-09
[120 empty] | 7.3.3.17.5 (Remote Grid) Updates to grid topology to minimize risk of ignition in HFTDs Remote GridWLDFRVegetation ContactAggregated | WLDFR | HFTD - Distribution - Tier 2 - 5QU CoRE ¦ 2QU LoRE | Red Flag Warning - Catastrophic Fires | Vegetation Contact | Aggregated | 2025 | 1.4367e-06 | 768.4668 | 0.001104 | 2025 | Mitigation | 0.95 | 45 | 0 | esc | 0.00097009 | 1.3937e-09 | 0.00097009 | 1.3937e-09
[120 empty] | 7.3.3.17.5 (Remote Grid) Updates to grid topology to minimize risk of ignition in HFTDs Remote GridWLDFRVegetation ContactAggregated | WLDFR | HFTD - Distribution - Tier 2 - 5QU CoRE ¦ 2QU LoRE | Red Flag Warning - Catastrophic Fires | Vegetation Contact | Aggregated | 2026 | 1.4367e-06 | 768.4668 | 0.001104 | 2026 | Mitigation | 0.95 | 45 | 0 | esc | 0.00097009 | 1.3937e-09 | 0.00097009 | 1.3937e-09
[120 empty] | 7.3.3.17.5 (Remote Grid) Updates to grid topology to minimize risk of ignition in HFTDs Remote GridWLDFRVegetation ContactAggregated | WLDFR | HFTD - Distribution - Tier 2 - 5QU CoRE ¦ 2QU LoRE | Red Flag Warning - Catastrophic Fires | Vegetation Contact | Aggregated | 2027 | 1.4367e-06 | 768.4668 | 0.001104 | 2027 | Mitigation | 0.95 | 45 | 0 | esc | 0.00097009 | 1.3937e-09 | 0.00097009 | 1.3937e-09
[120 empty] | 7.3.3.17.5 (Remote Grid) Updates to grid topology to minimize risk of ignition in HFTDs Remote GridWLDFRVegetation ContactAggregated | WLDFR | HFTD - Distribution - Tier 2 - 5QU CoRE ¦ 2QU LoRE | Red Flag Warning - Catastrophic Fires | Vegetation Contact | Aggregated | 2028 | 1.4367e-06 | 768.4668 | 0.001104 | 2028 | Mitigation | 0.95 | 45 | 0 | esc | 0.00097009 | 1.3937e-09 | 0.00097009 | 1.3937e-09
[120 empty] | 7.3.3.17.5 (Remote Grid) Updates to grid topology to minimize risk of ignition in HFTDs Remote GridWLDFRVegetation ContactAggregated | WLDFR | HFTD - Distribution - Tier 2 - 5QU CoRE ¦ 2QU LoRE | Red Flag Warning - Catastrophic Fires | Vegetation Contact | Aggregated | 2029 | 1.4367e-06 | 768.4668 | 0.001104 | 2029 | Mitigation | 0.95 | 45 | 0 | esc | 0.00097009 | 1.3937e-09 | 0.00097009 | 1.3937e-09
[120 empty] | 7.3.3.17.5 (Remote Grid) Updates to grid topology to minimize risk of ignition in HFTDs Remote GridWLDFRVegetation ContactAggregated | WLDFR | HFTD - Distribution - Tier 2 - 5QU CoRE ¦ 2QU LoRE | Red Flag Warning - Catastrophic Fires | Vegetation Contact | Aggregated | 2030 | 1.4367e-06 | 768.4668 | 0.001104 | 2030 | Mitigation | 0.95 | 45 | 0 | esc | 0.00097009 | 1.3937e-09 | 0.00097009 | 1.3937e-09
[120 empty] | 7.3.3.17.5 (Remote Grid) Updates to grid topology to minimize risk of ignition in HFTDs Remote GridWLDFRVegetation ContactAggregated | WLDFR | HFTD - Distribution - Tier 2 - 5QU CoRE ¦ 2QU LoRE | Red Flag Warning - Catastrophic Fires | Vegetation Contact | Aggregated | 2031 | 1.4367e-06 | 768.4668 | 0.001104 | 2031 | Mitigation | 0.95 | 45 | 0 | esc | 0.00097009 | 1.3937e-09 | 0.00097009 | 1.3937e-09
[120 empty] | 7.3.3.17.5 (Remote Grid) Updates to grid topology to minimize risk of ignition in HFTDs Remote GridWLDFRVegetation ContactAggregated | WLDFR | HFTD - Distribution - Tier 2 - 5QU CoRE ¦ 2QU LoRE | Red Flag Warning - Catastrophic Fires | Vegetation Contact | Aggregated | 2032 | 1.4367e-06 | 768.4668 | 0.001104 | 2032 | Mitigation | 0.95 | 45 | 0 | esc | 0.00097009 | 1.3937e-09 | 0.00097009 | 1.3937e-09
[120 empty] | 7.3.3.17.5 (Remote Grid) Updates to grid topology to minimize risk of ignition in HFTDs Remote GridWLDFRVegetation ContactAggregated | WLDFR | HFTD - Distribution - Tier 2 - 5QU CoRE ¦ 2QU LoRE | Red Flag Warning - Catastrophic Fires | Vegetation Contact | Aggregated | 2033 | 1.4367e-06 | 768.4668 | 0.001104 | 2033 | Mitigation | 0.95 | 45 | 0 | esc | 0.00097009 | 1.3937e-09 | 0.00097009 | 1.3937e-09
[120 empty] | 7.3.3.17.5 (Remote Grid) Updates to grid topology to minimize risk of ignition in HFTDs Remote GridWLDFRVegetation ContactAggregated | WLDFR | HFTD - Distribution - Tier 2 - 5QU CoRE ¦ 2QU LoRE | Red Flag Warning - Catastrophic Fires | Vegetation Contact | Aggregated | 2034 | 1.4367e-06 | 768.4668 | 0.001104 | 2034 | Mitigation | 0.95 | 45 | 0 | esc | 0.00097009 | 1.3937e-09 | 0.00097009 | 1.3937e-09
[120 empty] | 7.3.3.17.5 (Remote Grid) Updates to grid topology to minimize risk of ignition in HFTDs Remote GridWLDFRVegetation ContactAggregated | WLDFR | HFTD - Distribution - Tier 2 - 5QU CoRE ¦ 2QU LoRE | Red Flag Warning - Catastrophic Fires | Vegetation Contact | Aggregated | 2035 | 1.4367e-06 | 768.4668 | 0.001104 | 2035 | Mitigation | 0.95 | 45 | 0 | esc | 0.00097009 | 1.3937e-09 | 0.00097009 | 1.3937e-09
[120 empty] | 7.3.3.17.5 (Remote Grid) Updates to grid topology to minimize risk of ignition in HFTDs Remote GridWLDFRVegetation ContactAggregated | WLDFR | HFTD - Distribution - Tier 2 - 5QU CoRE ¦ 2QU LoRE | Red Flag Warning - Catastrophic Fires | Vegetation Contact | Aggregated | 2036 | 1.4367e-06 | 768.4668 | 0.001104 | 2036 | Mitigation | 0.95 | 45 | 0 | esc | 0.00097009 | 1.3937e-09 | 0.00097009 | 1.3937e-09
[120 empty] | 7.3.3.17.5 (Remote Grid) Updates to grid topology to minimize risk of ignition in HFTDs Remote GridWLDFRVegetation ContactAggregated | WLDFR | HFTD - Distribution - Tier 2 - 5QU CoRE ¦ 2QU LoRE | Red Flag Warning - Catastrophic Fires | Vegetation Contact | Aggregated | 2037 | 1.4367e-06 | 768.4668 | 0.001104 | 2037 | Mitigation | 0.95 | 45 | 0 | esc | 0.00097009 | 1.3937e-09 | 0.00097009 | 1.3937e-09
[120 empty] | 7.3.3.17.5 (Remote Grid) Updates to grid topology to minimize risk of ignition in HFTDs Remote GridWLDFRVegetation ContactAggregated | WLDFR | HFTD - Distribution - Tier 2 - 5QU CoRE ¦ 2QU LoRE | Red Flag Warning - Catastrophic Fires | Vegetation Contact | Aggregated | 2038 | 1.4367e-06 | 768.4668 | 0.001104 | 2038 | Mitigation | 0.95 | 45 | 0 | esc | 0.00097009 | 1.3937e-09 | 0.00097009 | 1.3937e-09
[120 empty] | 7.3.3.17.5 (Remote Grid) Updates to grid topology to minimize risk of ignition in HFTDs Remote GridWLDFRVegetation ContactAggregated | WLDFR | HFTD - Distribution - Tier 2 - 5QU CoRE ¦ 2QU LoRE | Red Flag Warning - Catastrophic Fires | Vegetation Contact | Aggregated | 2039 | 1.4367e-06 | 768.4668 | 0.001104 | 2039 | Mitigation | 0.95 | 45 | 0 | esc | 0.00097009 | 1.3937e-09 | 0.00097009 | 1.3937e-09
[120 empty] | 7.3.3.17.5 (Remote Grid) Updates to grid topology to minimize risk of ignition in HFTDs Remote GridWLDFRVegetation ContactAggregated | WLDFR | HFTD - Distribution - Tier 2 - 5QU CoRE ¦ 2QU LoRE | Red Flag Warning - Catastrophic Fires | Vegetation Contact | Aggregated | 2040 | 1.4367e-06 | 768.4668 | 0.001104 | 2040 | Mitigation | 0.95 | 45 | 0 | esc | 0.00097009 | 1.3937e-09 | 0.00097009 | 1.3937e-09
[120 empty] | 7.3.3.17.5 (Remote Grid) Updates to grid topology to minimize risk of ignition in HFTDs Remote GridWLDFRVegetation ContactAggregated | WLDFR | HFTD - Distribution - Tier 2 - 5QU CoRE ¦ 2QU LoRE | Red Flag Warning - Catastrophic Fires | Vegetation Contact | Aggregated | 2041 | 1.4367e-06 | 768.4668 | 0.001104 | 2041 | Mitigation | 0.95 | 45 | 0 | esc | 0.00097009 | 1.3937e-09 | 0.00097009 | 1.3937e-09
[120 empty] | 7.3.3.17.5 (Remote Grid) Updates to grid topology to minimize risk of ignition in HFTDs Remote GridWLDFRVegetation ContactAggregated | WLDFR | HFTD - Distribution - Tier 2 - 5QU CoRE ¦ 2QU LoRE | Red Flag Warning - Catastrophic Fires | Vegetation Contact | Aggregated | 2042 | 1.4367e-06 | 768.4668 | 0.001104 | 2042 | Mitigation | 0.95 | 45 | 0 | esc | 0.00097009 | 1.3937e-09 | 0.00097009 | 1.3937e-09
[120 empty] | 7.3.3.17.5 (Remote Grid) Updates to grid topology to minimize risk of ignition in HFTDs Remote GridWLDFRVegetation ContactAggregated | WLDFR | HFTD - Distribution - Tier 2 - 5QU CoRE ¦ 2QU LoRE | Red Flag Warning - Catastrophic Fires | Vegetation Contact | Aggregated | 2043 | 1.4367e-06 | 768.4668 | 0.001104 | 2043 | Mitigation | 0.95 | 45 | 0 | esc | 0.00097009 | 1.3937e-09 | 0.00097009 | 1.3937e-09
[120 empty] | 7.3.3.17.5 (Remote Grid) Updates to grid topology to minimize risk of ignition in HFTDs Remote GridWLDFRVegetation ContactAggregated | WLDFR | HFTD - Distribution - Tier 2 - 5QU CoRE ¦ 2QU LoRE | Red Flag Warning - Catastrophic Fires | Vegetation Contact | Aggregated | 2044 | 1.4367e-06 | 768.4668 | 0.001104 | 2044 | Mitigation | 0.95 | 45 | 0 | esc | 0.00097009 | 1.3937e-09 | 0.00097009 | 1.3937e-09
[120 empty] | 7.3.3.17.5 (Remote Grid) Updates to grid topology to minimize risk of ignition in HFTDs Remote GridWLDFRVegetation ContactAggregated | WLDFR | HFTD - Distribution - Tier 2 - 5QU CoRE ¦ 2QU LoRE | Red Flag Warning - Catastrophic Fires | Vegetation Contact | Aggregated | 2045 | 1.4367e-06 | 768.4668 | 0.001104 | 2045 | Mitigation | 0.95 | 45 | 0 | esc | 0.00097009 | 1.3937e-09 | 0.00097009 | 1.3937e-09
[120 empty] | 7.3.3.17.5 (Remote Grid) Updates to grid topology to minimize risk of ignition in HFTDs Remote GridWLDFRVegetation ContactAggregated | WLDFR | HFTD - Distribution - Tier 2 - 5QU CoRE ¦ 2QU LoRE | Red Flag Warning - Catastrophic Fires | Vegetation Contact | Aggregated | 2046 | 1.4367e-06 | 768.4668 | 0.001104 | 2046 | Mitigation | 0.95 | 45 | 0 | esc | 0.00097009 | 1.3937e-09 | 0.00097009 | 1.3937e-09
[120 empty] | 7.3.3.17.5 (Remote Grid) Updates to grid topology to minimize risk of ignition in HFTDs Remote GridWLDFRVegetation ContactAggregated | WLDFR | HFTD - Distribution - Tier 2 - 5QU CoRE ¦ 2QU LoRE | Red Flag Warning - Catastrophic Fires | Vegetation Contact | Aggregated | 2047 | 1.4367e-06 | 768.4668 | 0.001104 | 2047 | Mitigation | 0.95 | 45 | 0 | esc | 0.00097009 | 1.3937e-09 | 0.00097009 | 1.3937e-09
[120 empty] | 7.3.3.17.5 (Remote Grid) Updates to grid topology to minimize risk of ignition in HFTDs Remote GridWLDFRVegetation ContactAggregated | WLDFR | HFTD - Distribution - Tier 2 - 5QU CoRE ¦ 2QU LoRE | Red Flag Warning - Catastrophic Fires | Vegetation Contact | Aggregated | 2048 | 1.4367e-06 | 768.4668 | 0.001104 | 2048 | Mitigation | 0.95 | 45 | 0 | esc | 0.00097009 | 1.3937e-09 | 0.00097009 | 1.3937e-09
[120 empty] | 7.3.3.17.5 (Remote Grid) Updates to grid topology to minimize risk of ignition in HFTDs Remote GridWLDFRVegetation ContactAggregated | WLDFR | HFTD - Distribution - Tier 2 - 5QU CoRE ¦ 2QU LoRE | Red Flag Warning - Catastrophic Fires | Vegetation Contact | Aggregated | 2049 | 1.4367e-06 | 768.4668 | 0.001104 | 2049 | Mitigation | 0.95 | 45 | 0 | esc | 0.00097009 | 1.3937e-09 | 0.00097009 | 1.3937e-09
[120 empty] | 7.3.3.17.5 (Remote Grid) Updates to grid topology to minimize risk of ignition in HFTDs Remote GridWLDFRVegetation ContactAggregated | WLDFR | HFTD - Distribution - Tier 2 - 5QU CoRE ¦ 2QU LoRE | Red Flag Warning - Catastrophic Fires | Vegetation Contact | Aggregated | 2050 | 1.4367e-06 | 768.4668 | 0.001104 | 2050 | Mitigation | 0.95 | 45 | 0 | esc | 0.00097009 | 1.3937e-09 | 0.00097009 | 1.3937e-09
[120 empty] | 7.3.3.17.5 (Remote Grid) Updates to grid topology to minimize risk of ignition in HFTDs Remote GridWLDFRVegetation ContactAggregated | WLDFR | HFTD - Distribution - Tier 2 - 5QU CoRE ¦ 2QU LoRE | Red Flag Warning - Catastrophic Fires | Vegetation Contact | Aggregated | 2051 | 1.4367e-06 | 768.4668 | 0.001104 | 2051 | Mitigation | 0.95 | 45 | 0 | esc | 0.00097009 | 1.3937e-09 | 0.00097009 | 1.3937e-09
[120 empty] | 7.3.3.17.5 (Remote Grid) Updates to grid topology to minimize risk of ignition in HFTDs Remote GridWLDFRVegetation ContactAggregated | WLDFR | HFTD - Distribution - Tier 2 - 5QU CoRE ¦ 2QU LoRE | Red Flag Warning - Catastrophic Fires | Vegetation Contact | Aggregated | 2052 | 1.4367e-06 | 768.4668 | 0.001104 | 2052 | Mitigation | 0.95 | 45 | 0 | esc | 0.00097009 | 1.3937e-09 | 0.00097009 | 1.3937e-09
[120 empty] | 7.3.3.17.5 (Remote Grid) Updates to grid topology to minimize risk of ignition in HFTDs Remote GridWLDFRVegetation ContactAggregated | WLDFR | HFTD - Distribution - Tier 2 - 5QU CoRE ¦ 2QU LoRE | Red Flag Warning - Catastrophic Fires | Vegetation Contact | Aggregated | 2053 | 1.4367e-06 | 768.4668 | 0.001104 | 2053 | Mitigation | 0.95 | 45 | 0 | esc | 0.00097009 | 1.3937e-09 | 0.00097009 | 1.3937e-09
[120 empty] | 7.3.3.17.5 (Remote Grid) Updates to grid topology to minimize risk of ignition in HFTDs Remote GridWLDFRVegetation ContactAggregated | WLDFR | HFTD - Distribution - Tier 2 - 5QU CoRE ¦ 2QU LoRE | Red Flag Warning - Catastrophic Fires | Vegetation Contact | Aggregated | 2054 | 1.4367e-06 | 768.4668 | 0.001104 | 2054 | Mitigation | 0.95 | 45 | 0 | esc | 0.00097009 | 1.3937e-09 | 0.00097009 | 1.3937e-09
[120 empty] | 7.3.3.17.5 (Remote Grid) Updates to grid topology to minimize risk of ignition in HFTDs Remote GridWLDFRVegetation ContactAggregated | WLDFR | HFTD - Distribution - Tier 2 - 5QU CoRE ¦ 2QU LoRE | Red Flag Warning - Catastrophic Fires | Vegetation Contact | Aggregated | 2055 | 1.4367e-06 | 768.4668 | 0.001104 | 2055 | Mitigation | 0.95 | 45 | 0 | esc | 0.00097009 | 1.3937e-09 | 0.00097009 | 1.3937e-09
[120 empty] | 7.3.3.17.5 (Remote Grid) Updates to grid topology to minimize risk of ignition in HFTDs Remote GridWLDFRVegetation ContactAggregated | WLDFR | HFTD - Distribution - Tier 2 - 5QU CoRE ¦ 2QU LoRE | Red Flag Warning - Catastrophic Fires | Vegetation Contact | Aggregated | 2056 | 1.4367e-06 | 768.4668 | 0.001104 | 2056 | Mitigation | 0.95 | 45 | 0 | esc | 0.00097009 | 1.3937e-09 | 0.00097009 | 1.3937e-09
[120 empty] | 7.3.3.17.5 (Remote Grid) Updates to grid topology to minimize risk of ignition in HFTDs Remote GridWLDFRVegetation ContactAggregated | WLDFR | HFTD - Distribution - Tier 2 - 5QU CoRE ¦ 2QU LoRE | Red Flag Warning - Catastrophic Fires | Vegetation Contact | Aggregated | 2057 | 1.4367e-06 | 768.4668 | 0.001104 | 2057 | Mitigation | 0.95 | 45 | 0 | esc | 0.00097009 | 1.3937e-09 | 0.00097009 | 1.3937e-09
[120 empty] | 7.3.3.17.5 (Remote Grid) Updates to grid topology to minimize risk of ignition in HFTDs Remote GridWLDFRVegetation ContactAggregated | WLDFR | HFTD - Distribution - Tier 2 - 5QU CoRE ¦ 2QU LoRE | Red Flag Warning - Catastrophic Fires | Vegetation Contact | Aggregated | 2058 | 1.4367e-06 | 768.4668 | 0.001104 | 2058 | Mitigation | 0.95 | 45 | 0 | esc | 0.00097009 | 1.3937e-09 | 0.00097009 | 1.3937e-09
[120 empty] | 7.3.3.17.5 (Remote Grid) Updates to grid topology to minimize risk of ignition in HFTDs Remote GridWLDFRVegetation ContactAggregated | WLDFR | HFTD - Distribution - Tier 2 - 5QU CoRE ¦ 2QU LoRE | Red Flag Warning - Catastrophic Fires | Vegetation Contact | Aggregated | 2059 | 1.4367e-06 | 768.4668 | 0.001104 | 2059 | Mitigation | 0.95 | 45 | 0 | esc | 0.00097009 | 1.3937e-09 | 0.00097009 | 1.3937e-09
[120 empty] | 7.3.3.17.5 (Remote Grid) Updates to grid topology to minimize risk of ignition in HFTDs Remote GridWLDFRVegetation ContactAggregated | WLDFR | HFTD - Distribution - Tier 2 - 5QU CoRE ¦ 2QU LoRE | Red Flag Warning - Catastrophic Fires | Vegetation Contact | Aggregated | 2060 | 1.4367e-06 | 768.4668 | 0.001104 | 2060 | Mitigation | 0.95 | 45 | 0 | esc | 0.00097009 | 1.3937e-09 | 0.00097009 | 1.3937e-09
[120 empty] | 7.3.3.17.5 (Remote Grid) Updates to grid topology to minimize risk of ignition in HFTDs Remote GridWLDFRVegetation ContactAggregated | WLDFR | HFTD - Distribution - Tier 2 - 5QU CoRE ¦ 2QU LoRE | Red Flag Warning - Catastrophic Fires | Vegetation Contact | Aggregated | 2061 | 1.4367e-06 | 768.4668 | 0.001104 | 2061 | Mitigation | 0.95 | 45 | 0 | esc | 0.00097009 | 1.3937e-09 | 0.00097009 | 1.3937e-09
[120 empty] | 7.3.3.17.5 (Remote Grid) Updates to grid topology to minimize risk of ignition in HFTDs Remote GridWLDFRVegetation ContactAggregated | WLDFR | HFTD - Distribution - Tier 2 - 5QU CoRE ¦ 2QU LoRE | Red Flag Warning - Catastrophic Fires | Vegetation Contact | Aggregated | 2062 | 1.4367e-06 | 768.4668 | 0.001104 | 2062 | Mitigation | 0.95 | 45 | 0 | esc | 0.00097009 | 1.3937e-09 | 0.00097009 | 1.3937e-09
[120 empty] | 7.3.3.17.5 (Remote Grid) Updates to grid topology to minimize risk of ignition in HFTDs Remote GridWLDFRVegetation ContactAggregated | WLDFR | HFTD - Distribution - Tier 2 - 5QU CoRE ¦ 2QU LoRE | Red Flag Warning - Catastrophic Fires | Vegetation Contact | Aggregated | 2063 | 1.4367e-06 | 768.4668 | 0.001104 | 2063 | Mitigation | 0.95 | 45 | 0 | esc | 0.00097009 | 1.3937e-09 | 0.00097009 | 1.3937e-09
[120 empty] | 7.3.3.17.5 (Remote Grid) Updates to grid topology to minimize risk of ignition in HFTDs Remote GridWLDFRVegetation ContactAggregated | WLDFR | HFTD - Distribution - Tier 2 - 5QU CoRE ¦ 2QU LoRE | Red Flag Warning - Catastrophic Fires | Vegetation Contact | Aggregated | 2064 | 1.4367e-06 | 768.4668 | 0.001104 | 2064 | Mitigation | 0.95 | 45 | 0 | esc | 0.00097009 | 1.3937e-09 | 0.00097009 | 1.3937e-09
[120 empty] | 7.3.3.17.5 (Remote Grid) Updates to grid topology to minimize risk of ignition in HFTDs Remote GridWLDFRVegetation ContactAggregated | WLDFR | HFTD - Distribution - Tier 2 - 5QU CoRE ¦ 2QU LoRE | Red Flag Warning - Catastrophic Fires | Vegetation Contact | Aggregated | 2065 | 1.4367e-06 | 768.4668 | 0.001104 | 2065 | Mitigation | 0.95 | 45 | 0 | esc | 0.00097009 | 1.3937e-09 | 0.00097009 | 1.3937e-09
[120 empty] | 7.3.3.17.5 (Remote Grid) Updates to grid topology to minimize risk of ignition in HFTDs Remote GridWLDFRVegetation ContactAggregated | WLDFR | HFTD - Distribution - Tier 2 - 5QU CoRE ¦ 2QU LoRE | Red Flag Warning - Catastrophic Fires | Vegetation Contact | Aggregated | 2066 | 1.4367e-06 | 768.4668 | 0.001104 | 2066 | Mitigation | 0.95 | 45 | 0 | esc | 0.00097009 | 1.3937e-09 | 0.00097009 | 1.3937e-09
[120 empty] | 7.3.3.17.5 (Remote Grid) Updates to grid topology to minimize risk of ignition in HFTDs Remote GridWLDFRVegetation ContactAggregated | WLDFR | HFTD - Distribution - Tier 2 - 5QU CoRE ¦ 2QU LoRE | Red Flag Warning - Catastrophic Fires | Vegetation Contact | Aggregated | 2067 | 1.4367e-06 | 768.4668 | 0.001104 | 2067 | Mitigation | 0.95 | 45 | 0 | esc | 0 | 0 | 0.00097009 | 1.3937e-09
[120 empty] | 7.3.3.17.5 (Remote Grid) Updates to grid topology to minimize risk of ignition in HFTDs Remote GridWLDFREquipment / facility failureAggregated | WLDFR | HFTD - Distribution - Tier 2 - 5QU CoRE ¦ 2QU LoRE | Red Flag Warning - Destructive Fires | Equipment / facility failure | Aggregated | 2022 | 1.4992e-07 | 768.4668 | 0.00011521 | 2022 | Mitigation | 0.95 | 45 | 0 | esc | 0.00097009 | 1.4543e-10 | 0 | 0
[120 empty] | 7.3.3.17.5 (Remote Grid) Updates to grid topology to minimize risk of ignition in HFTDs Remote GridWLDFREquipment / facility failureAggregated | WLDFR | HFTD - Distribution - Tier 2 - 5QU CoRE ¦ 2QU LoRE | Red Flag Warning - Destructive Fires | Equipment / facility failure | Aggregated | 2023 | 1.4992e-07 | 768.4668 | 0.00011521 | 2023 | Mitigation | 0.95 | 45 | 0 | esc | 0.00097009 | 1.4543e-10 | 0.00097009 | 1.4543e-10
[120 empty] | 7.3.3.17.5 (Remote Grid) Updates to grid topology to minimize risk of ignition in HFTDs Remote GridWLDFREquipment / facility failureAggregated | WLDFR | HFTD - Distribution - Tier 2 - 5QU CoRE ¦ 2QU LoRE | Red Flag Warning - Destructive Fires | Equipment / facility failure | Aggregated | 2024 | 1.4992e-07 | 768.4668 | 0.00011521 | 2024 | Mitigation | 0.95 | 45 | 0 | esc | 0.00097009 | 1.4543e-10 | 0.00097009 | 1.4543e-10
[120 empty] | 7.3.3.17.5 (Remote Grid) Updates to grid topology to minimize risk of ignition in HFTDs Remote GridWLDFREquipment / facility failureAggregated | WLDFR | HFTD - Distribution - Tier 2 - 5QU CoRE ¦ 2QU LoRE | Red Flag Warning - Destructive Fires | Equipment / facility failure | Aggregated | 2025 | 1.4992e-07 | 768.4668 | 0.00011521 | 2025 | Mitigation | 0.95 | 45 | 0 | esc | 0.00097009 | 1.4543e-10 | 0.00097009 | 1.4543e-10
[120 empty] | 7.3.3.17.5 (Remote Grid) Updates to grid topology to minimize risk of ignition in HFTDs Remote GridWLDFREquipment / facility failureAggregated | WLDFR | HFTD - Distribution - Tier 2 - 5QU CoRE ¦ 2QU LoRE | Red Flag Warning - Destructive Fires | Equipment / facility failure | Aggregated | 2026 | 1.4992e-07 | 768.4668 | 0.00011521 | 2026 | Mitigation | 0.95 | 45 | 0 | esc | 0.00097009 | 1.4543e-10 | 0.00097009 | 1.4543e-10
[120 empty] | 7.3.3.17.5 (Remote Grid) Updates to grid topology to minimize risk of ignition in HFTDs Remote GridWLDFREquipment / facility failureAggregated | WLDFR | HFTD - Distribution - Tier 2 - 5QU CoRE ¦ 2QU LoRE | Red Flag Warning - Destructive Fires | Equipment / facility failure | Aggregated | 2027 | 1.4992e-07 | 768.4668 | 0.00011521 | 2027 | Mitigation | 0.95 | 45 | 0 | esc | 0.00097009 | 1.4543e-10 | 0.00097009 | 1.4543e-10
[120 empty] | 7.3.3.17.5 (Remote Grid) Updates to grid topology to minimize risk of ignition in HFTDs Remote GridWLDFREquipment / facility failureAggregated | WLDFR | HFTD - Distribution - Tier 2 - 5QU CoRE ¦ 2QU LoRE | Red Flag Warning - Destructive Fires | Equipment / facility failure | Aggregated | 2028 | 1.4992e-07 | 768.4668 | 0.00011521 | 2028 | Mitigation | 0.95 | 45 | 0 | esc | 0.00097009 | 1.4543e-10 | 0.00097009 | 1.4543e-10
[120 empty] | 7.3.3.17.5 (Remote Grid) Updates to grid topology to minimize risk of ignition in HFTDs Remote GridWLDFREquipment / facility failureAggregated | WLDFR | HFTD - Distribution - Tier 2 - 5QU CoRE ¦ 2QU LoRE | Red Flag Warning - Destructive Fires | Equipment / facility failure | Aggregated | 2029 | 1.4992e-07 | 768.4668 | 0.00011521 | 2029 | Mitigation | 0.95 | 45 | 0 | esc | 0.00097009 | 1.4543e-10 | 0.00097009 | 1.4543e-10
[120 empty] | 7.3.3.17.5 (Remote Grid) Updates to grid topology to minimize risk of ignition in HFTDs Remote GridWLDFREquipment / facility failureAggregated | WLDFR | HFTD - Distribution - Tier 2 - 5QU CoRE ¦ 2QU LoRE | Red Flag Warning - Destructive Fires | Equipment / facility failure | Aggregated | 2030 | 1.4992e-07 | 768.4668 | 0.00011521 | 2030 | Mitigation | 0.95 | 45 | 0 | esc | 0.00097009 | 1.4543e-10 | 0.00097009 | 1.4543e-10
[120 empty] | 7.3.3.17.5 (Remote Grid) Updates to grid topology to minimize risk of ignition in HFTDs Remote GridWLDFREquipment / facility failureAggregated | WLDFR | HFTD - Distribution - Tier 2 - 5QU CoRE ¦ 2QU LoRE | Red Flag Warning - Destructive Fires | Equipment / facility failure | Aggregated | 2031 | 1.4992e-07 | 768.4668 | 0.00011521 | 2031 | Mitigation | 0.95 | 45 | 0 | esc | 0.00097009 | 1.4543e-10 | 0.00097009 | 1.4543e-10
[120 empty] | 7.3.3.17.5 (Remote Grid) Updates to grid topology to minimize risk of ignition in HFTDs Remote GridWLDFREquipment / facility failureAggregated | WLDFR | HFTD - Distribution - Tier 2 - 5QU CoRE ¦ 2QU LoRE | Red Flag Warning - Destructive Fires | Equipment / facility failure | Aggregated | 2032 | 1.4992e-07 | 768.4668 | 0.00011521 | 2032 | Mitigation | 0.95 | 45 | 0 | esc | 0.00097009 | 1.4543e-10 | 0.00097009 | 1.4543e-10
[120 empty] | 7.3.3.17.5 (Remote Grid) Updates to grid topology to minimize risk of ignition in HFTDs Remote GridWLDFREquipment / facility failureAggregated | WLDFR | HFTD - Distribution - Tier 2 - 5QU CoRE ¦ 2QU LoRE | Red Flag Warning - Destructive Fires | Equipment / facility failure | Aggregated | 2033 | 1.4992e-07 | 768.4668 | 0.00011521 | 2033 | Mitigation | 0.95 | 45 | 0 | esc | 0.00097009 | 1.4543e-10 | 0.00097009 | 1.4543e-10
[120 empty] | 7.3.3.17.5 (Remote Grid) Updates to grid topology to minimize risk of ignition in HFTDs Remote GridWLDFREquipment / facility failureAggregated | WLDFR | HFTD - Distribution - Tier 2 - 5QU CoRE ¦ 2QU LoRE | Red Flag Warning - Destructive Fires | Equipment / facility failure | Aggregated | 2034 | 1.4992e-07 | 768.4668 | 0.00011521 | 2034 | Mitigation | 0.95 | 45 | 0 | esc | 0.00097009 | 1.4543e-10 | 0.00097009 | 1.4543e-10
[120 empty] | 7.3.3.17.5 (Remote Grid) Updates to grid topology to minimize risk of ignition in HFTDs Remote GridWLDFREquipment / facility failureAggregated | WLDFR | HFTD - Distribution - Tier 2 - 5QU CoRE ¦ 2QU LoRE | Red Flag Warning - Destructive Fires | Equipment / facility failure | Aggregated | 2035 | 1.4992e-07 | 768.4668 | 0.00011521 | 2035 | Mitigation | 0.95 | 45 | 0 | esc | 0.00097009 | 1.4543e-10 | 0.00097009 | 1.4543e-10
[120 empty] | 7.3.3.17.5 (Remote Grid) Updates to grid topology to minimize risk of ignition in HFTDs Remote GridWLDFREquipment / facility failureAggregated | WLDFR | HFTD - Distribution - Tier 2 - 5QU CoRE ¦ 2QU LoRE | Red Flag Warning - Destructive Fires | Equipment / facility failure | Aggregated | 2036 | 1.4992e-07 | 768.4668 | 0.00011521 | 2036 | Mitigation | 0.95 | 45 | 0 | esc | 0.00097009 | 1.4543e-10 | 0.00097009 | 1.4543e-10
[120 empty] | 7.3.3.17.5 (Remote Grid) Updates to grid topology to minimize risk of ignition in HFTDs Remote GridWLDFREquipment / facility failureAggregated | WLDFR | HFTD - Distribution - Tier 2 - 5QU CoRE ¦ 2QU LoRE | Red Flag Warning - Destructive Fires | Equipment / facility failure | Aggregated | 2037 | 1.4992e-07 | 768.4668 | 0.00011521 | 2037 | Mitigation | 0.95 | 45 | 0 | esc | 0.00097009 | 1.4543e-10 | 0.00097009 | 1.4543e-10
[120 empty] | 7.3.3.17.5 (Remote Grid) Updates to grid topology to minimize risk of ignition in HFTDs Remote GridWLDFREquipment / facility failureAggregated | WLDFR | HFTD - Distribution - Tier 2 - 5QU CoRE ¦ 2QU LoRE | Red Flag Warning - Destructive Fires | Equipment / facility failure | Aggregated | 2038 | 1.4992e-07 | 768.4668 | 0.00011521 | 2038 | Mitigation | 0.95 | 45 | 0 | esc | 0.00097009 | 1.4543e-10 | 0.00097009 | 1.4543e-10
[120 empty] | 7.3.3.17.5 (Remote Grid) Updates to grid topology to minimize risk of ignition in HFTDs Remote GridWLDFREquipment / facility failureAggregated | WLDFR | HFTD - Distribution - Tier 2 - 5QU CoRE ¦ 2QU LoRE | Red Flag Warning - Destructive Fires | Equipment / facility failure | Aggregated | 2039 | 1.4992e-07 | 768.4668 | 0.00011521 | 2039 | Mitigation | 0.95 | 45 | 0 | esc | 0.00097009 | 1.4543e-10 | 0.00097009 | 1.4543e-10
[120 empty] | 7.3.3.17.5 (Remote Grid) Updates to grid topology to minimize risk of ignition in HFTDs Remote GridWLDFREquipment / facility failureAggregated | WLDFR | HFTD - Distribution - Tier 2 - 5QU CoRE ¦ 2QU LoRE | Red Flag Warning - Destructive Fires | Equipment / facility failure | Aggregated | 2040 | 1.4992e-07 | 768.4668 | 0.00011521 | 2040 | Mitigation | 0.95 | 45 | 0 | esc | 0.00097009 | 1.4543e-10 | 0.00097009 | 1.4543e-10
[120 empty] | 7.3.3.17.5 (Remote Grid) Updates to grid topology to minimize risk of ignition in HFTDs Remote GridWLDFREquipment / facility failureAggregated | WLDFR | HFTD - Distribution - Tier 2 - 5QU CoRE ¦ 2QU LoRE | Red Flag Warning - Destructive Fires | Equipment / facility failure | Aggregated | 2041 | 1.4992e-07 | 768.4668 | 0.00011521 | 2041 | Mitigation | 0.95 | 45 | 0 | esc | 0.00097009 | 1.4543e-10 | 0.00097009 | 1.4543e-10
[120 empty] | 7.3.3.17.5 (Remote Grid) Updates to grid topology to minimize risk of ignition in HFTDs Remote GridWLDFREquipment / facility failureAggregated | WLDFR | HFTD - Distribution - Tier 2 - 5QU CoRE ¦ 2QU LoRE | Red Flag Warning - Destructive Fires | Equipment / facility failure | Aggregated | 2042 | 1.4992e-07 | 768.4668 | 0.00011521 | 2042 | Mitigation | 0.95 | 45 | 0 | esc | 0.00097009 | 1.4543e-10 | 0.00097009 | 1.4543e-10
[120 empty] | 7.3.3.17.5 (Remote Grid) Updates to grid topology to minimize risk of ignition in HFTDs Remote GridWLDFREquipment / facility failureAggregated | WLDFR | HFTD - Distribution - Tier 2 - 5QU CoRE ¦ 2QU LoRE | Red Flag Warning - Destructive Fires | Equipment / facility failure | Aggregated | 2043 | 1.4992e-07 | 768.4668 | 0.00011521 | 2043 | Mitigation | 0.95 | 45 | 0 | esc | 0.00097009 | 1.4543e-10 | 0.00097009 | 1.4543e-10
[120 empty] | 7.3.3.17.5 (Remote Grid) Updates to grid topology to minimize risk of ignition in HFTDs Remote GridWLDFREquipment / facility failureAggregated | WLDFR | HFTD - Distribution - Tier 2 - 5QU CoRE ¦ 2QU LoRE | Red Flag Warning - Destructive Fires | Equipment / facility failure | Aggregated | 2044 | 1.4992e-07 | 768.4668 | 0.00011521 | 2044 | Mitigation | 0.95 | 45 | 0 | esc | 0.00097009 | 1.4543e-10 | 0.00097009 | 1.4543e-10
[120 empty] | 7.3.3.17.5 (Remote Grid) Updates to grid topology to minimize risk of ignition in HFTDs Remote GridWLDFREquipment / facility failureAggregated | WLDFR | HFTD - Distribution - Tier 2 - 5QU CoRE ¦ 2QU LoRE | Red Flag Warning - Destructive Fires | Equipment / facility failure | Aggregated | 2045 | 1.4992e-07 | 768.4668 | 0.00011521 | 2045 | Mitigation | 0.95 | 45 | 0 | esc | 0.00097009 | 1.4543e-10 | 0.00097009 | 1.4543e-10
[120 empty] | 7.3.3.17.5 (Remote Grid) Updates to grid topology to minimize risk of ignition in HFTDs Remote GridWLDFREquipment / facility failureAggregated | WLDFR | HFTD - Distribution - Tier 2 - 5QU CoRE ¦ 2QU LoRE | Red Flag Warning - Destructive Fires | Equipment / facility failure | Aggregated | 2046 | 1.4992e-07 | 768.4668 | 0.00011521 | 2046 | Mitigation | 0.95 | 45 | 0 | esc | 0.00097009 | 1.4543e-10 | 0.00097009 | 1.4543e-10
[120 empty] | 7.3.3.17.5 (Remote Grid) Updates to grid topology to minimize risk of ignition in HFTDs Remote GridWLDFREquipment / facility failureAggregated | WLDFR | HFTD - Distribution - Tier 2 - 5QU CoRE ¦ 2QU LoRE | Red Flag Warning - Destructive Fires | Equipment / facility failure | Aggregated | 2047 | 1.4992e-07 | 768.4668 | 0.00011521 | 2047 | Mitigation | 0.95 | 45 | 0 | esc | 0.00097009 | 1.4543e-10 | 0.00097009 | 1.4543e-10
[120 empty] | 7.3.3.17.5 (Remote Grid) Updates to grid topology to minimize risk of ignition in HFTDs Remote GridWLDFREquipment / facility failureAggregated | WLDFR | HFTD - Distribution - Tier 2 - 5QU CoRE ¦ 2QU LoRE | Red Flag Warning - Destructive Fires | Equipment / facility failure | Aggregated | 2048 | 1.4992e-07 | 768.4668 | 0.00011521 | 2048 | Mitigation | 0.95 | 45 | 0 | esc | 0.00097009 | 1.4543e-10 | 0.00097009 | 1.4543e-10
[120 empty] | 7.3.3.17.5 (Remote Grid) Updates to grid topology to minimize risk of ignition in HFTDs Remote GridWLDFREquipment / facility failureAggregated | WLDFR | HFTD - Distribution - Tier 2 - 5QU CoRE ¦ 2QU LoRE | Red Flag Warning - Destructive Fires | Equipment / facility failure | Aggregated | 2049 | 1.4992e-07 | 768.4668 | 0.00011521 | 2049 | Mitigation | 0.95 | 45 | 0 | esc | 0.00097009 | 1.4543e-10 | 0.00097009 | 1.4543e-10
[120 empty] | 7.3.3.17.5 (Remote Grid) Updates to grid topology to minimize risk of ignition in HFTDs Remote GridWLDFREquipment / facility failureAggregated | WLDFR | HFTD - Distribution - Tier 2 - 5QU CoRE ¦ 2QU LoRE | Red Flag Warning - Destructive Fires | Equipment / facility failure | Aggregated | 2050 | 1.4992e-07 | 768.4668 | 0.00011521 | 2050 | Mitigation | 0.95 | 45 | 0 | esc | 0.00097009 | 1.4543e-10 | 0.00097009 | 1.4543e-10
[120 empty] | 7.3.3.17.5 (Remote Grid) Updates to grid topology to minimize risk of ignition in HFTDs Remote GridWLDFREquipment / facility failureAggregated | WLDFR | HFTD - Distribution - Tier 2 - 5QU CoRE ¦ 2QU LoRE | Red Flag Warning - Destructive Fires | Equipment / facility failure | Aggregated | 2051 | 1.4992e-07 | 768.4668 | 0.00011521 | 2051 | Mitigation | 0.95 | 45 | 0 | esc | 0.00097009 | 1.4543e-10 | 0.00097009 | 1.4543e-10
[120 empty] | 7.3.3.17.5 (Remote Grid) Updates to grid topology to minimize risk of ignition in HFTDs Remote GridWLDFREquipment / facility failureAggregated | WLDFR | HFTD - Distribution - Tier 2 - 5QU CoRE ¦ 2QU LoRE | Red Flag Warning - Destructive Fires | Equipment / facility failure | Aggregated | 2052 | 1.4992e-07 | 768.4668 | 0.00011521 | 2052 | Mitigation | 0.95 | 45 | 0 | esc | 0.00097009 | 1.4543e-10 | 0.00097009 | 1.4543e-10
[120 empty] | 7.3.3.17.5 (Remote Grid) Updates to grid topology to minimize risk of ignition in HFTDs Remote GridWLDFREquipment / facility failureAggregated | WLDFR | HFTD - Distribution - Tier 2 - 5QU CoRE ¦ 2QU LoRE | Red Flag Warning - Destructive Fires | Equipment / facility failure | Aggregated | 2053 | 1.4992e-07 | 768.4668 | 0.00011521 | 2053 | Mitigation | 0.95 | 45 | 0 | esc | 0.00097009 | 1.4543e-10 | 0.00097009 | 1.4543e-10
[120 empty] | 7.3.3.17.5 (Remote Grid) Updates to grid topology to minimize risk of ignition in HFTDs Remote GridWLDFREquipment / facility failureAggregated | WLDFR | HFTD - Distribution - Tier 2 - 5QU CoRE ¦ 2QU LoRE | Red Flag Warning - Destructive Fires | Equipment / facility failure | Aggregated | 2054 | 1.4992e-07 | 768.4668 | 0.00011521 | 2054 | Mitigation | 0.95 | 45 | 0 | esc | 0.00097009 | 1.4543e-10 | 0.00097009 | 1.4543e-10
[120 empty] | 7.3.3.17.5 (Remote Grid) Updates to grid topology to minimize risk of ignition in HFTDs Remote GridWLDFREquipment / facility failureAggregated | WLDFR | HFTD - Distribution - Tier 2 - 5QU CoRE ¦ 2QU LoRE | Red Flag Warning - Destructive Fires | Equipment / facility failure | Aggregated | 2055 | 1.4992e-07 | 768.4668 | 0.00011521 | 2055 | Mitigation | 0.95 | 45 | 0 | esc | 0.00097009 | 1.4543e-10 | 0.00097009 | 1.4543e-10
[120 empty] | 7.3.3.17.5 (Remote Grid) Updates to grid topology to minimize risk of ignition in HFTDs Remote GridWLDFREquipment / facility failureAggregated | WLDFR | HFTD - Distribution - Tier 2 - 5QU CoRE ¦ 2QU LoRE | Red Flag Warning - Destructive Fires | Equipment / facility failure | Aggregated | 2056 | 1.4992e-07 | 768.4668 | 0.00011521 | 2056 | Mitigation | 0.95 | 45 | 0 | esc | 0.00097009 | 1.4543e-10 | 0.00097009 | 1.4543e-10
[120 empty] | 7.3.3.17.5 (Remote Grid) Updates to grid topology to minimize risk of ignition in HFTDs Remote GridWLDFREquipment / facility failureAggregated | WLDFR | HFTD - Distribution - Tier 2 - 5QU CoRE ¦ 2QU LoRE | Red Flag Warning - Destructive Fires | Equipment / facility failure | Aggregated | 2057 | 1.4992e-07 | 768.4668 | 0.00011521 | 2057 | Mitigation | 0.95 | 45 | 0 | esc | 0.00097009 | 1.4543e-10 | 0.00097009 | 1.4543e-10
[120 empty] | 7.3.3.17.5 (Remote Grid) Updates to grid topology to minimize risk of ignition in HFTDs Remote GridWLDFREquipment / facility failureAggregated | WLDFR | HFTD - Distribution - Tier 2 - 5QU CoRE ¦ 2QU LoRE | Red Flag Warning - Destructive Fires | Equipment / facility failure | Aggregated | 2058 | 1.4992e-07 | 768.4668 | 0.00011521 | 2058 | Mitigation | 0.95 | 45 | 0 | esc | 0.00097009 | 1.4543e-10 | 0.00097009 | 1.4543e-10
[120 empty] | 7.3.3.17.5 (Remote Grid) Updates to grid topology to minimize risk of ignition in HFTDs Remote GridWLDFREquipment / facility failureAggregated | WLDFR | HFTD - Distribution - Tier 2 - 5QU CoRE ¦ 2QU LoRE | Red Flag Warning - Destructive Fires | Equipment / facility failure | Aggregated | 2059 | 1.4992e-07 | 768.4668 | 0.00011521 | 2059 | Mitigation | 0.95 | 45 | 0 | esc | 0.00097009 | 1.4543e-10 | 0.00097009 | 1.4543e-10
[120 empty] | 7.3.3.17.5 (Remote Grid) Updates to grid topology to minimize risk of ignition in HFTDs Remote GridWLDFREquipment / facility failureAggregated | WLDFR | HFTD - Distribution - Tier 2 - 5QU CoRE ¦ 2QU LoRE | Red Flag Warning - Destructive Fires | Equipment / facility failure | Aggregated | 2060 | 1.4992e-07 | 768.4668 | 0.00011521 | 2060 | Mitigation | 0.95 | 45 | 0 | esc | 0.00097009 | 1.4543e-10 | 0.00097009 | 1.4543e-10
[120 empty] | 7.3.3.17.5 (Remote Grid) Updates to grid topology to minimize risk of ignition in HFTDs Remote GridWLDFREquipment / facility failureAggregated | WLDFR | HFTD - Distribution - Tier 2 - 5QU CoRE ¦ 2QU LoRE | Red Flag Warning - Destructive Fires | Equipment / facility failure | Aggregated | 2061 | 1.4992e-07 | 768.4668 | 0.00011521 | 2061 | Mitigation | 0.95 | 45 | 0 | esc | 0.00097009 | 1.4543e-10 | 0.00097009 | 1.4543e-10
[120 empty] | 7.3.3.17.5 (Remote Grid) Updates to grid topology to minimize risk of ignition in HFTDs Remote GridWLDFREquipment / facility failureAggregated | WLDFR | HFTD - Distribution - Tier 2 - 5QU CoRE ¦ 2QU LoRE | Red Flag Warning - Destructive Fires | Equipment / facility failure | Aggregated | 2062 | 1.4992e-07 | 768.4668 | 0.00011521 | 2062 | Mitigation | 0.95 | 45 | 0 | esc | 0.00097009 | 1.4543e-10 | 0.00097009 | 1.4543e-10
[120 empty] | 7.3.3.17.5 (Remote Grid) Updates to grid topology to minimize risk of ignition in HFTDs Remote GridWLDFREquipment / facility failureAggregated | WLDFR | HFTD - Distribution - Tier 2 - 5QU CoRE ¦ 2QU LoRE | Red Flag Warning - Destructive Fires | Equipment / facility failure | Aggregated | 2063 | 1.4992e-07 | 768.4668 | 0.00011521 | 2063 | Mitigation | 0.95 | 45 | 0 | esc | 0.00097009 | 1.4543e-10 | 0.00097009 | 1.4543e-10
[120 empty] | 7.3.3.17.5 (Remote Grid) Updates to grid topology to minimize risk of ignition in HFTDs Remote GridWLDFREquipment / facility failureAggregated | WLDFR | HFTD - Distribution - Tier 2 - 5QU CoRE ¦ 2QU LoRE | Red Flag Warning - Destructive Fires | Equipment / facility failure | Aggregated | 2064 | 1.4992e-07 | 768.4668 | 0.00011521 | 2064 | Mitigation | 0.95 | 45 | 0 | esc | 0.00097009 | 1.4543e-10 | 0.00097009 | 1.4543e-10
[120 empty] | 7.3.3.17.5 (Remote Grid) Updates to grid topology to minimize risk of ignition in HFTDs Remote GridWLDFREquipment / facility failureAggregated | WLDFR | HFTD - Distribution - Tier 2 - 5QU CoRE ¦ 2QU LoRE | Red Flag Warning - Destructive Fires | Equipment / facility failure | Aggregated | 2065 | 1.4992e-07 | 768.4668 | 0.00011521 | 2065 | Mitigation | 0.95 | 45 | 0 | esc | 0.00097009 | 1.4543e-10 | 0.00097009 | 1.4543e-10
[120 empty] | 7.3.3.17.5 (Remote Grid) Updates to grid topology to minimize risk of ignition in HFTDs Remote GridWLDFREquipment / facility failureAggregated | WLDFR | HFTD - Distribution - Tier 2 - 5QU CoRE ¦ 2QU LoRE | Red Flag Warning - Destructive Fires | Equipment / facility failure | Aggregated | 2066 | 1.4992e-07 | 768.4668 | 0.00011521 | 2066 | Mitigation | 0.95 | 45 | 0 | esc | 0.00097009 | 1.4543e-10 | 0.00097009 | 1.4543e-10
[120 empty] | 7.3.3.17.5 (Remote Grid) Updates to grid topology to minimize risk of ignition in HFTDs Remote GridWLDFREquipment / facility failureAggregated | WLDFR | HFTD - Distribution - Tier 2 - 5QU CoRE ¦ 2QU LoRE | Red Flag Warning - Destructive Fires | Equipment / facility failure | Aggregated | 2067 | 1.4992e-07 | 768.4668 | 0.00011521 | 2067 | Mitigation | 0.95 | 45 | 0 | esc | 0 | 0 | 0.00097009 | 1.4543e-10
[120 empty] | 7.3.3.17.5 (Remote Grid) Updates to grid topology to minimize risk of ignition in HFTDs Remote GridWLDFRVegetation ContactAggregated | WLDFR | HFTD - Distribution - Tier 2 - 5QU CoRE ¦ 2QU LoRE | Red Flag Warning - Destructive Fires | Vegetation Contact | Aggregated | 2022 | 2.158e-07 | 768.4668 | 0.00016583 | 2022 | Mitigation | 0.95 | 45 | 0 | esc | 0.00097009 | 2.0934e-10 | 0 | 0
[120 empty] | 7.3.3.17.5 (Remote Grid) Updates to grid topology to minimize risk of ignition in HFTDs Remote GridWLDFRVegetation ContactAggregated | WLDFR | HFTD - Distribution - Tier 2 - 5QU CoRE ¦ 2QU LoRE | Red Flag Warning - Destructive Fires | Vegetation Contact | Aggregated | 2023 | 2.158e-07 | 768.4668 | 0.00016583 | 2023 | Mitigation | 0.95 | 45 | 0 | esc | 0.00097009 | 2.0934e-10 | 0.00097009 | 2.0934e-10
[120 empty] | 7.3.3.17.5 (Remote Grid) Updates to grid topology to minimize risk of ignition in HFTDs Remote GridWLDFRVegetation ContactAggregated | WLDFR | HFTD - Distribution - Tier 2 - 5QU CoRE ¦ 2QU LoRE | Red Flag Warning - Destructive Fires | Vegetation Contact | Aggregated | 2024 | 2.158e-07 | 768.4668 | 0.00016583 | 2024 | Mitigation | 0.95 | 45 | 0 | esc | 0.00097009 | 2.0934e-10 | 0.00097009 | 2.0934e-10
[120 empty] | 7.3.3.17.5 (Remote Grid) Updates to grid topology to minimize risk of ignition in HFTDs Remote GridWLDFRVegetation ContactAggregated | WLDFR | HFTD - Distribution - Tier 2 - 5QU CoRE ¦ 2QU LoRE | Red Flag Warning - Destructive Fires | Vegetation Contact | Aggregated | 2025 | 2.158e-07 | 768.4668 | 0.00016583 | 2025 | Mitigation | 0.95 | 45 | 0 | esc | 0.00097009 | 2.0934e-10 | 0.00097009 | 2.0934e-10
[120 empty] | 7.3.3.17.5 (Remote Grid) Updates to grid topology to minimize risk of ignition in HFTDs Remote GridWLDFRVegetation ContactAggregated | WLDFR | HFTD - Distribution - Tier 2 - 5QU CoRE ¦ 2QU LoRE | Red Flag Warning - Destructive Fires | Vegetation Contact | Aggregated | 2026 | 2.158e-07 | 768.4668 | 0.00016583 | 2026 | Mitigation | 0.95 | 45 | 0 | esc | 0.00097009 | 2.0934e-10 | 0.00097009 | 2.0934e-10
[120 empty] | 7.3.3.17.5 (Remote Grid) Updates to grid topology to minimize risk of ignition in HFTDs Remote GridWLDFRVegetation ContactAggregated | WLDFR | HFTD - Distribution - Tier 2 - 5QU CoRE ¦ 2QU LoRE | Red Flag Warning - Destructive Fires | Vegetation Contact | Aggregated | 2027 | 2.158e-07 | 768.4668 | 0.00016583 | 2027 | Mitigation | 0.95 | 45 | 0 | esc | 0.00097009 | 2.0934e-10 | 0.00097009 | 2.0934e-10
[120 empty] | 7.3.3.17.5 (Remote Grid) Updates to grid topology to minimize risk of ignition in HFTDs Remote GridWLDFRVegetation ContactAggregated | WLDFR | HFTD - Distribution - Tier 2 - 5QU CoRE ¦ 2QU LoRE | Red Flag Warning - Destructive Fires | Vegetation Contact | Aggregated | 2028 | 2.158e-07 | 768.4668 | 0.00016583 | 2028 | Mitigation | 0.95 | 45 | 0 | esc | 0.00097009 | 2.0934e-10 | 0.00097009 | 2.0934e-10
[120 empty] | 7.3.3.17.5 (Remote Grid) Updates to grid topology to minimize risk of ignition in HFTDs Remote GridWLDFRVegetation ContactAggregated | WLDFR | HFTD - Distribution - Tier 2 - 5QU CoRE ¦ 2QU LoRE | Red Flag Warning - Destructive Fires | Vegetation Contact | Aggregated | 2029 | 2.158e-07 | 768.4668 | 0.00016583 | 2029 | Mitigation | 0.95 | 45 | 0 | esc | 0.00097009 | 2.0934e-10 | 0.00097009 | 2.0934e-10
[120 empty] | 7.3.3.17.5 (Remote Grid) Updates to grid topology to minimize risk of ignition in HFTDs Remote GridWLDFRVegetation ContactAggregated | WLDFR | HFTD - Distribution - Tier 2 - 5QU CoRE ¦ 2QU LoRE | Red Flag Warning - Destructive Fires | Vegetation Contact | Aggregated | 2030 | 2.158e-07 | 768.4668 | 0.00016583 | 2030 | Mitigation | 0.95 | 45 | 0 | esc | 0.00097009 | 2.0934e-10 | 0.00097009 | 2.0934e-10
[120 empty] | 7.3.3.17.5 (Remote Grid) Updates to grid topology to minimize risk of ignition in HFTDs Remote GridWLDFRVegetation ContactAggregated | WLDFR | HFTD - Distribution - Tier 2 - 5QU CoRE ¦ 2QU LoRE | Red Flag Warning - Destructive Fires | Vegetation Contact | Aggregated | 2031 | 2.158e-07 | 768.4668 | 0.00016583 | 2031 | Mitigation | 0.95 | 45 | 0 | esc | 0.00097009 | 2.0934e-10 | 0.00097009 | 2.0934e-10
[120 empty] | 7.3.3.17.5 (Remote Grid) Updates to grid topology to minimize risk of ignition in HFTDs Remote GridWLDFRVegetation ContactAggregated | WLDFR | HFTD - Distribution - Tier 2 - 5QU CoRE ¦ 2QU LoRE | Red Flag Warning - Destructive Fires | Vegetation Contact | Aggregated | 2032 | 2.158e-07 | 768.4668 | 0.00016583 | 2032 | Mitigation | 0.95 | 45 | 0 | esc | 0.00097009 | 2.0934e-10 | 0.00097009 | 2.0934e-10
[120 empty] | 7.3.3.17.5 (Remote Grid) Updates to grid topology to minimize risk of ignition in HFTDs Remote GridWLDFRVegetation ContactAggregated | WLDFR | HFTD - Distribution - Tier 2 - 5QU CoRE ¦ 2QU LoRE | Red Flag Warning - Destructive Fires | Vegetation Contact | Aggregated | 2033 | 2.158e-07 | 768.4668 | 0.00016583 | 2033 | Mitigation | 0.95 | 45 | 0 | esc | 0.00097009 | 2.0934e-10 | 0.00097009 | 2.0934e-10
[120 empty] | 7.3.3.17.5 (Remote Grid) Updates to grid topology to minimize risk of ignition in HFTDs Remote GridWLDFRVegetation ContactAggregated | WLDFR | HFTD - Distribution - Tier 2 - 5QU CoRE ¦ 2QU LoRE | Red Flag Warning - Destructive Fires | Vegetation Contact | Aggregated | 2034 | 2.158e-07 | 768.4668 | 0.00016583 | 2034 | Mitigation | 0.95 | 45 | 0 | esc | 0.00097009 | 2.0934e-10 | 0.00097009 | 2.0934e-10
[120 empty] | 7.3.3.17.5 (Remote Grid) Updates to grid topology to minimize risk of ignition in HFTDs Remote GridWLDFRVegetation ContactAggregated | WLDFR | HFTD - Distribution - Tier 2 - 5QU CoRE ¦ 2QU LoRE | Red Flag Warning - Destructive Fires | Vegetation Contact | Aggregated | 2035 | 2.158e-07 | 768.4668 | 0.00016583 | 2035 | Mitigation | 0.95 | 45 | 0 | esc | 0.00097009 | 2.0934e-10 | 0.00097009 | 2.0934e-10
[120 empty] | 7.3.3.17.5 (Remote Grid) Updates to grid topology to minimize risk of ignition in HFTDs Remote GridWLDFRVegetation ContactAggregated | WLDFR | HFTD - Distribution - Tier 2 - 5QU CoRE ¦ 2QU LoRE | Red Flag Warning - Destructive Fires | Vegetation Contact | Aggregated | 2036 | 2.158e-07 | 768.4668 | 0.00016583 | 2036 | Mitigation | 0.95 | 45 | 0 | esc | 0.00097009 | 2.0934e-10 | 0.00097009 | 2.0934e-10
[120 empty] | 7.3.3.17.5 (Remote Grid) Updates to grid topology to minimize risk of ignition in HFTDs Remote GridWLDFRVegetation ContactAggregated | WLDFR | HFTD - Distribution - Tier 2 - 5QU CoRE ¦ 2QU LoRE | Red Flag Warning - Destructive Fires | Vegetation Contact | Aggregated | 2037 | 2.158e-07 | 768.4668 | 0.00016583 | 2037 | Mitigation | 0.95 | 45 | 0 | esc | 0.00097009 | 2.0934e-10 | 0.00097009 | 2.0934e-10
[120 empty] | 7.3.3.17.5 (Remote Grid) Updates to grid topology to minimize risk of ignition in HFTDs Remote GridWLDFRVegetation ContactAggregated | WLDFR | HFTD - Distribution - Tier 2 - 5QU CoRE ¦ 2QU LoRE | Red Flag Warning - Destructive Fires | Vegetation Contact | Aggregated | 2038 | 2.158e-07 | 768.4668 | 0.00016583 | 2038 | Mitigation | 0.95 | 45 | 0 | esc | 0.00097009 | 2.0934e-10 | 0.00097009 | 2.0934e-10
[120 empty] | 7.3.3.17.5 (Remote Grid) Updates to grid topology to minimize risk of ignition in HFTDs Remote GridWLDFRVegetation ContactAggregated | WLDFR | HFTD - Distribution - Tier 2 - 5QU CoRE ¦ 2QU LoRE | Red Flag Warning - Destructive Fires | Vegetation Contact | Aggregated | 2039 | 2.158e-07 | 768.4668 | 0.00016583 | 2039 | Mitigation | 0.95 | 45 | 0 | esc | 0.00097009 | 2.0934e-10 | 0.00097009 | 2.0934e-10
[120 empty] | 7.3.3.17.5 (Remote Grid) Updates to grid topology to minimize risk of ignition in HFTDs Remote GridWLDFRVegetation ContactAggregated | WLDFR | HFTD - Distribution - Tier 2 - 5QU CoRE ¦ 2QU LoRE | Red Flag Warning - Destructive Fires | Vegetation Contact | Aggregated | 2040 | 2.158e-07 | 768.4668 | 0.00016583 | 2040 | Mitigation | 0.95 | 45 | 0 | esc | 0.00097009 | 2.0934e-10 | 0.00097009 | 2.0934e-10
[120 empty] | 7.3.3.17.5 (Remote Grid) Updates to grid topology to minimize risk of ignition in HFTDs Remote GridWLDFRVegetation ContactAggregated | WLDFR | HFTD - Distribution - Tier 2 - 5QU CoRE ¦ 2QU LoRE | Red Flag Warning - Destructive Fires | Vegetation Contact | Aggregated | 2041 | 2.158e-07 | 768.4668 | 0.00016583 | 2041 | Mitigation | 0.95 | 45 | 0 | esc | 0.00097009 | 2.0934e-10 | 0.00097009 | 2.0934e-10
[120 empty] | 7.3.3.17.5 (Remote Grid) Updates to grid topology to minimize risk of ignition in HFTDs Remote GridWLDFRVegetation ContactAggregated | WLDFR | HFTD - Distribution - Tier 2 - 5QU CoRE ¦ 2QU LoRE | Red Flag Warning - Destructive Fires | Vegetation Contact | Aggregated | 2042 | 2.158e-07 | 768.4668 | 0.00016583 | 2042 | Mitigation | 0.95 | 45 | 0 | esc | 0.00097009 | 2.0934e-10 | 0.00097009 | 2.0934e-10
[120 empty] | 7.3.3.17.5 (Remote Grid) Updates to grid topology to minimize risk of ignition in HFTDs Remote GridWLDFRVegetation ContactAggregated | WLDFR | HFTD - Distribution - Tier 2 - 5QU CoRE ¦ 2QU LoRE | Red Flag Warning - Destructive Fires | Vegetation Contact | Aggregated | 2043 | 2.158e-07 | 768.4668 | 0.00016583 | 2043 | Mitigation | 0.95 | 45 | 0 | esc | 0.00097009 | 2.0934e-10 | 0.00097009 | 2.0934e-10
[120 empty] | 7.3.3.17.5 (Remote Grid) Updates to grid topology to minimize risk of ignition in HFTDs Remote GridWLDFRVegetation ContactAggregated | WLDFR | HFTD - Distribution - Tier 2 - 5QU CoRE ¦ 2QU LoRE | Red Flag Warning - Destructive Fires | Vegetation Contact | Aggregated | 2044 | 2.158e-07 | 768.4668 | 0.00016583 | 2044 | Mitigation | 0.95 | 45 | 0 | esc | 0.00097009 | 2.0934e-10 | 0.00097009 | 2.0934e-10
[120 empty] | 7.3.3.17.5 (Remote Grid) Updates to grid topology to minimize risk of ignition in HFTDs Remote GridWLDFRVegetation ContactAggregated | WLDFR | HFTD - Distribution - Tier 2 - 5QU CoRE ¦ 2QU LoRE | Red Flag Warning - Destructive Fires | Vegetation Contact | Aggregated | 2045 | 2.158e-07 | 768.4668 | 0.00016583 | 2045 | Mitigation | 0.95 | 45 | 0 | esc | 0.00097009 | 2.0934e-10 | 0.00097009 | 2.0934e-10
[120 empty] | 7.3.3.17.5 (Remote Grid) Updates to grid topology to minimize risk of ignition in HFTDs Remote GridWLDFRVegetation ContactAggregated | WLDFR | HFTD - Distribution - Tier 2 - 5QU CoRE ¦ 2QU LoRE | Red Flag Warning - Destructive Fires | Vegetation Contact | Aggregated | 2046 | 2.158e-07 | 768.4668 | 0.00016583 | 2046 | Mitigation | 0.95 | 45 | 0 | esc | 0.00097009 | 2.0934e-10 | 0.00097009 | 2.0934e-10
[120 empty] | 7.3.3.17.5 (Remote Grid) Updates to grid topology to minimize risk of ignition in HFTDs Remote GridWLDFRVegetation ContactAggregated | WLDFR | HFTD - Distribution - Tier 2 - 5QU CoRE ¦ 2QU LoRE | Red Flag Warning - Destructive Fires | Vegetation Contact | Aggregated | 2047 | 2.158e-07 | 768.4668 | 0.00016583 | 2047 | Mitigation | 0.95 | 45 | 0 | esc | 0.00097009 | 2.0934e-10 | 0.00097009 | 2.0934e-10
[120 empty] | 7.3.3.17.5 (Remote Grid) Updates to grid topology to minimize risk of ignition in HFTDs Remote GridWLDFRVegetation ContactAggregated | WLDFR | HFTD - Distribution - Tier 2 - 5QU CoRE ¦ 2QU LoRE | Red Flag Warning - Destructive Fires | Vegetation Contact | Aggregated | 2048 | 2.158e-07 | 768.4668 | 0.00016583 | 2048 | Mitigation | 0.95 | 45 | 0 | esc | 0.00097009 | 2.0934e-10 | 0.00097009 | 2.0934e-10
[120 empty] | 7.3.3.17.5 (Remote Grid) Updates to grid topology to minimize risk of ignition in HFTDs Remote GridWLDFRVegetation ContactAggregated | WLDFR | HFTD - Distribution - Tier 2 - 5QU CoRE ¦ 2QU LoRE | Red Flag Warning - Destructive Fires | Vegetation Contact | Aggregated | 2049 | 2.158e-07 | 768.4668 | 0.00016583 | 2049 | Mitigation | 0.95 | 45 | 0 | esc | 0.00097009 | 2.0934e-10 | 0.00097009 | 2.0934e-10
[120 empty] | 7.3.3.17.5 (Remote Grid) Updates to grid topology to minimize risk of ignition in HFTDs Remote GridWLDFRVegetation ContactAggregated | WLDFR | HFTD - Distribution - Tier 2 - 5QU CoRE ¦ 2QU LoRE | Red Flag Warning - Destructive Fires | Vegetation Contact | Aggregated | 2050 | 2.158e-07 | 768.4668 | 0.00016583 | 2050 | Mitigation | 0.95 | 45 | 0 | esc | 0.00097009 | 2.0934e-10 | 0.00097009 | 2.0934e-10
[120 empty] | 7.3.3.17.5 (Remote Grid) Updates to grid topology to minimize risk of ignition in HFTDs Remote GridWLDFRVegetation ContactAggregated | WLDFR | HFTD - Distribution - Tier 2 - 5QU CoRE ¦ 2QU LoRE | Red Flag Warning - Destructive Fires | Vegetation Contact | Aggregated | 2051 | 2.158e-07 | 768.4668 | 0.00016583 | 2051 | Mitigation | 0.95 | 45 | 0 | esc | 0.00097009 | 2.0934e-10 | 0.00097009 | 2.0934e-10
[120 empty] | 7.3.3.17.5 (Remote Grid) Updates to grid topology to minimize risk of ignition in HFTDs Remote GridWLDFRVegetation ContactAggregated | WLDFR | HFTD - Distribution - Tier 2 - 5QU CoRE ¦ 2QU LoRE | Red Flag Warning - Destructive Fires | Vegetation Contact | Aggregated | 2052 | 2.158e-07 | 768.4668 | 0.00016583 | 2052 | Mitigation | 0.95 | 45 | 0 | esc | 0.00097009 | 2.0934e-10 | 0.00097009 | 2.0934e-10
[120 empty] | 7.3.3.17.5 (Remote Grid) Updates to grid topology to minimize risk of ignition in HFTDs Remote GridWLDFRVegetation ContactAggregated | WLDFR | HFTD - Distribution - Tier 2 - 5QU CoRE ¦ 2QU LoRE | Red Flag Warning - Destructive Fires | Vegetation Contact | Aggregated | 2053 | 2.158e-07 | 768.4668 | 0.00016583 | 2053 | Mitigation | 0.95 | 45 | 0 | esc | 0.00097009 | 2.0934e-10 | 0.00097009 | 2.0934e-10
[120 empty] | 7.3.3.17.5 (Remote Grid) Updates to grid topology to minimize risk of ignition in HFTDs Remote GridWLDFRVegetation ContactAggregated | WLDFR | HFTD - Distribution - Tier 2 - 5QU CoRE ¦ 2QU LoRE | Red Flag Warning - Destructive Fires | Vegetation Contact | Aggregated | 2054 | 2.158e-07 | 768.4668 | 0.00016583 | 2054 | Mitigation | 0.95 | 45 | 0 | esc | 0.00097009 | 2.0934e-10 | 0.00097009 | 2.0934e-10
[120 empty] | 7.3.3.17.5 (Remote Grid) Updates to grid topology to minimize risk of ignition in HFTDs Remote GridWLDFRVegetation ContactAggregated | WLDFR | HFTD - Distribution - Tier 2 - 5QU CoRE ¦ 2QU LoRE | Red Flag Warning - Destructive Fires | Vegetation Contact | Aggregated | 2055 | 2.158e-07 | 768.4668 | 0.00016583 | 2055 | Mitigation | 0.95 | 45 | 0 | esc | 0.00097009 | 2.0934e-10 | 0.00097009 | 2.0934e-10
[120 empty] | 7.3.3.17.5 (Remote Grid) Updates to grid topology to minimize risk of ignition in HFTDs Remote GridWLDFRVegetation ContactAggregated | WLDFR | HFTD - Distribution - Tier 2 - 5QU CoRE ¦ 2QU LoRE | Red Flag Warning - Destructive Fires | Vegetation Contact | Aggregated | 2056 | 2.158e-07 | 768.4668 | 0.00016583 | 2056 | Mitigation | 0.95 | 45 | 0 | esc | 0.00097009 | 2.0934e-10 | 0.00097009 | 2.0934e-10
[120 empty] | 7.3.3.17.5 (Remote Grid) Updates to grid topology to minimize risk of ignition in HFTDs Remote GridWLDFRVegetation ContactAggregated | WLDFR | HFTD - Distribution - Tier 2 - 5QU CoRE ¦ 2QU LoRE | Red Flag Warning - Destructive Fires | Vegetation Contact | Aggregated | 2057 | 2.158e-07 | 768.4668 | 0.00016583 | 2057 | Mitigation | 0.95 | 45 | 0 | esc | 0.00097009 | 2.0934e-10 | 0.00097009 | 2.0934e-10
[120 empty] | 7.3.3.17.5 (Remote Grid) Updates to grid topology to minimize risk of ignition in HFTDs Remote GridWLDFRVegetation ContactAggregated | WLDFR | HFTD - Distribution - Tier 2 - 5QU CoRE ¦ 2QU LoRE | Red Flag Warning - Destructive Fires | Vegetation Contact | Aggregated | 2058 | 2.158e-07 | 768.4668 | 0.00016583 | 2058 | Mitigation | 0.95 | 45 | 0 | esc | 0.00097009 | 2.0934e-10 | 0.00097009 | 2.0934e-10
[120 empty] | 7.3.3.17.5 (Remote Grid) Updates to grid topology to minimize risk of ignition in HFTDs Remote GridWLDFRVegetation ContactAggregated | WLDFR | HFTD - Distribution - Tier 2 - 5QU CoRE ¦ 2QU LoRE | Red Flag Warning - Destructive Fires | Vegetation Contact | Aggregated | 2059 | 2.158e-07 | 768.4668 | 0.00016583 | 2059 | Mitigation | 0.95 | 45 | 0 | esc | 0.00097009 | 2.0934e-10 | 0.00097009 | 2.0934e-10
[120 empty] | 7.3.3.17.5 (Remote Grid) Updates to grid topology to minimize risk of ignition in HFTDs Remote GridWLDFRVegetation ContactAggregated | WLDFR | HFTD - Distribution - Tier 2 - 5QU CoRE ¦ 2QU LoRE | Red Flag Warning - Destructive Fires | Vegetation Contact | Aggregated | 2060 | 2.158e-07 | 768.4668 | 0.00016583 | 2060 | Mitigation | 0.95 | 45 | 0 | esc | 0.00097009 | 2.0934e-10 | 0.00097009 | 2.0934e-10
[120 empty] | 7.3.3.17.5 (Remote Grid) Updates to grid topology to minimize risk of ignition in HFTDs Remote GridWLDFRVegetation ContactAggregated | WLDFR | HFTD - Distribution - Tier 2 - 5QU CoRE ¦ 2QU LoRE | Red Flag Warning - Destructive Fires | Vegetation Contact | Aggregated | 2061 | 2.158e-07 | 768.4668 | 0.00016583 | 2061 | Mitigation | 0.95 | 45 | 0 | esc | 0.00097009 | 2.0934e-10 | 0.00097009 | 2.0934e-10
[120 empty] | 7.3.3.17.5 (Remote Grid) Updates to grid topology to minimize risk of ignition in HFTDs Remote GridWLDFRVegetation ContactAggregated | WLDFR | HFTD - Distribution - Tier 2 - 5QU CoRE ¦ 2QU LoRE | Red Flag Warning - Destructive Fires | Vegetation Contact | Aggregated | 2062 | 2.158e-07 | 768.4668 | 0.00016583 | 2062 | Mitigation | 0.95 | 45 | 0 | esc | 0.00097009 | 2.0934e-10 | 0.00097009 | 2.0934e-10
[120 empty] | 7.3.3.17.5 (Remote Grid) Updates to grid topology to minimize risk of ignition in HFTDs Remote GridWLDFRVegetation ContactAggregated | WLDFR | HFTD - Distribution - Tier 2 - 5QU CoRE ¦ 2QU LoRE | Red Flag Warning - Destructive Fires | Vegetation Contact | Aggregated | 2063 | 2.158e-07 | 768.4668 | 0.00016583 | 2063 | Mitigation | 0.95 | 45 | 0 | esc | 0.00097009 | 2.0934e-10 | 0.00097009 | 2.0934e-10
[120 empty] | 7.3.3.17.5 (Remote Grid) Updates to grid topology to minimize risk of ignition in HFTDs Remote GridWLDFRVegetation ContactAggregated | WLDFR | HFTD - Distribution - Tier 2 - 5QU CoRE ¦ 2QU LoRE | Red Flag Warning - Destructive Fires | Vegetation Contact | Aggregated | 2064 | 2.158e-07 | 768.4668 | 0.00016583 | 2064 | Mitigation | 0.95 | 45 | 0 | esc | 0.00097009 | 2.0934e-10 | 0.00097009 | 2.0934e-10
[120 empty] | 7.3.3.17.5 (Remote Grid) Updates to grid topology to minimize risk of ignition in HFTDs Remote GridWLDFRVegetation ContactAggregated | WLDFR | HFTD - Distribution - Tier 2 - 5QU CoRE ¦ 2QU LoRE | Red Flag Warning - Destructive Fires | Vegetation Contact | Aggregated | 2065 | 2.158e-07 | 768.4668 | 0.00016583 | 2065 | Mitigation | 0.95 | 45 | 0 | esc | 0.00097009 | 2.0934e-10 | 0.00097009 | 2.0934e-10
[120 empty] | 7.3.3.17.5 (Remote Grid) Updates to grid topology to minimize risk of ignition in HFTDs Remote GridWLDFRVegetation ContactAggregated | WLDFR | HFTD - Distribution - Tier 2 - 5QU CoRE ¦ 2QU LoRE | Red Flag Warning - Destructive Fires | Vegetation Contact | Aggregated | 2066 | 2.158e-07 | 768.4668 | 0.00016583 | 2066 | Mitigation | 0.95 | 45 | 0 | esc | 0.00097009 | 2.0934e-10 | 0.00097009 | 2.0934e-10
[120 empty] | 7.3.3.17.5 (Remote Grid) Updates to grid topology to minimize risk of ignition in HFTDs Remote GridWLDFRVegetation ContactAggregated | WLDFR | HFTD - Distribution - Tier 2 - 5QU CoRE ¦ 2QU LoRE | Red Flag Warning - Destructive Fires | Vegetation Contact | Aggregated | 2067 | 2.158e-07 | 768.4668 | 0.00016583 | 2067 | Mitigation | 0.95 | 45 | 0 | esc | 0 | 0 | 0.00097009 | 2.0934e-10
[120 empty] | 7.3.3.17.5 (Remote Grid) Updates to grid topology to minimize risk of ignition in HFTDs Remote GridWLDFREquipment / facility failureAggregated | WLDFR | HFTD - Distribution - Tier 2 - 5QU CoRE ¦ 2QU LoRE | Red Flag Warning - Large Fires | Equipment / facility failure | Aggregated | 2022 | 1.1195e-05 | 768.4668 | 0.0086028 | 2022 | Mitigation | 0.95 | 45 | 0 | esc | 0.00097009 | 1.086e-08 | 0 | 0
[120 empty] | 7.3.3.17.5 (Remote Grid) Updates to grid topology to minimize risk of ignition in HFTDs Remote GridWLDFREquipment / facility failureAggregated | WLDFR | HFTD - Distribution - Tier 2 - 5QU CoRE ¦ 2QU LoRE | Red Flag Warning - Large Fires | Equipment / facility failure | Aggregated | 2023 | 1.1195e-05 | 768.4668 | 0.0086028 | 2023 | Mitigation | 0.95 | 45 | 0 | esc | 0.00097009 | 1.086e-08 | 0.00097009 | 1.086e-08
[120 empty] | 7.3.3.17.5 (Remote Grid) Updates to grid topology to minimize risk of ignition in HFTDs Remote GridWLDFREquipment / facility failureAggregated | WLDFR | HFTD - Distribution - Tier 2 - 5QU CoRE ¦ 2QU LoRE | Red Flag Warning - Large Fires | Equipment / facility failure | Aggregated | 2024 | 1.1195e-05 | 768.4668 | 0.0086028 | 2024 | Mitigation | 0.95 | 45 | 0 | esc | 0.00097009 | 1.086e-08 | 0.00097009 | 1.086e-08
[120 empty] | 7.3.3.17.5 (Remote Grid) Updates to grid topology to minimize risk of ignition in HFTDs Remote GridWLDFREquipment / facility failureAggregated | WLDFR | HFTD - Distribution - Tier 2 - 5QU CoRE ¦ 2QU LoRE | Red Flag Warning - Large Fires | Equipment / facility failure | Aggregated | 2025 | 1.1195e-05 | 768.4668 | 0.0086028 | 2025 | Mitigation | 0.95 | 45 | 0 | esc | 0.00097009 | 1.086e-08 | 0.00097009 | 1.086e-08
[120 empty] | 7.3.3.17.5 (Remote Grid) Updates to grid topology to minimize risk of ignition in HFTDs Remote GridWLDFREquipment / facility failureAggregated | WLDFR | HFTD - Distribution - Tier 2 - 5QU CoRE ¦ 2QU LoRE | Red Flag Warning - Large Fires | Equipment / facility failure | Aggregated | 2026 | 1.1195e-05 | 768.4668 | 0.0086028 | 2026 | Mitigation | 0.95 | 45 | 0 | esc | 0.00097009 | 1.086e-08 | 0.00097009 | 1.086e-08
[120 empty] | 7.3.3.17.5 (Remote Grid) Updates to grid topology to minimize risk of ignition in HFTDs Remote GridWLDFREquipment / facility failureAggregated | WLDFR | HFTD - Distribution - Tier 2 - 5QU CoRE ¦ 2QU LoRE | Red Flag Warning - Large Fires | Equipment / facility failure | Aggregated | 2027 | 1.1195e-05 | 768.4668 | 0.0086028 | 2027 | Mitigation | 0.95 | 45 | 0 | esc | 0.00097009 | 1.086e-08 | 0.00097009 | 1.086e-08
[120 empty] | 7.3.3.17.5 (Remote Grid) Updates to grid topology to minimize risk of ignition in HFTDs Remote GridWLDFREquipment / facility failureAggregated | WLDFR | HFTD - Distribution - Tier 2 - 5QU CoRE ¦ 2QU LoRE | Red Flag Warning - Large Fires | Equipment / facility failure | Aggregated | 2028 | 1.1195e-05 | 768.4668 | 0.0086028 | 2028 | Mitigation | 0.95 | 45 | 0 | esc | 0.00097009 | 1.086e-08 | 0.00097009 | 1.086e-08
[120 empty] | 7.3.3.17.5 (Remote Grid) Updates to grid topology to minimize risk of ignition in HFTDs Remote GridWLDFREquipment / facility failureAggregated | WLDFR | HFTD - Distribution - Tier 2 - 5QU CoRE ¦ 2QU LoRE | Red Flag Warning - Large Fires | Equipment / facility failure | Aggregated | 2029 | 1.1195e-05 | 768.4668 | 0.0086028 | 2029 | Mitigation | 0.95 | 45 | 0 | esc | 0.00097009 | 1.086e-08 | 0.00097009 | 1.086e-08
[120 empty] | 7.3.3.17.5 (Remote Grid) Updates to grid topology to minimize risk of ignition in HFTDs Remote GridWLDFREquipment / facility failureAggregated | WLDFR | HFTD - Distribution - Tier 2 - 5QU CoRE ¦ 2QU LoRE | Red Flag Warning - Large Fires | Equipment / facility failure | Aggregated | 2030 | 1.1195e-05 | 768.4668 | 0.0086028 | 2030 | Mitigation | 0.95 | 45 | 0 | esc | 0.00097009 | 1.086e-08 | 0.00097009 | 1.086e-08
[120 empty] | 7.3.3.17.5 (Remote Grid) Updates to grid topology to minimize risk of ignition in HFTDs Remote GridWLDFREquipment / facility failureAggregated | WLDFR | HFTD - Distribution - Tier 2 - 5QU CoRE ¦ 2QU LoRE | Red Flag Warning - Large Fires | Equipment / facility failure | Aggregated | 2031 | 1.1195e-05 | 768.4668 | 0.0086028 | 2031 | Mitigation | 0.95 | 45 | 0 | esc | 0.00097009 | 1.086e-08 | 0.00097009 | 1.086e-08
[120 empty] | 7.3.3.17.5 (Remote Grid) Updates to grid topology to minimize risk of ignition in HFTDs Remote GridWLDFREquipment / facility failureAggregated | WLDFR | HFTD - Distribution - Tier 2 - 5QU CoRE ¦ 2QU LoRE | Red Flag Warning - Large Fires | Equipment / facility failure | Aggregated | 2032 | 1.1195e-05 | 768.4668 | 0.0086028 | 2032 | Mitigation | 0.95 | 45 | 0 | esc | 0.00097009 | 1.086e-08 | 0.00097009 | 1.086e-08
[120 empty] | 7.3.3.17.5 (Remote Grid) Updates to grid topology to minimize risk of ignition in HFTDs Remote GridWLDFREquipment / facility failureAggregated | WLDFR | HFTD - Distribution - Tier 2 - 5QU CoRE ¦ 2QU LoRE | Red Flag Warning - Large Fires | Equipment / facility failure | Aggregated | 2033 | 1.1195e-05 | 768.4668 | 0.0086028 | 2033 | Mitigation | 0.95 | 45 | 0 | esc | 0.00097009 | 1.086e-08 | 0.00097009 | 1.086e-08
[120 empty] | 7.3.3.17.5 (Remote Grid) Updates to grid topology to minimize risk of ignition in HFTDs Remote GridWLDFREquipment / facility failureAggregated | WLDFR | HFTD - Distribution - Tier 2 - 5QU CoRE ¦ 2QU LoRE | Red Flag Warning - Large Fires | Equipment / facility failure | Aggregated | 2034 | 1.1195e-05 | 768.4668 | 0.0086028 | 2034 | Mitigation | 0.95 | 45 | 0 | esc | 0.00097009 | 1.086e-08 | 0.00097009 | 1.086e-08
[120 empty] | 7.3.3.17.5 (Remote Grid) Updates to grid topology to minimize risk of ignition in HFTDs Remote GridWLDFREquipment / facility failureAggregated | WLDFR | HFTD - Distribution - Tier 2 - 5QU CoRE ¦ 2QU LoRE | Red Flag Warning - Large Fires | Equipment / facility failure | Aggregated | 2035 | 1.1195e-05 | 768.4668 | 0.0086028 | 2035 | Mitigation | 0.95 | 45 | 0 | esc | 0.00097009 | 1.086e-08 | 0.00097009 | 1.086e-08
[120 empty] | 7.3.3.17.5 (Remote Grid) Updates to grid topology to minimize risk of ignition in HFTDs Remote GridWLDFREquipment / facility failureAggregated | WLDFR | HFTD - Distribution - Tier 2 - 5QU CoRE ¦ 2QU LoRE | Red Flag Warning - Large Fires | Equipment / facility failure | Aggregated | 2036 | 1.1195e-05 | 768.4668 | 0.0086028 | 2036 | Mitigation | 0.95 | 45 | 0 | esc | 0.00097009 | 1.086e-08 | 0.00097009 | 1.086e-08
[120 empty] | 7.3.3.17.5 (Remote Grid) Updates to grid topology to minimize risk of ignition in HFTDs Remote GridWLDFREquipment / facility failureAggregated | WLDFR | HFTD - Distribution - Tier 2 - 5QU CoRE ¦ 2QU LoRE | Red Flag Warning - Large Fires | Equipment / facility failure | Aggregated | 2037 | 1.1195e-05 | 768.4668 | 0.0086028 | 2037 | Mitigation | 0.95 | 45 | 0 | esc | 0.00097009 | 1.086e-08 | 0.00097009 | 1.086e-08
[120 empty] | 7.3.3.17.5 (Remote Grid) Updates to grid topology to minimize risk of ignition in HFTDs Remote GridWLDFREquipment / facility failureAggregated | WLDFR | HFTD - Distribution - Tier 2 - 5QU CoRE ¦ 2QU LoRE | Red Flag Warning - Large Fires | Equipment / facility failure | Aggregated | 2038 | 1.1195e-05 | 768.4668 | 0.0086028 | 2038 | Mitigation | 0.95 | 45 | 0 | esc | 0.00097009 | 1.086e-08 | 0.00097009 | 1.086e-08
[120 empty] | 7.3.3.17.5 (Remote Grid) Updates to grid topology to minimize risk of ignition in HFTDs Remote GridWLDFREquipment / facility failureAggregated | WLDFR | HFTD - Distribution - Tier 2 - 5QU CoRE ¦ 2QU LoRE | Red Flag Warning - Large Fires | Equipment / facility failure | Aggregated | 2039 | 1.1195e-05 | 768.4668 | 0.0086028 | 2039 | Mitigation | 0.95 | 45 | 0 | esc | 0.00097009 | 1.086e-08 | 0.00097009 | 1.086e-08
[120 empty] | 7.3.3.17.5 (Remote Grid) Updates to grid topology to minimize risk of ignition in HFTDs Remote GridWLDFREquipment / facility failureAggregated | WLDFR | HFTD - Distribution - Tier 2 - 5QU CoRE ¦ 2QU LoRE | Red Flag Warning - Large Fires | Equipment / facility failure | Aggregated | 2040 | 1.1195e-05 | 768.4668 | 0.0086028 | 2040 | Mitigation | 0.95 | 45 | 0 | esc | 0.00097009 | 1.086e-08 | 0.00097009 | 1.086e-08
[120 empty] | 7.3.3.17.5 (Remote Grid) Updates to grid topology to minimize risk of ignition in HFTDs Remote GridWLDFREquipment / facility failureAggregated | WLDFR | HFTD - Distribution - Tier 2 - 5QU CoRE ¦ 2QU LoRE | Red Flag Warning - Large Fires | Equipment / facility failure | Aggregated | 2041 | 1.1195e-05 | 768.4668 | 0.0086028 | 2041 | Mitigation | 0.95 | 45 | 0 | esc | 0.00097009 | 1.086e-08 | 0.00097009 | 1.086e-08
[120 empty] | 7.3.3.17.5 (Remote Grid) Updates to grid topology to minimize risk of ignition in HFTDs Remote GridWLDFREquipment / facility failureAggregated | WLDFR | HFTD - Distribution - Tier 2 - 5QU CoRE ¦ 2QU LoRE | Red Flag Warning - Large Fires | Equipment / facility failure | Aggregated | 2042 | 1.1195e-05 | 768.4668 | 0.0086028 | 2042 | Mitigation | 0.95 | 45 | 0 | esc | 0.00097009 | 1.086e-08 | 0.00097009 | 1.086e-08
[120 empty] | 7.3.3.17.5 (Remote Grid) Updates to grid topology to minimize risk of ignition in HFTDs Remote GridWLDFREquipment / facility failureAggregated | WLDFR | HFTD - Distribution - Tier 2 - 5QU CoRE ¦ 2QU LoRE | Red Flag Warning - Large Fires | Equipment / facility failure | Aggregated | 2043 | 1.1195e-05 | 768.4668 | 0.0086028 | 2043 | Mitigation | 0.95 | 45 | 0 | esc | 0.00097009 | 1.086e-08 | 0.00097009 | 1.086e-08
[120 empty] | 7.3.3.17.5 (Remote Grid) Updates to grid topology to minimize risk of ignition in HFTDs Remote GridWLDFREquipment / facility failureAggregated | WLDFR | HFTD - Distribution - Tier 2 - 5QU CoRE ¦ 2QU LoRE | Red Flag Warning - Large Fires | Equipment / facility failure | Aggregated | 2044 | 1.1195e-05 | 768.4668 | 0.0086028 | 2044 | Mitigation | 0.95 | 45 | 0 | esc | 0.00097009 | 1.086e-08 | 0.00097009 | 1.086e-08
[120 empty] | 7.3.3.17.5 (Remote Grid) Updates to grid topology to minimize risk of ignition in HFTDs Remote GridWLDFREquipment / facility failureAggregated | WLDFR | HFTD - Distribution - Tier 2 - 5QU CoRE ¦ 2QU LoRE | Red Flag Warning - Large Fires | Equipment / facility failure | Aggregated | 2045 | 1.1195e-05 | 768.4668 | 0.0086028 | 2045 | Mitigation | 0.95 | 45 | 0 | esc | 0.00097009 | 1.086e-08 | 0.00097009 | 1.086e-08
[120 empty] | 7.3.3.17.5 (Remote Grid) Updates to grid topology to minimize risk of ignition in HFTDs Remote GridWLDFREquipment / facility failureAggregated | WLDFR | HFTD - Distribution - Tier 2 - 5QU CoRE ¦ 2QU LoRE | Red Flag Warning - Large Fires | Equipment / facility failure | Aggregated | 2046 | 1.1195e-05 | 768.4668 | 0.0086028 | 2046 | Mitigation | 0.95 | 45 | 0 | esc | 0.00097009 | 1.086e-08 | 0.00097009 | 1.086e-08
[120 empty] | 7.3.3.17.5 (Remote Grid) Updates to grid topology to minimize risk of ignition in HFTDs Remote GridWLDFREquipment / facility failureAggregated | WLDFR | HFTD - Distribution - Tier 2 - 5QU CoRE ¦ 2QU LoRE | Red Flag Warning - Large Fires | Equipment / facility failure | Aggregated | 2047 | 1.1195e-05 | 768.4668 | 0.0086028 | 2047 | Mitigation | 0.95 | 45 | 0 | esc | 0.00097009 | 1.086e-08 | 0.00097009 | 1.086e-08
[120 empty] | 7.3.3.17.5 (Remote Grid) Updates to grid topology to minimize risk of ignition in HFTDs Remote GridWLDFREquipment / facility failureAggregated | WLDFR | HFTD - Distribution - Tier 2 - 5QU CoRE ¦ 2QU LoRE | Red Flag Warning - Large Fires | Equipment / facility failure | Aggregated | 2048 | 1.1195e-05 | 768.4668 | 0.0086028 | 2048 | Mitigation | 0.95 | 45 | 0 | esc | 0.00097009 | 1.086e-08 | 0.00097009 | 1.086e-08
[120 empty] | 7.3.3.17.5 (Remote Grid) Updates to grid topology to minimize risk of ignition in HFTDs Remote GridWLDFREquipment / facility failureAggregated | WLDFR | HFTD - Distribution - Tier 2 - 5QU CoRE ¦ 2QU LoRE | Red Flag Warning - Large Fires | Equipment / facility failure | Aggregated | 2049 | 1.1195e-05 | 768.4668 | 0.0086028 | 2049 | Mitigation | 0.95 | 45 | 0 | esc | 0.00097009 | 1.086e-08 | 0.00097009 | 1.086e-08
[120 empty] | 7.3.3.17.5 (Remote Grid) Updates to grid topology to minimize risk of ignition in HFTDs Remote GridWLDFREquipment / facility failureAggregated | WLDFR | HFTD - Distribution - Tier 2 - 5QU CoRE ¦ 2QU LoRE | Red Flag Warning - Large Fires | Equipment / facility failure | Aggregated | 2050 | 1.1195e-05 | 768.4668 | 0.0086028 | 2050 | Mitigation | 0.95 | 45 | 0 | esc | 0.00097009 | 1.086e-08 | 0.00097009 | 1.086e-08
[120 empty] | 7.3.3.17.5 (Remote Grid) Updates to grid topology to minimize risk of ignition in HFTDs Remote GridWLDFREquipment / facility failureAggregated | WLDFR | HFTD - Distribution - Tier 2 - 5QU CoRE ¦ 2QU LoRE | Red Flag Warning - Large Fires | Equipment / facility failure | Aggregated | 2051 | 1.1195e-05 | 768.4668 | 0.0086028 | 2051 | Mitigation | 0.95 | 45 | 0 | esc | 0.00097009 | 1.086e-08 | 0.00097009 | 1.086e-08
[120 empty] | 7.3.3.17.5 (Remote Grid) Updates to grid topology to minimize risk of ignition in HFTDs Remote GridWLDFREquipment / facility failureAggregated | WLDFR | HFTD - Distribution - Tier 2 - 5QU CoRE ¦ 2QU LoRE | Red Flag Warning - Large Fires | Equipment / facility failure | Aggregated | 2052 | 1.1195e-05 | 768.4668 | 0.0086028 | 2052 | Mitigation | 0.95 | 45 | 0 | esc | 0.00097009 | 1.086e-08 | 0.00097009 | 1.086e-08
[120 empty] | 7.3.3.17.5 (Remote Grid) Updates to grid topology to minimize risk of ignition in HFTDs Remote GridWLDFREquipment / facility failureAggregated | WLDFR | HFTD - Distribution - Tier 2 - 5QU CoRE ¦ 2QU LoRE | Red Flag Warning - Large Fires | Equipment / facility failure | Aggregated | 2053 | 1.1195e-05 | 768.4668 | 0.0086028 | 2053 | Mitigation | 0.95 | 45 | 0 | esc | 0.00097009 | 1.086e-08 | 0.00097009 | 1.086e-08
[120 empty] | 7.3.3.17.5 (Remote Grid) Updates to grid topology to minimize risk of ignition in HFTDs Remote GridWLDFREquipment / facility failureAggregated | WLDFR | HFTD - Distribution - Tier 2 - 5QU CoRE ¦ 2QU LoRE | Red Flag Warning - Large Fires | Equipment / facility failure | Aggregated | 2054 | 1.1195e-05 | 768.4668 | 0.0086028 | 2054 | Mitigation | 0.95 | 45 | 0 | esc | 0.00097009 | 1.086e-08 | 0.00097009 | 1.086e-08
[120 empty] | 7.3.3.17.5 (Remote Grid) Updates to grid topology to minimize risk of ignition in HFTDs Remote GridWLDFREquipment / facility failureAggregated | WLDFR | HFTD - Distribution - Tier 2 - 5QU CoRE ¦ 2QU LoRE | Red Flag Warning - Large Fires | Equipment / facility failure | Aggregated | 2055 | 1.1195e-05 | 768.4668 | 0.0086028 | 2055 | Mitigation | 0.95 | 45 | 0 | esc | 0.00097009 | 1.086e-08 | 0.00097009 | 1.086e-08
[120 empty] | 7.3.3.17.5 (Remote Grid) Updates to grid topology to minimize risk of ignition in HFTDs Remote GridWLDFREquipment / facility failureAggregated | WLDFR | HFTD - Distribution - Tier 2 - 5QU CoRE ¦ 2QU LoRE | Red Flag Warning - Large Fires | Equipment / facility failure | Aggregated | 2056 | 1.1195e-05 | 768.4668 | 0.0086028 | 2056 | Mitigation | 0.95 | 45 | 0 | esc | 0.00097009 | 1.086e-08 | 0.00097009 | 1.086e-08
[120 empty] | 7.3.3.17.5 (Remote Grid) Updates to grid topology to minimize risk of ignition in HFTDs Remote GridWLDFREquipment / facility failureAggregated | WLDFR | HFTD - Distribution - Tier 2 - 5QU CoRE ¦ 2QU LoRE | Red Flag Warning - Large Fires | Equipment / facility failure | Aggregated | 2057 | 1.1195e-05 | 768.4668 | 0.0086028 | 2057 | Mitigation | 0.95 | 45 | 0 | esc | 0.00097009 | 1.086e-08 | 0.00097009 | 1.086e-08
[120 empty] | 7.3.3.17.5 (Remote Grid) Updates to grid topology to minimize risk of ignition in HFTDs Remote GridWLDFREquipment / facility failureAggregated | WLDFR | HFTD - Distribution - Tier 2 - 5QU CoRE ¦ 2QU LoRE | Red Flag Warning - Large Fires | Equipment / facility failure | Aggregated | 2058 | 1.1195e-05 | 768.4668 | 0.0086028 | 2058 | Mitigation | 0.95 | 45 | 0 | esc | 0.00097009 | 1.086e-08 | 0.00097009 | 1.086e-08
[120 empty] | 7.3.3.17.5 (Remote Grid) Updates to grid topology to minimize risk of ignition in HFTDs Remote GridWLDFREquipment / facility failureAggregated | WLDFR | HFTD - Distribution - Tier 2 - 5QU CoRE ¦ 2QU LoRE | Red Flag Warning - Large Fires | Equipment / facility failure | Aggregated | 2059 | 1.1195e-05 | 768.4668 | 0.0086028 | 2059 | Mitigation | 0.95 | 45 | 0 | esc | 0.00097009 | 1.086e-08 | 0.00097009 | 1.086e-08
[120 empty] | 7.3.3.17.5 (Remote Grid) Updates to grid topology to minimize risk of ignition in HFTDs Remote GridWLDFREquipment / facility failureAggregated | WLDFR | HFTD - Distribution - Tier 2 - 5QU CoRE ¦ 2QU LoRE | Red Flag Warning - Large Fires | Equipment / facility failure | Aggregated | 2060 | 1.1195e-05 | 768.4668 | 0.0086028 | 2060 | Mitigation | 0.95 | 45 | 0 | esc | 0.00097009 | 1.086e-08 | 0.00097009 | 1.086e-08
[120 empty] | 7.3.3.17.5 (Remote Grid) Updates to grid topology to minimize risk of ignition in HFTDs Remote GridWLDFREquipment / facility failureAggregated | WLDFR | HFTD - Distribution - Tier 2 - 5QU CoRE ¦ 2QU LoRE | Red Flag Warning - Large Fires | Equipment / facility failure | Aggregated | 2061 | 1.1195e-05 | 768.4668 | 0.0086028 | 2061 | Mitigation | 0.95 | 45 | 0 | esc | 0.00097009 | 1.086e-08 | 0.00097009 | 1.086e-08
[120 empty] | 7.3.3.17.5 (Remote Grid) Updates to grid topology to minimize risk of ignition in HFTDs Remote GridWLDFREquipment / facility failureAggregated | WLDFR | HFTD - Distribution - Tier 2 - 5QU CoRE ¦ 2QU LoRE | Red Flag Warning - Large Fires | Equipment / facility failure | Aggregated | 2062 | 1.1195e-05 | 768.4668 | 0.0086028 | 2062 | Mitigation | 0.95 | 45 | 0 | esc | 0.00097009 | 1.086e-08 | 0.00097009 | 1.086e-08
[120 empty] | 7.3.3.17.5 (Remote Grid) Updates to grid topology to minimize risk of ignition in HFTDs Remote GridWLDFREquipment / facility failureAggregated | WLDFR | HFTD - Distribution - Tier 2 - 5QU CoRE ¦ 2QU LoRE | Red Flag Warning - Large Fires | Equipment / facility failure | Aggregated | 2063 | 1.1195e-05 | 768.4668 | 0.0086028 | 2063 | Mitigation | 0.95 | 45 | 0 | esc | 0.00097009 | 1.086e-08 | 0.00097009 | 1.086e-08
[120 empty] | 7.3.3.17.5 (Remote Grid) Updates to grid topology to minimize risk of ignition in HFTDs Remote GridWLDFREquipment / facility failureAggregated | WLDFR | HFTD - Distribution - Tier 2 - 5QU CoRE ¦ 2QU LoRE | Red Flag Warning - Large Fires | Equipment / facility failure | Aggregated | 2064 | 1.1195e-05 | 768.4668 | 0.0086028 | 2064 | Mitigation | 0.95 | 45 | 0 | esc | 0.00097009 | 1.086e-08 | 0.00097009 | 1.086e-08
[120 empty] | 7.3.3.17.5 (Remote Grid) Updates to grid topology to minimize risk of ignition in HFTDs Remote GridWLDFREquipment / facility failureAggregated | WLDFR | HFTD - Distribution - Tier 2 - 5QU CoRE ¦ 2QU LoRE | Red Flag Warning - Large Fires | Equipment / facility failure | Aggregated | 2065 | 1.1195e-05 | 768.4668 | 0.0086028 | 2065 | Mitigation | 0.95 | 45 | 0 | esc | 0.00097009 | 1.086e-08 | 0.00097009 | 1.086e-08
[120 empty] | 7.3.3.17.5 (Remote Grid) Updates to grid topology to minimize risk of ignition in HFTDs Remote GridWLDFREquipment / facility failureAggregated | WLDFR | HFTD - Distribution - Tier 2 - 5QU CoRE ¦ 2QU LoRE | Red Flag Warning - Large Fires | Equipment / facility failure | Aggregated | 2066 | 1.1195e-05 | 768.4668 | 0.0086028 | 2066 | Mitigation | 0.95 | 45 | 0 | esc | 0.00097009 | 1.086e-08 | 0.00097009 | 1.086e-08
[120 empty] | 7.3.3.17.5 (Remote Grid) Updates to grid topology to minimize risk of ignition in HFTDs Remote GridWLDFREquipment / facility failureAggregated | WLDFR | HFTD - Distribution - Tier 2 - 5QU CoRE ¦ 2QU LoRE | Red Flag Warning - Large Fires | Equipment / facility failure | Aggregated | 2067 | 1.1195e-05 | 768.4668 | 0.0086028 | 2067 | Mitigation | 0.95 | 45 | 0 | esc | 0 | 0 | 0.00097009 | 1.086e-08
[120 empty] | 7.3.3.17.5 (Remote Grid) Updates to grid topology to minimize risk of ignition in HFTDs Remote GridWLDFRVegetation ContactAggregated | WLDFR | HFTD - Distribution - Tier 2 - 5QU CoRE ¦ 2QU LoRE | Red Flag Warning - Large Fires | Vegetation Contact | Aggregated | 2022 | 1.2725e-05 | 768.4668 | 0.0097788 | 2022 | Mitigation | 0.95 | 45 | 0 | esc | 0.00097009 | 1.2344e-08 | 0 | 0
[120 empty] | 7.3.3.17.5 (Remote Grid) Updates to grid topology to minimize risk of ignition in HFTDs Remote GridWLDFRVegetation ContactAggregated | WLDFR | HFTD - Distribution - Tier 2 - 5QU CoRE ¦ 2QU LoRE | Red Flag Warning - Large Fires | Vegetation Contact | Aggregated | 2023 | 1.2725e-05 | 768.4668 | 0.0097788 | 2023 | Mitigation | 0.95 | 45 | 0 | esc | 0.00097009 | 1.2344e-08 | 0.00097009 | 1.2344e-08
[120 empty] | 7.3.3.17.5 (Remote Grid) Updates to grid topology to minimize risk of ignition in HFTDs Remote GridWLDFRVegetation ContactAggregated | WLDFR | HFTD - Distribution - Tier 2 - 5QU CoRE ¦ 2QU LoRE | Red Flag Warning - Large Fires | Vegetation Contact | Aggregated | 2024 | 1.2725e-05 | 768.4668 | 0.0097788 | 2024 | Mitigation | 0.95 | 45 | 0 | esc | 0.00097009 | 1.2344e-08 | 0.00097009 | 1.2344e-08
[120 empty] | 7.3.3.17.5 (Remote Grid) Updates to grid topology to minimize risk of ignition in HFTDs Remote GridWLDFRVegetation ContactAggregated | WLDFR | HFTD - Distribution - Tier 2 - 5QU CoRE ¦ 2QU LoRE | Red Flag Warning - Large Fires | Vegetation Contact | Aggregated | 2025 | 1.2725e-05 | 768.4668 | 0.0097788 | 2025 | Mitigation | 0.95 | 45 | 0 | esc | 0.00097009 | 1.2344e-08 | 0.00097009 | 1.2344e-08
[120 empty] | 7.3.3.17.5 (Remote Grid) Updates to grid topology to minimize risk of ignition in HFTDs Remote GridWLDFRVegetation ContactAggregated | WLDFR | HFTD - Distribution - Tier 2 - 5QU CoRE ¦ 2QU LoRE | Red Flag Warning - Large Fires | Vegetation Contact | Aggregated | 2026 | 1.2725e-05 | 768.4668 | 0.0097788 | 2026 | Mitigation | 0.95 | 45 | 0 | esc | 0.00097009 | 1.2344e-08 | 0.00097009 | 1.2344e-08
[120 empty] | 7.3.3.17.5 (Remote Grid) Updates to grid topology to minimize risk of ignition in HFTDs Remote GridWLDFRVegetation ContactAggregated | WLDFR | HFTD - Distribution - Tier 2 - 5QU CoRE ¦ 2QU LoRE | Red Flag Warning - Large Fires | Vegetation Contact | Aggregated | 2027 | 1.2725e-05 | 768.4668 | 0.0097788 | 2027 | Mitigation | 0.95 | 45 | 0 | esc | 0.00097009 | 1.2344e-08 | 0.00097009 | 1.2344e-08
[120 empty] | 7.3.3.17.5 (Remote Grid) Updates to grid topology to minimize risk of ignition in HFTDs Remote GridWLDFRVegetation ContactAggregated | WLDFR | HFTD - Distribution - Tier 2 - 5QU CoRE ¦ 2QU LoRE | Red Flag Warning - Large Fires | Vegetation Contact | Aggregated | 2028 | 1.2725e-05 | 768.4668 | 0.0097788 | 2028 | Mitigation | 0.95 | 45 | 0 | esc | 0.00097009 | 1.2344e-08 | 0.00097009 | 1.2344e-08
[120 empty] | 7.3.3.17.5 (Remote Grid) Updates to grid topology to minimize risk of ignition in HFTDs Remote GridWLDFRVegetation ContactAggregated | WLDFR | HFTD - Distribution - Tier 2 - 5QU CoRE ¦ 2QU LoRE | Red Flag Warning - Large Fires | Vegetation Contact | Aggregated | 2029 | 1.2725e-05 | 768.4668 | 0.0097788 | 2029 | Mitigation | 0.95 | 45 | 0 | esc | 0.00097009 | 1.2344e-08 | 0.00097009 | 1.2344e-08
[120 empty] | 7.3.3.17.5 (Remote Grid) Updates to grid topology to minimize risk of ignition in HFTDs Remote GridWLDFRVegetation ContactAggregated | WLDFR | HFTD - Distribution - Tier 2 - 5QU CoRE ¦ 2QU LoRE | Red Flag Warning - Large Fires | Vegetation Contact | Aggregated | 2030 | 1.2725e-05 | 768.4668 | 0.0097788 | 2030 | Mitigation | 0.95 | 45 | 0 | esc | 0.00097009 | 1.2344e-08 | 0.00097009 | 1.2344e-08
[120 empty] | 7.3.3.17.5 (Remote Grid) Updates to grid topology to minimize risk of ignition in HFTDs Remote GridWLDFRVegetation ContactAggregated | WLDFR | HFTD - Distribution - Tier 2 - 5QU CoRE ¦ 2QU LoRE | Red Flag Warning - Large Fires | Vegetation Contact | Aggregated | 2031 | 1.2725e-05 | 768.4668 | 0.0097788 | 2031 | Mitigation | 0.95 | 45 | 0 | esc | 0.00097009 | 1.2344e-08 | 0.00097009 | 1.2344e-08
[120 empty] | 7.3.3.17.5 (Remote Grid) Updates to grid topology to minimize risk of ignition in HFTDs Remote GridWLDFRVegetation ContactAggregated | WLDFR | HFTD - Distribution - Tier 2 - 5QU CoRE ¦ 2QU LoRE | Red Flag Warning - Large Fires | Vegetation Contact | Aggregated | 2032 | 1.2725e-05 | 768.4668 | 0.0097788 | 2032 | Mitigation | 0.95 | 45 | 0 | esc | 0.00097009 | 1.2344e-08 | 0.00097009 | 1.2344e-08
[120 empty] | 7.3.3.17.5 (Remote Grid) Updates to grid topology to minimize risk of ignition in HFTDs Remote GridWLDFRVegetation ContactAggregated | WLDFR | HFTD - Distribution - Tier 2 - 5QU CoRE ¦ 2QU LoRE | Red Flag Warning - Large Fires | Vegetation Contact | Aggregated | 2033 | 1.2725e-05 | 768.4668 | 0.0097788 | 2033 | Mitigation | 0.95 | 45 | 0 | esc | 0.00097009 | 1.2344e-08 | 0.00097009 | 1.2344e-08
[120 empty] | 7.3.3.17.5 (Remote Grid) Updates to grid topology to minimize risk of ignition in HFTDs Remote GridWLDFRVegetation ContactAggregated | WLDFR | HFTD - Distribution - Tier 2 - 5QU CoRE ¦ 2QU LoRE | Red Flag Warning - Large Fires | Vegetation Contact | Aggregated | 2034 | 1.2725e-05 | 768.4668 | 0.0097788 | 2034 | Mitigation | 0.95 | 45 | 0 | esc | 0.00097009 | 1.2344e-08 | 0.00097009 | 1.2344e-08
[120 empty] | 7.3.3.17.5 (Remote Grid) Updates to grid topology to minimize risk of ignition in HFTDs Remote GridWLDFRVegetation ContactAggregated | WLDFR | HFTD - Distribution - Tier 2 - 5QU CoRE ¦ 2QU LoRE | Red Flag Warning - Large Fires | Vegetation Contact | Aggregated | 2035 | 1.2725e-05 | 768.4668 | 0.0097788 | 2035 | Mitigation | 0.95 | 45 | 0 | esc | 0.00097009 | 1.2344e-08 | 0.00097009 | 1.2344e-08
[120 empty] | 7.3.3.17.5 (Remote Grid) Updates to grid topology to minimize risk of ignition in HFTDs Remote GridWLDFRVegetation ContactAggregated | WLDFR | HFTD - Distribution - Tier 2 - 5QU CoRE ¦ 2QU LoRE | Red Flag Warning - Large Fires | Vegetation Contact | Aggregated | 2036 | 1.2725e-05 | 768.4668 | 0.0097788 | 2036 | Mitigation | 0.95 | 45 | 0 | esc | 0.00097009 | 1.2344e-08 | 0.00097009 | 1.2344e-08
[120 empty] | 7.3.3.17.5 (Remote Grid) Updates to grid topology to minimize risk of ignition in HFTDs Remote GridWLDFRVegetation ContactAggregated | WLDFR | HFTD - Distribution - Tier 2 - 5QU CoRE ¦ 2QU LoRE | Red Flag Warning - Large Fires | Vegetation Contact | Aggregated | 2037 | 1.2725e-05 | 768.4668 | 0.0097788 | 2037 | Mitigation | 0.95 | 45 | 0 | esc | 0.00097009 | 1.2344e-08 | 0.00097009 | 1.2344e-08
[120 empty] | 7.3.3.17.5 (Remote Grid) Updates to grid topology to minimize risk of ignition in HFTDs Remote GridWLDFRVegetation ContactAggregated | WLDFR | HFTD - Distribution - Tier 2 - 5QU CoRE ¦ 2QU LoRE | Red Flag Warning - Large Fires | Vegetation Contact | Aggregated | 2038 | 1.2725e-05 | 768.4668 | 0.0097788 | 2038 | Mitigation | 0.95 | 45 | 0 | esc | 0.00097009 | 1.2344e-08 | 0.00097009 | 1.2344e-08
[120 empty] | 7.3.3.17.5 (Remote Grid) Updates to grid topology to minimize risk of ignition in HFTDs Remote GridWLDFRVegetation ContactAggregated | WLDFR | HFTD - Distribution - Tier 2 - 5QU CoRE ¦ 2QU LoRE | Red Flag Warning - Large Fires | Vegetation Contact | Aggregated | 2039 | 1.2725e-05 | 768.4668 | 0.0097788 | 2039 | Mitigation | 0.95 | 45 | 0 | esc | 0.00097009 | 1.2344e-08 | 0.00097009 | 1.2344e-08
[120 empty] | 7.3.3.17.5 (Remote Grid) Updates to grid topology to minimize risk of ignition in HFTDs Remote GridWLDFRVegetation ContactAggregated | WLDFR | HFTD - Distribution - Tier 2 - 5QU CoRE ¦ 2QU LoRE | Red Flag Warning - Large Fires | Vegetation Contact | Aggregated | 2040 | 1.2725e-05 | 768.4668 | 0.0097788 | 2040 | Mitigation | 0.95 | 45 | 0 | esc | 0.00097009 | 1.2344e-08 | 0.00097009 | 1.2344e-08
[120 empty] | 7.3.3.17.5 (Remote Grid) Updates to grid topology to minimize risk of ignition in HFTDs Remote GridWLDFRVegetation ContactAggregated | WLDFR | HFTD - Distribution - Tier 2 - 5QU CoRE ¦ 2QU LoRE | Red Flag Warning - Large Fires | Vegetation Contact | Aggregated | 2041 | 1.2725e-05 | 768.4668 | 0.0097788 | 2041 | Mitigation | 0.95 | 45 | 0 | esc | 0.00097009 | 1.2344e-08 | 0.00097009 | 1.2344e-08
[120 empty] | 7.3.3.17.5 (Remote Grid) Updates to grid topology to minimize risk of ignition in HFTDs Remote GridWLDFRVegetation ContactAggregated | WLDFR | HFTD - Distribution - Tier 2 - 5QU CoRE ¦ 2QU LoRE | Red Flag Warning - Large Fires | Vegetation Contact | Aggregated | 2042 | 1.2725e-05 | 768.4668 | 0.0097788 | 2042 | Mitigation | 0.95 | 45 | 0 | esc | 0.00097009 | 1.2344e-08 | 0.00097009 | 1.2344e-08
[120 empty] | 7.3.3.17.5 (Remote Grid) Updates to grid topology to minimize risk of ignition in HFTDs Remote GridWLDFRVegetation ContactAggregated | WLDFR | HFTD - Distribution - Tier 2 - 5QU CoRE ¦ 2QU LoRE | Red Flag Warning - Large Fires | Vegetation Contact | Aggregated | 2043 | 1.2725e-05 | 768.4668 | 0.0097788 | 2043 | Mitigation | 0.95 | 45 | 0 | esc | 0.00097009 | 1.2344e-08 | 0.00097009 | 1.2344e-08
[120 empty] | 7.3.3.17.5 (Remote Grid) Updates to grid topology to minimize risk of ignition in HFTDs Remote GridWLDFRVegetation ContactAggregated | WLDFR | HFTD - Distribution - Tier 2 - 5QU CoRE ¦ 2QU LoRE | Red Flag Warning - Large Fires | Vegetation Contact | Aggregated | 2044 | 1.2725e-05 | 768.4668 | 0.0097788 | 2044 | Mitigation | 0.95 | 45 | 0 | esc | 0.00097009 | 1.2344e-08 | 0.00097009 | 1.2344e-08
[120 empty] | 7.3.3.17.5 (Remote Grid) Updates to grid topology to minimize risk of ignition in HFTDs Remote GridWLDFRVegetation ContactAggregated | WLDFR | HFTD - Distribution - Tier 2 - 5QU CoRE ¦ 2QU LoRE | Red Flag Warning - Large Fires | Vegetation Contact | Aggregated | 2045 | 1.2725e-05 | 768.4668 | 0.0097788 | 2045 | Mitigation | 0.95 | 45 | 0 | esc | 0.00097009 | 1.2344e-08 | 0.00097009 | 1.2344e-08
[120 empty] | 7.3.3.17.5 (Remote Grid) Updates to grid topology to minimize risk of ignition in HFTDs Remote GridWLDFRVegetation ContactAggregated | WLDFR | HFTD - Distribution - Tier 2 - 5QU CoRE ¦ 2QU LoRE | Red Flag Warning - Large Fires | Vegetation Contact | Aggregated | 2046 | 1.2725e-05 | 768.4668 | 0.0097788 | 2046 | Mitigation | 0.95 | 45 | 0 | esc | 0.00097009 | 1.2344e-08 | 0.00097009 | 1.2344e-08
[120 empty] | 7.3.3.17.5 (Remote Grid) Updates to grid topology to minimize risk of ignition in HFTDs Remote GridWLDFRVegetation ContactAggregated | WLDFR | HFTD - Distribution - Tier 2 - 5QU CoRE ¦ 2QU LoRE | Red Flag Warning - Large Fires | Vegetation Contact | Aggregated | 2047 | 1.2725e-05 | 768.4668 | 0.0097788 | 2047 | Mitigation | 0.95 | 45 | 0 | esc | 0.00097009 | 1.2344e-08 | 0.00097009 | 1.2344e-08
[120 empty] | 7.3.3.17.5 (Remote Grid) Updates to grid topology to minimize risk of ignition in HFTDs Remote GridWLDFRVegetation ContactAggregated | WLDFR | HFTD - Distribution - Tier 2 - 5QU CoRE ¦ 2QU LoRE | Red Flag Warning - Large Fires | Vegetation Contact | Aggregated | 2048 | 1.2725e-05 | 768.4668 | 0.0097788 | 2048 | Mitigation | 0.95 | 45 | 0 | esc | 0.00097009 | 1.2344e-08 | 0.00097009 | 1.2344e-08
[120 empty] | 7.3.3.17.5 (Remote Grid) Updates to grid topology to minimize risk of ignition in HFTDs Remote GridWLDFRVegetation ContactAggregated | WLDFR | HFTD - Distribution - Tier 2 - 5QU CoRE ¦ 2QU LoRE | Red Flag Warning - Large Fires | Vegetation Contact | Aggregated | 2049 | 1.2725e-05 | 768.4668 | 0.0097788 | 2049 | Mitigation | 0.95 | 45 | 0 | esc | 0.00097009 | 1.2344e-08 | 0.00097009 | 1.2344e-08
[120 empty] | 7.3.3.17.5 (Remote Grid) Updates to grid topology to minimize risk of ignition in HFTDs Remote GridWLDFRVegetation ContactAggregated | WLDFR | HFTD - Distribution - Tier 2 - 5QU CoRE ¦ 2QU LoRE | Red Flag Warning - Large Fires | Vegetation Contact | Aggregated | 2050 | 1.2725e-05 | 768.4668 | 0.0097788 | 2050 | Mitigation | 0.95 | 45 | 0 | esc | 0.00097009 | 1.2344e-08 | 0.00097009 | 1.2344e-08
[120 empty] | 7.3.3.17.5 (Remote Grid) Updates to grid topology to minimize risk of ignition in HFTDs Remote GridWLDFRVegetation ContactAggregated | WLDFR | HFTD - Distribution - Tier 2 - 5QU CoRE ¦ 2QU LoRE | Red Flag Warning - Large Fires | Vegetation Contact | Aggregated | 2051 | 1.2725e-05 | 768.4668 | 0.0097788 | 2051 | Mitigation | 0.95 | 45 | 0 | esc | 0.00097009 | 1.2344e-08 | 0.00097009 | 1.2344e-08
[120 empty] | 7.3.3.17.5 (Remote Grid) Updates to grid topology to minimize risk of ignition in HFTDs Remote GridWLDFRVegetation ContactAggregated | WLDFR | HFTD - Distribution - Tier 2 - 5QU CoRE ¦ 2QU LoRE | Red Flag Warning - Large Fires | Vegetation Contact | Aggregated | 2052 | 1.2725e-05 | 768.4668 | 0.0097788 | 2052 | Mitigation | 0.95 | 45 | 0 | esc | 0.00097009 | 1.2344e-08 | 0.00097009 | 1.2344e-08
[120 empty] | 7.3.3.17.5 (Remote Grid) Updates to grid topology to minimize risk of ignition in HFTDs Remote GridWLDFRVegetation ContactAggregated | WLDFR | HFTD - Distribution - Tier 2 - 5QU CoRE ¦ 2QU LoRE | Red Flag Warning - Large Fires | Vegetation Contact | Aggregated | 2053 | 1.2725e-05 | 768.4668 | 0.0097788 | 2053 | Mitigation | 0.95 | 45 | 0 | esc | 0.00097009 | 1.2344e-08 | 0.00097009 | 1.2344e-08
[120 empty] | 7.3.3.17.5 (Remote Grid) Updates to grid topology to minimize risk of ignition in HFTDs Remote GridWLDFRVegetation ContactAggregated | WLDFR | HFTD - Distribution - Tier 2 - 5QU CoRE ¦ 2QU LoRE | Red Flag Warning - Large Fires | Vegetation Contact | Aggregated | 2054 | 1.2725e-05 | 768.4668 | 0.0097788 | 2054 | Mitigation | 0.95 | 45 | 0 | esc | 0.00097009 | 1.2344e-08 | 0.00097009 | 1.2344e-08
[120 empty] | 7.3.3.17.5 (Remote Grid) Updates to grid topology to minimize risk of ignition in HFTDs Remote GridWLDFRVegetation ContactAggregated | WLDFR | HFTD - Distribution - Tier 2 - 5QU CoRE ¦ 2QU LoRE | Red Flag Warning - Large Fires | Vegetation Contact | Aggregated | 2055 | 1.2725e-05 | 768.4668 | 0.0097788 | 2055 | Mitigation | 0.95 | 45 | 0 | esc | 0.00097009 | 1.2344e-08 | 0.00097009 | 1.2344e-08
[120 empty] | 7.3.3.17.5 (Remote Grid) Updates to grid topology to minimize risk of ignition in HFTDs Remote GridWLDFRVegetation ContactAggregated | WLDFR | HFTD - Distribution - Tier 2 - 5QU CoRE ¦ 2QU LoRE | Red Flag Warning - Large Fires | Vegetation Contact | Aggregated | 2056 | 1.2725e-05 | 768.4668 | 0.0097788 | 2056 | Mitigation | 0.95 | 45 | 0 | esc | 0.00097009 | 1.2344e-08 | 0.00097009 | 1.2344e-08
[120 empty] | 7.3.3.17.5 (Remote Grid) Updates to grid topology to minimize risk of ignition in HFTDs Remote GridWLDFRVegetation ContactAggregated | WLDFR | HFTD - Distribution - Tier 2 - 5QU CoRE ¦ 2QU LoRE | Red Flag Warning - Large Fires | Vegetation Contact | Aggregated | 2057 | 1.2725e-05 | 768.4668 | 0.0097788 | 2057 | Mitigation | 0.95 | 45 | 0 | esc | 0.00097009 | 1.2344e-08 | 0.00097009 | 1.2344e-08
[120 empty] | 7.3.3.17.5 (Remote Grid) Updates to grid topology to minimize risk of ignition in HFTDs Remote GridWLDFRVegetation ContactAggregated | WLDFR | HFTD - Distribution - Tier 2 - 5QU CoRE ¦ 2QU LoRE | Red Flag Warning - Large Fires | Vegetation Contact | Aggregated | 2058 | 1.2725e-05 | 768.4668 | 0.0097788 | 2058 | Mitigation | 0.95 | 45 | 0 | esc | 0.00097009 | 1.2344e-08 | 0.00097009 | 1.2344e-08
[120 empty] | 7.3.3.17.5 (Remote Grid) Updates to grid topology to minimize risk of ignition in HFTDs Remote GridWLDFRVegetation ContactAggregated | WLDFR | HFTD - Distribution - Tier 2 - 5QU CoRE ¦ 2QU LoRE | Red Flag Warning - Large Fires | Vegetation Contact | Aggregated | 2059 | 1.2725e-05 | 768.4668 | 0.0097788 | 2059 | Mitigation | 0.95 | 45 | 0 | esc | 0.00097009 | 1.2344e-08 | 0.00097009 | 1.2344e-08
[120 empty] | 7.3.3.17.5 (Remote Grid) Updates to grid topology to minimize risk of ignition in HFTDs Remote GridWLDFRVegetation ContactAggregated | WLDFR | HFTD - Distribution - Tier 2 - 5QU CoRE ¦ 2QU LoRE | Red Flag Warning - Large Fires | Vegetation Contact | Aggregated | 2060 | 1.2725e-05 | 768.4668 | 0.0097788 | 2060 | Mitigation | 0.95 | 45 | 0 | esc | 0.00097009 | 1.2344e-08 | 0.00097009 | 1.2344e-08
[120 empty] | 7.3.3.17.5 (Remote Grid) Updates to grid topology to minimize risk of ignition in HFTDs Remote GridWLDFRVegetation ContactAggregated | WLDFR | HFTD - Distribution - Tier 2 - 5QU CoRE ¦ 2QU LoRE | Red Flag Warning - Large Fires | Vegetation Contact | Aggregated | 2061 | 1.2725e-05 | 768.4668 | 0.0097788 | 2061 | Mitigation | 0.95 | 45 | 0 | esc | 0.00097009 | 1.2344e-08 | 0.00097009 | 1.2344e-08
[120 empty] | 7.3.3.17.5 (Remote Grid) Updates to grid topology to minimize risk of ignition in HFTDs Remote GridWLDFRVegetation ContactAggregated | WLDFR | HFTD - Distribution - Tier 2 - 5QU CoRE ¦ 2QU LoRE | Red Flag Warning - Large Fires | Vegetation Contact | Aggregated | 2062 | 1.2725e-05 | 768.4668 | 0.0097788 | 2062 | Mitigation | 0.95 | 45 | 0 | esc | 0.00097009 | 1.2344e-08 | 0.00097009 | 1.2344e-08
[120 empty] | 7.3.3.17.5 (Remote Grid) Updates to grid topology to minimize risk of ignition in HFTDs Remote GridWLDFRVegetation ContactAggregated | WLDFR | HFTD - Distribution - Tier 2 - 5QU CoRE ¦ 2QU LoRE | Red Flag Warning - Large Fires | Vegetation Contact | Aggregated | 2063 | 1.2725e-05 | 768.4668 | 0.0097788 | 2063 | Mitigation | 0.95 | 45 | 0 | esc | 0.00097009 | 1.2344e-08 | 0.00097009 | 1.2344e-08
[120 empty] | 7.3.3.17.5 (Remote Grid) Updates to grid topology to minimize risk of ignition in HFTDs Remote GridWLDFRVegetation ContactAggregated | WLDFR | HFTD - Distribution - Tier 2 - 5QU CoRE ¦ 2QU LoRE | Red Flag Warning - Large Fires | Vegetation Contact | Aggregated | 2064 | 1.2725e-05 | 768.4668 | 0.0097788 | 2064 | Mitigation | 0.95 | 45 | 0 | esc | 0.00097009 | 1.2344e-08 | 0.00097009 | 1.2344e-08
[120 empty] | 7.3.3.17.5 (Remote Grid) Updates to grid topology to minimize risk of ignition in HFTDs Remote GridWLDFRVegetation ContactAggregated | WLDFR | HFTD - Distribution - Tier 2 - 5QU CoRE ¦ 2QU LoRE | Red Flag Warning - Large Fires | Vegetation Contact | Aggregated | 2065 | 1.2725e-05 | 768.4668 | 0.0097788 | 2065 | Mitigation | 0.95 | 45 | 0 | esc | 0.00097009 | 1.2344e-08 | 0.00097009 | 1.2344e-08
[120 empty] | 7.3.3.17.5 (Remote Grid) Updates to grid topology to minimize risk of ignition in HFTDs Remote GridWLDFRVegetation ContactAggregated | WLDFR | HFTD - Distribution - Tier 2 - 5QU CoRE ¦ 2QU LoRE | Red Flag Warning - Large Fires | Vegetation Contact | Aggregated | 2066 | 1.2725e-05 | 768.4668 | 0.0097788 | 2066 | Mitigation | 0.95 | 45 | 0 | esc | 0.00097009 | 1.2344e-08 | 0.00097009 | 1.2344e-08
[120 empty] | 7.3.3.17.5 (Remote Grid) Updates to grid topology to minimize risk of ignition in HFTDs Remote GridWLDFRVegetation ContactAggregated | WLDFR | HFTD - Distribution - Tier 2 - 5QU CoRE ¦ 2QU LoRE | Red Flag Warning - Large Fires | Vegetation Contact | Aggregated | 2067 | 1.2725e-05 | 768.4668 | 0.0097788 | 2067 | Mitigation | 0.95 | 45 | 0 | esc | 0 | 0 | 0.00097009 | 1.2344e-08
[120 empty] | 7.3.3.17.5 (Remote Grid) Updates to grid topology to minimize risk of ignition in HFTDs Remote GridWLDFRContact from objectAggregated | WLDFR | HFTD - Distribution - Tier 2 - 5QU CoRE ¦ 2QU LoRE | Red Flag Warning - Small Fires | Contact from object | Aggregated | 2022 | 4.0571e-05 | 768.4668 | 0.031177 | 2022 | Mitigation | 0.95 | 45 | 0 | esc | 0.00097009 | 3.9357e-08 | 0 | 0
[120 empty] | 7.3.3.17.5 (Remote Grid) Updates to grid topology to minimize risk of ignition in HFTDs Remote GridWLDFRContact from objectAggregated | WLDFR | HFTD - Distribution - Tier 2 - 5QU CoRE ¦ 2QU LoRE | Red Flag Warning - Small Fires | Contact from object | Aggregated | 2023 | 4.0571e-05 | 768.4668 | 0.031177 | 2023 | Mitigation | 0.95 | 45 | 0 | esc | 0.00097009 | 3.9357e-08 | 0.00097009 | 3.9357e-08
[120 empty] | 7.3.3.17.5 (Remote Grid) Updates to grid topology to minimize risk of ignition in HFTDs Remote GridWLDFRContact from objectAggregated | WLDFR | HFTD - Distribution - Tier 2 - 5QU CoRE ¦ 2QU LoRE | Red Flag Warning - Small Fires | Contact from object | Aggregated | 2024 | 4.0571e-05 | 768.4668 | 0.031177 | 2024 | Mitigation | 0.95 | 45 | 0 | esc | 0.00097009 | 3.9357e-08 | 0.00097009 | 3.9357e-08
[120 empty] | 7.3.3.17.5 (Remote Grid) Updates to grid topology to minimize risk of ignition in HFTDs Remote GridWLDFRContact from objectAggregated | WLDFR | HFTD - Distribution - Tier 2 - 5QU CoRE ¦ 2QU LoRE | Red Flag Warning - Small Fires | Contact from object | Aggregated | 2025 | 4.0571e-05 | 768.4668 | 0.031177 | 2025 | Mitigation | 0.95 | 45 | 0 | esc | 0.00097009 | 3.9357e-08 | 0.00097009 | 3.9357e-08
[120 empty] | 7.3.3.17.5 (Remote Grid) Updates to grid topology to minimize risk of ignition in HFTDs Remote GridWLDFRContact from objectAggregated | WLDFR | HFTD - Distribution - Tier 2 - 5QU CoRE ¦ 2QU LoRE | Red Flag Warning - Small Fires | Contact from object | Aggregated | 2026 | 4.0571e-05 | 768.4668 | 0.031177 | 2026 | Mitigation | 0.95 | 45 | 0 | esc | 0.00097009 | 3.9357e-08 | 0.00097009 | 3.9357e-08
[120 empty] | 7.3.3.17.5 (Remote Grid) Updates to grid topology to minimize risk of ignition in HFTDs Remote GridWLDFRContact from objectAggregated | WLDFR | HFTD - Distribution - Tier 2 - 5QU CoRE ¦ 2QU LoRE | Red Flag Warning - Small Fires | Contact from object | Aggregated | 2027 | 4.0571e-05 | 768.4668 | 0.031177 | 2027 | Mitigation | 0.95 | 45 | 0 | esc | 0.00097009 | 3.9357e-08 | 0.00097009 | 3.9357e-08
[120 empty] | 7.3.3.17.5 (Remote Grid) Updates to grid topology to minimize risk of ignition in HFTDs Remote GridWLDFRContact from objectAggregated | WLDFR | HFTD - Distribution - Tier 2 - 5QU CoRE ¦ 2QU LoRE | Red Flag Warning - Small Fires | Contact from object | Aggregated | 2028 | 4.0571e-05 | 768.4668 | 0.031177 | 2028 | Mitigation | 0.95 | 45 | 0 | esc | 0.00097009 | 3.9357e-08 | 0.00097009 | 3.9357e-08
[120 empty] | 7.3.3.17.5 (Remote Grid) Updates to grid topology to minimize risk of ignition in HFTDs Remote GridWLDFRContact from objectAggregated | WLDFR | HFTD - Distribution - Tier 2 - 5QU CoRE ¦ 2QU LoRE | Red Flag Warning - Small Fires | Contact from object | Aggregated | 2029 | 4.0571e-05 | 768.4668 | 0.031177 | 2029 | Mitigation | 0.95 | 45 | 0 | esc | 0.00097009 | 3.9357e-08 | 0.00097009 | 3.9357e-08
[120 empty] | 7.3.3.17.5 (Remote Grid) Updates to grid topology to minimize risk of ignition in HFTDs Remote GridWLDFRContact from objectAggregated | WLDFR | HFTD - Distribution - Tier 2 - 5QU CoRE ¦ 2QU LoRE | Red Flag Warning - Small Fires | Contact from object | Aggregated | 2030 | 4.0571e-05 | 768.4668 | 0.031177 | 2030 | Mitigation | 0.95 | 45 | 0 | esc | 0.00097009 | 3.9357e-08 | 0.00097009 | 3.9357e-08
[120 empty] | 7.3.3.17.5 (Remote Grid) Updates to grid topology to minimize risk of ignition in HFTDs Remote GridWLDFRContact from objectAggregated | WLDFR | HFTD - Distribution - Tier 2 - 5QU CoRE ¦ 2QU LoRE | Red Flag Warning - Small Fires | Contact from object | Aggregated | 2031 | 4.0571e-05 | 768.4668 | 0.031177 | 2031 | Mitigation | 0.95 | 45 | 0 | esc | 0.00097009 | 3.9357e-08 | 0.00097009 | 3.9357e-08
[120 empty] | 7.3.3.17.5 (Remote Grid) Updates to grid topology to minimize risk of ignition in HFTDs Remote GridWLDFRContact from objectAggregated | WLDFR | HFTD - Distribution - Tier 2 - 5QU CoRE ¦ 2QU LoRE | Red Flag Warning - Small Fires | Contact from object | Aggregated | 2032 | 4.0571e-05 | 768.4668 | 0.031177 | 2032 | Mitigation | 0.95 | 45 | 0 | esc | 0.00097009 | 3.9357e-08 | 0.00097009 | 3.9357e-08
[120 empty] | 7.3.3.17.5 (Remote Grid) Updates to grid topology to minimize risk of ignition in HFTDs Remote GridWLDFRContact from objectAggregated | WLDFR | HFTD - Distribution - Tier 2 - 5QU CoRE ¦ 2QU LoRE | Red Flag Warning - Small Fires | Contact from object | Aggregated | 2033 | 4.0571e-05 | 768.4668 | 0.031177 | 2033 | Mitigation | 0.95 | 45 | 0 | esc | 0.00097009 | 3.9357e-08 | 0.00097009 | 3.9357e-08
[120 empty] | 7.3.3.17.5 (Remote Grid) Updates to grid topology to minimize risk of ignition in HFTDs Remote GridWLDFRContact from objectAggregated | WLDFR | HFTD - Distribution - Tier 2 - 5QU CoRE ¦ 2QU LoRE | Red Flag Warning - Small Fires | Contact from object | Aggregated | 2034 | 4.0571e-05 | 768.4668 | 0.031177 | 2034 | Mitigation | 0.95 | 45 | 0 | esc | 0.00097009 | 3.9357e-08 | 0.00097009 | 3.9357e-08
[120 empty] | 7.3.3.17.5 (Remote Grid) Updates to grid topology to minimize risk of ignition in HFTDs Remote GridWLDFRContact from objectAggregated | WLDFR | HFTD - Distribution - Tier 2 - 5QU CoRE ¦ 2QU LoRE | Red Flag Warning - Small Fires | Contact from object | Aggregated | 2035 | 4.0571e-05 | 768.4668 | 0.031177 | 2035 | Mitigation | 0.95 | 45 | 0 | esc | 0.00097009 | 3.9357e-08 | 0.00097009 | 3.9357e-08
[120 empty] | 7.3.3.17.5 (Remote Grid) Updates to grid topology to minimize risk of ignition in HFTDs Remote GridWLDFRContact from objectAggregated | WLDFR | HFTD - Distribution - Tier 2 - 5QU CoRE ¦ 2QU LoRE | Red Flag Warning - Small Fires | Contact from object | Aggregated | 2036 | 4.0571e-05 | 768.4668 | 0.031177 | 2036 | Mitigation | 0.95 | 45 | 0 | esc | 0.00097009 | 3.9357e-08 | 0.00097009 | 3.9357e-08
[120 empty] | 7.3.3.17.5 (Remote Grid) Updates to grid topology to minimize risk of ignition in HFTDs Remote GridWLDFRContact from objectAggregated | WLDFR | HFTD - Distribution - Tier 2 - 5QU CoRE ¦ 2QU LoRE | Red Flag Warning - Small Fires | Contact from object | Aggregated | 2037 | 4.0571e-05 | 768.4668 | 0.031177 | 2037 | Mitigation | 0.95 | 45 | 0 | esc | 0.00097009 | 3.9357e-08 | 0.00097009 | 3.9357e-08
[120 empty] | 7.3.3.17.5 (Remote Grid) Updates to grid topology to minimize risk of ignition in HFTDs Remote GridWLDFRContact from objectAggregated | WLDFR | HFTD - Distribution - Tier 2 - 5QU CoRE ¦ 2QU LoRE | Red Flag Warning - Small Fires | Contact from object | Aggregated | 2038 | 4.0571e-05 | 768.4668 | 0.031177 | 2038 | Mitigation | 0.95 | 45 | 0 | esc | 0.00097009 | 3.9357e-08 | 0.00097009 | 3.9357e-08
[120 empty] | 7.3.3.17.5 (Remote Grid) Updates to grid topology to minimize risk of ignition in HFTDs Remote GridWLDFRContact from objectAggregated | WLDFR | HFTD - Distribution - Tier 2 - 5QU CoRE ¦ 2QU LoRE | Red Flag Warning - Small Fires | Contact from object | Aggregated | 2039 | 4.0571e-05 | 768.4668 | 0.031177 | 2039 | Mitigation | 0.95 | 45 | 0 | esc | 0.00097009 | 3.9357e-08 | 0.00097009 | 3.9357e-08
[120 empty] | 7.3.3.17.5 (Remote Grid) Updates to grid topology to minimize risk of ignition in HFTDs Remote GridWLDFRContact from objectAggregated | WLDFR | HFTD - Distribution - Tier 2 - 5QU CoRE ¦ 2QU LoRE | Red Flag Warning - Small Fires | Contact from object | Aggregated | 2040 | 4.0571e-05 | 768.4668 | 0.031177 | 2040 | Mitigation | 0.95 | 45 | 0 | esc | 0.00097009 | 3.9357e-08 | 0.00097009 | 3.9357e-08
[120 empty] | 7.3.3.17.5 (Remote Grid) Updates to grid topology to minimize risk of ignition in HFTDs Remote GridWLDFRContact from objectAggregated | WLDFR | HFTD - Distribution - Tier 2 - 5QU CoRE ¦ 2QU LoRE | Red Flag Warning - Small Fires | Contact from object | Aggregated | 2041 | 4.0571e-05 | 768.4668 | 0.031177 | 2041 | Mitigation | 0.95 | 45 | 0 | esc | 0.00097009 | 3.9357e-08 | 0.00097009 | 3.9357e-08
[120 empty] | 7.3.3.17.5 (Remote Grid) Updates to grid topology to minimize risk of ignition in HFTDs Remote GridWLDFRContact from objectAggregated | WLDFR | HFTD - Distribution - Tier 2 - 5QU CoRE ¦ 2QU LoRE | Red Flag Warning - Small Fires | Contact from object | Aggregated | 2042 | 4.0571e-05 | 768.4668 | 0.031177 | 2042 | Mitigation | 0.95 | 45 | 0 | esc | 0.00097009 | 3.9357e-08 | 0.00097009 | 3.9357e-08
[120 empty] | 7.3.3.17.5 (Remote Grid) Updates to grid topology to minimize risk of ignition in HFTDs Remote GridWLDFRContact from objectAggregated | WLDFR | HFTD - Distribution - Tier 2 - 5QU CoRE ¦ 2QU LoRE | Red Flag Warning - Small Fires | Contact from object | Aggregated | 2043 | 4.0571e-05 | 768.4668 | 0.031177 | 2043 | Mitigation | 0.95 | 45 | 0 | esc | 0.00097009 | 3.9357e-08 | 0.00097009 | 3.9357e-08
[120 empty] | 7.3.3.17.5 (Remote Grid) Updates to grid topology to minimize risk of ignition in HFTDs Remote GridWLDFRContact from objectAggregated | WLDFR | HFTD - Distribution - Tier 2 - 5QU CoRE ¦ 2QU LoRE | Red Flag Warning - Small Fires | Contact from object | Aggregated | 2044 | 4.0571e-05 | 768.4668 | 0.031177 | 2044 | Mitigation | 0.95 | 45 | 0 | esc | 0.00097009 | 3.9357e-08 | 0.00097009 | 3.9357e-08
[120 empty] | 7.3.3.17.5 (Remote Grid) Updates to grid topology to minimize risk of ignition in HFTDs Remote GridWLDFRContact from objectAggregated | WLDFR | HFTD - Distribution - Tier 2 - 5QU CoRE ¦ 2QU LoRE | Red Flag Warning - Small Fires | Contact from object | Aggregated | 2045 | 4.0571e-05 | 768.4668 | 0.031177 | 2045 | Mitigation | 0.95 | 45 | 0 | esc | 0.00097009 | 3.9357e-08 | 0.00097009 | 3.9357e-08
[120 empty] | 7.3.3.17.5 (Remote Grid) Updates to grid topology to minimize risk of ignition in HFTDs Remote GridWLDFRContact from objectAggregated | WLDFR | HFTD - Distribution - Tier 2 - 5QU CoRE ¦ 2QU LoRE | Red Flag Warning - Small Fires | Contact from object | Aggregated | 2046 | 4.0571e-05 | 768.4668 | 0.031177 | 2046 | Mitigation | 0.95 | 45 | 0 | esc | 0.00097009 | 3.9357e-08 | 0.00097009 | 3.9357e-08
[120 empty] | 7.3.3.17.5 (Remote Grid) Updates to grid topology to minimize risk of ignition in HFTDs Remote GridWLDFRContact from objectAggregated | WLDFR | HFTD - Distribution - Tier 2 - 5QU CoRE ¦ 2QU LoRE | Red Flag Warning - Small Fires | Contact from object | Aggregated | 2047 | 4.0571e-05 | 768.4668 | 0.031177 | 2047 | Mitigation | 0.95 | 45 | 0 | esc | 0.00097009 | 3.9357e-08 | 0.00097009 | 3.9357e-08
[120 empty] | 7.3.3.17.5 (Remote Grid) Updates to grid topology to minimize risk of ignition in HFTDs Remote GridWLDFRContact from objectAggregated | WLDFR | HFTD - Distribution - Tier 2 - 5QU CoRE ¦ 2QU LoRE | Red Flag Warning - Small Fires | Contact from object | Aggregated | 2048 | 4.0571e-05 | 768.4668 | 0.031177 | 2048 | Mitigation | 0.95 | 45 | 0 | esc | 0.00097009 | 3.9357e-08 | 0.00097009 | 3.9357e-08
[120 empty] | 7.3.3.17.5 (Remote Grid) Updates to grid topology to minimize risk of ignition in HFTDs Remote GridWLDFRContact from objectAggregated | WLDFR | HFTD - Distribution - Tier 2 - 5QU CoRE ¦ 2QU LoRE | Red Flag Warning - Small Fires | Contact from object | Aggregated | 2049 | 4.0571e-05 | 768.4668 | 0.031177 | 2049 | Mitigation | 0.95 | 45 | 0 | esc | 0.00097009 | 3.9357e-08 | 0.00097009 | 3.9357e-08
[120 empty] | 7.3.3.17.5 (Remote Grid) Updates to grid topology to minimize risk of ignition in HFTDs Remote GridWLDFRContact from objectAggregated | WLDFR | HFTD - Distribution - Tier 2 - 5QU CoRE ¦ 2QU LoRE | Red Flag Warning - Small Fires | Contact from object | Aggregated | 2050 | 4.0571e-05 | 768.4668 | 0.031177 | 2050 | Mitigation | 0.95 | 45 | 0 | esc | 0.00097009 | 3.9357e-08 | 0.00097009 | 3.9357e-08
[120 empty] | 7.3.3.17.5 (Remote Grid) Updates to grid topology to minimize risk of ignition in HFTDs Remote GridWLDFRContact from objectAggregated | WLDFR | HFTD - Distribution - Tier 2 - 5QU CoRE ¦ 2QU LoRE | Red Flag Warning - Small Fires | Contact from object | Aggregated | 2051 | 4.0571e-05 | 768.4668 | 0.031177 | 2051 | Mitigation | 0.95 | 45 | 0 | esc | 0.00097009 | 3.9357e-08 | 0.00097009 | 3.9357e-08
[120 empty] | 7.3.3.17.5 (Remote Grid) Updates to grid topology to minimize risk of ignition in HFTDs Remote GridWLDFRContact from objectAggregated | WLDFR | HFTD - Distribution - Tier 2 - 5QU CoRE ¦ 2QU LoRE | Red Flag Warning - Small Fires | Contact from object | Aggregated | 2052 | 4.0571e-05 | 768.4668 | 0.031177 | 2052 | Mitigation | 0.95 | 45 | 0 | esc | 0.00097009 | 3.9357e-08 | 0.00097009 | 3.9357e-08
[120 empty] | 7.3.3.17.5 (Remote Grid) Updates to grid topology to minimize risk of ignition in HFTDs Remote GridWLDFRContact from objectAggregated | WLDFR | HFTD - Distribution - Tier 2 - 5QU CoRE ¦ 2QU LoRE | Red Flag Warning - Small Fires | Contact from object | Aggregated | 2053 | 4.0571e-05 | 768.4668 | 0.031177 | 2053 | Mitigation | 0.95 | 45 | 0 | esc | 0.00097009 | 3.9357e-08 | 0.00097009 | 3.9357e-08
[120 empty] | 7.3.3.17.5 (Remote Grid) Updates to grid topology to minimize risk of ignition in HFTDs Remote GridWLDFRContact from objectAggregated | WLDFR | HFTD - Distribution - Tier 2 - 5QU CoRE ¦ 2QU LoRE | Red Flag Warning - Small Fires | Contact from object | Aggregated | 2054 | 4.0571e-05 | 768.4668 | 0.031177 | 2054 | Mitigation | 0.95 | 45 | 0 | esc | 0.00097009 | 3.9357e-08 | 0.00097009 | 3.9357e-08
[120 empty] | 7.3.3.17.5 (Remote Grid) Updates to grid topology to minimize risk of ignition in HFTDs Remote GridWLDFRContact from objectAggregated | WLDFR | HFTD - Distribution - Tier 2 - 5QU CoRE ¦ 2QU LoRE | Red Flag Warning - Small Fires | Contact from object | Aggregated | 2055 | 4.0571e-05 | 768.4668 | 0.031177 | 2055 | Mitigation | 0.95 | 45 | 0 | esc | 0.00097009 | 3.9357e-08 | 0.00097009 | 3.9357e-08
[120 empty] | 7.3.3.17.5 (Remote Grid) Updates to grid topology to minimize risk of ignition in HFTDs Remote GridWLDFRContact from objectAggregated | WLDFR | HFTD - Distribution - Tier 2 - 5QU CoRE ¦ 2QU LoRE | Red Flag Warning - Small Fires | Contact from object | Aggregated | 2056 | 4.0571e-05 | 768.4668 | 0.031177 | 2056 | Mitigation | 0.95 | 45 | 0 | esc | 0.00097009 | 3.9357e-08 | 0.00097009 | 3.9357e-08
[120 empty] | 7.3.3.17.5 (Remote Grid) Updates to grid topology to minimize risk of ignition in HFTDs Remote GridWLDFRContact from objectAggregated | WLDFR | HFTD - Distribution - Tier 2 - 5QU CoRE ¦ 2QU LoRE | Red Flag Warning - Small Fires | Contact from object | Aggregated | 2057 | 4.0571e-05 | 768.4668 | 0.031177 | 2057 | Mitigation | 0.95 | 45 | 0 | esc | 0.00097009 | 3.9357e-08 | 0.00097009 | 3.9357e-08
[120 empty] | 7.3.3.17.5 (Remote Grid) Updates to grid topology to minimize risk of ignition in HFTDs Remote GridWLDFRContact from objectAggregated | WLDFR | HFTD - Distribution - Tier 2 - 5QU CoRE ¦ 2QU LoRE | Red Flag Warning - Small Fires | Contact from object | Aggregated | 2058 | 4.0571e-05 | 768.4668 | 0.031177 | 2058 | Mitigation | 0.95 | 45 | 0 | esc | 0.00097009 | 3.9357e-08 | 0.00097009 | 3.9357e-08
[120 empty] | 7.3.3.17.5 (Remote Grid) Updates to grid topology to minimize risk of ignition in HFTDs Remote GridWLDFRContact from objectAggregated | WLDFR | HFTD - Distribution - Tier 2 - 5QU CoRE ¦ 2QU LoRE | Red Flag Warning - Small Fires | Contact from object | Aggregated | 2059 | 4.0571e-05 | 768.4668 | 0.031177 | 2059 | Mitigation | 0.95 | 45 | 0 | esc | 0.00097009 | 3.9357e-08 | 0.00097009 | 3.9357e-08
[120 empty] | 7.3.3.17.5 (Remote Grid) Updates to grid topology to minimize risk of ignition in HFTDs Remote GridWLDFRContact from objectAggregated | WLDFR | HFTD - Distribution - Tier 2 - 5QU CoRE ¦ 2QU LoRE | Red Flag Warning - Small Fires | Contact from object | Aggregated | 2060 | 4.0571e-05 | 768.4668 | 0.031177 | 2060 | Mitigation | 0.95 | 45 | 0 | esc | 0.00097009 | 3.9357e-08 | 0.00097009 | 3.9357e-08
[120 empty] | 7.3.3.17.5 (Remote Grid) Updates to grid topology to minimize risk of ignition in HFTDs Remote GridWLDFRContact from objectAggregated | WLDFR | HFTD - Distribution - Tier 2 - 5QU CoRE ¦ 2QU LoRE | Red Flag Warning - Small Fires | Contact from object | Aggregated | 2061 | 4.0571e-05 | 768.4668 | 0.031177 | 2061 | Mitigation | 0.95 | 45 | 0 | esc | 0.00097009 | 3.9357e-08 | 0.00097009 | 3.9357e-08
[120 empty] | 7.3.3.17.5 (Remote Grid) Updates to grid topology to minimize risk of ignition in HFTDs Remote GridWLDFRContact from objectAggregated | WLDFR | HFTD - Distribution - Tier 2 - 5QU CoRE ¦ 2QU LoRE | Red Flag Warning - Small Fires | Contact from object | Aggregated | 2062 | 4.0571e-05 | 768.4668 | 0.031177 | 2062 | Mitigation | 0.95 | 45 | 0 | esc | 0.00097009 | 3.9357e-08 | 0.00097009 | 3.9357e-08
[120 empty] | 7.3.3.17.5 (Remote Grid) Updates to grid topology to minimize risk of ignition in HFTDs Remote GridWLDFRContact from objectAggregated | WLDFR | HFTD - Distribution - Tier 2 - 5QU CoRE ¦ 2QU LoRE | Red Flag Warning - Small Fires | Contact from object | Aggregated | 2063 | 4.0571e-05 | 768.4668 | 0.031177 | 2063 | Mitigation | 0.95 | 45 | 0 | esc | 0.00097009 | 3.9357e-08 | 0.00097009 | 3.9357e-08
[120 empty] | 7.3.3.17.5 (Remote Grid) Updates to grid topology to minimize risk of ignition in HFTDs Remote GridWLDFRContact from objectAggregated | WLDFR | HFTD - Distribution - Tier 2 - 5QU CoRE ¦ 2QU LoRE | Red Flag Warning - Small Fires | Contact from object | Aggregated | 2064 | 4.0571e-05 | 768.4668 | 0.031177 | 2064 | Mitigation | 0.95 | 45 | 0 | esc | 0.00097009 | 3.9357e-08 | 0.00097009 | 3.9357e-08
[120 empty] | 7.3.3.17.5 (Remote Grid) Updates to grid topology to minimize risk of ignition in HFTDs Remote GridWLDFRContact from objectAggregated | WLDFR | HFTD - Distribution - Tier 2 - 5QU CoRE ¦ 2QU LoRE | Red Flag Warning - Small Fires | Contact from object | Aggregated | 2065 | 4.0571e-05 | 768.4668 | 0.031177 | 2065 | Mitigation | 0.95 | 45 | 0 | esc | 0.00097009 | 3.9357e-08 | 0.00097009 | 3.9357e-08
[120 empty] | 7.3.3.17.5 (Remote Grid) Updates to grid topology to minimize risk of ignition in HFTDs Remote GridWLDFRContact from objectAggregated | WLDFR | HFTD - Distribution - Tier 2 - 5QU CoRE ¦ 2QU LoRE | Red Flag Warning - Small Fires | Contact from object | Aggregated | 2066 | 4.0571e-05 | 768.4668 | 0.031177 | 2066 | Mitigation | 0.95 | 45 | 0 | esc | 0.00097009 | 3.9357e-08 | 0.00097009 | 3.9357e-08
[120 empty] | 7.3.3.17.5 (Remote Grid) Updates to grid topology to minimize risk of ignition in HFTDs Remote GridWLDFRContact from objectAggregated | WLDFR | HFTD - Distribution - Tier 2 - 5QU CoRE ¦ 2QU LoRE | Red Flag Warning - Small Fires | Contact from object | Aggregated | 2067 | 4.0571e-05 | 768.4668 | 0.031177 | 2067 | Mitigation | 0.95 | 45 | 0 | esc | 0 | 0 | 0.00097009 | 3.9357e-08
[120 empty] | 7.3.3.17.5 (Remote Grid) Updates to grid topology to minimize risk of ignition in HFTDs Remote GridWLDFRContaminationAggregated | WLDFR | HFTD - Distribution - Tier 2 - 5QU CoRE ¦ 2QU LoRE | Red Flag Warning - Small Fires | Contamination | Aggregated | 2022 | 2.9079e-07 | 768.4668 | 0.00022346 | 2022 | Mitigation | 0.95 | 45 | 0 | esc | 0.00097009 | 2.8209e-10 | 0 | 0
[120 empty] | 7.3.3.17.5 (Remote Grid) Updates to grid topology to minimize risk of ignition in HFTDs Remote GridWLDFRContaminationAggregated | WLDFR | HFTD - Distribution - Tier 2 - 5QU CoRE ¦ 2QU LoRE | Red Flag Warning - Small Fires | Contamination | Aggregated | 2023 | 2.9079e-07 | 768.4668 | 0.00022346 | 2023 | Mitigation | 0.95 | 45 | 0 | esc | 0.00097009 | 2.8209e-10 | 0.00097009 | 2.8209e-10
[120 empty] | 7.3.3.17.5 (Remote Grid) Updates to grid topology to minimize risk of ignition in HFTDs Remote GridWLDFRContaminationAggregated | WLDFR | HFTD - Distribution - Tier 2 - 5QU CoRE ¦ 2QU LoRE | Red Flag Warning - Small Fires | Contamination | Aggregated | 2024 | 2.9079e-07 | 768.4668 | 0.00022346 | 2024 | Mitigation | 0.95 | 45 | 0 | esc | 0.00097009 | 2.8209e-10 | 0.00097009 | 2.8209e-10
[120 empty] | 7.3.3.17.5 (Remote Grid) Updates to grid topology to minimize risk of ignition in HFTDs Remote GridWLDFRContaminationAggregated | WLDFR | HFTD - Distribution - Tier 2 - 5QU CoRE ¦ 2QU LoRE | Red Flag Warning - Small Fires | Contamination | Aggregated | 2025 | 2.9079e-07 | 768.4668 | 0.00022346 | 2025 | Mitigation | 0.95 | 45 | 0 | esc | 0.00097009 | 2.8209e-10 | 0.00097009 | 2.8209e-10
[120 empty] | 7.3.3.17.5 (Remote Grid) Updates to grid topology to minimize risk of ignition in HFTDs Remote GridWLDFRContaminationAggregated | WLDFR | HFTD - Distribution - Tier 2 - 5QU CoRE ¦ 2QU LoRE | Red Flag Warning - Small Fires | Contamination | Aggregated | 2026 | 2.9079e-07 | 768.4668 | 0.00022346 | 2026 | Mitigation | 0.95 | 45 | 0 | esc | 0.00097009 | 2.8209e-10 | 0.00097009 | 2.8209e-10
[120 empty] | 7.3.3.17.5 (Remote Grid) Updates to grid topology to minimize risk of ignition in HFTDs Remote GridWLDFRContaminationAggregated | WLDFR | HFTD - Distribution - Tier 2 - 5QU CoRE ¦ 2QU LoRE | Red Flag Warning - Small Fires | Contamination | Aggregated | 2027 | 2.9079e-07 | 768.4668 | 0.00022346 | 2027 | Mitigation | 0.95 | 45 | 0 | esc | 0.00097009 | 2.8209e-10 | 0.00097009 | 2.8209e-10
[120 empty] | 7.3.3.17.5 (Remote Grid) Updates to grid topology to minimize risk of ignition in HFTDs Remote GridWLDFRContaminationAggregated | WLDFR | HFTD - Distribution - Tier 2 - 5QU CoRE ¦ 2QU LoRE | Red Flag Warning - Small Fires | Contamination | Aggregated | 2028 | 2.9079e-07 | 768.4668 | 0.00022346 | 2028 | Mitigation | 0.95 | 45 | 0 | esc | 0.00097009 | 2.8209e-10 | 0.00097009 | 2.8209e-10
[120 empty] | 7.3.3.17.5 (Remote Grid) Updates to grid topology to minimize risk of ignition in HFTDs Remote GridWLDFRContaminationAggregated | WLDFR | HFTD - Distribution - Tier 2 - 5QU CoRE ¦ 2QU LoRE | Red Flag Warning - Small Fires | Contamination | Aggregated | 2029 | 2.9079e-07 | 768.4668 | 0.00022346 | 2029 | Mitigation | 0.95 | 45 | 0 | esc | 0.00097009 | 2.8209e-10 | 0.00097009 | 2.8209e-10
[120 empty] | 7.3.3.17.5 (Remote Grid) Updates to grid topology to minimize risk of ignition in HFTDs Remote GridWLDFRContaminationAggregated | WLDFR | HFTD - Distribution - Tier 2 - 5QU CoRE ¦ 2QU LoRE | Red Flag Warning - Small Fires | Contamination | Aggregated | 2030 | 2.9079e-07 | 768.4668 | 0.00022346 | 2030 | Mitigation | 0.95 | 45 | 0 | esc | 0.00097009 | 2.8209e-10 | 0.00097009 | 2.8209e-10
[120 empty] | 7.3.3.17.5 (Remote Grid) Updates to grid topology to minimize risk of ignition in HFTDs Remote GridWLDFRContaminationAggregated | WLDFR | HFTD - Distribution - Tier 2 - 5QU CoRE ¦ 2QU LoRE | Red Flag Warning - Small Fires | Contamination | Aggregated | 2031 | 2.9079e-07 | 768.4668 | 0.00022346 | 2031 | Mitigation | 0.95 | 45 | 0 | esc | 0.00097009 | 2.8209e-10 | 0.00097009 | 2.8209e-10
[120 empty] | 7.3.3.17.5 (Remote Grid) Updates to grid topology to minimize risk of ignition in HFTDs Remote GridWLDFRContaminationAggregated | WLDFR | HFTD - Distribution - Tier 2 - 5QU CoRE ¦ 2QU LoRE | Red Flag Warning - Small Fires | Contamination | Aggregated | 2032 | 2.9079e-07 | 768.4668 | 0.00022346 | 2032 | Mitigation | 0.95 | 45 | 0 | esc | 0.00097009 | 2.8209e-10 | 0.00097009 | 2.8209e-10
[120 empty] | 7.3.3.17.5 (Remote Grid) Updates to grid topology to minimize risk of ignition in HFTDs Remote GridWLDFRContaminationAggregated | WLDFR | HFTD - Distribution - Tier 2 - 5QU CoRE ¦ 2QU LoRE | Red Flag Warning - Small Fires | Contamination | Aggregated | 2033 | 2.9079e-07 | 768.4668 | 0.00022346 | 2033 | Mitigation | 0.95 | 45 | 0 | esc | 0.00097009 | 2.8209e-10 | 0.00097009 | 2.8209e-10
[120 empty] | 7.3.3.17.5 (Remote Grid) Updates to grid topology to minimize risk of ignition in HFTDs Remote GridWLDFRContaminationAggregated | WLDFR | HFTD - Distribution - Tier 2 - 5QU CoRE ¦ 2QU LoRE | Red Flag Warning - Small Fires | Contamination | Aggregated | 2034 | 2.9079e-07 | 768.4668 | 0.00022346 | 2034 | Mitigation | 0.95 | 45 | 0 | esc | 0.00097009 | 2.8209e-10 | 0.00097009 | 2.8209e-10
[120 empty] | 7.3.3.17.5 (Remote Grid) Updates to grid topology to minimize risk of ignition in HFTDs Remote GridWLDFRContaminationAggregated | WLDFR | HFTD - Distribution - Tier 2 - 5QU CoRE ¦ 2QU LoRE | Red Flag Warning - Small Fires | Contamination | Aggregated | 2035 | 2.9079e-07 | 768.4668 | 0.00022346 | 2035 | Mitigation | 0.95 | 45 | 0 | esc | 0.00097009 | 2.8209e-10 | 0.00097009 | 2.8209e-10
[120 empty] | 7.3.3.17.5 (Remote Grid) Updates to grid topology to minimize risk of ignition in HFTDs Remote GridWLDFRContaminationAggregated | WLDFR | HFTD - Distribution - Tier 2 - 5QU CoRE ¦ 2QU LoRE | Red Flag Warning - Small Fires | Contamination | Aggregated | 2036 | 2.9079e-07 | 768.4668 | 0.00022346 | 2036 | Mitigation | 0.95 | 45 | 0 | esc | 0.00097009 | 2.8209e-10 | 0.00097009 | 2.8209e-10
[120 empty] | 7.3.3.17.5 (Remote Grid) Updates to grid topology to minimize risk of ignition in HFTDs Remote GridWLDFRContaminationAggregated | WLDFR | HFTD - Distribution - Tier 2 - 5QU CoRE ¦ 2QU LoRE | Red Flag Warning - Small Fires | Contamination | Aggregated | 2037 | 2.9079e-07 | 768.4668 | 0.00022346 | 2037 | Mitigation | 0.95 | 45 | 0 | esc | 0.00097009 | 2.8209e-10 | 0.00097009 | 2.8209e-10
[120 empty] | 7.3.3.17.5 (Remote Grid) Updates to grid topology to minimize risk of ignition in HFTDs Remote GridWLDFRContaminationAggregated | WLDFR | HFTD - Distribution - Tier 2 - 5QU CoRE ¦ 2QU LoRE | Red Flag Warning - Small Fires | Contamination | Aggregated | 2038 | 2.9079e-07 | 768.4668 | 0.00022346 | 2038 | Mitigation | 0.95 | 45 | 0 | esc | 0.00097009 | 2.8209e-10 | 0.00097009 | 2.8209e-10
[120 empty] | 7.3.3.17.5 (Remote Grid) Updates to grid topology to minimize risk of ignition in HFTDs Remote GridWLDFRContaminationAggregated | WLDFR | HFTD - Distribution - Tier 2 - 5QU CoRE ¦ 2QU LoRE | Red Flag Warning - Small Fires | Contamination | Aggregated | 2039 | 2.9079e-07 | 768.4668 | 0.00022346 | 2039 | Mitigation | 0.95 | 45 | 0 | esc | 0.00097009 | 2.8209e-10 | 0.00097009 | 2.8209e-10
[120 empty] | 7.3.3.17.5 (Remote Grid) Updates to grid topology to minimize risk of ignition in HFTDs Remote GridWLDFRContaminationAggregated | WLDFR | HFTD - Distribution - Tier 2 - 5QU CoRE ¦ 2QU LoRE | Red Flag Warning - Small Fires | Contamination | Aggregated | 2040 | 2.9079e-07 | 768.4668 | 0.00022346 | 2040 | Mitigation | 0.95 | 45 | 0 | esc | 0.00097009 | 2.8209e-10 | 0.00097009 | 2.8209e-10
[120 empty] | 7.3.3.17.5 (Remote Grid) Updates to grid topology to minimize risk of ignition in HFTDs Remote GridWLDFRContaminationAggregated | WLDFR | HFTD - Distribution - Tier 2 - 5QU CoRE ¦ 2QU LoRE | Red Flag Warning - Small Fires | Contamination | Aggregated | 2041 | 2.9079e-07 | 768.4668 | 0.00022346 | 2041 | Mitigation | 0.95 | 45 | 0 | esc | 0.00097009 | 2.8209e-10 | 0.00097009 | 2.8209e-10
[120 empty] | 7.3.3.17.5 (Remote Grid) Updates to grid topology to minimize risk of ignition in HFTDs Remote GridWLDFRContaminationAggregated | WLDFR | HFTD - Distribution - Tier 2 - 5QU CoRE ¦ 2QU LoRE | Red Flag Warning - Small Fires | Contamination | Aggregated | 2042 | 2.9079e-07 | 768.4668 | 0.00022346 | 2042 | Mitigation | 0.95 | 45 | 0 | esc | 0.00097009 | 2.8209e-10 | 0.00097009 | 2.8209e-10
[120 empty] | 7.3.3.17.5 (Remote Grid) Updates to grid topology to minimize risk of ignition in HFTDs Remote GridWLDFRContaminationAggregated | WLDFR | HFTD - Distribution - Tier 2 - 5QU CoRE ¦ 2QU LoRE | Red Flag Warning - Small Fires | Contamination | Aggregated | 2043 | 2.9079e-07 | 768.4668 | 0.00022346 | 2043 | Mitigation | 0.95 | 45 | 0 | esc | 0.00097009 | 2.8209e-10 | 0.00097009 | 2.8209e-10
[120 empty] | 7.3.3.17.5 (Remote Grid) Updates to grid topology to minimize risk of ignition in HFTDs Remote GridWLDFRContaminationAggregated | WLDFR | HFTD - Distribution - Tier 2 - 5QU CoRE ¦ 2QU LoRE | Red Flag Warning - Small Fires | Contamination | Aggregated | 2044 | 2.9079e-07 | 768.4668 | 0.00022346 | 2044 | Mitigation | 0.95 | 45 | 0 | esc | 0.00097009 | 2.8209e-10 | 0.00097009 | 2.8209e-10
[120 empty] | 7.3.3.17.5 (Remote Grid) Updates to grid topology to minimize risk of ignition in HFTDs Remote GridWLDFRContaminationAggregated | WLDFR | HFTD - Distribution - Tier 2 - 5QU CoRE ¦ 2QU LoRE | Red Flag Warning - Small Fires | Contamination | Aggregated | 2045 | 2.9079e-07 | 768.4668 | 0.00022346 | 2045 | Mitigation | 0.95 | 45 | 0 | esc | 0.00097009 | 2.8209e-10 | 0.00097009 | 2.8209e-10
[120 empty] | 7.3.3.17.5 (Remote Grid) Updates to grid topology to minimize risk of ignition in HFTDs Remote GridWLDFRContaminationAggregated | WLDFR | HFTD - Distribution - Tier 2 - 5QU CoRE ¦ 2QU LoRE | Red Flag Warning - Small Fires | Contamination | Aggregated | 2046 | 2.9079e-07 | 768.4668 | 0.00022346 | 2046 | Mitigation | 0.95 | 45 | 0 | esc | 0.00097009 | 2.8209e-10 | 0.00097009 | 2.8209e-10
[120 empty] | 7.3.3.17.5 (Remote Grid) Updates to grid topology to minimize risk of ignition in HFTDs Remote GridWLDFRContaminationAggregated | WLDFR | HFTD - Distribution - Tier 2 - 5QU CoRE ¦ 2QU LoRE | Red Flag Warning - Small Fires | Contamination | Aggregated | 2047 | 2.9079e-07 | 768.4668 | 0.00022346 | 2047 | Mitigation | 0.95 | 45 | 0 | esc | 0.00097009 | 2.8209e-10 | 0.00097009 | 2.8209e-10
[120 empty] | 7.3.3.17.5 (Remote Grid) Updates to grid topology to minimize risk of ignition in HFTDs Remote GridWLDFRContaminationAggregated | WLDFR | HFTD - Distribution - Tier 2 - 5QU CoRE ¦ 2QU LoRE | Red Flag Warning - Small Fires | Contamination | Aggregated | 2048 | 2.9079e-07 | 768.4668 | 0.00022346 | 2048 | Mitigation | 0.95 | 45 | 0 | esc | 0.00097009 | 2.8209e-10 | 0.00097009 | 2.8209e-10
[120 empty] | 7.3.3.17.5 (Remote Grid) Updates to grid topology to minimize risk of ignition in HFTDs Remote GridWLDFRContaminationAggregated | WLDFR | HFTD - Distribution - Tier 2 - 5QU CoRE ¦ 2QU LoRE | Red Flag Warning - Small Fires | Contamination | Aggregated | 2049 | 2.9079e-07 | 768.4668 | 0.00022346 | 2049 | Mitigation | 0.95 | 45 | 0 | esc | 0.00097009 | 2.8209e-10 | 0.00097009 | 2.8209e-10
[120 empty] | 7.3.3.17.5 (Remote Grid) Updates to grid topology to minimize risk of ignition in HFTDs Remote GridWLDFRContaminationAggregated | WLDFR | HFTD - Distribution - Tier 2 - 5QU CoRE ¦ 2QU LoRE | Red Flag Warning - Small Fires | Contamination | Aggregated | 2050 | 2.9079e-07 | 768.4668 | 0.00022346 | 2050 | Mitigation | 0.95 | 45 | 0 | esc | 0.00097009 | 2.8209e-10 | 0.00097009 | 2.8209e-10
[120 empty] | 7.3.3.17.5 (Remote Grid) Updates to grid topology to minimize risk of ignition in HFTDs Remote GridWLDFRContaminationAggregated | WLDFR | HFTD - Distribution - Tier 2 - 5QU CoRE ¦ 2QU LoRE | Red Flag Warning - Small Fires | Contamination | Aggregated | 2051 | 2.9079e-07 | 768.4668 | 0.00022346 | 2051 | Mitigation | 0.95 | 45 | 0 | esc | 0.00097009 | 2.8209e-10 | 0.00097009 | 2.8209e-10
[120 empty] | 7.3.3.17.5 (Remote Grid) Updates to grid topology to minimize risk of ignition in HFTDs Remote GridWLDFRContaminationAggregated | WLDFR | HFTD - Distribution - Tier 2 - 5QU CoRE ¦ 2QU LoRE | Red Flag Warning - Small Fires | Contamination | Aggregated | 2052 | 2.9079e-07 | 768.4668 | 0.00022346 | 2052 | Mitigation | 0.95 | 45 | 0 | esc | 0.00097009 | 2.8209e-10 | 0.00097009 | 2.8209e-10
[120 empty] | 7.3.3.17.5 (Remote Grid) Updates to grid topology to minimize risk of ignition in HFTDs Remote GridWLDFRContaminationAggregated | WLDFR | HFTD - Distribution - Tier 2 - 5QU CoRE ¦ 2QU LoRE | Red Flag Warning - Small Fires | Contamination | Aggregated | 2053 | 2.9079e-07 | 768.4668 | 0.00022346 | 2053 | Mitigation | 0.95 | 45 | 0 | esc | 0.00097009 | 2.8209e-10 | 0.00097009 | 2.8209e-10
[120 empty] | 7.3.3.17.5 (Remote Grid) Updates to grid topology to minimize risk of ignition in HFTDs Remote GridWLDFRContaminationAggregated | WLDFR | HFTD - Distribution - Tier 2 - 5QU CoRE ¦ 2QU LoRE | Red Flag Warning - Small Fires | Contamination | Aggregated | 2054 | 2.9079e-07 | 768.4668 | 0.00022346 | 2054 | Mitigation | 0.95 | 45 | 0 | esc | 0.00097009 | 2.8209e-10 | 0.00097009 | 2.8209e-10
[120 empty] | 7.3.3.17.5 (Remote Grid) Updates to grid topology to minimize risk of ignition in HFTDs Remote GridWLDFRContaminationAggregated | WLDFR | HFTD - Distribution - Tier 2 - 5QU CoRE ¦ 2QU LoRE | Red Flag Warning - Small Fires | Contamination | Aggregated | 2055 | 2.9079e-07 | 768.4668 | 0.00022346 | 2055 | Mitigation | 0.95 | 45 | 0 | esc | 0.00097009 | 2.8209e-10 | 0.00097009 | 2.8209e-10
[120 empty] | 7.3.3.17.5 (Remote Grid) Updates to grid topology to minimize risk of ignition in HFTDs Remote GridWLDFRContaminationAggregated | WLDFR | HFTD - Distribution - Tier 2 - 5QU CoRE ¦ 2QU LoRE | Red Flag Warning - Small Fires | Contamination | Aggregated | 2056 | 2.9079e-07 | 768.4668 | 0.00022346 | 2056 | Mitigation | 0.95 | 45 | 0 | esc | 0.00097009 | 2.8209e-10 | 0.00097009 | 2.8209e-10
[120 empty] | 7.3.3.17.5 (Remote Grid) Updates to grid topology to minimize risk of ignition in HFTDs Remote GridWLDFRContaminationAggregated | WLDFR | HFTD - Distribution - Tier 2 - 5QU CoRE ¦ 2QU LoRE | Red Flag Warning - Small Fires | Contamination | Aggregated | 2057 | 2.9079e-07 | 768.4668 | 0.00022346 | 2057 | Mitigation | 0.95 | 45 | 0 | esc | 0.00097009 | 2.8209e-10 | 0.00097009 | 2.8209e-10
[120 empty] | 7.3.3.17.5 (Remote Grid) Updates to grid topology to minimize risk of ignition in HFTDs Remote GridWLDFRContaminationAggregated | WLDFR | HFTD - Distribution - Tier 2 - 5QU CoRE ¦ 2QU LoRE | Red Flag Warning - Small Fires | Contamination | Aggregated | 2058 | 2.9079e-07 | 768.4668 | 0.00022346 | 2058 | Mitigation | 0.95 | 45 | 0 | esc | 0.00097009 | 2.8209e-10 | 0.00097009 | 2.8209e-10
[120 empty] | 7.3.3.17.5 (Remote Grid) Updates to grid topology to minimize risk of ignition in HFTDs Remote GridWLDFRContaminationAggregated | WLDFR | HFTD - Distribution - Tier 2 - 5QU CoRE ¦ 2QU LoRE | Red Flag Warning - Small Fires | Contamination | Aggregated | 2059 | 2.9079e-07 | 768.4668 | 0.00022346 | 2059 | Mitigation | 0.95 | 45 | 0 | esc | 0.00097009 | 2.8209e-10 | 0.00097009 | 2.8209e-10
[120 empty] | 7.3.3.17.5 (Remote Grid) Updates to grid topology to minimize risk of ignition in HFTDs Remote GridWLDFRContaminationAggregated | WLDFR | HFTD - Distribution - Tier 2 - 5QU CoRE ¦ 2QU LoRE | Red Flag Warning - Small Fires | Contamination | Aggregated | 2060 | 2.9079e-07 | 768.4668 | 0.00022346 | 2060 | Mitigation | 0.95 | 45 | 0 | esc | 0.00097009 | 2.8209e-10 | 0.00097009 | 2.8209e-10
[120 empty] | 7.3.3.17.5 (Remote Grid) Updates to grid topology to minimize risk of ignition in HFTDs Remote GridWLDFRContaminationAggregated | WLDFR | HFTD - Distribution - Tier 2 - 5QU CoRE ¦ 2QU LoRE | Red Flag Warning - Small Fires | Contamination | Aggregated | 2061 | 2.9079e-07 | 768.4668 | 0.00022346 | 2061 | Mitigation | 0.95 | 45 | 0 | esc | 0.00097009 | 2.8209e-10 | 0.00097009 | 2.8209e-10
[120 empty] | 7.3.3.17.5 (Remote Grid) Updates to grid topology to minimize risk of ignition in HFTDs Remote GridWLDFRContaminationAggregated | WLDFR | HFTD - Distribution - Tier 2 - 5QU CoRE ¦ 2QU LoRE | Red Flag Warning - Small Fires | Contamination | Aggregated | 2062 | 2.9079e-07 | 768.4668 | 0.00022346 | 2062 | Mitigation | 0.95 | 45 | 0 | esc | 0.00097009 | 2.8209e-10 | 0.00097009 | 2.8209e-10
[120 empty] | 7.3.3.17.5 (Remote Grid) Updates to grid topology to minimize risk of ignition in HFTDs Remote GridWLDFRContaminationAggregated | WLDFR | HFTD - Distribution - Tier 2 - 5QU CoRE ¦ 2QU LoRE | Red Flag Warning - Small Fires | Contamination | Aggregated | 2063 | 2.9079e-07 | 768.4668 | 0.00022346 | 2063 | Mitigation | 0.95 | 45 | 0 | esc | 0.00097009 | 2.8209e-10 | 0.00097009 | 2.8209e-10
[120 empty] | 7.3.3.17.5 (Remote Grid) Updates to grid topology to minimize risk of ignition in HFTDs Remote GridWLDFRContaminationAggregated | WLDFR | HFTD - Distribution - Tier 2 - 5QU CoRE ¦ 2QU LoRE | Red Flag Warning - Small Fires | Contamination | Aggregated | 2064 | 2.9079e-07 | 768.4668 | 0.00022346 | 2064 | Mitigation | 0.95 | 45 | 0 | esc | 0.00097009 | 2.8209e-10 | 0.00097009 | 2.8209e-10
[120 empty] | 7.3.3.17.5 (Remote Grid) Updates to grid topology to minimize risk of ignition in HFTDs Remote GridWLDFRContaminationAggregated | WLDFR | HFTD - Distribution - Tier 2 - 5QU CoRE ¦ 2QU LoRE | Red Flag Warning - Small Fires | Contamination | Aggregated | 2065 | 2.9079e-07 | 768.4668 | 0.00022346 | 2065 | Mitigation | 0.95 | 45 | 0 | esc | 0.00097009 | 2.8209e-10 | 0.00097009 | 2.8209e-10
[120 empty] | 7.3.3.17.5 (Remote Grid) Updates to grid topology to minimize risk of ignition in HFTDs Remote GridWLDFRContaminationAggregated | WLDFR | HFTD - Distribution - Tier 2 - 5QU CoRE ¦ 2QU LoRE | Red Flag Warning - Small Fires | Contamination | Aggregated | 2066 | 2.9079e-07 | 768.4668 | 0.00022346 | 2066 | Mitigation | 0.95 | 45 | 0 | esc | 0.00097009 | 2.8209e-10 | 0.00097009 | 2.8209e-10
[120 empty] | 7.3.3.17.5 (Remote Grid) Updates to grid topology to minimize risk of ignition in HFTDs Remote GridWLDFRContaminationAggregated | WLDFR | HFTD - Distribution - Tier 2 - 5QU CoRE ¦ 2QU LoRE | Red Flag Warning - Small Fires | Contamination | Aggregated | 2067 | 2.9079e-07 | 768.4668 | 0.00022346 | 2067 | Mitigation | 0.95 | 45 | 0 | esc | 0 | 0 | 0.00097009 | 2.8209e-10
[120 empty] | 7.3.3.17.5 (Remote Grid) Updates to grid topology to minimize risk of ignition in HFTDs Remote GridWLDFREquipment / facility failureAggregated | WLDFR | HFTD - Distribution - Tier 2 - 5QU CoRE ¦ 2QU LoRE | Red Flag Warning - Small Fires | Equipment / facility failure | Aggregated | 2022 | 0.00014557 | 768.4668 | 0.11187 | 2022 | Mitigation | 0.95 | 45 | 0 | esc | 0.00097009 | 1.4122e-07 | 0 | 0
[120 empty] | 7.3.3.17.5 (Remote Grid) Updates to grid topology to minimize risk of ignition in HFTDs Remote GridWLDFREquipment / facility failureAggregated | WLDFR | HFTD - Distribution - Tier 2 - 5QU CoRE ¦ 2QU LoRE | Red Flag Warning - Small Fires | Equipment / facility failure | Aggregated | 2023 | 0.00014557 | 768.4668 | 0.11187 | 2023 | Mitigation | 0.95 | 45 | 0 | esc | 0.00097009 | 1.4122e-07 | 0.00097009 | 1.4122e-07
[120 empty] | 7.3.3.17.5 (Remote Grid) Updates to grid topology to minimize risk of ignition in HFTDs Remote GridWLDFREquipment / facility failureAggregated | WLDFR | HFTD - Distribution - Tier 2 - 5QU CoRE ¦ 2QU LoRE | Red Flag Warning - Small Fires | Equipment / facility failure | Aggregated | 2024 | 0.00014557 | 768.4668 | 0.11187 | 2024 | Mitigation | 0.95 | 45 | 0 | esc | 0.00097009 | 1.4122e-07 | 0.00097009 | 1.4122e-07
[120 empty] | 7.3.3.17.5 (Remote Grid) Updates to grid topology to minimize risk of ignition in HFTDs Remote GridWLDFREquipment / facility failureAggregated | WLDFR | HFTD - Distribution - Tier 2 - 5QU CoRE ¦ 2QU LoRE | Red Flag Warning - Small Fires | Equipment / facility failure | Aggregated | 2025 | 0.00014557 | 768.4668 | 0.11187 | 2025 | Mitigation | 0.95 | 45 | 0 | esc | 0.00097009 | 1.4122e-07 | 0.00097009 | 1.4122e-07
[120 empty] | 7.3.3.17.5 (Remote Grid) Updates to grid topology to minimize risk of ignition in HFTDs Remote GridWLDFREquipment / facility failureAggregated | WLDFR | HFTD - Distribution - Tier 2 - 5QU CoRE ¦ 2QU LoRE | Red Flag Warning - Small Fires | Equipment / facility failure | Aggregated | 2026 | 0.00014557 | 768.4668 | 0.11187 | 2026 | Mitigation | 0.95 | 45 | 0 | esc | 0.00097009 | 1.4122e-07 | 0.00097009 | 1.4122e-07
[120 empty] | 7.3.3.17.5 (Remote Grid) Updates to grid topology to minimize risk of ignition in HFTDs Remote GridWLDFREquipment / facility failureAggregated | WLDFR | HFTD - Distribution - Tier 2 - 5QU CoRE ¦ 2QU LoRE | Red Flag Warning - Small Fires | Equipment / facility failure | Aggregated | 2027 | 0.00014557 | 768.4668 | 0.11187 | 2027 | Mitigation | 0.95 | 45 | 0 | esc | 0.00097009 | 1.4122e-07 | 0.00097009 | 1.4122e-07
[120 empty] | 7.3.3.17.5 (Remote Grid) Updates to grid topology to minimize risk of ignition in HFTDs Remote GridWLDFREquipment / facility failureAggregated | WLDFR | HFTD - Distribution - Tier 2 - 5QU CoRE ¦ 2QU LoRE | Red Flag Warning - Small Fires | Equipment / facility failure | Aggregated | 2028 | 0.00014557 | 768.4668 | 0.11187 | 2028 | Mitigation | 0.95 | 45 | 0 | esc | 0.00097009 | 1.4122e-07 | 0.00097009 | 1.4122e-07
[120 empty] | 7.3.3.17.5 (Remote Grid) Updates to grid topology to minimize risk of ignition in HFTDs Remote GridWLDFREquipment / facility failureAggregated | WLDFR | HFTD - Distribution - Tier 2 - 5QU CoRE ¦ 2QU LoRE | Red Flag Warning - Small Fires | Equipment / facility failure | Aggregated | 2029 | 0.00014557 | 768.4668 | 0.11187 | 2029 | Mitigation | 0.95 | 45 | 0 | esc | 0.00097009 | 1.4122e-07 | 0.00097009 | 1.4122e-07
[120 empty] | 7.3.3.17.5 (Remote Grid) Updates to grid topology to minimize risk of ignition in HFTDs Remote GridWLDFREquipment / facility failureAggregated | WLDFR | HFTD - Distribution - Tier 2 - 5QU CoRE ¦ 2QU LoRE | Red Flag Warning - Small Fires | Equipment / facility failure | Aggregated | 2030 | 0.00014557 | 768.4668 | 0.11187 | 2030 | Mitigation | 0.95 | 45 | 0 | esc | 0.00097009 | 1.4122e-07 | 0.00097009 | 1.4122e-07
[120 empty] | 7.3.3.17.5 (Remote Grid) Updates to grid topology to minimize risk of ignition in HFTDs Remote GridWLDFREquipment / facility failureAggregated | WLDFR | HFTD - Distribution - Tier 2 - 5QU CoRE ¦ 2QU LoRE | Red Flag Warning - Small Fires | Equipment / facility failure | Aggregated | 2031 | 0.00014557 | 768.4668 | 0.11187 | 2031 | Mitigation | 0.95 | 45 | 0 | esc | 0.00097009 | 1.4122e-07 | 0.00097009 | 1.4122e-07
[120 empty] | 7.3.3.17.5 (Remote Grid) Updates to grid topology to minimize risk of ignition in HFTDs Remote GridWLDFREquipment / facility failureAggregated | WLDFR | HFTD - Distribution - Tier 2 - 5QU CoRE ¦ 2QU LoRE | Red Flag Warning - Small Fires | Equipment / facility failure | Aggregated | 2032 | 0.00014557 | 768.4668 | 0.11187 | 2032 | Mitigation | 0.95 | 45 | 0 | esc | 0.00097009 | 1.4122e-07 | 0.00097009 | 1.4122e-07
[120 empty] | 7.3.3.17.5 (Remote Grid) Updates to grid topology to minimize risk of ignition in HFTDs Remote GridWLDFREquipment / facility failureAggregated | WLDFR | HFTD - Distribution - Tier 2 - 5QU CoRE ¦ 2QU LoRE | Red Flag Warning - Small Fires | Equipment / facility failure | Aggregated | 2033 | 0.00014557 | 768.4668 | 0.11187 | 2033 | Mitigation | 0.95 | 45 | 0 | esc | 0.00097009 | 1.4122e-07 | 0.00097009 | 1.4122e-07
[120 empty] | 7.3.3.17.5 (Remote Grid) Updates to grid topology to minimize risk of ignition in HFTDs Remote GridWLDFREquipment / facility failureAggregated | WLDFR | HFTD - Distribution - Tier 2 - 5QU CoRE ¦ 2QU LoRE | Red Flag Warning - Small Fires | Equipment / facility failure | Aggregated | 2034 | 0.00014557 | 768.4668 | 0.11187 | 2034 | Mitigation | 0.95 | 45 | 0 | esc | 0.00097009 | 1.4122e-07 | 0.00097009 | 1.4122e-07
[120 empty] | 7.3.3.17.5 (Remote Grid) Updates to grid topology to minimize risk of ignition in HFTDs Remote GridWLDFREquipment / facility failureAggregated | WLDFR | HFTD - Distribution - Tier 2 - 5QU CoRE ¦ 2QU LoRE | Red Flag Warning - Small Fires | Equipment / facility failure | Aggregated | 2035 | 0.00014557 | 768.4668 | 0.11187 | 2035 | Mitigation | 0.95 | 45 | 0 | esc | 0.00097009 | 1.4122e-07 | 0.00097009 | 1.4122e-07
[120 empty] | 7.3.3.17.5 (Remote Grid) Updates to grid topology to minimize risk of ignition in HFTDs Remote GridWLDFREquipment / facility failureAggregated | WLDFR | HFTD - Distribution - Tier 2 - 5QU CoRE ¦ 2QU LoRE | Red Flag Warning - Small Fires | Equipment / facility failure | Aggregated | 2036 | 0.00014557 | 768.4668 | 0.11187 | 2036 | Mitigation | 0.95 | 45 | 0 | esc | 0.00097009 | 1.4122e-07 | 0.00097009 | 1.4122e-07
[120 empty] | 7.3.3.17.5 (Remote Grid) Updates to grid topology to minimize risk of ignition in HFTDs Remote GridWLDFREquipment / facility failureAggregated | WLDFR | HFTD - Distribution - Tier 2 - 5QU CoRE ¦ 2QU LoRE | Red Flag Warning - Small Fires | Equipment / facility failure | Aggregated | 2037 | 0.00014557 | 768.4668 | 0.11187 | 2037 | Mitigation | 0.95 | 45 | 0 | esc | 0.00097009 | 1.4122e-07 | 0.00097009 | 1.4122e-07
[120 empty] | 7.3.3.17.5 (Remote Grid) Updates to grid topology to minimize risk of ignition in HFTDs Remote GridWLDFREquipment / facility failureAggregated | WLDFR | HFTD - Distribution - Tier 2 - 5QU CoRE ¦ 2QU LoRE | Red Flag Warning - Small Fires | Equipment / facility failure | Aggregated | 2038 | 0.00014557 | 768.4668 | 0.11187 | 2038 | Mitigation | 0.95 | 45 | 0 | esc | 0.00097009 | 1.4122e-07 | 0.00097009 | 1.4122e-07
[120 empty] | 7.3.3.17.5 (Remote Grid) Updates to grid topology to minimize risk of ignition in HFTDs Remote GridWLDFREquipment / facility failureAggregated | WLDFR | HFTD - Distribution - Tier 2 - 5QU CoRE ¦ 2QU LoRE | Red Flag Warning - Small Fires | Equipment / facility failure | Aggregated | 2039 | 0.00014557 | 768.4668 | 0.11187 | 2039 | Mitigation | 0.95 | 45 | 0 | esc | 0.00097009 | 1.4122e-07 | 0.00097009 | 1.4122e-07
[120 empty] | 7.3.3.17.5 (Remote Grid) Updates to grid topology to minimize risk of ignition in HFTDs Remote GridWLDFREquipment / facility failureAggregated | WLDFR | HFTD - Distribution - Tier 2 - 5QU CoRE ¦ 2QU LoRE | Red Flag Warning - Small Fires | Equipment / facility failure | Aggregated | 2040 | 0.00014557 | 768.4668 | 0.11187 | 2040 | Mitigation | 0.95 | 45 | 0 | esc | 0.00097009 | 1.4122e-07 | 0.00097009 | 1.4122e-07
[120 empty] | 7.3.3.17.5 (Remote Grid) Updates to grid topology to minimize risk of ignition in HFTDs Remote GridWLDFREquipment / facility failureAggregated | WLDFR | HFTD - Distribution - Tier 2 - 5QU CoRE ¦ 2QU LoRE | Red Flag Warning - Small Fires | Equipment / facility failure | Aggregated | 2041 | 0.00014557 | 768.4668 | 0.11187 | 2041 | Mitigation | 0.95 | 45 | 0 | esc | 0.00097009 | 1.4122e-07 | 0.00097009 | 1.4122e-07
[120 empty] | 7.3.3.17.5 (Remote Grid) Updates to grid topology to minimize risk of ignition in HFTDs Remote GridWLDFREquipment / facility failureAggregated | WLDFR | HFTD - Distribution - Tier 2 - 5QU CoRE ¦ 2QU LoRE | Red Flag Warning - Small Fires | Equipment / facility failure | Aggregated | 2042 | 0.00014557 | 768.4668 | 0.11187 | 2042 | Mitigation | 0.95 | 45 | 0 | esc | 0.00097009 | 1.4122e-07 | 0.00097009 | 1.4122e-07
[120 empty] | 7.3.3.17.5 (Remote Grid) Updates to grid topology to minimize risk of ignition in HFTDs Remote GridWLDFREquipment / facility failureAggregated | WLDFR | HFTD - Distribution - Tier 2 - 5QU CoRE ¦ 2QU LoRE | Red Flag Warning - Small Fires | Equipment / facility failure | Aggregated | 2043 | 0.00014557 | 768.4668 | 0.11187 | 2043 | Mitigation | 0.95 | 45 | 0 | esc | 0.00097009 | 1.4122e-07 | 0.00097009 | 1.4122e-07
[120 empty] | 7.3.3.17.5 (Remote Grid) Updates to grid topology to minimize risk of ignition in HFTDs Remote GridWLDFREquipment / facility failureAggregated | WLDFR | HFTD - Distribution - Tier 2 - 5QU CoRE ¦ 2QU LoRE | Red Flag Warning - Small Fires | Equipment / facility failure | Aggregated | 2044 | 0.00014557 | 768.4668 | 0.11187 | 2044 | Mitigation | 0.95 | 45 | 0 | esc | 0.00097009 | 1.4122e-07 | 0.00097009 | 1.4122e-07
[120 empty] | 7.3.3.17.5 (Remote Grid) Updates to grid topology to minimize risk of ignition in HFTDs Remote GridWLDFREquipment / facility failureAggregated | WLDFR | HFTD - Distribution - Tier 2 - 5QU CoRE ¦ 2QU LoRE | Red Flag Warning - Small Fires | Equipment / facility failure | Aggregated | 2045 | 0.00014557 | 768.4668 | 0.11187 | 2045 | Mitigation | 0.95 | 45 | 0 | esc | 0.00097009 | 1.4122e-07 | 0.00097009 | 1.4122e-07
[120 empty] | 7.3.3.17.5 (Remote Grid) Updates to grid topology to minimize risk of ignition in HFTDs Remote GridWLDFREquipment / facility failureAggregated | WLDFR | HFTD - Distribution - Tier 2 - 5QU CoRE ¦ 2QU LoRE | Red Flag Warning - Small Fires | Equipment / facility failure | Aggregated | 2046 | 0.00014557 | 768.4668 | 0.11187 | 2046 | Mitigation | 0.95 | 45 | 0 | esc | 0.00097009 | 1.4122e-07 | 0.00097009 | 1.4122e-07
[120 empty] | 7.3.3.17.5 (Remote Grid) Updates to grid topology to minimize risk of ignition in HFTDs Remote GridWLDFREquipment / facility failureAggregated | WLDFR | HFTD - Distribution - Tier 2 - 5QU CoRE ¦ 2QU LoRE | Red Flag Warning - Small Fires | Equipment / facility failure | Aggregated | 2047 | 0.00014557 | 768.4668 | 0.11187 | 2047 | Mitigation | 0.95 | 45 | 0 | esc | 0.00097009 | 1.4122e-07 | 0.00097009 | 1.4122e-07
[120 empty] | 7.3.3.17.5 (Remote Grid) Updates to grid topology to minimize risk of ignition in HFTDs Remote GridWLDFREquipment / facility failureAggregated | WLDFR | HFTD - Distribution - Tier 2 - 5QU CoRE ¦ 2QU LoRE | Red Flag Warning - Small Fires | Equipment / facility failure | Aggregated | 2048 | 0.00014557 | 768.4668 | 0.11187 | 2048 | Mitigation | 0.95 | 45 | 0 | esc | 0.00097009 | 1.4122e-07 | 0.00097009 | 1.4122e-07
[120 empty] | 7.3.3.17.5 (Remote Grid) Updates to grid topology to minimize risk of ignition in HFTDs Remote GridWLDFREquipment / facility failureAggregated | WLDFR | HFTD - Distribution - Tier 2 - 5QU CoRE ¦ 2QU LoRE | Red Flag Warning - Small Fires | Equipment / facility failure | Aggregated | 2049 | 0.00014557 | 768.4668 | 0.11187 | 2049 | Mitigation | 0.95 | 45 | 0 | esc | 0.00097009 | 1.4122e-07 | 0.00097009 | 1.4122e-07
[120 empty] | 7.3.3.17.5 (Remote Grid) Updates to grid topology to minimize risk of ignition in HFTDs Remote GridWLDFREquipment / facility failureAggregated | WLDFR | HFTD - Distribution - Tier 2 - 5QU CoRE ¦ 2QU LoRE | Red Flag Warning - Small Fires | Equipment / facility failure | Aggregated | 2050 | 0.00014557 | 768.4668 | 0.11187 | 2050 | Mitigation | 0.95 | 45 | 0 | esc | 0.00097009 | 1.4122e-07 | 0.00097009 | 1.4122e-07
[120 empty] | 7.3.3.17.5 (Remote Grid) Updates to grid topology to minimize risk of ignition in HFTDs Remote GridWLDFREquipment / facility failureAggregated | WLDFR | HFTD - Distribution - Tier 2 - 5QU CoRE ¦ 2QU LoRE | Red Flag Warning - Small Fires | Equipment / facility failure | Aggregated | 2051 | 0.00014557 | 768.4668 | 0.11187 | 2051 | Mitigation | 0.95 | 45 | 0 | esc | 0.00097009 | 1.4122e-07 | 0.00097009 | 1.4122e-07
[120 empty] | 7.3.3.17.5 (Remote Grid) Updates to grid topology to minimize risk of ignition in HFTDs Remote GridWLDFREquipment / facility failureAggregated | WLDFR | HFTD - Distribution - Tier 2 - 5QU CoRE ¦ 2QU LoRE | Red Flag Warning - Small Fires | Equipment / facility failure | Aggregated | 2052 | 0.00014557 | 768.4668 | 0.11187 | 2052 | Mitigation | 0.95 | 45 | 0 | esc | 0.00097009 | 1.4122e-07 | 0.00097009 | 1.4122e-07
[120 empty] | 7.3.3.17.5 (Remote Grid) Updates to grid topology to minimize risk of ignition in HFTDs Remote GridWLDFREquipment / facility failureAggregated | WLDFR | HFTD - Distribution - Tier 2 - 5QU CoRE ¦ 2QU LoRE | Red Flag Warning - Small Fires | Equipment / facility failure | Aggregated | 2053 | 0.00014557 | 768.4668 | 0.11187 | 2053 | Mitigation | 0.95 | 45 | 0 | esc | 0.00097009 | 1.4122e-07 | 0.00097009 | 1.4122e-07
[120 empty] | 7.3.3.17.5 (Remote Grid) Updates to grid topology to minimize risk of ignition in HFTDs Remote GridWLDFREquipment / facility failureAggregated | WLDFR | HFTD - Distribution - Tier 2 - 5QU CoRE ¦ 2QU LoRE | Red Flag Warning - Small Fires | Equipment / facility failure | Aggregated | 2054 | 0.00014557 | 768.4668 | 0.11187 | 2054 | Mitigation | 0.95 | 45 | 0 | esc | 0.00097009 | 1.4122e-07 | 0.00097009 | 1.4122e-07
[120 empty] | 7.3.3.17.5 (Remote Grid) Updates to grid topology to minimize risk of ignition in HFTDs Remote GridWLDFREquipment / facility failureAggregated | WLDFR | HFTD - Distribution - Tier 2 - 5QU CoRE ¦ 2QU LoRE | Red Flag Warning - Small Fires | Equipment / facility failure | Aggregated | 2055 | 0.00014557 | 768.4668 | 0.11187 | 2055 | Mitigation | 0.95 | 45 | 0 | esc | 0.00097009 | 1.4122e-07 | 0.00097009 | 1.4122e-07
[120 empty] | 7.3.3.17.5 (Remote Grid) Updates to grid topology to minimize risk of ignition in HFTDs Remote GridWLDFREquipment / facility failureAggregated | WLDFR | HFTD - Distribution - Tier 2 - 5QU CoRE ¦ 2QU LoRE | Red Flag Warning - Small Fires | Equipment / facility failure | Aggregated | 2056 | 0.00014557 | 768.4668 | 0.11187 | 2056 | Mitigation | 0.95 | 45 | 0 | esc | 0.00097009 | 1.4122e-07 | 0.00097009 | 1.4122e-07
[120 empty] | 7.3.3.17.5 (Remote Grid) Updates to grid topology to minimize risk of ignition in HFTDs Remote GridWLDFREquipment / facility failureAggregated | WLDFR | HFTD - Distribution - Tier 2 - 5QU CoRE ¦ 2QU LoRE | Red Flag Warning - Small Fires | Equipment / facility failure | Aggregated | 2057 | 0.00014557 | 768.4668 | 0.11187 | 2057 | Mitigation | 0.95 | 45 | 0 | esc | 0.00097009 | 1.4122e-07 | 0.00097009 | 1.4122e-07
[120 empty] | 7.3.3.17.5 (Remote Grid) Updates to grid topology to minimize risk of ignition in HFTDs Remote GridWLDFREquipment / facility failureAggregated | WLDFR | HFTD - Distribution - Tier 2 - 5QU CoRE ¦ 2QU LoRE | Red Flag Warning - Small Fires | Equipment / facility failure | Aggregated | 2058 | 0.00014557 | 768.4668 | 0.11187 | 2058 | Mitigation | 0.95 | 45 | 0 | esc | 0.00097009 | 1.4122e-07 | 0.00097009 | 1.4122e-07
[120 empty] | 7.3.3.17.5 (Remote Grid) Updates to grid topology to minimize risk of ignition in HFTDs Remote GridWLDFREquipment / facility failureAggregated | WLDFR | HFTD - Distribution - Tier 2 - 5QU CoRE ¦ 2QU LoRE | Red Flag Warning - Small Fires | Equipment / facility failure | Aggregated | 2059 | 0.00014557 | 768.4668 | 0.11187 | 2059 | Mitigation | 0.95 | 45 | 0 | esc | 0.00097009 | 1.4122e-07 | 0.00097009 | 1.4122e-07
[120 empty] | 7.3.3.17.5 (Remote Grid) Updates to grid topology to minimize risk of ignition in HFTDs Remote GridWLDFREquipment / facility failureAggregated | WLDFR | HFTD - Distribution - Tier 2 - 5QU CoRE ¦ 2QU LoRE | Red Flag Warning - Small Fires | Equipment / facility failure | Aggregated | 2060 | 0.00014557 | 768.4668 | 0.11187 | 2060 | Mitigation | 0.95 | 45 | 0 | esc | 0.00097009 | 1.4122e-07 | 0.00097009 | 1.4122e-07
[120 empty] | 7.3.3.17.5 (Remote Grid) Updates to grid topology to minimize risk of ignition in HFTDs Remote GridWLDFREquipment / facility failureAggregated | WLDFR | HFTD - Distribution - Tier 2 - 5QU CoRE ¦ 2QU LoRE | Red Flag Warning - Small Fires | Equipment / facility failure | Aggregated | 2061 | 0.00014557 | 768.4668 | 0.11187 | 2061 | Mitigation | 0.95 | 45 | 0 | esc | 0.00097009 | 1.4122e-07 | 0.00097009 | 1.4122e-07
[120 empty] | 7.3.3.17.5 (Remote Grid) Updates to grid topology to minimize risk of ignition in HFTDs Remote GridWLDFREquipment / facility failureAggregated | WLDFR | HFTD - Distribution - Tier 2 - 5QU CoRE ¦ 2QU LoRE | Red Flag Warning - Small Fires | Equipment / facility failure | Aggregated | 2062 | 0.00014557 | 768.4668 | 0.11187 | 2062 | Mitigation | 0.95 | 45 | 0 | esc | 0.00097009 | 1.4122e-07 | 0.00097009 | 1.4122e-07
[120 empty] | 7.3.3.17.5 (Remote Grid) Updates to grid topology to minimize risk of ignition in HFTDs Remote GridWLDFREquipment / facility failureAggregated | WLDFR | HFTD - Distribution - Tier 2 - 5QU CoRE ¦ 2QU LoRE | Red Flag Warning - Small Fires | Equipment / facility failure | Aggregated | 2063 | 0.00014557 | 768.4668 | 0.11187 | 2063 | Mitigation | 0.95 | 45 | 0 | esc | 0.00097009 | 1.4122e-07 | 0.00097009 | 1.4122e-07
[120 empty] | 7.3.3.17.5 (Remote Grid) Updates to grid topology to minimize risk of ignition in HFTDs Remote GridWLDFREquipment / facility failureAggregated | WLDFR | HFTD - Distribution - Tier 2 - 5QU CoRE ¦ 2QU LoRE | Red Flag Warning - Small Fires | Equipment / facility failure | Aggregated | 2064 | 0.00014557 | 768.4668 | 0.11187 | 2064 | Mitigation | 0.95 | 45 | 0 | esc | 0.00097009 | 1.4122e-07 | 0.00097009 | 1.4122e-07
[120 empty] | 7.3.3.17.5 (Remote Grid) Updates to grid topology to minimize risk of ignition in HFTDs Remote GridWLDFREquipment / facility failureAggregated | WLDFR | HFTD - Distribution - Tier 2 - 5QU CoRE ¦ 2QU LoRE | Red Flag Warning - Small Fires | Equipment / facility failure | Aggregated | 2065 | 0.00014557 | 768.4668 | 0.11187 | 2065 | Mitigation | 0.95 | 45 | 0 | esc | 0.00097009 | 1.4122e-07 | 0.00097009 | 1.4122e-07
[120 empty] | 7.3.3.17.5 (Remote Grid) Updates to grid topology to minimize risk of ignition in HFTDs Remote GridWLDFREquipment / facility failureAggregated | WLDFR | HFTD - Distribution - Tier 2 - 5QU CoRE ¦ 2QU LoRE | Red Flag Warning - Small Fires | Equipment / facility failure | Aggregated | 2066 | 0.00014557 | 768.4668 | 0.11187 | 2066 | Mitigation | 0.95 | 45 | 0 | esc | 0.00097009 | 1.4122e-07 | 0.00097009 | 1.4122e-07
[120 empty] | 7.3.3.17.5 (Remote Grid) Updates to grid topology to minimize risk of ignition in HFTDs Remote GridWLDFREquipment / facility failureAggregated | WLDFR | HFTD - Distribution - Tier 2 - 5QU CoRE ¦ 2QU LoRE | Red Flag Warning - Small Fires | Equipment / facility failure | Aggregated | 2067 | 0.00014557 | 768.4668 | 0.11187 | 2067 | Mitigation | 0.95 | 45 | 0 | esc | 0 | 0 | 0.00097009 | 1.4122e-07
[120 empty] | 7.3.3.17.5 (Remote Grid) Updates to grid topology to minimize risk of ignition in HFTDs Remote GridWLDFRVegetation ContactAggregated | WLDFR | HFTD - Distribution - Tier 2 - 5QU CoRE ¦ 2QU LoRE | Red Flag Warning - Small Fires | Vegetation Contact | Aggregated | 2022 | 0.0005017 | 768.4668 | 0.38554 | 2022 | Mitigation | 0.95 | 45 | 0 | esc | 0.00097009 | 4.8669e-07 | 0 | 0
[120 empty] | 7.3.3.17.5 (Remote Grid) Updates to grid topology to minimize risk of ignition in HFTDs Remote GridWLDFRVegetation ContactAggregated | WLDFR | HFTD - Distribution - Tier 2 - 5QU CoRE ¦ 2QU LoRE | Red Flag Warning - Small Fires | Vegetation Contact | Aggregated | 2023 | 0.0005017 | 768.4668 | 0.38554 | 2023 | Mitigation | 0.95 | 45 | 0 | esc | 0.00097009 | 4.8669e-07 | 0.00097009 | 4.8669e-07
[120 empty] | 7.3.3.17.5 (Remote Grid) Updates to grid topology to minimize risk of ignition in HFTDs Remote GridWLDFRVegetation ContactAggregated | WLDFR | HFTD - Distribution - Tier 2 - 5QU CoRE ¦ 2QU LoRE | Red Flag Warning - Small Fires | Vegetation Contact | Aggregated | 2024 | 0.0005017 | 768.4668 | 0.38554 | 2024 | Mitigation | 0.95 | 45 | 0 | esc | 0.00097009 | 4.8669e-07 | 0.00097009 | 4.8669e-07
[120 empty] | 7.3.3.17.5 (Remote Grid) Updates to grid topology to minimize risk of ignition in HFTDs Remote GridWLDFRVegetation ContactAggregated | WLDFR | HFTD - Distribution - Tier 2 - 5QU CoRE ¦ 2QU LoRE | Red Flag Warning - Small Fires | Vegetation Contact | Aggregated | 2025 | 0.0005017 | 768.4668 | 0.38554 | 2025 | Mitigation | 0.95 | 45 | 0 | esc | 0.00097009 | 4.8669e-07 | 0.00097009 | 4.8669e-07
[120 empty] | 7.3.3.17.5 (Remote Grid) Updates to grid topology to minimize risk of ignition in HFTDs Remote GridWLDFRVegetation ContactAggregated | WLDFR | HFTD - Distribution - Tier 2 - 5QU CoRE ¦ 2QU LoRE | Red Flag Warning - Small Fires | Vegetation Contact | Aggregated | 2026 | 0.0005017 | 768.4668 | 0.38554 | 2026 | Mitigation | 0.95 | 45 | 0 | esc | 0.00097009 | 4.8669e-07 | 0.00097009 | 4.8669e-07
[120 empty] | 7.3.3.17.5 (Remote Grid) Updates to grid topology to minimize risk of ignition in HFTDs Remote GridWLDFRVegetation ContactAggregated | WLDFR | HFTD - Distribution - Tier 2 - 5QU CoRE ¦ 2QU LoRE | Red Flag Warning - Small Fires | Vegetation Contact | Aggregated | 2027 | 0.0005017 | 768.4668 | 0.38554 | 2027 | Mitigation | 0.95 | 45 | 0 | esc | 0.00097009 | 4.8669e-07 | 0.00097009 | 4.8669e-07
[120 empty] | 7.3.3.17.5 (Remote Grid) Updates to grid topology to minimize risk of ignition in HFTDs Remote GridWLDFRVegetation ContactAggregated | WLDFR | HFTD - Distribution - Tier 2 - 5QU CoRE ¦ 2QU LoRE | Red Flag Warning - Small Fires | Vegetation Contact | Aggregated | 2028 | 0.0005017 | 768.4668 | 0.38554 | 2028 | Mitigation | 0.95 | 45 | 0 | esc | 0.00097009 | 4.8669e-07 | 0.00097009 | 4.8669e-07
[120 empty] | 7.3.3.17.5 (Remote Grid) Updates to grid topology to minimize risk of ignition in HFTDs Remote GridWLDFRVegetation ContactAggregated | WLDFR | HFTD - Distribution - Tier 2 - 5QU CoRE ¦ 2QU LoRE | Red Flag Warning - Small Fires | Vegetation Contact | Aggregated | 2029 | 0.0005017 | 768.4668 | 0.38554 | 2029 | Mitigation | 0.95 | 45 | 0 | esc | 0.00097009 | 4.8669e-07 | 0.00097009 | 4.8669e-07
[120 empty] | 7.3.3.17.5 (Remote Grid) Updates to grid topology to minimize risk of ignition in HFTDs Remote GridWLDFRVegetation ContactAggregated | WLDFR | HFTD - Distribution - Tier 2 - 5QU CoRE ¦ 2QU LoRE | Red Flag Warning - Small Fires | Vegetation Contact | Aggregated | 2030 | 0.0005017 | 768.4668 | 0.38554 | 2030 | Mitigation | 0.95 | 45 | 0 | esc | 0.00097009 | 4.8669e-07 | 0.00097009 | 4.8669e-07
[120 empty] | 7.3.3.17.5 (Remote Grid) Updates to grid topology to minimize risk of ignition in HFTDs Remote GridWLDFRVegetation ContactAggregated | WLDFR | HFTD - Distribution - Tier 2 - 5QU CoRE ¦ 2QU LoRE | Red Flag Warning - Small Fires | Vegetation Contact | Aggregated | 2031 | 0.0005017 | 768.4668 | 0.38554 | 2031 | Mitigation | 0.95 | 45 | 0 | esc | 0.00097009 | 4.8669e-07 | 0.00097009 | 4.8669e-07
[120 empty] | 7.3.3.17.5 (Remote Grid) Updates to grid topology to minimize risk of ignition in HFTDs Remote GridWLDFRVegetation ContactAggregated | WLDFR | HFTD - Distribution - Tier 2 - 5QU CoRE ¦ 2QU LoRE | Red Flag Warning - Small Fires | Vegetation Contact | Aggregated | 2032 | 0.0005017 | 768.4668 | 0.38554 | 2032 | Mitigation | 0.95 | 45 | 0 | esc | 0.00097009 | 4.8669e-07 | 0.00097009 | 4.8669e-07
[120 empty] | 7.3.3.17.5 (Remote Grid) Updates to grid topology to minimize risk of ignition in HFTDs Remote GridWLDFRVegetation ContactAggregated | WLDFR | HFTD - Distribution - Tier 2 - 5QU CoRE ¦ 2QU LoRE | Red Flag Warning - Small Fires | Vegetation Contact | Aggregated | 2033 | 0.0005017 | 768.4668 | 0.38554 | 2033 | Mitigation | 0.95 | 45 | 0 | esc | 0.00097009 | 4.8669e-07 | 0.00097009 | 4.8669e-07
[120 empty] | 7.3.3.17.5 (Remote Grid) Updates to grid topology to minimize risk of ignition in HFTDs Remote GridWLDFRVegetation ContactAggregated | WLDFR | HFTD - Distribution - Tier 2 - 5QU CoRE ¦ 2QU LoRE | Red Flag Warning - Small Fires | Vegetation Contact | Aggregated | 2034 | 0.0005017 | 768.4668 | 0.38554 | 2034 | Mitigation | 0.95 | 45 | 0 | esc | 0.00097009 | 4.8669e-07 | 0.00097009 | 4.8669e-07
[120 empty] | 7.3.3.17.5 (Remote Grid) Updates to grid topology to minimize risk of ignition in HFTDs Remote GridWLDFRVegetation ContactAggregated | WLDFR | HFTD - Distribution - Tier 2 - 5QU CoRE ¦ 2QU LoRE | Red Flag Warning - Small Fires | Vegetation Contact | Aggregated | 2035 | 0.0005017 | 768.4668 | 0.38554 | 2035 | Mitigation | 0.95 | 45 | 0 | esc | 0.00097009 | 4.8669e-07 | 0.00097009 | 4.8669e-07
[120 empty] | 7.3.3.17.5 (Remote Grid) Updates to grid topology to minimize risk of ignition in HFTDs Remote GridWLDFRVegetation ContactAggregated | WLDFR | HFTD - Distribution - Tier 2 - 5QU CoRE ¦ 2QU LoRE | Red Flag Warning - Small Fires | Vegetation Contact | Aggregated | 2036 | 0.0005017 | 768.4668 | 0.38554 | 2036 | Mitigation | 0.95 | 45 | 0 | esc | 0.00097009 | 4.8669e-07 | 0.00097009 | 4.8669e-07
[120 empty] | 7.3.3.17.5 (Remote Grid) Updates to grid topology to minimize risk of ignition in HFTDs Remote GridWLDFRVegetation ContactAggregated | WLDFR | HFTD - Distribution - Tier 2 - 5QU CoRE ¦ 2QU LoRE | Red Flag Warning - Small Fires | Vegetation Contact | Aggregated | 2037 | 0.0005017 | 768.4668 | 0.38554 | 2037 | Mitigation | 0.95 | 45 | 0 | esc | 0.00097009 | 4.8669e-07 | 0.00097009 | 4.8669e-07
[120 empty] | 7.3.3.17.5 (Remote Grid) Updates to grid topology to minimize risk of ignition in HFTDs Remote GridWLDFRVegetation ContactAggregated | WLDFR | HFTD - Distribution - Tier 2 - 5QU CoRE ¦ 2QU LoRE | Red Flag Warning - Small Fires | Vegetation Contact | Aggregated | 2038 | 0.0005017 | 768.4668 | 0.38554 | 2038 | Mitigation | 0.95 | 45 | 0 | esc | 0.00097009 | 4.8669e-07 | 0.00097009 | 4.8669e-07
[120 empty] | 7.3.3.17.5 (Remote Grid) Updates to grid topology to minimize risk of ignition in HFTDs Remote GridWLDFRVegetation ContactAggregated | WLDFR | HFTD - Distribution - Tier 2 - 5QU CoRE ¦ 2QU LoRE | Red Flag Warning - Small Fires | Vegetation Contact | Aggregated | 2039 | 0.0005017 | 768.4668 | 0.38554 | 2039 | Mitigation | 0.95 | 45 | 0 | esc | 0.00097009 | 4.8669e-07 | 0.00097009 | 4.8669e-07
[120 empty] | 7.3.3.17.5 (Remote Grid) Updates to grid topology to minimize risk of ignition in HFTDs Remote GridWLDFRVegetation ContactAggregated | WLDFR | HFTD - Distribution - Tier 2 - 5QU CoRE ¦ 2QU LoRE | Red Flag Warning - Small Fires | Vegetation Contact | Aggregated | 2040 | 0.0005017 | 768.4668 | 0.38554 | 2040 | Mitigation | 0.95 | 45 | 0 | esc | 0.00097009 | 4.8669e-07 | 0.00097009 | 4.8669e-07
[120 empty] | 7.3.3.17.5 (Remote Grid) Updates to grid topology to minimize risk of ignition in HFTDs Remote GridWLDFRVegetation ContactAggregated | WLDFR | HFTD - Distribution - Tier 2 - 5QU CoRE ¦ 2QU LoRE | Red Flag Warning - Small Fires | Vegetation Contact | Aggregated | 2041 | 0.0005017 | 768.4668 | 0.38554 | 2041 | Mitigation | 0.95 | 45 | 0 | esc | 0.00097009 | 4.8669e-07 | 0.00097009 | 4.8669e-07
[120 empty] | 7.3.3.17.5 (Remote Grid) Updates to grid topology to minimize risk of ignition in HFTDs Remote GridWLDFRVegetation ContactAggregated | WLDFR | HFTD - Distribution - Tier 2 - 5QU CoRE ¦ 2QU LoRE | Red Flag Warning - Small Fires | Vegetation Contact | Aggregated | 2042 | 0.0005017 | 768.4668 | 0.38554 | 2042 | Mitigation | 0.95 | 45 | 0 | esc | 0.00097009 | 4.8669e-07 | 0.00097009 | 4.8669e-07
[120 empty] | 7.3.3.17.5 (Remote Grid) Updates to grid topology to minimize risk of ignition in HFTDs Remote GridWLDFRVegetation ContactAggregated | WLDFR | HFTD - Distribution - Tier 2 - 5QU CoRE ¦ 2QU LoRE | Red Flag Warning - Small Fires | Vegetation Contact | Aggregated | 2043 | 0.0005017 | 768.4668 | 0.38554 | 2043 | Mitigation | 0.95 | 45 | 0 | esc | 0.00097009 | 4.8669e-07 | 0.00097009 | 4.8669e-07
[120 empty] | 7.3.3.17.5 (Remote Grid) Updates to grid topology to minimize risk of ignition in HFTDs Remote GridWLDFRVegetation ContactAggregated | WLDFR | HFTD - Distribution - Tier 2 - 5QU CoRE ¦ 2QU LoRE | Red Flag Warning - Small Fires | Vegetation Contact | Aggregated | 2044 | 0.0005017 | 768.4668 | 0.38554 | 2044 | Mitigation | 0.95 | 45 | 0 | esc | 0.00097009 | 4.8669e-07 | 0.00097009 | 4.8669e-07
[120 empty] | 7.3.3.17.5 (Remote Grid) Updates to grid topology to minimize risk of ignition in HFTDs Remote GridWLDFRVegetation ContactAggregated | WLDFR | HFTD - Distribution - Tier 2 - 5QU CoRE ¦ 2QU LoRE | Red Flag Warning - Small Fires | Vegetation Contact | Aggregated | 2045 | 0.0005017 | 768.4668 | 0.38554 | 2045 | Mitigation | 0.95 | 45 | 0 | esc | 0.00097009 | 4.8669e-07 | 0.00097009 | 4.8669e-07
[120 empty] | 7.3.3.17.5 (Remote Grid) Updates to grid topology to minimize risk of ignition in HFTDs Remote GridWLDFRVegetation ContactAggregated | WLDFR | HFTD - Distribution - Tier 2 - 5QU CoRE ¦ 2QU LoRE | Red Flag Warning - Small Fires | Vegetation Contact | Aggregated | 2046 | 0.0005017 | 768.4668 | 0.38554 | 2046 | Mitigation | 0.95 | 45 | 0 | esc | 0.00097009 | 4.8669e-07 | 0.00097009 | 4.8669e-07
[120 empty] | 7.3.3.17.5 (Remote Grid) Updates to grid topology to minimize risk of ignition in HFTDs Remote GridWLDFRVegetation ContactAggregated | WLDFR | HFTD - Distribution - Tier 2 - 5QU CoRE ¦ 2QU LoRE | Red Flag Warning - Small Fires | Vegetation Contact | Aggregated | 2047 | 0.0005017 | 768.4668 | 0.38554 | 2047 | Mitigation | 0.95 | 45 | 0 | esc | 0.00097009 | 4.8669e-07 | 0.00097009 | 4.8669e-07
[120 empty] | 7.3.3.17.5 (Remote Grid) Updates to grid topology to minimize risk of ignition in HFTDs Remote GridWLDFRVegetation ContactAggregated | WLDFR | HFTD - Distribution - Tier 2 - 5QU CoRE ¦ 2QU LoRE | Red Flag Warning - Small Fires | Vegetation Contact | Aggregated | 2048 | 0.0005017 | 768.4668 | 0.38554 | 2048 | Mitigation | 0.95 | 45 | 0 | esc | 0.00097009 | 4.8669e-07 | 0.00097009 | 4.8669e-07
[120 empty] | 7.3.3.17.5 (Remote Grid) Updates to grid topology to minimize risk of ignition in HFTDs Remote GridWLDFRVegetation ContactAggregated | WLDFR | HFTD - Distribution - Tier 2 - 5QU CoRE ¦ 2QU LoRE | Red Flag Warning - Small Fires | Vegetation Contact | Aggregated | 2049 | 0.0005017 | 768.4668 | 0.38554 | 2049 | Mitigation | 0.95 | 45 | 0 | esc | 0.00097009 | 4.8669e-07 | 0.00097009 | 4.8669e-07
[120 empty] | 7.3.3.17.5 (Remote Grid) Updates to grid topology to minimize risk of ignition in HFTDs Remote GridWLDFRVegetation ContactAggregated | WLDFR | HFTD - Distribution - Tier 2 - 5QU CoRE ¦ 2QU LoRE | Red Flag Warning - Small Fires | Vegetation Contact | Aggregated | 2050 | 0.0005017 | 768.4668 | 0.38554 | 2050 | Mitigation | 0.95 | 45 | 0 | esc | 0.00097009 | 4.8669e-07 | 0.00097009 | 4.8669e-07
[120 empty] | 7.3.3.17.5 (Remote Grid) Updates to grid topology to minimize risk of ignition in HFTDs Remote GridWLDFRVegetation ContactAggregated | WLDFR | HFTD - Distribution - Tier 2 - 5QU CoRE ¦ 2QU LoRE | Red Flag Warning - Small Fires | Vegetation Contact | Aggregated | 2051 | 0.0005017 | 768.4668 | 0.38554 | 2051 | Mitigation | 0.95 | 45 | 0 | esc | 0.00097009 | 4.8669e-07 | 0.00097009 | 4.8669e-07
[120 empty] | 7.3.3.17.5 (Remote Grid) Updates to grid topology to minimize risk of ignition in HFTDs Remote GridWLDFRVegetation ContactAggregated | WLDFR | HFTD - Distribution - Tier 2 - 5QU CoRE ¦ 2QU LoRE | Red Flag Warning - Small Fires | Vegetation Contact | Aggregated | 2052 | 0.0005017 | 768.4668 | 0.38554 | 2052 | Mitigation | 0.95 | 45 | 0 | esc | 0.00097009 | 4.8669e-07 | 0.00097009 | 4.8669e-07
[120 empty] | 7.3.3.17.5 (Remote Grid) Updates to grid topology to minimize risk of ignition in HFTDs Remote GridWLDFRVegetation ContactAggregated | WLDFR | HFTD - Distribution - Tier 2 - 5QU CoRE ¦ 2QU LoRE | Red Flag Warning - Small Fires | Vegetation Contact | Aggregated | 2053 | 0.0005017 | 768.4668 | 0.38554 | 2053 | Mitigation | 0.95 | 45 | 0 | esc | 0.00097009 | 4.8669e-07 | 0.00097009 | 4.8669e-07
[120 empty] | 7.3.3.17.5 (Remote Grid) Updates to grid topology to minimize risk of ignition in HFTDs Remote GridWLDFRVegetation ContactAggregated | WLDFR | HFTD - Distribution - Tier 2 - 5QU CoRE ¦ 2QU LoRE | Red Flag Warning - Small Fires | Vegetation Contact | Aggregated | 2054 | 0.0005017 | 768.4668 | 0.38554 | 2054 | Mitigation | 0.95 | 45 | 0 | esc | 0.00097009 | 4.8669e-07 | 0.00097009 | 4.8669e-07
[120 empty] | 7.3.3.17.5 (Remote Grid) Updates to grid topology to minimize risk of ignition in HFTDs Remote GridWLDFRVegetation ContactAggregated | WLDFR | HFTD - Distribution - Tier 2 - 5QU CoRE ¦ 2QU LoRE | Red Flag Warning - Small Fires | Vegetation Contact | Aggregated | 2055 | 0.0005017 | 768.4668 | 0.38554 | 2055 | Mitigation | 0.95 | 45 | 0 | esc | 0.00097009 | 4.8669e-07 | 0.00097009 | 4.8669e-07
[120 empty] | 7.3.3.17.5 (Remote Grid) Updates to grid topology to minimize risk of ignition in HFTDs Remote GridWLDFRVegetation ContactAggregated | WLDFR | HFTD - Distribution - Tier 2 - 5QU CoRE ¦ 2QU LoRE | Red Flag Warning - Small Fires | Vegetation Contact | Aggregated | 2056 | 0.0005017 | 768.4668 | 0.38554 | 2056 | Mitigation | 0.95 | 45 | 0 | esc | 0.00097009 | 4.8669e-07 | 0.00097009 | 4.8669e-07
[120 empty] | 7.3.3.17.5 (Remote Grid) Updates to grid topology to minimize risk of ignition in HFTDs Remote GridWLDFRVegetation ContactAggregated | WLDFR | HFTD - Distribution - Tier 2 - 5QU CoRE ¦ 2QU LoRE | Red Flag Warning - Small Fires | Vegetation Contact | Aggregated | 2057 | 0.0005017 | 768.4668 | 0.38554 | 2057 | Mitigation | 0.95 | 45 | 0 | esc | 0.00097009 | 4.8669e-07 | 0.00097009 | 4.8669e-07
[120 empty] | 7.3.3.17.5 (Remote Grid) Updates to grid topology to minimize risk of ignition in HFTDs Remote GridWLDFRVegetation ContactAggregated | WLDFR | HFTD - Distribution - Tier 2 - 5QU CoRE ¦ 2QU LoRE | Red Flag Warning - Small Fires | Vegetation Contact | Aggregated | 2058 | 0.0005017 | 768.4668 | 0.38554 | 2058 | Mitigation | 0.95 | 45 | 0 | esc | 0.00097009 | 4.8669e-07 | 0.00097009 | 4.8669e-07
[120 empty] | 7.3.3.17.5 (Remote Grid) Updates to grid topology to minimize risk of ignition in HFTDs Remote GridWLDFRVegetation ContactAggregated | WLDFR | HFTD - Distribution - Tier 2 - 5QU CoRE ¦ 2QU LoRE | Red Flag Warning - Small Fires | Vegetation Contact | Aggregated | 2059 | 0.0005017 | 768.4668 | 0.38554 | 2059 | Mitigation | 0.95 | 45 | 0 | esc | 0.00097009 | 4.8669e-07 | 0.00097009 | 4.8669e-07
[120 empty] | 7.3.3.17.5 (Remote Grid) Updates to grid topology to minimize risk of ignition in HFTDs Remote GridWLDFRVegetation ContactAggregated | WLDFR | HFTD - Distribution - Tier 2 - 5QU CoRE ¦ 2QU LoRE | Red Flag Warning - Small Fires | Vegetation Contact | Aggregated | 2060 | 0.0005017 | 768.4668 | 0.38554 | 2060 | Mitigation | 0.95 | 45 | 0 | esc | 0.00097009 | 4.8669e-07 | 0.00097009 | 4.8669e-07
[120 empty] | 7.3.3.17.5 (Remote Grid) Updates to grid topology to minimize risk of ignition in HFTDs Remote GridWLDFRVegetation ContactAggregated | WLDFR | HFTD - Distribution - Tier 2 - 5QU CoRE ¦ 2QU LoRE | Red Flag Warning - Small Fires | Vegetation Contact | Aggregated | 2061 | 0.0005017 | 768.4668 | 0.38554 | 2061 | Mitigation | 0.95 | 45 | 0 | esc | 0.00097009 | 4.8669e-07 | 0.00097009 | 4.8669e-07
[120 empty] | 7.3.3.17.5 (Remote Grid) Updates to grid topology to minimize risk of ignition in HFTDs Remote GridWLDFRVegetation ContactAggregated | WLDFR | HFTD - Distribution - Tier 2 - 5QU CoRE ¦ 2QU LoRE | Red Flag Warning - Small Fires | Vegetation Contact | Aggregated | 2062 | 0.0005017 | 768.4668 | 0.38554 | 2062 | Mitigation | 0.95 | 45 | 0 | esc | 0.00097009 | 4.8669e-07 | 0.00097009 | 4.8669e-07
[120 empty] | 7.3.3.17.5 (Remote Grid) Updates to grid topology to minimize risk of ignition in HFTDs Remote GridWLDFRVegetation ContactAggregated | WLDFR | HFTD - Distribution - Tier 2 - 5QU CoRE ¦ 2QU LoRE | Red Flag Warning - Small Fires | Vegetation Contact | Aggregated | 2063 | 0.0005017 | 768.4668 | 0.38554 | 2063 | Mitigation | 0.95 | 45 | 0 | esc | 0.00097009 | 4.8669e-07 | 0.00097009 | 4.8669e-07
[120 empty] | 7.3.3.17.5 (Remote Grid) Updates to grid topology to minimize risk of ignition in HFTDs Remote GridWLDFRVegetation ContactAggregated | WLDFR | HFTD - Distribution - Tier 2 - 5QU CoRE ¦ 2QU LoRE | Red Flag Warning - Small Fires | Vegetation Contact | Aggregated | 2064 | 0.0005017 | 768.4668 | 0.38554 | 2064 | Mitigation | 0.95 | 45 | 0 | esc | 0.00097009 | 4.8669e-07 | 0.00097009 | 4.8669e-07
[120 empty] | 7.3.3.17.5 (Remote Grid) Updates to grid topology to minimize risk of ignition in HFTDs Remote GridWLDFRVegetation ContactAggregated | WLDFR | HFTD - Distribution - Tier 2 - 5QU CoRE ¦ 2QU LoRE | Red Flag Warning - Small Fires | Vegetation Contact | Aggregated | 2065 | 0.0005017 | 768.4668 | 0.38554 | 2065 | Mitigation | 0.95 | 45 | 0 | esc | 0.00097009 | 4.8669e-07 | 0.00097009 | 4.8669e-07
[120 empty] | 7.3.3.17.5 (Remote Grid) Updates to grid topology to minimize risk of ignition in HFTDs Remote GridWLDFRVegetation ContactAggregated | WLDFR | HFTD - Distribution - Tier 2 - 5QU CoRE ¦ 2QU LoRE | Red Flag Warning - Small Fires | Vegetation Contact | Aggregated | 2066 | 0.0005017 | 768.4668 | 0.38554 | 2066 | Mitigation | 0.95 | 45 | 0 | esc | 0.00097009 | 4.8669e-07 | 0.00097009 | 4.8669e-07
[120 empty] | 7.3.3.17.5 (Remote Grid) Updates to grid topology to minimize risk of ignition in HFTDs Remote GridWLDFRVegetation ContactAggregated | WLDFR | HFTD - Distribution - Tier 2 - 5QU CoRE ¦ 2QU LoRE | Red Flag Warning - Small Fires | Vegetation Contact | Aggregated | 2067 | 0.0005017 | 768.4668 | 0.38554 | 2067 | Mitigation | 0.95 | 45 | 0 | esc | 0 | 0 | 0.00097009 | 4.8669e-07
[120 empty] | 7.3.3.17.5 (Remote Grid) Updates to grid topology to minimize risk of ignition in HFTDs Remote GridWLDFRWire-to-wire contactAggregated | WLDFR | HFTD - Distribution - Tier 2 - 5QU CoRE ¦ 2QU LoRE | Red Flag Warning - Small Fires | Wire-to-wire contact | Aggregated | 2022 | 8.9959e-06 | 768.4668 | 0.006913 | 2022 | Mitigation | 0.95 | 45 | 0 | esc | 0.00097009 | 8.7268e-09 | 0 | 0
[120 empty] | 7.3.3.17.5 (Remote Grid) Updates to grid topology to minimize risk of ignition in HFTDs Remote GridWLDFRWire-to-wire contactAggregated | WLDFR | HFTD - Distribution - Tier 2 - 5QU CoRE ¦ 2QU LoRE | Red Flag Warning - Small Fires | Wire-to-wire contact | Aggregated | 2023 | 8.9959e-06 | 768.4668 | 0.006913 | 2023 | Mitigation | 0.95 | 45 | 0 | esc | 0.00097009 | 8.7268e-09 | 0.00097009 | 8.7268e-09
[120 empty] | 7.3.3.17.5 (Remote Grid) Updates to grid topology to minimize risk of ignition in HFTDs Remote GridWLDFRWire-to-wire contactAggregated | WLDFR | HFTD - Distribution - Tier 2 - 5QU CoRE ¦ 2QU LoRE | Red Flag Warning - Small Fires | Wire-to-wire contact | Aggregated | 2024 | 8.9959e-06 | 768.4668 | 0.006913 | 2024 | Mitigation | 0.95 | 45 | 0 | esc | 0.00097009 | 8.7268e-09 | 0.00097009 | 8.7268e-09
[120 empty] | 7.3.3.17.5 (Remote Grid) Updates to grid topology to minimize risk of ignition in HFTDs Remote GridWLDFRWire-to-wire contactAggregated | WLDFR | HFTD - Distribution - Tier 2 - 5QU CoRE ¦ 2QU LoRE | Red Flag Warning - Small Fires | Wire-to-wire contact | Aggregated | 2025 | 8.9959e-06 | 768.4668 | 0.006913 | 2025 | Mitigation | 0.95 | 45 | 0 | esc | 0.00097009 | 8.7268e-09 | 0.00097009 | 8.7268e-09
[120 empty] | 7.3.3.17.5 (Remote Grid) Updates to grid topology to minimize risk of ignition in HFTDs Remote GridWLDFRWire-to-wire contactAggregated | WLDFR | HFTD - Distribution - Tier 2 - 5QU CoRE ¦ 2QU LoRE | Red Flag Warning - Small Fires | Wire-to-wire contact | Aggregated | 2026 | 8.9959e-06 | 768.4668 | 0.006913 | 2026 | Mitigation | 0.95 | 45 | 0 | esc | 0.00097009 | 8.7268e-09 | 0.00097009 | 8.7268e-09
[120 empty] | 7.3.3.17.5 (Remote Grid) Updates to grid topology to minimize risk of ignition in HFTDs Remote GridWLDFRWire-to-wire contactAggregated | WLDFR | HFTD - Distribution - Tier 2 - 5QU CoRE ¦ 2QU LoRE | Red Flag Warning - Small Fires | Wire-to-wire contact | Aggregated | 2027 | 8.9959e-06 | 768.4668 | 0.006913 | 2027 | Mitigation | 0.95 | 45 | 0 | esc | 0.00097009 | 8.7268e-09 | 0.00097009 | 8.7268e-09
[120 empty] | 7.3.3.17.5 (Remote Grid) Updates to grid topology to minimize risk of ignition in HFTDs Remote GridWLDFRWire-to-wire contactAggregated | WLDFR | HFTD - Distribution - Tier 2 - 5QU CoRE ¦ 2QU LoRE | Red Flag Warning - Small Fires | Wire-to-wire contact | Aggregated | 2028 | 8.9959e-06 | 768.4668 | 0.006913 | 2028 | Mitigation | 0.95 | 45 | 0 | esc | 0.00097009 | 8.7268e-09 | 0.00097009 | 8.7268e-09
[120 empty] | 7.3.3.17.5 (Remote Grid) Updates to grid topology to minimize risk of ignition in HFTDs Remote GridWLDFRWire-to-wire contactAggregated | WLDFR | HFTD - Distribution - Tier 2 - 5QU CoRE ¦ 2QU LoRE | Red Flag Warning - Small Fires | Wire-to-wire contact | Aggregated | 2029 | 8.9959e-06 | 768.4668 | 0.006913 | 2029 | Mitigation | 0.95 | 45 | 0 | esc | 0.00097009 | 8.7268e-09 | 0.00097009 | 8.7268e-09
[120 empty] | 7.3.3.17.5 (Remote Grid) Updates to grid topology to minimize risk of ignition in HFTDs Remote GridWLDFRWire-to-wire contactAggregated | WLDFR | HFTD - Distribution - Tier 2 - 5QU CoRE ¦ 2QU LoRE | Red Flag Warning - Small Fires | Wire-to-wire contact | Aggregated | 2030 | 8.9959e-06 | 768.4668 | 0.006913 | 2030 | Mitigation | 0.95 | 45 | 0 | esc | 0.00097009 | 8.7268e-09 | 0.00097009 | 8.7268e-09
[120 empty] | 7.3.3.17.5 (Remote Grid) Updates to grid topology to minimize risk of ignition in HFTDs Remote GridWLDFRWire-to-wire contactAggregated | WLDFR | HFTD - Distribution - Tier 2 - 5QU CoRE ¦ 2QU LoRE | Red Flag Warning - Small Fires | Wire-to-wire contact | Aggregated | 2031 | 8.9959e-06 | 768.4668 | 0.006913 | 2031 | Mitigation | 0.95 | 45 | 0 | esc | 0.00097009 | 8.7268e-09 | 0.00097009 | 8.7268e-09
[120 empty] | 7.3.3.17.5 (Remote Grid) Updates to grid topology to minimize risk of ignition in HFTDs Remote GridWLDFRWire-to-wire contactAggregated | WLDFR | HFTD - Distribution - Tier 2 - 5QU CoRE ¦ 2QU LoRE | Red Flag Warning - Small Fires | Wire-to-wire contact | Aggregated | 2032 | 8.9959e-06 | 768.4668 | 0.006913 | 2032 | Mitigation | 0.95 | 45 | 0 | esc | 0.00097009 | 8.7268e-09 | 0.00097009 | 8.7268e-09
[120 empty] | 7.3.3.17.5 (Remote Grid) Updates to grid topology to minimize risk of ignition in HFTDs Remote GridWLDFRWire-to-wire contactAggregated | WLDFR | HFTD - Distribution - Tier 2 - 5QU CoRE ¦ 2QU LoRE | Red Flag Warning - Small Fires | Wire-to-wire contact | Aggregated | 2033 | 8.9959e-06 | 768.4668 | 0.006913 | 2033 | Mitigation | 0.95 | 45 | 0 | esc | 0.00097009 | 8.7268e-09 | 0.00097009 | 8.7268e-09
[120 empty] | 7.3.3.17.5 (Remote Grid) Updates to grid topology to minimize risk of ignition in HFTDs Remote GridWLDFRWire-to-wire contactAggregated | WLDFR | HFTD - Distribution - Tier 2 - 5QU CoRE ¦ 2QU LoRE | Red Flag Warning - Small Fires | Wire-to-wire contact | Aggregated | 2034 | 8.9959e-06 | 768.4668 | 0.006913 | 2034 | Mitigation | 0.95 | 45 | 0 | esc | 0.00097009 | 8.7268e-09 | 0.00097009 | 8.7268e-09
[120 empty] | 7.3.3.17.5 (Remote Grid) Updates to grid topology to minimize risk of ignition in HFTDs Remote GridWLDFRWire-to-wire contactAggregated | WLDFR | HFTD - Distribution - Tier 2 - 5QU CoRE ¦ 2QU LoRE | Red Flag Warning - Small Fires | Wire-to-wire contact | Aggregated | 2035 | 8.9959e-06 | 768.4668 | 0.006913 | 2035 | Mitigation | 0.95 | 45 | 0 | esc | 0.00097009 | 8.7268e-09 | 0.00097009 | 8.7268e-09
[120 empty] | 7.3.3.17.5 (Remote Grid) Updates to grid topology to minimize risk of ignition in HFTDs Remote GridWLDFRWire-to-wire contactAggregated | WLDFR | HFTD - Distribution - Tier 2 - 5QU CoRE ¦ 2QU LoRE | Red Flag Warning - Small Fires | Wire-to-wire contact | Aggregated | 2036 | 8.9959e-06 | 768.4668 | 0.006913 | 2036 | Mitigation | 0.95 | 45 | 0 | esc | 0.00097009 | 8.7268e-09 | 0.00097009 | 8.7268e-09
[120 empty] | 7.3.3.17.5 (Remote Grid) Updates to grid topology to minimize risk of ignition in HFTDs Remote GridWLDFRWire-to-wire contactAggregated | WLDFR | HFTD - Distribution - Tier 2 - 5QU CoRE ¦ 2QU LoRE | Red Flag Warning - Small Fires | Wire-to-wire contact | Aggregated | 2037 | 8.9959e-06 | 768.4668 | 0.006913 | 2037 | Mitigation | 0.95 | 45 | 0 | esc | 0.00097009 | 8.7268e-09 | 0.00097009 | 8.7268e-09
[120 empty] | 7.3.3.17.5 (Remote Grid) Updates to grid topology to minimize risk of ignition in HFTDs Remote GridWLDFRWire-to-wire contactAggregated | WLDFR | HFTD - Distribution - Tier 2 - 5QU CoRE ¦ 2QU LoRE | Red Flag Warning - Small Fires | Wire-to-wire contact | Aggregated | 2038 | 8.9959e-06 | 768.4668 | 0.006913 | 2038 | Mitigation | 0.95 | 45 | 0 | esc | 0.00097009 | 8.7268e-09 | 0.00097009 | 8.7268e-09
[120 empty] | 7.3.3.17.5 (Remote Grid) Updates to grid topology to minimize risk of ignition in HFTDs Remote GridWLDFRWire-to-wire contactAggregated | WLDFR | HFTD - Distribution - Tier 2 - 5QU CoRE ¦ 2QU LoRE | Red Flag Warning - Small Fires | Wire-to-wire contact | Aggregated | 2039 | 8.9959e-06 | 768.4668 | 0.006913 | 2039 | Mitigation | 0.95 | 45 | 0 | esc | 0.00097009 | 8.7268e-09 | 0.00097009 | 8.7268e-09
[120 empty] | 7.3.3.17.5 (Remote Grid) Updates to grid topology to minimize risk of ignition in HFTDs Remote GridWLDFRWire-to-wire contactAggregated | WLDFR | HFTD - Distribution - Tier 2 - 5QU CoRE ¦ 2QU LoRE | Red Flag Warning - Small Fires | Wire-to-wire contact | Aggregated | 2040 | 8.9959e-06 | 768.4668 | 0.006913 | 2040 | Mitigation | 0.95 | 45 | 0 | esc | 0.00097009 | 8.7268e-09 | 0.00097009 | 8.7268e-09
[120 empty] | 7.3.3.17.5 (Remote Grid) Updates to grid topology to minimize risk of ignition in HFTDs Remote GridWLDFRWire-to-wire contactAggregated | WLDFR | HFTD - Distribution - Tier 2 - 5QU CoRE ¦ 2QU LoRE | Red Flag Warning - Small Fires | Wire-to-wire contact | Aggregated | 2041 | 8.9959e-06 | 768.4668 | 0.006913 | 2041 | Mitigation | 0.95 | 45 | 0 | esc | 0.00097009 | 8.7268e-09 | 0.00097009 | 8.7268e-09
[120 empty] | 7.3.3.17.5 (Remote Grid) Updates to grid topology to minimize risk of ignition in HFTDs Remote GridWLDFRWire-to-wire contactAggregated | WLDFR | HFTD - Distribution - Tier 2 - 5QU CoRE ¦ 2QU LoRE | Red Flag Warning - Small Fires | Wire-to-wire contact | Aggregated | 2042 | 8.9959e-06 | 768.4668 | 0.006913 | 2042 | Mitigation | 0.95 | 45 | 0 | esc | 0.00097009 | 8.7268e-09 | 0.00097009 | 8.7268e-09
[120 empty] | 7.3.3.17.5 (Remote Grid) Updates to grid topology to minimize risk of ignition in HFTDs Remote GridWLDFRWire-to-wire contactAggregated | WLDFR | HFTD - Distribution - Tier 2 - 5QU CoRE ¦ 2QU LoRE | Red Flag Warning - Small Fires | Wire-to-wire contact | Aggregated | 2043 | 8.9959e-06 | 768.4668 | 0.006913 | 2043 | Mitigation | 0.95 | 45 | 0 | esc | 0.00097009 | 8.7268e-09 | 0.00097009 | 8.7268e-09
[120 empty] | 7.3.3.17.5 (Remote Grid) Updates to grid topology to minimize risk of ignition in HFTDs Remote GridWLDFRWire-to-wire contactAggregated | WLDFR | HFTD - Distribution - Tier 2 - 5QU CoRE ¦ 2QU LoRE | Red Flag Warning - Small Fires | Wire-to-wire contact | Aggregated | 2044 | 8.9959e-06 | 768.4668 | 0.006913 | 2044 | Mitigation | 0.95 | 45 | 0 | esc | 0.00097009 | 8.7268e-09 | 0.00097009 | 8.7268e-09
[120 empty] | 7.3.3.17.5 (Remote Grid) Updates to grid topology to minimize risk of ignition in HFTDs Remote GridWLDFRWire-to-wire contactAggregated | WLDFR | HFTD - Distribution - Tier 2 - 5QU CoRE ¦ 2QU LoRE | Red Flag Warning - Small Fires | Wire-to-wire contact | Aggregated | 2045 | 8.9959e-06 | 768.4668 | 0.006913 | 2045 | Mitigation | 0.95 | 45 | 0 | esc | 0.00097009 | 8.7268e-09 | 0.00097009 | 8.7268e-09
[120 empty] | 7.3.3.17.5 (Remote Grid) Updates to grid topology to minimize risk of ignition in HFTDs Remote GridWLDFRWire-to-wire contactAggregated | WLDFR | HFTD - Distribution - Tier 2 - 5QU CoRE ¦ 2QU LoRE | Red Flag Warning - Small Fires | Wire-to-wire contact | Aggregated | 2046 | 8.9959e-06 | 768.4668 | 0.006913 | 2046 | Mitigation | 0.95 | 45 | 0 | esc | 0.00097009 | 8.7268e-09 | 0.00097009 | 8.7268e-09
[120 empty] | 7.3.3.17.5 (Remote Grid) Updates to grid topology to minimize risk of ignition in HFTDs Remote GridWLDFRWire-to-wire contactAggregated | WLDFR | HFTD - Distribution - Tier 2 - 5QU CoRE ¦ 2QU LoRE | Red Flag Warning - Small Fires | Wire-to-wire contact | Aggregated | 2047 | 8.9959e-06 | 768.4668 | 0.006913 | 2047 | Mitigation | 0.95 | 45 | 0 | esc | 0.00097009 | 8.7268e-09 | 0.00097009 | 8.7268e-09
[120 empty] | 7.3.3.17.5 (Remote Grid) Updates to grid topology to minimize risk of ignition in HFTDs Remote GridWLDFRWire-to-wire contactAggregated | WLDFR | HFTD - Distribution - Tier 2 - 5QU CoRE ¦ 2QU LoRE | Red Flag Warning - Small Fires | Wire-to-wire contact | Aggregated | 2048 | 8.9959e-06 | 768.4668 | 0.006913 | 2048 | Mitigation | 0.95 | 45 | 0 | esc | 0.00097009 | 8.7268e-09 | 0.00097009 | 8.7268e-09
[120 empty] | 7.3.3.17.5 (Remote Grid) Updates to grid topology to minimize risk of ignition in HFTDs Remote GridWLDFRWire-to-wire contactAggregated | WLDFR | HFTD - Distribution - Tier 2 - 5QU CoRE ¦ 2QU LoRE | Red Flag Warning - Small Fires | Wire-to-wire contact | Aggregated | 2049 | 8.9959e-06 | 768.4668 | 0.006913 | 2049 | Mitigation | 0.95 | 45 | 0 | esc | 0.00097009 | 8.7268e-09 | 0.00097009 | 8.7268e-09
[120 empty] | 7.3.3.17.5 (Remote Grid) Updates to grid topology to minimize risk of ignition in HFTDs Remote GridWLDFRWire-to-wire contactAggregated | WLDFR | HFTD - Distribution - Tier 2 - 5QU CoRE ¦ 2QU LoRE | Red Flag Warning - Small Fires | Wire-to-wire contact | Aggregated | 2050 | 8.9959e-06 | 768.4668 | 0.006913 | 2050 | Mitigation | 0.95 | 45 | 0 | esc | 0.00097009 | 8.7268e-09 | 0.00097009 | 8.7268e-09
[120 empty] | 7.3.3.17.5 (Remote Grid) Updates to grid topology to minimize risk of ignition in HFTDs Remote GridWLDFRWire-to-wire contactAggregated | WLDFR | HFTD - Distribution - Tier 2 - 5QU CoRE ¦ 2QU LoRE | Red Flag Warning - Small Fires | Wire-to-wire contact | Aggregated | 2051 | 8.9959e-06 | 768.4668 | 0.006913 | 2051 | Mitigation | 0.95 | 45 | 0 | esc | 0.00097009 | 8.7268e-09 | 0.00097009 | 8.7268e-09
[120 empty] | 7.3.3.17.5 (Remote Grid) Updates to grid topology to minimize risk of ignition in HFTDs Remote GridWLDFRWire-to-wire contactAggregated | WLDFR | HFTD - Distribution - Tier 2 - 5QU CoRE ¦ 2QU LoRE | Red Flag Warning - Small Fires | Wire-to-wire contact | Aggregated | 2052 | 8.9959e-06 | 768.4668 | 0.006913 | 2052 | Mitigation | 0.95 | 45 | 0 | esc | 0.00097009 | 8.7268e-09 | 0.00097009 | 8.7268e-09
[120 empty] | 7.3.3.17.5 (Remote Grid) Updates to grid topology to minimize risk of ignition in HFTDs Remote GridWLDFRWire-to-wire contactAggregated | WLDFR | HFTD - Distribution - Tier 2 - 5QU CoRE ¦ 2QU LoRE | Red Flag Warning - Small Fires | Wire-to-wire contact | Aggregated | 2053 | 8.9959e-06 | 768.4668 | 0.006913 | 2053 | Mitigation | 0.95 | 45 | 0 | esc | 0.00097009 | 8.7268e-09 | 0.00097009 | 8.7268e-09
[120 empty] | 7.3.3.17.5 (Remote Grid) Updates to grid topology to minimize risk of ignition in HFTDs Remote GridWLDFRWire-to-wire contactAggregated | WLDFR | HFTD - Distribution - Tier 2 - 5QU CoRE ¦ 2QU LoRE | Red Flag Warning - Small Fires | Wire-to-wire contact | Aggregated | 2054 | 8.9959e-06 | 768.4668 | 0.006913 | 2054 | Mitigation | 0.95 | 45 | 0 | esc | 0.00097009 | 8.7268e-09 | 0.00097009 | 8.7268e-09
[120 empty] | 7.3.3.17.5 (Remote Grid) Updates to grid topology to minimize risk of ignition in HFTDs Remote GridWLDFRWire-to-wire contactAggregated | WLDFR | HFTD - Distribution - Tier 2 - 5QU CoRE ¦ 2QU LoRE | Red Flag Warning - Small Fires | Wire-to-wire contact | Aggregated | 2055 | 8.9959e-06 | 768.4668 | 0.006913 | 2055 | Mitigation | 0.95 | 45 | 0 | esc | 0.00097009 | 8.7268e-09 | 0.00097009 | 8.7268e-09
[120 empty] | 7.3.3.17.5 (Remote Grid) Updates to grid topology to minimize risk of ignition in HFTDs Remote GridWLDFRWire-to-wire contactAggregated | WLDFR | HFTD - Distribution - Tier 2 - 5QU CoRE ¦ 2QU LoRE | Red Flag Warning - Small Fires | Wire-to-wire contact | Aggregated | 2056 | 8.9959e-06 | 768.4668 | 0.006913 | 2056 | Mitigation | 0.95 | 45 | 0 | esc | 0.00097009 | 8.7268e-09 | 0.00097009 | 8.7268e-09
[120 empty] | 7.3.3.17.5 (Remote Grid) Updates to grid topology to minimize risk of ignition in HFTDs Remote GridWLDFRWire-to-wire contactAggregated | WLDFR | HFTD - Distribution - Tier 2 - 5QU CoRE ¦ 2QU LoRE | Red Flag Warning - Small Fires | Wire-to-wire contact | Aggregated | 2057 | 8.9959e-06 | 768.4668 | 0.006913 | 2057 | Mitigation | 0.95 | 45 | 0 | esc | 0.00097009 | 8.7268e-09 | 0.00097009 | 8.7268e-09
[120 empty] | 7.3.3.17.5 (Remote Grid) Updates to grid topology to minimize risk of ignition in HFTDs Remote GridWLDFRWire-to-wire contactAggregated | WLDFR | HFTD - Distribution - Tier 2 - 5QU CoRE ¦ 2QU LoRE | Red Flag Warning - Small Fires | Wire-to-wire contact | Aggregated | 2058 | 8.9959e-06 | 768.4668 | 0.006913 | 2058 | Mitigation | 0.95 | 45 | 0 | esc | 0.00097009 | 8.7268e-09 | 0.00097009 | 8.7268e-09
[120 empty] | 7.3.3.17.5 (Remote Grid) Updates to grid topology to minimize risk of ignition in HFTDs Remote GridWLDFRWire-to-wire contactAggregated | WLDFR | HFTD - Distribution - Tier 2 - 5QU CoRE ¦ 2QU LoRE | Red Flag Warning - Small Fires | Wire-to-wire contact | Aggregated | 2059 | 8.9959e-06 | 768.4668 | 0.006913 | 2059 | Mitigation | 0.95 | 45 | 0 | esc | 0.00097009 | 8.7268e-09 | 0.00097009 | 8.7268e-09
[120 empty] | 7.3.3.17.5 (Remote Grid) Updates to grid topology to minimize risk of ignition in HFTDs Remote GridWLDFRWire-to-wire contactAggregated | WLDFR | HFTD - Distribution - Tier 2 - 5QU CoRE ¦ 2QU LoRE | Red Flag Warning - Small Fires | Wire-to-wire contact | Aggregated | 2060 | 8.9959e-06 | 768.4668 | 0.006913 | 2060 | Mitigation | 0.95 | 45 | 0 | esc | 0.00097009 | 8.7268e-09 | 0.00097009 | 8.7268e-09
[120 empty] | 7.3.3.17.5 (Remote Grid) Updates to grid topology to minimize risk of ignition in HFTDs Remote GridWLDFRWire-to-wire contactAggregated | WLDFR | HFTD - Distribution - Tier 2 - 5QU CoRE ¦ 2QU LoRE | Red Flag Warning - Small Fires | Wire-to-wire contact | Aggregated | 2061 | 8.9959e-06 | 768.4668 | 0.006913 | 2061 | Mitigation | 0.95 | 45 | 0 | esc | 0.00097009 | 8.7268e-09 | 0.00097009 | 8.7268e-09
[120 empty] | 7.3.3.17.5 (Remote Grid) Updates to grid topology to minimize risk of ignition in HFTDs Remote GridWLDFRWire-to-wire contactAggregated | WLDFR | HFTD - Distribution - Tier 2 - 5QU CoRE ¦ 2QU LoRE | Red Flag Warning - Small Fires | Wire-to-wire contact | Aggregated | 2062 | 8.9959e-06 | 768.4668 | 0.006913 | 2062 | Mitigation | 0.95 | 45 | 0 | esc | 0.00097009 | 8.7268e-09 | 0.00097009 | 8.7268e-09
[120 empty] | 7.3.3.17.5 (Remote Grid) Updates to grid topology to minimize risk of ignition in HFTDs Remote GridWLDFRWire-to-wire contactAggregated | WLDFR | HFTD - Distribution - Tier 2 - 5QU CoRE ¦ 2QU LoRE | Red Flag Warning - Small Fires | Wire-to-wire contact | Aggregated | 2063 | 8.9959e-06 | 768.4668 | 0.006913 | 2063 | Mitigation | 0.95 | 45 | 0 | esc | 0.00097009 | 8.7268e-09 | 0.00097009 | 8.7268e-09
[120 empty] | 7.3.3.17.5 (Remote Grid) Updates to grid topology to minimize risk of ignition in HFTDs Remote GridWLDFRWire-to-wire contactAggregated | WLDFR | HFTD - Distribution - Tier 2 - 5QU CoRE ¦ 2QU LoRE | Red Flag Warning - Small Fires | Wire-to-wire contact | Aggregated | 2064 | 8.9959e-06 | 768.4668 | 0.006913 | 2064 | Mitigation | 0.95 | 45 | 0 | esc | 0.00097009 | 8.7268e-09 | 0.00097009 | 8.7268e-09
[120 empty] | 7.3.3.17.5 (Remote Grid) Updates to grid topology to minimize risk of ignition in HFTDs Remote GridWLDFRWire-to-wire contactAggregated | WLDFR | HFTD - Distribution - Tier 2 - 5QU CoRE ¦ 2QU LoRE | Red Flag Warning - Small Fires | Wire-to-wire contact | Aggregated | 2065 | 8.9959e-06 | 768.4668 | 0.006913 | 2065 | Mitigation | 0.95 | 45 | 0 | esc | 0.00097009 | 8.7268e-09 | 0.00097009 | 8.7268e-09
[120 empty] | 7.3.3.17.5 (Remote Grid) Updates to grid topology to minimize risk of ignition in HFTDs Remote GridWLDFRWire-to-wire contactAggregated | WLDFR | HFTD - Distribution - Tier 2 - 5QU CoRE ¦ 2QU LoRE | Red Flag Warning - Small Fires | Wire-to-wire contact | Aggregated | 2066 | 8.9959e-06 | 768.4668 | 0.006913 | 2066 | Mitigation | 0.95 | 45 | 0 | esc | 0.00097009 | 8.7268e-09 | 0.00097009 | 8.7268e-09
[120 empty] | 7.3.3.17.5 (Remote Grid) Updates to grid topology to minimize risk of ignition in HFTDs Remote GridWLDFRWire-to-wire contactAggregated | WLDFR | HFTD - Distribution - Tier 2 - 5QU CoRE ¦ 2QU LoRE | Red Flag Warning - Small Fires | Wire-to-wire contact | Aggregated | 2067 | 8.9959e-06 | 768.4668 | 0.006913 | 2067 | Mitigation | 0.95 | 45 | 0 | esc | 0 | 0 | 0.00097009 | 8.7268e-09
[120 empty] | 7.3.3.17.5 (Remote Grid) Updates to grid topology to minimize risk of ignition in HFTDs Remote GridWLDFRContact from objectAggregated | WLDFR | HFTD - Distribution - Tier 2 - 5QU CoRE ¦ 3QU LoRE | Non-Red Flag Warning - Catastrophic Fires | Contact from object | Aggregated | 2022 | 4.4369e-08 | 467.0501 | 2.0723e-05 | 2022 | Mitigation | 0.95 | 45 | 0 | esc | 0.00097009 | 4.3042e-11 | 0 | 0
[120 empty] | 7.3.3.17.5 (Remote Grid) Updates to grid topology to minimize risk of ignition in HFTDs Remote GridWLDFRContact from objectAggregated | WLDFR | HFTD - Distribution - Tier 2 - 5QU CoRE ¦ 3QU LoRE | Non-Red Flag Warning - Catastrophic Fires | Contact from object | Aggregated | 2023 | 4.4369e-08 | 467.0501 | 2.0723e-05 | 2023 | Mitigation | 0.95 | 45 | 0 | esc | 0.00097009 | 4.3042e-11 | 0.00097009 | 4.3042e-11
[120 empty] | 7.3.3.17.5 (Remote Grid) Updates to grid topology to minimize risk of ignition in HFTDs Remote GridWLDFRContact from objectAggregated | WLDFR | HFTD - Distribution - Tier 2 - 5QU CoRE ¦ 3QU LoRE | Non-Red Flag Warning - Catastrophic Fires | Contact from object | Aggregated | 2024 | 4.4369e-08 | 467.0501 | 2.0723e-05 | 2024 | Mitigation | 0.95 | 45 | 0 | esc | 0.00097009 | 4.3042e-11 | 0.00097009 | 4.3042e-11
[120 empty] | 7.3.3.17.5 (Remote Grid) Updates to grid topology to minimize risk of ignition in HFTDs Remote GridWLDFRContact from objectAggregated | WLDFR | HFTD - Distribution - Tier 2 - 5QU CoRE ¦ 3QU LoRE | Non-Red Flag Warning - Catastrophic Fires | Contact from object | Aggregated | 2025 | 4.4369e-08 | 467.0501 | 2.0723e-05 | 2025 | Mitigation | 0.95 | 45 | 0 | esc | 0.00097009 | 4.3042e-11 | 0.00097009 | 4.3042e-11
[120 empty] | 7.3.3.17.5 (Remote Grid) Updates to grid topology to minimize risk of ignition in HFTDs Remote GridWLDFRContact from objectAggregated | WLDFR | HFTD - Distribution - Tier 2 - 5QU CoRE ¦ 3QU LoRE | Non-Red Flag Warning - Catastrophic Fires | Contact from object | Aggregated | 2026 | 4.4369e-08 | 467.0501 | 2.0723e-05 | 2026 | Mitigation | 0.95 | 45 | 0 | esc | 0.00097009 | 4.3042e-11 | 0.00097009 | 4.3042e-11
[120 empty] | 7.3.3.17.5 (Remote Grid) Updates to grid topology to minimize risk of ignition in HFTDs Remote GridWLDFRContact from objectAggregated | WLDFR | HFTD - Distribution - Tier 2 - 5QU CoRE ¦ 3QU LoRE | Non-Red Flag Warning - Catastrophic Fires | Contact from object | Aggregated | 2027 | 4.4369e-08 | 467.0501 | 2.0723e-05 | 2027 | Mitigation | 0.95 | 45 | 0 | esc | 0.00097009 | 4.3042e-11 | 0.00097009 | 4.3042e-11
[120 empty] | 7.3.3.17.5 (Remote Grid) Updates to grid topology to minimize risk of ignition in HFTDs Remote GridWLDFRContact from objectAggregated | WLDFR | HFTD - Distribution - Tier 2 - 5QU CoRE ¦ 3QU LoRE | Non-Red Flag Warning - Catastrophic Fires | Contact from object | Aggregated | 2028 | 4.4369e-08 | 467.0501 | 2.0723e-05 | 2028 | Mitigation | 0.95 | 45 | 0 | esc | 0.00097009 | 4.3042e-11 | 0.00097009 | 4.3042e-11
[120 empty] | 7.3.3.17.5 (Remote Grid) Updates to grid topology to minimize risk of ignition in HFTDs Remote GridWLDFRContact from objectAggregated | WLDFR | HFTD - Distribution - Tier 2 - 5QU CoRE ¦ 3QU LoRE | Non-Red Flag Warning - Catastrophic Fires | Contact from object | Aggregated | 2029 | 4.4369e-08 | 467.0501 | 2.0723e-05 | 2029 | Mitigation | 0.95 | 45 | 0 | esc | 0.00097009 | 4.3042e-11 | 0.00097009 | 4.3042e-11
[120 empty] | 7.3.3.17.5 (Remote Grid) Updates to grid topology to minimize risk of ignition in HFTDs Remote GridWLDFRContact from objectAggregated | WLDFR | HFTD - Distribution - Tier 2 - 5QU CoRE ¦ 3QU LoRE | Non-Red Flag Warning - Catastrophic Fires | Contact from object | Aggregated | 2030 | 4.4369e-08 | 467.0501 | 2.0723e-05 | 2030 | Mitigation | 0.95 | 45 | 0 | esc | 0.00097009 | 4.3042e-11 | 0.00097009 | 4.3042e-11
[120 empty] | 7.3.3.17.5 (Remote Grid) Updates to grid topology to minimize risk of ignition in HFTDs Remote GridWLDFRContact from objectAggregated | WLDFR | HFTD - Distribution - Tier 2 - 5QU CoRE ¦ 3QU LoRE | Non-Red Flag Warning - Catastrophic Fires | Contact from object | Aggregated | 2031 | 4.4369e-08 | 467.0501 | 2.0723e-05 | 2031 | Mitigation | 0.95 | 45 | 0 | esc | 0.00097009 | 4.3042e-11 | 0.00097009 | 4.3042e-11
[120 empty] | 7.3.3.17.5 (Remote Grid) Updates to grid topology to minimize risk of ignition in HFTDs Remote GridWLDFRContact from objectAggregated | WLDFR | HFTD - Distribution - Tier 2 - 5QU CoRE ¦ 3QU LoRE | Non-Red Flag Warning - Catastrophic Fires | Contact from object | Aggregated | 2032 | 4.4369e-08 | 467.0501 | 2.0723e-05 | 2032 | Mitigation | 0.95 | 45 | 0 | esc | 0.00097009 | 4.3042e-11 | 0.00097009 | 4.3042e-11
[120 empty] | 7.3.3.17.5 (Remote Grid) Updates to grid topology to minimize risk of ignition in HFTDs Remote GridWLDFRContact from objectAggregated | WLDFR | HFTD - Distribution - Tier 2 - 5QU CoRE ¦ 3QU LoRE | Non-Red Flag Warning - Catastrophic Fires | Contact from object | Aggregated | 2033 | 4.4369e-08 | 467.0501 | 2.0723e-05 | 2033 | Mitigation | 0.95 | 45 | 0 | esc | 0.00097009 | 4.3042e-11 | 0.00097009 | 4.3042e-11
[120 empty] | 7.3.3.17.5 (Remote Grid) Updates to grid topology to minimize risk of ignition in HFTDs Remote GridWLDFRContact from objectAggregated | WLDFR | HFTD - Distribution - Tier 2 - 5QU CoRE ¦ 3QU LoRE | Non-Red Flag Warning - Catastrophic Fires | Contact from object | Aggregated | 2034 | 4.4369e-08 | 467.0501 | 2.0723e-05 | 2034 | Mitigation | 0.95 | 45 | 0 | esc | 0.00097009 | 4.3042e-11 | 0.00097009 | 4.3042e-11
[120 empty] | 7.3.3.17.5 (Remote Grid) Updates to grid topology to minimize risk of ignition in HFTDs Remote GridWLDFRContact from objectAggregated | WLDFR | HFTD - Distribution - Tier 2 - 5QU CoRE ¦ 3QU LoRE | Non-Red Flag Warning - Catastrophic Fires | Contact from object | Aggregated | 2035 | 4.4369e-08 | 467.0501 | 2.0723e-05 | 2035 | Mitigation | 0.95 | 45 | 0 | esc | 0.00097009 | 4.3042e-11 | 0.00097009 | 4.3042e-11
[120 empty] | 7.3.3.17.5 (Remote Grid) Updates to grid topology to minimize risk of ignition in HFTDs Remote GridWLDFRContact from objectAggregated | WLDFR | HFTD - Distribution - Tier 2 - 5QU CoRE ¦ 3QU LoRE | Non-Red Flag Warning - Catastrophic Fires | Contact from object | Aggregated | 2036 | 4.4369e-08 | 467.0501 | 2.0723e-05 | 2036 | Mitigation | 0.95 | 45 | 0 | esc | 0.00097009 | 4.3042e-11 | 0.00097009 | 4.3042e-11
[120 empty] | 7.3.3.17.5 (Remote Grid) Updates to grid topology to minimize risk of ignition in HFTDs Remote GridWLDFRContact from objectAggregated | WLDFR | HFTD - Distribution - Tier 2 - 5QU CoRE ¦ 3QU LoRE | Non-Red Flag Warning - Catastrophic Fires | Contact from object | Aggregated | 2037 | 4.4369e-08 | 467.0501 | 2.0723e-05 | 2037 | Mitigation | 0.95 | 45 | 0 | esc | 0.00097009 | 4.3042e-11 | 0.00097009 | 4.3042e-11
[120 empty] | 7.3.3.17.5 (Remote Grid) Updates to grid topology to minimize risk of ignition in HFTDs Remote GridWLDFRContact from objectAggregated | WLDFR | HFTD - Distribution - Tier 2 - 5QU CoRE ¦ 3QU LoRE | Non-Red Flag Warning - Catastrophic Fires | Contact from object | Aggregated | 2038 | 4.4369e-08 | 467.0501 | 2.0723e-05 | 2038 | Mitigation | 0.95 | 45 | 0 | esc | 0.00097009 | 4.3042e-11 | 0.00097009 | 4.3042e-11
[120 empty] | 7.3.3.17.5 (Remote Grid) Updates to grid topology to minimize risk of ignition in HFTDs Remote GridWLDFRContact from objectAggregated | WLDFR | HFTD - Distribution - Tier 2 - 5QU CoRE ¦ 3QU LoRE | Non-Red Flag Warning - Catastrophic Fires | Contact from object | Aggregated | 2039 | 4.4369e-08 | 467.0501 | 2.0723e-05 | 2039 | Mitigation | 0.95 | 45 | 0 | esc | 0.00097009 | 4.3042e-11 | 0.00097009 | 4.3042e-11
[120 empty] | 7.3.3.17.5 (Remote Grid) Updates to grid topology to minimize risk of ignition in HFTDs Remote GridWLDFRContact from objectAggregated | WLDFR | HFTD - Distribution - Tier 2 - 5QU CoRE ¦ 3QU LoRE | Non-Red Flag Warning - Catastrophic Fires | Contact from object | Aggregated | 2040 | 4.4369e-08 | 467.0501 | 2.0723e-05 | 2040 | Mitigation | 0.95 | 45 | 0 | esc | 0.00097009 | 4.3042e-11 | 0.00097009 | 4.3042e-11
[120 empty] | 7.3.3.17.5 (Remote Grid) Updates to grid topology to minimize risk of ignition in HFTDs Remote GridWLDFRContact from objectAggregated | WLDFR | HFTD - Distribution - Tier 2 - 5QU CoRE ¦ 3QU LoRE | Non-Red Flag Warning - Catastrophic Fires | Contact from object | Aggregated | 2041 | 4.4369e-08 | 467.0501 | 2.0723e-05 | 2041 | Mitigation | 0.95 | 45 | 0 | esc | 0.00097009 | 4.3042e-11 | 0.00097009 | 4.3042e-11
[120 empty] | 7.3.3.17.5 (Remote Grid) Updates to grid topology to minimize risk of ignition in HFTDs Remote GridWLDFRContact from objectAggregated | WLDFR | HFTD - Distribution - Tier 2 - 5QU CoRE ¦ 3QU LoRE | Non-Red Flag Warning - Catastrophic Fires | Contact from object | Aggregated | 2042 | 4.4369e-08 | 467.0501 | 2.0723e-05 | 2042 | Mitigation | 0.95 | 45 | 0 | esc | 0.00097009 | 4.3042e-11 | 0.00097009 | 4.3042e-11
[120 empty] | 7.3.3.17.5 (Remote Grid) Updates to grid topology to minimize risk of ignition in HFTDs Remote GridWLDFRContact from objectAggregated | WLDFR | HFTD - Distribution - Tier 2 - 5QU CoRE ¦ 3QU LoRE | Non-Red Flag Warning - Catastrophic Fires | Contact from object | Aggregated | 2043 | 4.4369e-08 | 467.0501 | 2.0723e-05 | 2043 | Mitigation | 0.95 | 45 | 0 | esc | 0.00097009 | 4.3042e-11 | 0.00097009 | 4.3042e-11
[120 empty] | 7.3.3.17.5 (Remote Grid) Updates to grid topology to minimize risk of ignition in HFTDs Remote GridWLDFRContact from objectAggregated | WLDFR | HFTD - Distribution - Tier 2 - 5QU CoRE ¦ 3QU LoRE | Non-Red Flag Warning - Catastrophic Fires | Contact from object | Aggregated | 2044 | 4.4369e-08 | 467.0501 | 2.0723e-05 | 2044 | Mitigation | 0.95 | 45 | 0 | esc | 0.00097009 | 4.3042e-11 | 0.00097009 | 4.3042e-11
[120 empty] | 7.3.3.17.5 (Remote Grid) Updates to grid topology to minimize risk of ignition in HFTDs Remote GridWLDFRContact from objectAggregated | WLDFR | HFTD - Distribution - Tier 2 - 5QU CoRE ¦ 3QU LoRE | Non-Red Flag Warning - Catastrophic Fires | Contact from object | Aggregated | 2045 | 4.4369e-08 | 467.0501 | 2.0723e-05 | 2045 | Mitigation | 0.95 | 45 | 0 | esc | 0.00097009 | 4.3042e-11 | 0.00097009 | 4.3042e-11
[120 empty] | 7.3.3.17.5 (Remote Grid) Updates to grid topology to minimize risk of ignition in HFTDs Remote GridWLDFRContact from objectAggregated | WLDFR | HFTD - Distribution - Tier 2 - 5QU CoRE ¦ 3QU LoRE | Non-Red Flag Warning - Catastrophic Fires | Contact from object | Aggregated | 2046 | 4.4369e-08 | 467.0501 | 2.0723e-05 | 2046 | Mitigation | 0.95 | 45 | 0 | esc | 0.00097009 | 4.3042e-11 | 0.00097009 | 4.3042e-11
[120 empty] | 7.3.3.17.5 (Remote Grid) Updates to grid topology to minimize risk of ignition in HFTDs Remote GridWLDFRContact from objectAggregated | WLDFR | HFTD - Distribution - Tier 2 - 5QU CoRE ¦ 3QU LoRE | Non-Red Flag Warning - Catastrophic Fires | Contact from object | Aggregated | 2047 | 4.4369e-08 | 467.0501 | 2.0723e-05 | 2047 | Mitigation | 0.95 | 45 | 0 | esc | 0.00097009 | 4.3042e-11 | 0.00097009 | 4.3042e-11
[120 empty] | 7.3.3.17.5 (Remote Grid) Updates to grid topology to minimize risk of ignition in HFTDs Remote GridWLDFRContact from objectAggregated | WLDFR | HFTD - Distribution - Tier 2 - 5QU CoRE ¦ 3QU LoRE | Non-Red Flag Warning - Catastrophic Fires | Contact from object | Aggregated | 2048 | 4.4369e-08 | 467.0501 | 2.0723e-05 | 2048 | Mitigation | 0.95 | 45 | 0 | esc | 0.00097009 | 4.3042e-11 | 0.00097009 | 4.3042e-11
[120 empty] | 7.3.3.17.5 (Remote Grid) Updates to grid topology to minimize risk of ignition in HFTDs Remote GridWLDFRContact from objectAggregated | WLDFR | HFTD - Distribution - Tier 2 - 5QU CoRE ¦ 3QU LoRE | Non-Red Flag Warning - Catastrophic Fires | Contact from object | Aggregated | 2049 | 4.4369e-08 | 467.0501 | 2.0723e-05 | 2049 | Mitigation | 0.95 | 45 | 0 | esc | 0.00097009 | 4.3042e-11 | 0.00097009 | 4.3042e-11
[120 empty] | 7.3.3.17.5 (Remote Grid) Updates to grid topology to minimize risk of ignition in HFTDs Remote GridWLDFRContact from objectAggregated | WLDFR | HFTD - Distribution - Tier 2 - 5QU CoRE ¦ 3QU LoRE | Non-Red Flag Warning - Catastrophic Fires | Contact from object | Aggregated | 2050 | 4.4369e-08 | 467.0501 | 2.0723e-05 | 2050 | Mitigation | 0.95 | 45 | 0 | esc | 0.00097009 | 4.3042e-11 | 0.00097009 | 4.3042e-11
[120 empty] | 7.3.3.17.5 (Remote Grid) Updates to grid topology to minimize risk of ignition in HFTDs Remote GridWLDFRContact from objectAggregated | WLDFR | HFTD - Distribution - Tier 2 - 5QU CoRE ¦ 3QU LoRE | Non-Red Flag Warning - Catastrophic Fires | Contact from object | Aggregated | 2051 | 4.4369e-08 | 467.0501 | 2.0723e-05 | 2051 | Mitigation | 0.95 | 45 | 0 | esc | 0.00097009 | 4.3042e-11 | 0.00097009 | 4.3042e-11
[120 empty] | 7.3.3.17.5 (Remote Grid) Updates to grid topology to minimize risk of ignition in HFTDs Remote GridWLDFRContact from objectAggregated | WLDFR | HFTD - Distribution - Tier 2 - 5QU CoRE ¦ 3QU LoRE | Non-Red Flag Warning - Catastrophic Fires | Contact from object | Aggregated | 2052 | 4.4369e-08 | 467.0501 | 2.0723e-05 | 2052 | Mitigation | 0.95 | 45 | 0 | esc | 0.00097009 | 4.3042e-11 | 0.00097009 | 4.3042e-11
[120 empty] | 7.3.3.17.5 (Remote Grid) Updates to grid topology to minimize risk of ignition in HFTDs Remote GridWLDFRContact from objectAggregated | WLDFR | HFTD - Distribution - Tier 2 - 5QU CoRE ¦ 3QU LoRE | Non-Red Flag Warning - Catastrophic Fires | Contact from object | Aggregated | 2053 | 4.4369e-08 | 467.0501 | 2.0723e-05 | 2053 | Mitigation | 0.95 | 45 | 0 | esc | 0.00097009 | 4.3042e-11 | 0.00097009 | 4.3042e-11
[120 empty] | 7.3.3.17.5 (Remote Grid) Updates to grid topology to minimize risk of ignition in HFTDs Remote GridWLDFRContact from objectAggregated | WLDFR | HFTD - Distribution - Tier 2 - 5QU CoRE ¦ 3QU LoRE | Non-Red Flag Warning - Catastrophic Fires | Contact from object | Aggregated | 2054 | 4.4369e-08 | 467.0501 | 2.0723e-05 | 2054 | Mitigation | 0.95 | 45 | 0 | esc | 0.00097009 | 4.3042e-11 | 0.00097009 | 4.3042e-11
[120 empty] | 7.3.3.17.5 (Remote Grid) Updates to grid topology to minimize risk of ignition in HFTDs Remote GridWLDFRContact from objectAggregated | WLDFR | HFTD - Distribution - Tier 2 - 5QU CoRE ¦ 3QU LoRE | Non-Red Flag Warning - Catastrophic Fires | Contact from object | Aggregated | 2055 | 4.4369e-08 | 467.0501 | 2.0723e-05 | 2055 | Mitigation | 0.95 | 45 | 0 | esc | 0.00097009 | 4.3042e-11 | 0.00097009 | 4.3042e-11
[120 empty] | 7.3.3.17.5 (Remote Grid) Updates to grid topology to minimize risk of ignition in HFTDs Remote GridWLDFRContact from objectAggregated | WLDFR | HFTD - Distribution - Tier 2 - 5QU CoRE ¦ 3QU LoRE | Non-Red Flag Warning - Catastrophic Fires | Contact from object | Aggregated | 2056 | 4.4369e-08 | 467.0501 | 2.0723e-05 | 2056 | Mitigation | 0.95 | 45 | 0 | esc | 0.00097009 | 4.3042e-11 | 0.00097009 | 4.3042e-11
[120 empty] | 7.3.3.17.5 (Remote Grid) Updates to grid topology to minimize risk of ignition in HFTDs Remote GridWLDFRContact from objectAggregated | WLDFR | HFTD - Distribution - Tier 2 - 5QU CoRE ¦ 3QU LoRE | Non-Red Flag Warning - Catastrophic Fires | Contact from object | Aggregated | 2057 | 4.4369e-08 | 467.0501 | 2.0723e-05 | 2057 | Mitigation | 0.95 | 45 | 0 | esc | 0.00097009 | 4.3042e-11 | 0.00097009 | 4.3042e-11
[120 empty] | 7.3.3.17.5 (Remote Grid) Updates to grid topology to minimize risk of ignition in HFTDs Remote GridWLDFRContact from objectAggregated | WLDFR | HFTD - Distribution - Tier 2 - 5QU CoRE ¦ 3QU LoRE | Non-Red Flag Warning - Catastrophic Fires | Contact from object | Aggregated | 2058 | 4.4369e-08 | 467.0501 | 2.0723e-05 | 2058 | Mitigation | 0.95 | 45 | 0 | esc | 0.00097009 | 4.3042e-11 | 0.00097009 | 4.3042e-11
[120 empty] | 7.3.3.17.5 (Remote Grid) Updates to grid topology to minimize risk of ignition in HFTDs Remote GridWLDFRContact from objectAggregated | WLDFR | HFTD - Distribution - Tier 2 - 5QU CoRE ¦ 3QU LoRE | Non-Red Flag Warning - Catastrophic Fires | Contact from object | Aggregated | 2059 | 4.4369e-08 | 467.0501 | 2.0723e-05 | 2059 | Mitigation | 0.95 | 45 | 0 | esc | 0.00097009 | 4.3042e-11 | 0.00097009 | 4.3042e-11
[120 empty] | 7.3.3.17.5 (Remote Grid) Updates to grid topology to minimize risk of ignition in HFTDs Remote GridWLDFRContact from objectAggregated | WLDFR | HFTD - Distribution - Tier 2 - 5QU CoRE ¦ 3QU LoRE | Non-Red Flag Warning - Catastrophic Fires | Contact from object | Aggregated | 2060 | 4.4369e-08 | 467.0501 | 2.0723e-05 | 2060 | Mitigation | 0.95 | 45 | 0 | esc | 0.00097009 | 4.3042e-11 | 0.00097009 | 4.3042e-11
[120 empty] | 7.3.3.17.5 (Remote Grid) Updates to grid topology to minimize risk of ignition in HFTDs Remote GridWLDFRContact from objectAggregated | WLDFR | HFTD - Distribution - Tier 2 - 5QU CoRE ¦ 3QU LoRE | Non-Red Flag Warning - Catastrophic Fires | Contact from object | Aggregated | 2061 | 4.4369e-08 | 467.0501 | 2.0723e-05 | 2061 | Mitigation | 0.95 | 45 | 0 | esc | 0.00097009 | 4.3042e-11 | 0.00097009 | 4.3042e-11
[120 empty] | 7.3.3.17.5 (Remote Grid) Updates to grid topology to minimize risk of ignition in HFTDs Remote GridWLDFRContact from objectAggregated | WLDFR | HFTD - Distribution - Tier 2 - 5QU CoRE ¦ 3QU LoRE | Non-Red Flag Warning - Catastrophic Fires | Contact from object | Aggregated | 2062 | 4.4369e-08 | 467.0501 | 2.0723e-05 | 2062 | Mitigation | 0.95 | 45 | 0 | esc | 0.00097009 | 4.3042e-11 | 0.00097009 | 4.3042e-11
[120 empty] | 7.3.3.17.5 (Remote Grid) Updates to grid topology to minimize risk of ignition in HFTDs Remote GridWLDFRContact from objectAggregated | WLDFR | HFTD - Distribution - Tier 2 - 5QU CoRE ¦ 3QU LoRE | Non-Red Flag Warning - Catastrophic Fires | Contact from object | Aggregated | 2063 | 4.4369e-08 | 467.0501 | 2.0723e-05 | 2063 | Mitigation | 0.95 | 45 | 0 | esc | 0.00097009 | 4.3042e-11 | 0.00097009 | 4.3042e-11
[120 empty] | 7.3.3.17.5 (Remote Grid) Updates to grid topology to minimize risk of ignition in HFTDs Remote GridWLDFRContact from objectAggregated | WLDFR | HFTD - Distribution - Tier 2 - 5QU CoRE ¦ 3QU LoRE | Non-Red Flag Warning - Catastrophic Fires | Contact from object | Aggregated | 2064 | 4.4369e-08 | 467.0501 | 2.0723e-05 | 2064 | Mitigation | 0.95 | 45 | 0 | esc | 0.00097009 | 4.3042e-11 | 0.00097009 | 4.3042e-11
[120 empty] | 7.3.3.17.5 (Remote Grid) Updates to grid topology to minimize risk of ignition in HFTDs Remote GridWLDFRContact from objectAggregated | WLDFR | HFTD - Distribution - Tier 2 - 5QU CoRE ¦ 3QU LoRE | Non-Red Flag Warning - Catastrophic Fires | Contact from object | Aggregated | 2065 | 4.4369e-08 | 467.0501 | 2.0723e-05 | 2065 | Mitigation | 0.95 | 45 | 0 | esc | 0.00097009 | 4.3042e-11 | 0.00097009 | 4.3042e-11
[120 empty] | 7.3.3.17.5 (Remote Grid) Updates to grid topology to minimize risk of ignition in HFTDs Remote GridWLDFRContact from objectAggregated | WLDFR | HFTD - Distribution - Tier 2 - 5QU CoRE ¦ 3QU LoRE | Non-Red Flag Warning - Catastrophic Fires | Contact from object | Aggregated | 2066 | 4.4369e-08 | 467.0501 | 2.0723e-05 | 2066 | Mitigation | 0.95 | 45 | 0 | esc | 0.00097009 | 4.3042e-11 | 0.00097009 | 4.3042e-11
[120 empty] | 7.3.3.17.5 (Remote Grid) Updates to grid topology to minimize risk of ignition in HFTDs Remote GridWLDFRContact from objectAggregated | WLDFR | HFTD - Distribution - Tier 2 - 5QU CoRE ¦ 3QU LoRE | Non-Red Flag Warning - Catastrophic Fires | Contact from object | Aggregated | 2067 | 4.4369e-08 | 467.0501 | 2.0723e-05 | 2067 | Mitigation | 0.95 | 45 | 0 | esc | 0 | 0 | 0.00097009 | 4.3042e-11
[120 empty] | 7.3.3.17.5 (Remote Grid) Updates to grid topology to minimize risk of ignition in HFTDs Remote GridWLDFRContaminationAggregated | WLDFR | HFTD - Distribution - Tier 2 - 5QU CoRE ¦ 3QU LoRE | Non-Red Flag Warning - Catastrophic Fires | Contamination | Aggregated | 2022 | 8.6029e-10 | 467.0501 | 4.018e-07 | 2022 | Mitigation | 0.95 | 45 | 0 | esc | 0.00097009 | 8.3455e-13 | 0 | 0
[120 empty] | 7.3.3.17.5 (Remote Grid) Updates to grid topology to minimize risk of ignition in HFTDs Remote GridWLDFRContaminationAggregated | WLDFR | HFTD - Distribution - Tier 2 - 5QU CoRE ¦ 3QU LoRE | Non-Red Flag Warning - Catastrophic Fires | Contamination | Aggregated | 2023 | 8.6029e-10 | 467.0501 | 4.018e-07 | 2023 | Mitigation | 0.95 | 45 | 0 | esc | 0.00097009 | 8.3455e-13 | 0.00097009 | 8.3455e-13
[120 empty] | 7.3.3.17.5 (Remote Grid) Updates to grid topology to minimize risk of ignition in HFTDs Remote GridWLDFRContaminationAggregated | WLDFR | HFTD - Distribution - Tier 2 - 5QU CoRE ¦ 3QU LoRE | Non-Red Flag Warning - Catastrophic Fires | Contamination | Aggregated | 2024 | 8.6029e-10 | 467.0501 | 4.018e-07 | 2024 | Mitigation | 0.95 | 45 | 0 | esc | 0.00097009 | 8.3455e-13 | 0.00097009 | 8.3455e-13
[120 empty] | 7.3.3.17.5 (Remote Grid) Updates to grid topology to minimize risk of ignition in HFTDs Remote GridWLDFRContaminationAggregated | WLDFR | HFTD - Distribution - Tier 2 - 5QU CoRE ¦ 3QU LoRE | Non-Red Flag Warning - Catastrophic Fires | Contamination | Aggregated | 2025 | 8.6029e-10 | 467.0501 | 4.018e-07 | 2025 | Mitigation | 0.95 | 45 | 0 | esc | 0.00097009 | 8.3455e-13 | 0.00097009 | 8.3455e-13
[120 empty] | 7.3.3.17.5 (Remote Grid) Updates to grid topology to minimize risk of ignition in HFTDs Remote GridWLDFRContaminationAggregated | WLDFR | HFTD - Distribution - Tier 2 - 5QU CoRE ¦ 3QU LoRE | Non-Red Flag Warning - Catastrophic Fires | Contamination | Aggregated | 2026 | 8.6029e-10 | 467.0501 | 4.018e-07 | 2026 | Mitigation | 0.95 | 45 | 0 | esc | 0.00097009 | 8.3455e-13 | 0.00097009 | 8.3455e-13
[120 empty] | 7.3.3.17.5 (Remote Grid) Updates to grid topology to minimize risk of ignition in HFTDs Remote GridWLDFRContaminationAggregated | WLDFR | HFTD - Distribution - Tier 2 - 5QU CoRE ¦ 3QU LoRE | Non-Red Flag Warning - Catastrophic Fires | Contamination | Aggregated | 2027 | 8.6029e-10 | 467.0501 | 4.018e-07 | 2027 | Mitigation | 0.95 | 45 | 0 | esc | 0.00097009 | 8.3455e-13 | 0.00097009 | 8.3455e-13
[120 empty] | 7.3.3.17.5 (Remote Grid) Updates to grid topology to minimize risk of ignition in HFTDs Remote GridWLDFRContaminationAggregated | WLDFR | HFTD - Distribution - Tier 2 - 5QU CoRE ¦ 3QU LoRE | Non-Red Flag Warning - Catastrophic Fires | Contamination | Aggregated | 2028 | 8.6029e-10 | 467.0501 | 4.018e-07 | 2028 | Mitigation | 0.95 | 45 | 0 | esc | 0.00097009 | 8.3455e-13 | 0.00097009 | 8.3455e-13
[120 empty] | 7.3.3.17.5 (Remote Grid) Updates to grid topology to minimize risk of ignition in HFTDs Remote GridWLDFRContaminationAggregated | WLDFR | HFTD - Distribution - Tier 2 - 5QU CoRE ¦ 3QU LoRE | Non-Red Flag Warning - Catastrophic Fires | Contamination | Aggregated | 2029 | 8.6029e-10 | 467.0501 | 4.018e-07 | 2029 | Mitigation | 0.95 | 45 | 0 | esc | 0.00097009 | 8.3455e-13 | 0.00097009 | 8.3455e-13
[120 empty] | 7.3.3.17.5 (Remote Grid) Updates to grid topology to minimize risk of ignition in HFTDs Remote GridWLDFRContaminationAggregated | WLDFR | HFTD - Distribution - Tier 2 - 5QU CoRE ¦ 3QU LoRE | Non-Red Flag Warning - Catastrophic Fires | Contamination | Aggregated | 2030 | 8.6029e-10 | 467.0501 | 4.018e-07 | 2030 | Mitigation | 0.95 | 45 | 0 | esc | 0.00097009 | 8.3455e-13 | 0.00097009 | 8.3455e-13
[120 empty] | 7.3.3.17.5 (Remote Grid) Updates to grid topology to minimize risk of ignition in HFTDs Remote GridWLDFRContaminationAggregated | WLDFR | HFTD - Distribution - Tier 2 - 5QU CoRE ¦ 3QU LoRE | Non-Red Flag Warning - Catastrophic Fires | Contamination | Aggregated | 2031 | 8.6029e-10 | 467.0501 | 4.018e-07 | 2031 | Mitigation | 0.95 | 45 | 0 | esc | 0.00097009 | 8.3455e-13 | 0.00097009 | 8.3455e-13
[120 empty] | 7.3.3.17.5 (Remote Grid) Updates to grid topology to minimize risk of ignition in HFTDs Remote GridWLDFRContaminationAggregated | WLDFR | HFTD - Distribution - Tier 2 - 5QU CoRE ¦ 3QU LoRE | Non-Red Flag Warning - Catastrophic Fires | Contamination | Aggregated | 2032 | 8.6029e-10 | 467.0501 | 4.018e-07 | 2032 | Mitigation | 0.95 | 45 | 0 | esc | 0.00097009 | 8.3455e-13 | 0.00097009 | 8.3455e-13
[120 empty] | 7.3.3.17.5 (Remote Grid) Updates to grid topology to minimize risk of ignition in HFTDs Remote GridWLDFRContaminationAggregated | WLDFR | HFTD - Distribution - Tier 2 - 5QU CoRE ¦ 3QU LoRE | Non-Red Flag Warning - Catastrophic Fires | Contamination | Aggregated | 2033 | 8.6029e-10 | 467.0501 | 4.018e-07 | 2033 | Mitigation | 0.95 | 45 | 0 | esc | 0.00097009 | 8.3455e-13 | 0.00097009 | 8.3455e-13
[120 empty] | 7.3.3.17.5 (Remote Grid) Updates to grid topology to minimize risk of ignition in HFTDs Remote GridWLDFRContaminationAggregated | WLDFR | HFTD - Distribution - Tier 2 - 5QU CoRE ¦ 3QU LoRE | Non-Red Flag Warning - Catastrophic Fires | Contamination | Aggregated | 2034 | 8.6029e-10 | 467.0501 | 4.018e-07 | 2034 | Mitigation | 0.95 | 45 | 0 | esc | 0.00097009 | 8.3455e-13 | 0.00097009 | 8.3455e-13
[120 empty] | 7.3.3.17.5 (Remote Grid) Updates to grid topology to minimize risk of ignition in HFTDs Remote GridWLDFRContaminationAggregated | WLDFR | HFTD - Distribution - Tier 2 - 5QU CoRE ¦ 3QU LoRE | Non-Red Flag Warning - Catastrophic Fires | Contamination | Aggregated | 2035 | 8.6029e-10 | 467.0501 | 4.018e-07 | 2035 | Mitigation | 0.95 | 45 | 0 | esc | 0.00097009 | 8.3455e-13 | 0.00097009 | 8.3455e-13
[120 empty] | 7.3.3.17.5 (Remote Grid) Updates to grid topology to minimize risk of ignition in HFTDs Remote GridWLDFRContaminationAggregated | WLDFR | HFTD - Distribution - Tier 2 - 5QU CoRE ¦ 3QU LoRE | Non-Red Flag Warning - Catastrophic Fires | Contamination | Aggregated | 2036 | 8.6029e-10 | 467.0501 | 4.018e-07 | 2036 | Mitigation | 0.95 | 45 | 0 | esc | 0.00097009 | 8.3455e-13 | 0.00097009 | 8.3455e-13
[120 empty] | 7.3.3.17.5 (Remote Grid) Updates to grid topology to minimize risk of ignition in HFTDs Remote GridWLDFRContaminationAggregated | WLDFR | HFTD - Distribution - Tier 2 - 5QU CoRE ¦ 3QU LoRE | Non-Red Flag Warning - Catastrophic Fires | Contamination | Aggregated | 2037 | 8.6029e-10 | 467.0501 | 4.018e-07 | 2037 | Mitigation | 0.95 | 45 | 0 | esc | 0.00097009 | 8.3455e-13 | 0.00097009 | 8.3455e-13
[120 empty] | 7.3.3.17.5 (Remote Grid) Updates to grid topology to minimize risk of ignition in HFTDs Remote GridWLDFRContaminationAggregated | WLDFR | HFTD - Distribution - Tier 2 - 5QU CoRE ¦ 3QU LoRE | Non-Red Flag Warning - Catastrophic Fires | Contamination | Aggregated | 2038 | 8.6029e-10 | 467.0501 | 4.018e-07 | 2038 | Mitigation | 0.95 | 45 | 0 | esc | 0.00097009 | 8.3455e-13 | 0.00097009 | 8.3455e-13
[120 empty] | 7.3.3.17.5 (Remote Grid) Updates to grid topology to minimize risk of ignition in HFTDs Remote GridWLDFRContaminationAggregated | WLDFR | HFTD - Distribution - Tier 2 - 5QU CoRE ¦ 3QU LoRE | Non-Red Flag Warning - Catastrophic Fires | Contamination | Aggregated | 2039 | 8.6029e-10 | 467.0501 | 4.018e-07 | 2039 | Mitigation | 0.95 | 45 | 0 | esc | 0.00097009 | 8.3455e-13 | 0.00097009 | 8.3455e-13
[120 empty] | 7.3.3.17.5 (Remote Grid) Updates to grid topology to minimize risk of ignition in HFTDs Remote GridWLDFRContaminationAggregated | WLDFR | HFTD - Distribution - Tier 2 - 5QU CoRE ¦ 3QU LoRE | Non-Red Flag Warning - Catastrophic Fires | Contamination | Aggregated | 2040 | 8.6029e-10 | 467.0501 | 4.018e-07 | 2040 | Mitigation | 0.95 | 45 | 0 | esc | 0.00097009 | 8.3455e-13 | 0.00097009 | 8.3455e-13
[120 empty] | 7.3.3.17.5 (Remote Grid) Updates to grid topology to minimize risk of ignition in HFTDs Remote GridWLDFRContaminationAggregated | WLDFR | HFTD - Distribution - Tier 2 - 5QU CoRE ¦ 3QU LoRE | Non-Red Flag Warning - Catastrophic Fires | Contamination | Aggregated | 2041 | 8.6029e-10 | 467.0501 | 4.018e-07 | 2041 | Mitigation | 0.95 | 45 | 0 | esc | 0.00097009 | 8.3455e-13 | 0.00097009 | 8.3455e-13
[120 empty] | 7.3.3.17.5 (Remote Grid) Updates to grid topology to minimize risk of ignition in HFTDs Remote GridWLDFRContaminationAggregated | WLDFR | HFTD - Distribution - Tier 2 - 5QU CoRE ¦ 3QU LoRE | Non-Red Flag Warning - Catastrophic Fires | Contamination | Aggregated | 2042 | 8.6029e-10 | 467.0501 | 4.018e-07 | 2042 | Mitigation | 0.95 | 45 | 0 | esc | 0.00097009 | 8.3455e-13 | 0.00097009 | 8.3455e-13
[120 empty] | 7.3.3.17.5 (Remote Grid) Updates to grid topology to minimize risk of ignition in HFTDs Remote GridWLDFRContaminationAggregated | WLDFR | HFTD - Distribution - Tier 2 - 5QU CoRE ¦ 3QU LoRE | Non-Red Flag Warning - Catastrophic Fires | Contamination | Aggregated | 2043 | 8.6029e-10 | 467.0501 | 4.018e-07 | 2043 | Mitigation | 0.95 | 45 | 0 | esc | 0.00097009 | 8.3455e-13 | 0.00097009 | 8.3455e-13
[120 empty] | 7.3.3.17.5 (Remote Grid) Updates to grid topology to minimize risk of ignition in HFTDs Remote GridWLDFRContaminationAggregated | WLDFR | HFTD - Distribution - Tier 2 - 5QU CoRE ¦ 3QU LoRE | Non-Red Flag Warning - Catastrophic Fires | Contamination | Aggregated | 2044 | 8.6029e-10 | 467.0501 | 4.018e-07 | 2044 | Mitigation | 0.95 | 45 | 0 | esc | 0.00097009 | 8.3455e-13 | 0.00097009 | 8.3455e-13
[120 empty] | 7.3.3.17.5 (Remote Grid) Updates to grid topology to minimize risk of ignition in HFTDs Remote GridWLDFRContaminationAggregated | WLDFR | HFTD - Distribution - Tier 2 - 5QU CoRE ¦ 3QU LoRE | Non-Red Flag Warning - Catastrophic Fires | Contamination | Aggregated | 2045 | 8.6029e-10 | 467.0501 | 4.018e-07 | 2045 | Mitigation | 0.95 | 45 | 0 | esc | 0.00097009 | 8.3455e-13 | 0.00097009 | 8.3455e-13
[120 empty] | 7.3.3.17.5 (Remote Grid) Updates to grid topology to minimize risk of ignition in HFTDs Remote GridWLDFRContaminationAggregated | WLDFR | HFTD - Distribution - Tier 2 - 5QU CoRE ¦ 3QU LoRE | Non-Red Flag Warning - Catastrophic Fires | Contamination | Aggregated | 2046 | 8.6029e-10 | 467.0501 | 4.018e-07 | 2046 | Mitigation | 0.95 | 45 | 0 | esc | 0.00097009 | 8.3455e-13 | 0.00097009 | 8.3455e-13
[120 empty] | 7.3.3.17.5 (Remote Grid) Updates to grid topology to minimize risk of ignition in HFTDs Remote GridWLDFRContaminationAggregated | WLDFR | HFTD - Distribution - Tier 2 - 5QU CoRE ¦ 3QU LoRE | Non-Red Flag Warning - Catastrophic Fires | Contamination | Aggregated | 2047 | 8.6029e-10 | 467.0501 | 4.018e-07 | 2047 | Mitigation | 0.95 | 45 | 0 | esc | 0.00097009 | 8.3455e-13 | 0.00097009 | 8.3455e-13
[120 empty] | 7.3.3.17.5 (Remote Grid) Updates to grid topology to minimize risk of ignition in HFTDs Remote GridWLDFRContaminationAggregated | WLDFR | HFTD - Distribution - Tier 2 - 5QU CoRE ¦ 3QU LoRE | Non-Red Flag Warning - Catastrophic Fires | Contamination | Aggregated | 2048 | 8.6029e-10 | 467.0501 | 4.018e-07 | 2048 | Mitigation | 0.95 | 45 | 0 | esc | 0.00097009 | 8.3455e-13 | 0.00097009 | 8.3455e-13
[120 empty] | 7.3.3.17.5 (Remote Grid) Updates to grid topology to minimize risk of ignition in HFTDs Remote GridWLDFRContaminationAggregated | WLDFR | HFTD - Distribution - Tier 2 - 5QU CoRE ¦ 3QU LoRE | Non-Red Flag Warning - Catastrophic Fires | Contamination | Aggregated | 2049 | 8.6029e-10 | 467.0501 | 4.018e-07 | 2049 | Mitigation | 0.95 | 45 | 0 | esc | 0.00097009 | 8.3455e-13 | 0.00097009 | 8.3455e-13
[120 empty] | 7.3.3.17.5 (Remote Grid) Updates to grid topology to minimize risk of ignition in HFTDs Remote GridWLDFRContaminationAggregated | WLDFR | HFTD - Distribution - Tier 2 - 5QU CoRE ¦ 3QU LoRE | Non-Red Flag Warning - Catastrophic Fires | Contamination | Aggregated | 2050 | 8.6029e-10 | 467.0501 | 4.018e-07 | 2050 | Mitigation | 0.95 | 45 | 0 | esc | 0.00097009 | 8.3455e-13 | 0.00097009 | 8.3455e-13
[120 empty] | 7.3.3.17.5 (Remote Grid) Updates to grid topology to minimize risk of ignition in HFTDs Remote GridWLDFRContaminationAggregated | WLDFR | HFTD - Distribution - Tier 2 - 5QU CoRE ¦ 3QU LoRE | Non-Red Flag Warning - Catastrophic Fires | Contamination | Aggregated | 2051 | 8.6029e-10 | 467.0501 | 4.018e-07 | 2051 | Mitigation | 0.95 | 45 | 0 | esc | 0.00097009 | 8.3455e-13 | 0.00097009 | 8.3455e-13
[120 empty] | 7.3.3.17.5 (Remote Grid) Updates to grid topology to minimize risk of ignition in HFTDs Remote GridWLDFRContaminationAggregated | WLDFR | HFTD - Distribution - Tier 2 - 5QU CoRE ¦ 3QU LoRE | Non-Red Flag Warning - Catastrophic Fires | Contamination | Aggregated | 2052 | 8.6029e-10 | 467.0501 | 4.018e-07 | 2052 | Mitigation | 0.95 | 45 | 0 | esc | 0.00097009 | 8.3455e-13 | 0.00097009 | 8.3455e-13
[120 empty] | 7.3.3.17.5 (Remote Grid) Updates to grid topology to minimize risk of ignition in HFTDs Remote GridWLDFRContaminationAggregated | WLDFR | HFTD - Distribution - Tier 2 - 5QU CoRE ¦ 3QU LoRE | Non-Red Flag Warning - Catastrophic Fires | Contamination | Aggregated | 2053 | 8.6029e-10 | 467.0501 | 4.018e-07 | 2053 | Mitigation | 0.95 | 45 | 0 | esc | 0.00097009 | 8.3455e-13 | 0.00097009 | 8.3455e-13
[120 empty] | 7.3.3.17.5 (Remote Grid) Updates to grid topology to minimize risk of ignition in HFTDs Remote GridWLDFRContaminationAggregated | WLDFR | HFTD - Distribution - Tier 2 - 5QU CoRE ¦ 3QU LoRE | Non-Red Flag Warning - Catastrophic Fires | Contamination | Aggregated | 2054 | 8.6029e-10 | 467.0501 | 4.018e-07 | 2054 | Mitigation | 0.95 | 45 | 0 | esc | 0.00097009 | 8.3455e-13 | 0.00097009 | 8.3455e-13
[120 empty] | 7.3.3.17.5 (Remote Grid) Updates to grid topology to minimize risk of ignition in HFTDs Remote GridWLDFRContaminationAggregated | WLDFR | HFTD - Distribution - Tier 2 - 5QU CoRE ¦ 3QU LoRE | Non-Red Flag Warning - Catastrophic Fires | Contamination | Aggregated | 2055 | 8.6029e-10 | 467.0501 | 4.018e-07 | 2055 | Mitigation | 0.95 | 45 | 0 | esc | 0.00097009 | 8.3455e-13 | 0.00097009 | 8.3455e-13
[120 empty] | 7.3.3.17.5 (Remote Grid) Updates to grid topology to minimize risk of ignition in HFTDs Remote GridWLDFRContaminationAggregated | WLDFR | HFTD - Distribution - Tier 2 - 5QU CoRE ¦ 3QU LoRE | Non-Red Flag Warning - Catastrophic Fires | Contamination | Aggregated | 2056 | 8.6029e-10 | 467.0501 | 4.018e-07 | 2056 | Mitigation | 0.95 | 45 | 0 | esc | 0.00097009 | 8.3455e-13 | 0.00097009 | 8.3455e-13
[120 empty] | 7.3.3.17.5 (Remote Grid) Updates to grid topology to minimize risk of ignition in HFTDs Remote GridWLDFRContaminationAggregated | WLDFR | HFTD - Distribution - Tier 2 - 5QU CoRE ¦ 3QU LoRE | Non-Red Flag Warning - Catastrophic Fires | Contamination | Aggregated | 2057 | 8.6029e-10 | 467.0501 | 4.018e-07 | 2057 | Mitigation | 0.95 | 45 | 0 | esc | 0.00097009 | 8.3455e-13 | 0.00097009 | 8.3455e-13
[120 empty] | 7.3.3.17.5 (Remote Grid) Updates to grid topology to minimize risk of ignition in HFTDs Remote GridWLDFRContaminationAggregated | WLDFR | HFTD - Distribution - Tier 2 - 5QU CoRE ¦ 3QU LoRE | Non-Red Flag Warning - Catastrophic Fires | Contamination | Aggregated | 2058 | 8.6029e-10 | 467.0501 | 4.018e-07 | 2058 | Mitigation | 0.95 | 45 | 0 | esc | 0.00097009 | 8.3455e-13 | 0.00097009 | 8.3455e-13
[120 empty] | 7.3.3.17.5 (Remote Grid) Updates to grid topology to minimize risk of ignition in HFTDs Remote GridWLDFRContaminationAggregated | WLDFR | HFTD - Distribution - Tier 2 - 5QU CoRE ¦ 3QU LoRE | Non-Red Flag Warning - Catastrophic Fires | Contamination | Aggregated | 2059 | 8.6029e-10 | 467.0501 | 4.018e-07 | 2059 | Mitigation | 0.95 | 45 | 0 | esc | 0.00097009 | 8.3455e-13 | 0.00097009 | 8.3455e-13
[120 empty] | 7.3.3.17.5 (Remote Grid) Updates to grid topology to minimize risk of ignition in HFTDs Remote GridWLDFRContaminationAggregated | WLDFR | HFTD - Distribution - Tier 2 - 5QU CoRE ¦ 3QU LoRE | Non-Red Flag Warning - Catastrophic Fires | Contamination | Aggregated | 2060 | 8.6029e-10 | 467.0501 | 4.018e-07 | 2060 | Mitigation | 0.95 | 45 | 0 | esc | 0.00097009 | 8.3455e-13 | 0.00097009 | 8.3455e-13
[120 empty] | 7.3.3.17.5 (Remote Grid) Updates to grid topology to minimize risk of ignition in HFTDs Remote GridWLDFRContaminationAggregated | WLDFR | HFTD - Distribution - Tier 2 - 5QU CoRE ¦ 3QU LoRE | Non-Red Flag Warning - Catastrophic Fires | Contamination | Aggregated | 2061 | 8.6029e-10 | 467.0501 | 4.018e-07 | 2061 | Mitigation | 0.95 | 45 | 0 | esc | 0.00097009 | 8.3455e-13 | 0.00097009 | 8.3455e-13
[120 empty] | 7.3.3.17.5 (Remote Grid) Updates to grid topology to minimize risk of ignition in HFTDs Remote GridWLDFRContaminationAggregated | WLDFR | HFTD - Distribution - Tier 2 - 5QU CoRE ¦ 3QU LoRE | Non-Red Flag Warning - Catastrophic Fires | Contamination | Aggregated | 2062 | 8.6029e-10 | 467.0501 | 4.018e-07 | 2062 | Mitigation | 0.95 | 45 | 0 | esc | 0.00097009 | 8.3455e-13 | 0.00097009 | 8.3455e-13
[120 empty] | 7.3.3.17.5 (Remote Grid) Updates to grid topology to minimize risk of ignition in HFTDs Remote GridWLDFRContaminationAggregated | WLDFR | HFTD - Distribution - Tier 2 - 5QU CoRE ¦ 3QU LoRE | Non-Red Flag Warning - Catastrophic Fires | Contamination | Aggregated | 2063 | 8.6029e-10 | 467.0501 | 4.018e-07 | 2063 | Mitigation | 0.95 | 45 | 0 | esc | 0.00097009 | 8.3455e-13 | 0.00097009 | 8.3455e-13
[120 empty] | 7.3.3.17.5 (Remote Grid) Updates to grid topology to minimize risk of ignition in HFTDs Remote GridWLDFRContaminationAggregated | WLDFR | HFTD - Distribution - Tier 2 - 5QU CoRE ¦ 3QU LoRE | Non-Red Flag Warning - Catastrophic Fires | Contamination | Aggregated | 2064 | 8.6029e-10 | 467.0501 | 4.018e-07 | 2064 | Mitigation | 0.95 | 45 | 0 | esc | 0.00097009 | 8.3455e-13 | 0.00097009 | 8.3455e-13
[120 empty] | 7.3.3.17.5 (Remote Grid) Updates to grid topology to minimize risk of ignition in HFTDs Remote GridWLDFRContaminationAggregated | WLDFR | HFTD - Distribution - Tier 2 - 5QU CoRE ¦ 3QU LoRE | Non-Red Flag Warning - Catastrophic Fires | Contamination | Aggregated | 2065 | 8.6029e-10 | 467.0501 | 4.018e-07 | 2065 | Mitigation | 0.95 | 45 | 0 | esc | 0.00097009 | 8.3455e-13 | 0.00097009 | 8.3455e-13
[120 empty] | 7.3.3.17.5 (Remote Grid) Updates to grid topology to minimize risk of ignition in HFTDs Remote GridWLDFRContaminationAggregated | WLDFR | HFTD - Distribution - Tier 2 - 5QU CoRE ¦ 3QU LoRE | Non-Red Flag Warning - Catastrophic Fires | Contamination | Aggregated | 2066 | 8.6029e-10 | 467.0501 | 4.018e-07 | 2066 | Mitigation | 0.95 | 45 | 0 | esc | 0.00097009 | 8.3455e-13 | 0.00097009 | 8.3455e-13
[120 empty] | 7.3.3.17.5 (Remote Grid) Updates to grid topology to minimize risk of ignition in HFTDs Remote GridWLDFRContaminationAggregated | WLDFR | HFTD - Distribution - Tier 2 - 5QU CoRE ¦ 3QU LoRE | Non-Red Flag Warning - Catastrophic Fires | Contamination | Aggregated | 2067 | 8.6029e-10 | 467.0501 | 4.018e-07 | 2067 | Mitigation | 0.95 | 45 | 0 | esc | 0 | 0 | 0.00097009 | 8.3455e-13
[120 empty] | 7.3.3.17.5 (Remote Grid) Updates to grid topology to minimize risk of ignition in HFTDs Remote GridWLDFREquipment / facility failureAggregated | WLDFR | HFTD - Distribution - Tier 2 - 5QU CoRE ¦ 3QU LoRE | Non-Red Flag Warning - Catastrophic Fires | Equipment / facility failure | Aggregated | 2022 | 1.8974e-09 | 467.0501 | 8.8616e-07 | 2022 | Mitigation | 0.95 | 45 | 0 | esc | 0.00097009 | 1.8406e-12 | 0 | 0
[120 empty] | 7.3.3.17.5 (Remote Grid) Updates to grid topology to minimize risk of ignition in HFTDs Remote GridWLDFREquipment / facility failureAggregated | WLDFR | HFTD - Distribution - Tier 2 - 5QU CoRE ¦ 3QU LoRE | Non-Red Flag Warning - Catastrophic Fires | Equipment / facility failure | Aggregated | 2023 | 1.8974e-09 | 467.0501 | 8.8616e-07 | 2023 | Mitigation | 0.95 | 45 | 0 | esc | 0.00097009 | 1.8406e-12 | 0.00097009 | 1.8406e-12
[120 empty] | 7.3.3.17.5 (Remote Grid) Updates to grid topology to minimize risk of ignition in HFTDs Remote GridWLDFREquipment / facility failureAggregated | WLDFR | HFTD - Distribution - Tier 2 - 5QU CoRE ¦ 3QU LoRE | Non-Red Flag Warning - Catastrophic Fires | Equipment / facility failure | Aggregated | 2024 | 1.8974e-09 | 467.0501 | 8.8616e-07 | 2024 | Mitigation | 0.95 | 45 | 0 | esc | 0.00097009 | 1.8406e-12 | 0.00097009 | 1.8406e-12
[120 empty] | 7.3.3.17.5 (Remote Grid) Updates to grid topology to minimize risk of ignition in HFTDs Remote GridWLDFREquipment / facility failureAggregated | WLDFR | HFTD - Distribution - Tier 2 - 5QU CoRE ¦ 3QU LoRE | Non-Red Flag Warning - Catastrophic Fires | Equipment / facility failure | Aggregated | 2025 | 1.8974e-09 | 467.0501 | 8.8616e-07 | 2025 | Mitigation | 0.95 | 45 | 0 | esc | 0.00097009 | 1.8406e-12 | 0.00097009 | 1.8406e-12
[120 empty] | 7.3.3.17.5 (Remote Grid) Updates to grid topology to minimize risk of ignition in HFTDs Remote GridWLDFREquipment / facility failureAggregated | WLDFR | HFTD - Distribution - Tier 2 - 5QU CoRE ¦ 3QU LoRE | Non-Red Flag Warning - Catastrophic Fires | Equipment / facility failure | Aggregated | 2026 | 1.8974e-09 | 467.0501 | 8.8616e-07 | 2026 | Mitigation | 0.95 | 45 | 0 | esc | 0.00097009 | 1.8406e-12 | 0.00097009 | 1.8406e-12
[120 empty] | 7.3.3.17.5 (Remote Grid) Updates to grid topology to minimize risk of ignition in HFTDs Remote GridWLDFREquipment / facility failureAggregated | WLDFR | HFTD - Distribution - Tier 2 - 5QU CoRE ¦ 3QU LoRE | Non-Red Flag Warning - Catastrophic Fires | Equipment / facility failure | Aggregated | 2027 | 1.8974e-09 | 467.0501 | 8.8616e-07 | 2027 | Mitigation | 0.95 | 45 | 0 | esc | 0.00097009 | 1.8406e-12 | 0.00097009 | 1.8406e-12
[120 empty] | 7.3.3.17.5 (Remote Grid) Updates to grid topology to minimize risk of ignition in HFTDs Remote GridWLDFREquipment / facility failureAggregated | WLDFR | HFTD - Distribution - Tier 2 - 5QU CoRE ¦ 3QU LoRE | Non-Red Flag Warning - Catastrophic Fires | Equipment / facility failure | Aggregated | 2028 | 1.8974e-09 | 467.0501 | 8.8616e-07 | 2028 | Mitigation | 0.95 | 45 | 0 | esc | 0.00097009 | 1.8406e-12 | 0.00097009 | 1.8406e-12
[120 empty] | 7.3.3.17.5 (Remote Grid) Updates to grid topology to minimize risk of ignition in HFTDs Remote GridWLDFREquipment / facility failureAggregated | WLDFR | HFTD - Distribution - Tier 2 - 5QU CoRE ¦ 3QU LoRE | Non-Red Flag Warning - Catastrophic Fires | Equipment / facility failure | Aggregated | 2029 | 1.8974e-09 | 467.0501 | 8.8616e-07 | 2029 | Mitigation | 0.95 | 45 | 0 | esc | 0.00097009 | 1.8406e-12 | 0.00097009 | 1.8406e-12
[120 empty] | 7.3.3.17.5 (Remote Grid) Updates to grid topology to minimize risk of ignition in HFTDs Remote GridWLDFREquipment / facility failureAggregated | WLDFR | HFTD - Distribution - Tier 2 - 5QU CoRE ¦ 3QU LoRE | Non-Red Flag Warning - Catastrophic Fires | Equipment / facility failure | Aggregated | 2030 | 1.8974e-09 | 467.0501 | 8.8616e-07 | 2030 | Mitigation | 0.95 | 45 | 0 | esc | 0.00097009 | 1.8406e-12 | 0.00097009 | 1.8406e-12
[120 empty] | 7.3.3.17.5 (Remote Grid) Updates to grid topology to minimize risk of ignition in HFTDs Remote GridWLDFREquipment / facility failureAggregated | WLDFR | HFTD - Distribution - Tier 2 - 5QU CoRE ¦ 3QU LoRE | Non-Red Flag Warning - Catastrophic Fires | Equipment / facility failure | Aggregated | 2031 | 1.8974e-09 | 467.0501 | 8.8616e-07 | 2031 | Mitigation | 0.95 | 45 | 0 | esc | 0.00097009 | 1.8406e-12 | 0.00097009 | 1.8406e-12
[120 empty] | 7.3.3.17.5 (Remote Grid) Updates to grid topology to minimize risk of ignition in HFTDs Remote GridWLDFREquipment / facility failureAggregated | WLDFR | HFTD - Distribution - Tier 2 - 5QU CoRE ¦ 3QU LoRE | Non-Red Flag Warning - Catastrophic Fires | Equipment / facility failure | Aggregated | 2032 | 1.8974e-09 | 467.0501 | 8.8616e-07 | 2032 | Mitigation | 0.95 | 45 | 0 | esc | 0.00097009 | 1.8406e-12 | 0.00097009 | 1.8406e-12
[120 empty] | 7.3.3.17.5 (Remote Grid) Updates to grid topology to minimize risk of ignition in HFTDs Remote GridWLDFREquipment / facility failureAggregated | WLDFR | HFTD - Distribution - Tier 2 - 5QU CoRE ¦ 3QU LoRE | Non-Red Flag Warning - Catastrophic Fires | Equipment / facility failure | Aggregated | 2033 | 1.8974e-09 | 467.0501 | 8.8616e-07 | 2033 | Mitigation | 0.95 | 45 | 0 | esc | 0.00097009 | 1.8406e-12 | 0.00097009 | 1.8406e-12
[120 empty] | 7.3.3.17.5 (Remote Grid) Updates to grid topology to minimize risk of ignition in HFTDs Remote GridWLDFREquipment / facility failureAggregated | WLDFR | HFTD - Distribution - Tier 2 - 5QU CoRE ¦ 3QU LoRE | Non-Red Flag Warning - Catastrophic Fires | Equipment / facility failure | Aggregated | 2034 | 1.8974e-09 | 467.0501 | 8.8616e-07 | 2034 | Mitigation | 0.95 | 45 | 0 | esc | 0.00097009 | 1.8406e-12 | 0.00097009 | 1.8406e-12
[120 empty] | 7.3.3.17.5 (Remote Grid) Updates to grid topology to minimize risk of ignition in HFTDs Remote GridWLDFREquipment / facility failureAggregated | WLDFR | HFTD - Distribution - Tier 2 - 5QU CoRE ¦ 3QU LoRE | Non-Red Flag Warning - Catastrophic Fires | Equipment / facility failure | Aggregated | 2035 | 1.8974e-09 | 467.0501 | 8.8616e-07 | 2035 | Mitigation | 0.95 | 45 | 0 | esc | 0.00097009 | 1.8406e-12 | 0.00097009 | 1.8406e-12
[120 empty] | 7.3.3.17.5 (Remote Grid) Updates to grid topology to minimize risk of ignition in HFTDs Remote GridWLDFREquipment / facility failureAggregated | WLDFR | HFTD - Distribution - Tier 2 - 5QU CoRE ¦ 3QU LoRE | Non-Red Flag Warning - Catastrophic Fires | Equipment / facility failure | Aggregated | 2036 | 1.8974e-09 | 467.0501 | 8.8616e-07 | 2036 | Mitigation | 0.95 | 45 | 0 | esc | 0.00097009 | 1.8406e-12 | 0.00097009 | 1.8406e-12
[120 empty] | 7.3.3.17.5 (Remote Grid) Updates to grid topology to minimize risk of ignition in HFTDs Remote GridWLDFREquipment / facility failureAggregated | WLDFR | HFTD - Distribution - Tier 2 - 5QU CoRE ¦ 3QU LoRE | Non-Red Flag Warning - Catastrophic Fires | Equipment / facility failure | Aggregated | 2037 | 1.8974e-09 | 467.0501 | 8.8616e-07 | 2037 | Mitigation | 0.95 | 45 | 0 | esc | 0.00097009 | 1.8406e-12 | 0.00097009 | 1.8406e-12
[120 empty] | 7.3.3.17.5 (Remote Grid) Updates to grid topology to minimize risk of ignition in HFTDs Remote GridWLDFREquipment / facility failureAggregated | WLDFR | HFTD - Distribution - Tier 2 - 5QU CoRE ¦ 3QU LoRE | Non-Red Flag Warning - Catastrophic Fires | Equipment / facility failure | Aggregated | 2038 | 1.8974e-09 | 467.0501 | 8.8616e-07 | 2038 | Mitigation | 0.95 | 45 | 0 | esc | 0.00097009 | 1.8406e-12 | 0.00097009 | 1.8406e-12
[120 empty] | 7.3.3.17.5 (Remote Grid) Updates to grid topology to minimize risk of ignition in HFTDs Remote GridWLDFREquipment / facility failureAggregated | WLDFR | HFTD - Distribution - Tier 2 - 5QU CoRE ¦ 3QU LoRE | Non-Red Flag Warning - Catastrophic Fires | Equipment / facility failure | Aggregated | 2039 | 1.8974e-09 | 467.0501 | 8.8616e-07 | 2039 | Mitigation | 0.95 | 45 | 0 | esc | 0.00097009 | 1.8406e-12 | 0.00097009 | 1.8406e-12
[120 empty] | 7.3.3.17.5 (Remote Grid) Updates to grid topology to minimize risk of ignition in HFTDs Remote GridWLDFREquipment / facility failureAggregated | WLDFR | HFTD - Distribution - Tier 2 - 5QU CoRE ¦ 3QU LoRE | Non-Red Flag Warning - Catastrophic Fires | Equipment / facility failure | Aggregated | 2040 | 1.8974e-09 | 467.0501 | 8.8616e-07 | 2040 | Mitigation | 0.95 | 45 | 0 | esc | 0.00097009 | 1.8406e-12 | 0.00097009 | 1.8406e-12
[120 empty] | 7.3.3.17.5 (Remote Grid) Updates to grid topology to minimize risk of ignition in HFTDs Remote GridWLDFREquipment / facility failureAggregated | WLDFR | HFTD - Distribution - Tier 2 - 5QU CoRE ¦ 3QU LoRE | Non-Red Flag Warning - Catastrophic Fires | Equipment / facility failure | Aggregated | 2041 | 1.8974e-09 | 467.0501 | 8.8616e-07 | 2041 | Mitigation | 0.95 | 45 | 0 | esc | 0.00097009 | 1.8406e-12 | 0.00097009 | 1.8406e-12
[120 empty] | 7.3.3.17.5 (Remote Grid) Updates to grid topology to minimize risk of ignition in HFTDs Remote GridWLDFREquipment / facility failureAggregated | WLDFR | HFTD - Distribution - Tier 2 - 5QU CoRE ¦ 3QU LoRE | Non-Red Flag Warning - Catastrophic Fires | Equipment / facility failure | Aggregated | 2042 | 1.8974e-09 | 467.0501 | 8.8616e-07 | 2042 | Mitigation | 0.95 | 45 | 0 | esc | 0.00097009 | 1.8406e-12 | 0.00097009 | 1.8406e-12
[120 empty] | 7.3.3.17.5 (Remote Grid) Updates to grid topology to minimize risk of ignition in HFTDs Remote GridWLDFREquipment / facility failureAggregated | WLDFR | HFTD - Distribution - Tier 2 - 5QU CoRE ¦ 3QU LoRE | Non-Red Flag Warning - Catastrophic Fires | Equipment / facility failure | Aggregated | 2043 | 1.8974e-09 | 467.0501 | 8.8616e-07 | 2043 | Mitigation | 0.95 | 45 | 0 | esc | 0.00097009 | 1.8406e-12 | 0.00097009 | 1.8406e-12
[120 empty] | 7.3.3.17.5 (Remote Grid) Updates to grid topology to minimize risk of ignition in HFTDs Remote GridWLDFREquipment / facility failureAggregated | WLDFR | HFTD - Distribution - Tier 2 - 5QU CoRE ¦ 3QU LoRE | Non-Red Flag Warning - Catastrophic Fires | Equipment / facility failure | Aggregated | 2044 | 1.8974e-09 | 467.0501 | 8.8616e-07 | 2044 | Mitigation | 0.95 | 45 | 0 | esc | 0.00097009 | 1.8406e-12 | 0.00097009 | 1.8406e-12
[120 empty] | 7.3.3.17.5 (Remote Grid) Updates to grid topology to minimize risk of ignition in HFTDs Remote GridWLDFREquipment / facility failureAggregated | WLDFR | HFTD - Distribution - Tier 2 - 5QU CoRE ¦ 3QU LoRE | Non-Red Flag Warning - Catastrophic Fires | Equipment / facility failure | Aggregated | 2045 | 1.8974e-09 | 467.0501 | 8.8616e-07 | 2045 | Mitigation | 0.95 | 45 | 0 | esc | 0.00097009 | 1.8406e-12 | 0.00097009 | 1.8406e-12
[120 empty] | 7.3.3.17.5 (Remote Grid) Updates to grid topology to minimize risk of ignition in HFTDs Remote GridWLDFREquipment / facility failureAggregated | WLDFR | HFTD - Distribution - Tier 2 - 5QU CoRE ¦ 3QU LoRE | Non-Red Flag Warning - Catastrophic Fires | Equipment / facility failure | Aggregated | 2046 | 1.8974e-09 | 467.0501 | 8.8616e-07 | 2046 | Mitigation | 0.95 | 45 | 0 | esc | 0.00097009 | 1.8406e-12 | 0.00097009 | 1.8406e-12
[120 empty] | 7.3.3.17.5 (Remote Grid) Updates to grid topology to minimize risk of ignition in HFTDs Remote GridWLDFREquipment / facility failureAggregated | WLDFR | HFTD - Distribution - Tier 2 - 5QU CoRE ¦ 3QU LoRE | Non-Red Flag Warning - Catastrophic Fires | Equipment / facility failure | Aggregated | 2047 | 1.8974e-09 | 467.0501 | 8.8616e-07 | 2047 | Mitigation | 0.95 | 45 | 0 | esc | 0.00097009 | 1.8406e-12 | 0.00097009 | 1.8406e-12
[120 empty] | 7.3.3.17.5 (Remote Grid) Updates to grid topology to minimize risk of ignition in HFTDs Remote GridWLDFREquipment / facility failureAggregated | WLDFR | HFTD - Distribution - Tier 2 - 5QU CoRE ¦ 3QU LoRE | Non-Red Flag Warning - Catastrophic Fires | Equipment / facility failure | Aggregated | 2048 | 1.8974e-09 | 467.0501 | 8.8616e-07 | 2048 | Mitigation | 0.95 | 45 | 0 | esc | 0.00097009 | 1.8406e-12 | 0.00097009 | 1.8406e-12
[120 empty] | 7.3.3.17.5 (Remote Grid) Updates to grid topology to minimize risk of ignition in HFTDs Remote GridWLDFREquipment / facility failureAggregated | WLDFR | HFTD - Distribution - Tier 2 - 5QU CoRE ¦ 3QU LoRE | Non-Red Flag Warning - Catastrophic Fires | Equipment / facility failure | Aggregated | 2049 | 1.8974e-09 | 467.0501 | 8.8616e-07 | 2049 | Mitigation | 0.95 | 45 | 0 | esc | 0.00097009 | 1.8406e-12 | 0.00097009 | 1.8406e-12
[120 empty] | 7.3.3.17.5 (Remote Grid) Updates to grid topology to minimize risk of ignition in HFTDs Remote GridWLDFREquipment / facility failureAggregated | WLDFR | HFTD - Distribution - Tier 2 - 5QU CoRE ¦ 3QU LoRE | Non-Red Flag Warning - Catastrophic Fires | Equipment / facility failure | Aggregated | 2050 | 1.8974e-09 | 467.0501 | 8.8616e-07 | 2050 | Mitigation | 0.95 | 45 | 0 | esc | 0.00097009 | 1.8406e-12 | 0.00097009 | 1.8406e-12
[120 empty] | 7.3.3.17.5 (Remote Grid) Updates to grid topology to minimize risk of ignition in HFTDs Remote GridWLDFREquipment / facility failureAggregated | WLDFR | HFTD - Distribution - Tier 2 - 5QU CoRE ¦ 3QU LoRE | Non-Red Flag Warning - Catastrophic Fires | Equipment / facility failure | Aggregated | 2051 | 1.8974e-09 | 467.0501 | 8.8616e-07 | 2051 | Mitigation | 0.95 | 45 | 0 | esc | 0.00097009 | 1.8406e-12 | 0.00097009 | 1.8406e-12
[120 empty] | 7.3.3.17.5 (Remote Grid) Updates to grid topology to minimize risk of ignition in HFTDs Remote GridWLDFREquipment / facility failureAggregated | WLDFR | HFTD - Distribution - Tier 2 - 5QU CoRE ¦ 3QU LoRE | Non-Red Flag Warning - Catastrophic Fires | Equipment / facility failure | Aggregated | 2052 | 1.8974e-09 | 467.0501 | 8.8616e-07 | 2052 | Mitigation | 0.95 | 45 | 0 | esc | 0.00097009 | 1.8406e-12 | 0.00097009 | 1.8406e-12
[120 empty] | 7.3.3.17.5 (Remote Grid) Updates to grid topology to minimize risk of ignition in HFTDs Remote GridWLDFREquipment / facility failureAggregated | WLDFR | HFTD - Distribution - Tier 2 - 5QU CoRE ¦ 3QU LoRE | Non-Red Flag Warning - Catastrophic Fires | Equipment / facility failure | Aggregated | 2053 | 1.8974e-09 | 467.0501 | 8.8616e-07 | 2053 | Mitigation | 0.95 | 45 | 0 | esc | 0.00097009 | 1.8406e-12 | 0.00097009 | 1.8406e-12
[120 empty] | 7.3.3.17.5 (Remote Grid) Updates to grid topology to minimize risk of ignition in HFTDs Remote GridWLDFREquipment / facility failureAggregated | WLDFR | HFTD - Distribution - Tier 2 - 5QU CoRE ¦ 3QU LoRE | Non-Red Flag Warning - Catastrophic Fires | Equipment / facility failure | Aggregated | 2054 | 1.8974e-09 | 467.0501 | 8.8616e-07 | 2054 | Mitigation | 0.95 | 45 | 0 | esc | 0.00097009 | 1.8406e-12 | 0.00097009 | 1.8406e-12
[120 empty] | 7.3.3.17.5 (Remote Grid) Updates to grid topology to minimize risk of ignition in HFTDs Remote GridWLDFREquipment / facility failureAggregated | WLDFR | HFTD - Distribution - Tier 2 - 5QU CoRE ¦ 3QU LoRE | Non-Red Flag Warning - Catastrophic Fires | Equipment / facility failure | Aggregated | 2055 | 1.8974e-09 | 467.0501 | 8.8616e-07 | 2055 | Mitigation | 0.95 | 45 | 0 | esc | 0.00097009 | 1.8406e-12 | 0.00097009 | 1.8406e-12
[120 empty] | 7.3.3.17.5 (Remote Grid) Updates to grid topology to minimize risk of ignition in HFTDs Remote GridWLDFREquipment / facility failureAggregated | WLDFR | HFTD - Distribution - Tier 2 - 5QU CoRE ¦ 3QU LoRE | Non-Red Flag Warning - Catastrophic Fires | Equipment / facility failure | Aggregated | 2056 | 1.8974e-09 | 467.0501 | 8.8616e-07 | 2056 | Mitigation | 0.95 | 45 | 0 | esc | 0.00097009 | 1.8406e-12 | 0.00097009 | 1.8406e-12
[120 empty] | 7.3.3.17.5 (Remote Grid) Updates to grid topology to minimize risk of ignition in HFTDs Remote GridWLDFREquipment / facility failureAggregated | WLDFR | HFTD - Distribution - Tier 2 - 5QU CoRE ¦ 3QU LoRE | Non-Red Flag Warning - Catastrophic Fires | Equipment / facility failure | Aggregated | 2057 | 1.8974e-09 | 467.0501 | 8.8616e-07 | 2057 | Mitigation | 0.95 | 45 | 0 | esc | 0.00097009 | 1.8406e-12 | 0.00097009 | 1.8406e-12
[120 empty] | 7.3.3.17.5 (Remote Grid) Updates to grid topology to minimize risk of ignition in HFTDs Remote GridWLDFREquipment / facility failureAggregated | WLDFR | HFTD - Distribution - Tier 2 - 5QU CoRE ¦ 3QU LoRE | Non-Red Flag Warning - Catastrophic Fires | Equipment / facility failure | Aggregated | 2058 | 1.8974e-09 | 467.0501 | 8.8616e-07 | 2058 | Mitigation | 0.95 | 45 | 0 | esc | 0.00097009 | 1.8406e-12 | 0.00097009 | 1.8406e-12
[120 empty] | 7.3.3.17.5 (Remote Grid) Updates to grid topology to minimize risk of ignition in HFTDs Remote GridWLDFREquipment / facility failureAggregated | WLDFR | HFTD - Distribution - Tier 2 - 5QU CoRE ¦ 3QU LoRE | Non-Red Flag Warning - Catastrophic Fires | Equipment / facility failure | Aggregated | 2059 | 1.8974e-09 | 467.0501 | 8.8616e-07 | 2059 | Mitigation | 0.95 | 45 | 0 | esc | 0.00097009 | 1.8406e-12 | 0.00097009 | 1.8406e-12
[120 empty] | 7.3.3.17.5 (Remote Grid) Updates to grid topology to minimize risk of ignition in HFTDs Remote GridWLDFREquipment / facility failureAggregated | WLDFR | HFTD - Distribution - Tier 2 - 5QU CoRE ¦ 3QU LoRE | Non-Red Flag Warning - Catastrophic Fires | Equipment / facility failure | Aggregated | 2060 | 1.8974e-09 | 467.0501 | 8.8616e-07 | 2060 | Mitigation | 0.95 | 45 | 0 | esc | 0.00097009 | 1.8406e-12 | 0.00097009 | 1.8406e-12
[120 empty] | 7.3.3.17.5 (Remote Grid) Updates to grid topology to minimize risk of ignition in HFTDs Remote GridWLDFREquipment / facility failureAggregated | WLDFR | HFTD - Distribution - Tier 2 - 5QU CoRE ¦ 3QU LoRE | Non-Red Flag Warning - Catastrophic Fires | Equipment / facility failure | Aggregated | 2061 | 1.8974e-09 | 467.0501 | 8.8616e-07 | 2061 | Mitigation | 0.95 | 45 | 0 | esc | 0.00097009 | 1.8406e-12 | 0.00097009 | 1.8406e-12
[120 empty] | 7.3.3.17.5 (Remote Grid) Updates to grid topology to minimize risk of ignition in HFTDs Remote GridWLDFREquipment / facility failureAggregated | WLDFR | HFTD - Distribution - Tier 2 - 5QU CoRE ¦ 3QU LoRE | Non-Red Flag Warning - Catastrophic Fires | Equipment / facility failure | Aggregated | 2062 | 1.8974e-09 | 467.0501 | 8.8616e-07 | 2062 | Mitigation | 0.95 | 45 | 0 | esc | 0.00097009 | 1.8406e-12 | 0.00097009 | 1.8406e-12
[120 empty] | 7.3.3.17.5 (Remote Grid) Updates to grid topology to minimize risk of ignition in HFTDs Remote GridWLDFREquipment / facility failureAggregated | WLDFR | HFTD - Distribution - Tier 2 - 5QU CoRE ¦ 3QU LoRE | Non-Red Flag Warning - Catastrophic Fires | Equipment / facility failure | Aggregated | 2063 | 1.8974e-09 | 467.0501 | 8.8616e-07 | 2063 | Mitigation | 0.95 | 45 | 0 | esc | 0.00097009 | 1.8406e-12 | 0.00097009 | 1.8406e-12
[120 empty] | 7.3.3.17.5 (Remote Grid) Updates to grid topology to minimize risk of ignition in HFTDs Remote GridWLDFREquipment / facility failureAggregated | WLDFR | HFTD - Distribution - Tier 2 - 5QU CoRE ¦ 3QU LoRE | Non-Red Flag Warning - Catastrophic Fires | Equipment / facility failure | Aggregated | 2064 | 1.8974e-09 | 467.0501 | 8.8616e-07 | 2064 | Mitigation | 0.95 | 45 | 0 | esc | 0.00097009 | 1.8406e-12 | 0.00097009 | 1.8406e-12
[120 empty] | 7.3.3.17.5 (Remote Grid) Updates to grid topology to minimize risk of ignition in HFTDs Remote GridWLDFREquipment / facility failureAggregated | WLDFR | HFTD - Distribution - Tier 2 - 5QU CoRE ¦ 3QU LoRE | Non-Red Flag Warning - Catastrophic Fires | Equipment / facility failure | Aggregated | 2065 | 1.8974e-09 | 467.0501 | 8.8616e-07 | 2065 | Mitigation | 0.95 | 45 | 0 | esc | 0.00097009 | 1.8406e-12 | 0.00097009 | 1.8406e-12
[120 empty] | 7.3.3.17.5 (Remote Grid) Updates to grid topology to minimize risk of ignition in HFTDs Remote GridWLDFREquipment / facility failureAggregated | WLDFR | HFTD - Distribution - Tier 2 - 5QU CoRE ¦ 3QU LoRE | Non-Red Flag Warning - Catastrophic Fires | Equipment / facility failure | Aggregated | 2066 | 1.8974e-09 | 467.0501 | 8.8616e-07 | 2066 | Mitigation | 0.95 | 45 | 0 | esc | 0.00097009 | 1.8406e-12 | 0.00097009 | 1.8406e-12
[120 empty] | 7.3.3.17.5 (Remote Grid) Updates to grid topology to minimize risk of ignition in HFTDs Remote GridWLDFREquipment / facility failureAggregated | WLDFR | HFTD - Distribution - Tier 2 - 5QU CoRE ¦ 3QU LoRE | Non-Red Flag Warning - Catastrophic Fires | Equipment / facility failure | Aggregated | 2067 | 1.8974e-09 | 467.0501 | 8.8616e-07 | 2067 | Mitigation | 0.95 | 45 | 0 | esc | 0 | 0 | 0.00097009 | 1.8406e-12
[120 empty] | 7.3.3.17.5 (Remote Grid) Updates to grid topology to minimize risk of ignition in HFTDs Remote GridWLDFRVegetation ContactAggregated | WLDFR | HFTD - Distribution - Tier 2 - 5QU CoRE ¦ 3QU LoRE | Non-Red Flag Warning - Catastrophic Fires | Vegetation Contact | Aggregated | 2022 | 1.0182e-08 | 467.0501 | 4.7555e-06 | 2022 | Mitigation | 0.95 | 45 | 0 | esc | 0.00097009 | 9.8773e-12 | 0 | 0
[120 empty] | 7.3.3.17.5 (Remote Grid) Updates to grid topology to minimize risk of ignition in HFTDs Remote GridWLDFRVegetation ContactAggregated | WLDFR | HFTD - Distribution - Tier 2 - 5QU CoRE ¦ 3QU LoRE | Non-Red Flag Warning - Catastrophic Fires | Vegetation Contact | Aggregated | 2023 | 1.0182e-08 | 467.0501 | 4.7555e-06 | 2023 | Mitigation | 0.95 | 45 | 0 | esc | 0.00097009 | 9.8773e-12 | 0.00097009 | 9.8773e-12
[120 empty] | 7.3.3.17.5 (Remote Grid) Updates to grid topology to minimize risk of ignition in HFTDs Remote GridWLDFRVegetation ContactAggregated | WLDFR | HFTD - Distribution - Tier 2 - 5QU CoRE ¦ 3QU LoRE | Non-Red Flag Warning - Catastrophic Fires | Vegetation Contact | Aggregated | 2024 | 1.0182e-08 | 467.0501 | 4.7555e-06 | 2024 | Mitigation | 0.95 | 45 | 0 | esc | 0.00097009 | 9.8773e-12 | 0.00097009 | 9.8773e-12
[120 empty] | 7.3.3.17.5 (Remote Grid) Updates to grid topology to minimize risk of ignition in HFTDs Remote GridWLDFRVegetation ContactAggregated | WLDFR | HFTD - Distribution - Tier 2 - 5QU CoRE ¦ 3QU LoRE | Non-Red Flag Warning - Catastrophic Fires | Vegetation Contact | Aggregated | 2025 | 1.0182e-08 | 467.0501 | 4.7555e-06 | 2025 | Mitigation | 0.95 | 45 | 0 | esc | 0.00097009 | 9.8773e-12 | 0.00097009 | 9.8773e-12
[120 empty] | 7.3.3.17.5 (Remote Grid) Updates to grid topology to minimize risk of ignition in HFTDs Remote GridWLDFRVegetation ContactAggregated | WLDFR | HFTD - Distribution - Tier 2 - 5QU CoRE ¦ 3QU LoRE | Non-Red Flag Warning - Catastrophic Fires | Vegetation Contact | Aggregated | 2026 | 1.0182e-08 | 467.0501 | 4.7555e-06 | 2026 | Mitigation | 0.95 | 45 | 0 | esc | 0.00097009 | 9.8773e-12 | 0.00097009 | 9.8773e-12
[120 empty] | 7.3.3.17.5 (Remote Grid) Updates to grid topology to minimize risk of ignition in HFTDs Remote GridWLDFRVegetation ContactAggregated | WLDFR | HFTD - Distribution - Tier 2 - 5QU CoRE ¦ 3QU LoRE | Non-Red Flag Warning - Catastrophic Fires | Vegetation Contact | Aggregated | 2027 | 1.0182e-08 | 467.0501 | 4.7555e-06 | 2027 | Mitigation | 0.95 | 45 | 0 | esc | 0.00097009 | 9.8773e-12 | 0.00097009 | 9.8773e-12
[120 empty] | 7.3.3.17.5 (Remote Grid) Updates to grid topology to minimize risk of ignition in HFTDs Remote GridWLDFRVegetation ContactAggregated | WLDFR | HFTD - Distribution - Tier 2 - 5QU CoRE ¦ 3QU LoRE | Non-Red Flag Warning - Catastrophic Fires | Vegetation Contact | Aggregated | 2028 | 1.0182e-08 | 467.0501 | 4.7555e-06 | 2028 | Mitigation | 0.95 | 45 | 0 | esc | 0.00097009 | 9.8773e-12 | 0.00097009 | 9.8773e-12
[120 empty] | 7.3.3.17.5 (Remote Grid) Updates to grid topology to minimize risk of ignition in HFTDs Remote GridWLDFRVegetation ContactAggregated | WLDFR | HFTD - Distribution - Tier 2 - 5QU CoRE ¦ 3QU LoRE | Non-Red Flag Warning - Catastrophic Fires | Vegetation Contact | Aggregated | 2029 | 1.0182e-08 | 467.0501 | 4.7555e-06 | 2029 | Mitigation | 0.95 | 45 | 0 | esc | 0.00097009 | 9.8773e-12 | 0.00097009 | 9.8773e-12
[120 empty] | 7.3.3.17.5 (Remote Grid) Updates to grid topology to minimize risk of ignition in HFTDs Remote GridWLDFRVegetation ContactAggregated | WLDFR | HFTD - Distribution - Tier 2 - 5QU CoRE ¦ 3QU LoRE | Non-Red Flag Warning - Catastrophic Fires | Vegetation Contact | Aggregated | 2030 | 1.0182e-08 | 467.0501 | 4.7555e-06 | 2030 | Mitigation | 0.95 | 45 | 0 | esc | 0.00097009 | 9.8773e-12 | 0.00097009 | 9.8773e-12
[120 empty] | 7.3.3.17.5 (Remote Grid) Updates to grid topology to minimize risk of ignition in HFTDs Remote GridWLDFRVegetation ContactAggregated | WLDFR | HFTD - Distribution - Tier 2 - 5QU CoRE ¦ 3QU LoRE | Non-Red Flag Warning - Catastrophic Fires | Vegetation Contact | Aggregated | 2031 | 1.0182e-08 | 467.0501 | 4.7555e-06 | 2031 | Mitigation | 0.95 | 45 | 0 | esc | 0.00097009 | 9.8773e-12 | 0.00097009 | 9.8773e-12
[120 empty] | 7.3.3.17.5 (Remote Grid) Updates to grid topology to minimize risk of ignition in HFTDs Remote GridWLDFRVegetation ContactAggregated | WLDFR | HFTD - Distribution - Tier 2 - 5QU CoRE ¦ 3QU LoRE | Non-Red Flag Warning - Catastrophic Fires | Vegetation Contact | Aggregated | 2032 | 1.0182e-08 | 467.0501 | 4.7555e-06 | 2032 | Mitigation | 0.95 | 45 | 0 | esc | 0.00097009 | 9.8773e-12 | 0.00097009 | 9.8773e-12
[120 empty] | 7.3.3.17.5 (Remote Grid) Updates to grid topology to minimize risk of ignition in HFTDs Remote GridWLDFRVegetation ContactAggregated | WLDFR | HFTD - Distribution - Tier 2 - 5QU CoRE ¦ 3QU LoRE | Non-Red Flag Warning - Catastrophic Fires | Vegetation Contact | Aggregated | 2033 | 1.0182e-08 | 467.0501 | 4.7555e-06 | 2033 | Mitigation | 0.95 | 45 | 0 | esc | 0.00097009 | 9.8773e-12 | 0.00097009 | 9.8773e-12
[120 empty] | 7.3.3.17.5 (Remote Grid) Updates to grid topology to minimize risk of ignition in HFTDs Remote GridWLDFRVegetation ContactAggregated | WLDFR | HFTD - Distribution - Tier 2 - 5QU CoRE ¦ 3QU LoRE | Non-Red Flag Warning - Catastrophic Fires | Vegetation Contact | Aggregated | 2034 | 1.0182e-08 | 467.0501 | 4.7555e-06 | 2034 | Mitigation | 0.95 | 45 | 0 | esc | 0.00097009 | 9.8773e-12 | 0.00097009 | 9.8773e-12
[120 empty] | 7.3.3.17.5 (Remote Grid) Updates to grid topology to minimize risk of ignition in HFTDs Remote GridWLDFRVegetation ContactAggregated | WLDFR | HFTD - Distribution - Tier 2 - 5QU CoRE ¦ 3QU LoRE | Non-Red Flag Warning - Catastrophic Fires | Vegetation Contact | Aggregated | 2035 | 1.0182e-08 | 467.0501 | 4.7555e-06 | 2035 | Mitigation | 0.95 | 45 | 0 | esc | 0.00097009 | 9.8773e-12 | 0.00097009 | 9.8773e-12
[120 empty] | 7.3.3.17.5 (Remote Grid) Updates to grid topology to minimize risk of ignition in HFTDs Remote GridWLDFRVegetation ContactAggregated | WLDFR | HFTD - Distribution - Tier 2 - 5QU CoRE ¦ 3QU LoRE | Non-Red Flag Warning - Catastrophic Fires | Vegetation Contact | Aggregated | 2036 | 1.0182e-08 | 467.0501 | 4.7555e-06 | 2036 | Mitigation | 0.95 | 45 | 0 | esc | 0.00097009 | 9.8773e-12 | 0.00097009 | 9.8773e-12
[120 empty] | 7.3.3.17.5 (Remote Grid) Updates to grid topology to minimize risk of ignition in HFTDs Remote GridWLDFRVegetation ContactAggregated | WLDFR | HFTD - Distribution - Tier 2 - 5QU CoRE ¦ 3QU LoRE | Non-Red Flag Warning - Catastrophic Fires | Vegetation Contact | Aggregated | 2037 | 1.0182e-08 | 467.0501 | 4.7555e-06 | 2037 | Mitigation | 0.95 | 45 | 0 | esc | 0.00097009 | 9.8773e-12 | 0.00097009 | 9.8773e-12
[120 empty] | 7.3.3.17.5 (Remote Grid) Updates to grid topology to minimize risk of ignition in HFTDs Remote GridWLDFRVegetation ContactAggregated | WLDFR | HFTD - Distribution - Tier 2 - 5QU CoRE ¦ 3QU LoRE | Non-Red Flag Warning - Catastrophic Fires | Vegetation Contact | Aggregated | 2038 | 1.0182e-08 | 467.0501 | 4.7555e-06 | 2038 | Mitigation | 0.95 | 45 | 0 | esc | 0.00097009 | 9.8773e-12 | 0.00097009 | 9.8773e-12
[120 empty] | 7.3.3.17.5 (Remote Grid) Updates to grid topology to minimize risk of ignition in HFTDs Remote GridWLDFRVegetation ContactAggregated | WLDFR | HFTD - Distribution - Tier 2 - 5QU CoRE ¦ 3QU LoRE | Non-Red Flag Warning - Catastrophic Fires | Vegetation Contact | Aggregated | 2039 | 1.0182e-08 | 467.0501 | 4.7555e-06 | 2039 | Mitigation | 0.95 | 45 | 0 | esc | 0.00097009 | 9.8773e-12 | 0.00097009 | 9.8773e-12
[120 empty] | 7.3.3.17.5 (Remote Grid) Updates to grid topology to minimize risk of ignition in HFTDs Remote GridWLDFRVegetation ContactAggregated | WLDFR | HFTD - Distribution - Tier 2 - 5QU CoRE ¦ 3QU LoRE | Non-Red Flag Warning - Catastrophic Fires | Vegetation Contact | Aggregated | 2040 | 1.0182e-08 | 467.0501 | 4.7555e-06 | 2040 | Mitigation | 0.95 | 45 | 0 | esc | 0.00097009 | 9.8773e-12 | 0.00097009 | 9.8773e-12
[120 empty] | 7.3.3.17.5 (Remote Grid) Updates to grid topology to minimize risk of ignition in HFTDs Remote GridWLDFRVegetation ContactAggregated | WLDFR | HFTD - Distribution - Tier 2 - 5QU CoRE ¦ 3QU LoRE | Non-Red Flag Warning - Catastrophic Fires | Vegetation Contact | Aggregated | 2041 | 1.0182e-08 | 467.0501 | 4.7555e-06 | 2041 | Mitigation | 0.95 | 45 | 0 | esc | 0.00097009 | 9.8773e-12 | 0.00097009 | 9.8773e-12
[120 empty] | 7.3.3.17.5 (Remote Grid) Updates to grid topology to minimize risk of ignition in HFTDs Remote GridWLDFRVegetation ContactAggregated | WLDFR | HFTD - Distribution - Tier 2 - 5QU CoRE ¦ 3QU LoRE | Non-Red Flag Warning - Catastrophic Fires | Vegetation Contact | Aggregated | 2042 | 1.0182e-08 | 467.0501 | 4.7555e-06 | 2042 | Mitigation | 0.95 | 45 | 0 | esc | 0.00097009 | 9.8773e-12 | 0.00097009 | 9.8773e-12
[120 empty] | 7.3.3.17.5 (Remote Grid) Updates to grid topology to minimize risk of ignition in HFTDs Remote GridWLDFRVegetation ContactAggregated | WLDFR | HFTD - Distribution - Tier 2 - 5QU CoRE ¦ 3QU LoRE | Non-Red Flag Warning - Catastrophic Fires | Vegetation Contact | Aggregated | 2043 | 1.0182e-08 | 467.0501 | 4.7555e-06 | 2043 | Mitigation | 0.95 | 45 | 0 | esc | 0.00097009 | 9.8773e-12 | 0.00097009 | 9.8773e-12
[120 empty] | 7.3.3.17.5 (Remote Grid) Updates to grid topology to minimize risk of ignition in HFTDs Remote GridWLDFRVegetation ContactAggregated | WLDFR | HFTD - Distribution - Tier 2 - 5QU CoRE ¦ 3QU LoRE | Non-Red Flag Warning - Catastrophic Fires | Vegetation Contact | Aggregated | 2044 | 1.0182e-08 | 467.0501 | 4.7555e-06 | 2044 | Mitigation | 0.95 | 45 | 0 | esc | 0.00097009 | 9.8773e-12 | 0.00097009 | 9.8773e-12
[120 empty] | 7.3.3.17.5 (Remote Grid) Updates to grid topology to minimize risk of ignition in HFTDs Remote GridWLDFRVegetation ContactAggregated | WLDFR | HFTD - Distribution - Tier 2 - 5QU CoRE ¦ 3QU LoRE | Non-Red Flag Warning - Catastrophic Fires | Vegetation Contact | Aggregated | 2045 | 1.0182e-08 | 467.0501 | 4.7555e-06 | 2045 | Mitigation | 0.95 | 45 | 0 | esc | 0.00097009 | 9.8773e-12 | 0.00097009 | 9.8773e-12
[120 empty] | 7.3.3.17.5 (Remote Grid) Updates to grid topology to minimize risk of ignition in HFTDs Remote GridWLDFRVegetation ContactAggregated | WLDFR | HFTD - Distribution - Tier 2 - 5QU CoRE ¦ 3QU LoRE | Non-Red Flag Warning - Catastrophic Fires | Vegetation Contact | Aggregated | 2046 | 1.0182e-08 | 467.0501 | 4.7555e-06 | 2046 | Mitigation | 0.95 | 45 | 0 | esc | 0.00097009 | 9.8773e-12 | 0.00097009 | 9.8773e-12
[120 empty] | 7.3.3.17.5 (Remote Grid) Updates to grid topology to minimize risk of ignition in HFTDs Remote GridWLDFRVegetation ContactAggregated | WLDFR | HFTD - Distribution - Tier 2 - 5QU CoRE ¦ 3QU LoRE | Non-Red Flag Warning - Catastrophic Fires | Vegetation Contact | Aggregated | 2047 | 1.0182e-08 | 467.0501 | 4.7555e-06 | 2047 | Mitigation | 0.95 | 45 | 0 | esc | 0.00097009 | 9.8773e-12 | 0.00097009 | 9.8773e-12
[120 empty] | 7.3.3.17.5 (Remote Grid) Updates to grid topology to minimize risk of ignition in HFTDs Remote GridWLDFRVegetation ContactAggregated | WLDFR | HFTD - Distribution - Tier 2 - 5QU CoRE ¦ 3QU LoRE | Non-Red Flag Warning - Catastrophic Fires | Vegetation Contact | Aggregated | 2048 | 1.0182e-08 | 467.0501 | 4.7555e-06 | 2048 | Mitigation | 0.95 | 45 | 0 | esc | 0.00097009 | 9.8773e-12 | 0.00097009 | 9.8773e-12
[120 empty] | 7.3.3.17.5 (Remote Grid) Updates to grid topology to minimize risk of ignition in HFTDs Remote GridWLDFRVegetation ContactAggregated | WLDFR | HFTD - Distribution - Tier 2 - 5QU CoRE ¦ 3QU LoRE | Non-Red Flag Warning - Catastrophic Fires | Vegetation Contact | Aggregated | 2049 | 1.0182e-08 | 467.0501 | 4.7555e-06 | 2049 | Mitigation | 0.95 | 45 | 0 | esc | 0.00097009 | 9.8773e-12 | 0.00097009 | 9.8773e-12
[120 empty] | 7.3.3.17.5 (Remote Grid) Updates to grid topology to minimize risk of ignition in HFTDs Remote GridWLDFRVegetation ContactAggregated | WLDFR | HFTD - Distribution - Tier 2 - 5QU CoRE ¦ 3QU LoRE | Non-Red Flag Warning - Catastrophic Fires | Vegetation Contact | Aggregated | 2050 | 1.0182e-08 | 467.0501 | 4.7555e-06 | 2050 | Mitigation | 0.95 | 45 | 0 | esc | 0.00097009 | 9.8773e-12 | 0.00097009 | 9.8773e-12
[120 empty] | 7.3.3.17.5 (Remote Grid) Updates to grid topology to minimize risk of ignition in HFTDs Remote GridWLDFRVegetation ContactAggregated | WLDFR | HFTD - Distribution - Tier 2 - 5QU CoRE ¦ 3QU LoRE | Non-Red Flag Warning - Catastrophic Fires | Vegetation Contact | Aggregated | 2051 | 1.0182e-08 | 467.0501 | 4.7555e-06 | 2051 | Mitigation | 0.95 | 45 | 0 | esc | 0.00097009 | 9.8773e-12 | 0.00097009 | 9.8773e-12
[120 empty] | 7.3.3.17.5 (Remote Grid) Updates to grid topology to minimize risk of ignition in HFTDs Remote GridWLDFRVegetation ContactAggregated | WLDFR | HFTD - Distribution - Tier 2 - 5QU CoRE ¦ 3QU LoRE | Non-Red Flag Warning - Catastrophic Fires | Vegetation Contact | Aggregated | 2052 | 1.0182e-08 | 467.0501 | 4.7555e-06 | 2052 | Mitigation | 0.95 | 45 | 0 | esc | 0.00097009 | 9.8773e-12 | 0.00097009 | 9.8773e-12
[120 empty] | 7.3.3.17.5 (Remote Grid) Updates to grid topology to minimize risk of ignition in HFTDs Remote GridWLDFRVegetation ContactAggregated | WLDFR | HFTD - Distribution - Tier 2 - 5QU CoRE ¦ 3QU LoRE | Non-Red Flag Warning - Catastrophic Fires | Vegetation Contact | Aggregated | 2053 | 1.0182e-08 | 467.0501 | 4.7555e-06 | 2053 | Mitigation | 0.95 | 45 | 0 | esc | 0.00097009 | 9.8773e-12 | 0.00097009 | 9.8773e-12
[120 empty] | 7.3.3.17.5 (Remote Grid) Updates to grid topology to minimize risk of ignition in HFTDs Remote GridWLDFRVegetation ContactAggregated | WLDFR | HFTD - Distribution - Tier 2 - 5QU CoRE ¦ 3QU LoRE | Non-Red Flag Warning - Catastrophic Fires | Vegetation Contact | Aggregated | 2054 | 1.0182e-08 | 467.0501 | 4.7555e-06 | 2054 | Mitigation | 0.95 | 45 | 0 | esc | 0.00097009 | 9.8773e-12 | 0.00097009 | 9.8773e-12
[120 empty] | 7.3.3.17.5 (Remote Grid) Updates to grid topology to minimize risk of ignition in HFTDs Remote GridWLDFRVegetation ContactAggregated | WLDFR | HFTD - Distribution - Tier 2 - 5QU CoRE ¦ 3QU LoRE | Non-Red Flag Warning - Catastrophic Fires | Vegetation Contact | Aggregated | 2055 | 1.0182e-08 | 467.0501 | 4.7555e-06 | 2055 | Mitigation | 0.95 | 45 | 0 | esc | 0.00097009 | 9.8773e-12 | 0.00097009 | 9.8773e-12
[120 empty] | 7.3.3.17.5 (Remote Grid) Updates to grid topology to minimize risk of ignition in HFTDs Remote GridWLDFRVegetation ContactAggregated | WLDFR | HFTD - Distribution - Tier 2 - 5QU CoRE ¦ 3QU LoRE | Non-Red Flag Warning - Catastrophic Fires | Vegetation Contact | Aggregated | 2056 | 1.0182e-08 | 467.0501 | 4.7555e-06 | 2056 | Mitigation | 0.95 | 45 | 0 | esc | 0.00097009 | 9.8773e-12 | 0.00097009 | 9.8773e-12
[120 empty] | 7.3.3.17.5 (Remote Grid) Updates to grid topology to minimize risk of ignition in HFTDs Remote GridWLDFRVegetation ContactAggregated | WLDFR | HFTD - Distribution - Tier 2 - 5QU CoRE ¦ 3QU LoRE | Non-Red Flag Warning - Catastrophic Fires | Vegetation Contact | Aggregated | 2057 | 1.0182e-08 | 467.0501 | 4.7555e-06 | 2057 | Mitigation | 0.95 | 45 | 0 | esc | 0.00097009 | 9.8773e-12 | 0.00097009 | 9.8773e-12
[120 empty] | 7.3.3.17.5 (Remote Grid) Updates to grid topology to minimize risk of ignition in HFTDs Remote GridWLDFRVegetation ContactAggregated | WLDFR | HFTD - Distribution - Tier 2 - 5QU CoRE ¦ 3QU LoRE | Non-Red Flag Warning - Catastrophic Fires | Vegetation Contact | Aggregated | 2058 | 1.0182e-08 | 467.0501 | 4.7555e-06 | 2058 | Mitigation | 0.95 | 45 | 0 | esc | 0.00097009 | 9.8773e-12 | 0.00097009 | 9.8773e-12
[120 empty] | 7.3.3.17.5 (Remote Grid) Updates to grid topology to minimize risk of ignition in HFTDs Remote GridWLDFRVegetation ContactAggregated | WLDFR | HFTD - Distribution - Tier 2 - 5QU CoRE ¦ 3QU LoRE | Non-Red Flag Warning - Catastrophic Fires | Vegetation Contact | Aggregated | 2059 | 1.0182e-08 | 467.0501 | 4.7555e-06 | 2059 | Mitigation | 0.95 | 45 | 0 | esc | 0.00097009 | 9.8773e-12 | 0.00097009 | 9.8773e-12
[120 empty] | 7.3.3.17.5 (Remote Grid) Updates to grid topology to minimize risk of ignition in HFTDs Remote GridWLDFRVegetation ContactAggregated | WLDFR | HFTD - Distribution - Tier 2 - 5QU CoRE ¦ 3QU LoRE | Non-Red Flag Warning - Catastrophic Fires | Vegetation Contact | Aggregated | 2060 | 1.0182e-08 | 467.0501 | 4.7555e-06 | 2060 | Mitigation | 0.95 | 45 | 0 | esc | 0.00097009 | 9.8773e-12 | 0.00097009 | 9.8773e-12
[120 empty] | 7.3.3.17.5 (Remote Grid) Updates to grid topology to minimize risk of ignition in HFTDs Remote GridWLDFRVegetation ContactAggregated | WLDFR | HFTD - Distribution - Tier 2 - 5QU CoRE ¦ 3QU LoRE | Non-Red Flag Warning - Catastrophic Fires | Vegetation Contact | Aggregated | 2061 | 1.0182e-08 | 467.0501 | 4.7555e-06 | 2061 | Mitigation | 0.95 | 45 | 0 | esc | 0.00097009 | 9.8773e-12 | 0.00097009 | 9.8773e-12
[120 empty] | 7.3.3.17.5 (Remote Grid) Updates to grid topology to minimize risk of ignition in HFTDs Remote GridWLDFRVegetation ContactAggregated | WLDFR | HFTD - Distribution - Tier 2 - 5QU CoRE ¦ 3QU LoRE | Non-Red Flag Warning - Catastrophic Fires | Vegetation Contact | Aggregated | 2062 | 1.0182e-08 | 467.0501 | 4.7555e-06 | 2062 | Mitigation | 0.95 | 45 | 0 | esc | 0.00097009 | 9.8773e-12 | 0.00097009 | 9.8773e-12
[120 empty] | 7.3.3.17.5 (Remote Grid) Updates to grid topology to minimize risk of ignition in HFTDs Remote GridWLDFRVegetation ContactAggregated | WLDFR | HFTD - Distribution - Tier 2 - 5QU CoRE ¦ 3QU LoRE | Non-Red Flag Warning - Catastrophic Fires | Vegetation Contact | Aggregated | 2063 | 1.0182e-08 | 467.0501 | 4.7555e-06 | 2063 | Mitigation | 0.95 | 45 | 0 | esc | 0.00097009 | 9.8773e-12 | 0.00097009 | 9.8773e-12
[120 empty] | 7.3.3.17.5 (Remote Grid) Updates to grid topology to minimize risk of ignition in HFTDs Remote GridWLDFRVegetation ContactAggregated | WLDFR | HFTD - Distribution - Tier 2 - 5QU CoRE ¦ 3QU LoRE | Non-Red Flag Warning - Catastrophic Fires | Vegetation Contact | Aggregated | 2064 | 1.0182e-08 | 467.0501 | 4.7555e-06 | 2064 | Mitigation | 0.95 | 45 | 0 | esc | 0.00097009 | 9.8773e-12 | 0.00097009 | 9.8773e-12
[120 empty] | 7.3.3.17.5 (Remote Grid) Updates to grid topology to minimize risk of ignition in HFTDs Remote GridWLDFRVegetation ContactAggregated | WLDFR | HFTD - Distribution - Tier 2 - 5QU CoRE ¦ 3QU LoRE | Non-Red Flag Warning - Catastrophic Fires | Vegetation Contact | Aggregated | 2065 | 1.0182e-08 | 467.0501 | 4.7555e-06 | 2065 | Mitigation | 0.95 | 45 | 0 | esc | 0.00097009 | 9.8773e-12 | 0.00097009 | 9.8773e-12
[120 empty] | 7.3.3.17.5 (Remote Grid) Updates to grid topology to minimize risk of ignition in HFTDs Remote GridWLDFRVegetation ContactAggregated | WLDFR | HFTD - Distribution - Tier 2 - 5QU CoRE ¦ 3QU LoRE | Non-Red Flag Warning - Catastrophic Fires | Vegetation Contact | Aggregated | 2066 | 1.0182e-08 | 467.0501 | 4.7555e-06 | 2066 | Mitigation | 0.95 | 45 | 0 | esc | 0.00097009 | 9.8773e-12 | 0.00097009 | 9.8773e-12
[120 empty] | 7.3.3.17.5 (Remote Grid) Updates to grid topology to minimize risk of ignition in HFTDs Remote GridWLDFRVegetation ContactAggregated | WLDFR | HFTD - Distribution - Tier 2 - 5QU CoRE ¦ 3QU LoRE | Non-Red Flag Warning - Catastrophic Fires | Vegetation Contact | Aggregated | 2067 | 1.0182e-08 | 467.0501 | 4.7555e-06 | 2067 | Mitigation | 0.95 | 45 | 0 | esc | 0 | 0 | 0.00097009 | 9.8773e-12
[120 empty] | 7.3.3.17.5 (Remote Grid) Updates to grid topology to minimize risk of ignition in HFTDs Remote GridWLDFRWire-to-wire contactAggregated | WLDFR | HFTD - Distribution - Tier 2 - 5QU CoRE ¦ 3QU LoRE | Non-Red Flag Warning - Catastrophic Fires | Wire-to-wire contact | Aggregated | 2022 | 1.445e-08 | 467.0501 | 6.7489e-06 | 2022 | Mitigation | 0.95 | 45 | 0 | esc | 0.00097009 | 1.4018e-11 | 0 | 0
[120 empty] | 7.3.3.17.5 (Remote Grid) Updates to grid topology to minimize risk of ignition in HFTDs Remote GridWLDFRWire-to-wire contactAggregated | WLDFR | HFTD - Distribution - Tier 2 - 5QU CoRE ¦ 3QU LoRE | Non-Red Flag Warning - Catastrophic Fires | Wire-to-wire contact | Aggregated | 2023 | 1.445e-08 | 467.0501 | 6.7489e-06 | 2023 | Mitigation | 0.95 | 45 | 0 | esc | 0.00097009 | 1.4018e-11 | 0.00097009 | 1.4018e-11
[120 empty] | 7.3.3.17.5 (Remote Grid) Updates to grid topology to minimize risk of ignition in HFTDs Remote GridWLDFRWire-to-wire contactAggregated | WLDFR | HFTD - Distribution - Tier 2 - 5QU CoRE ¦ 3QU LoRE | Non-Red Flag Warning - Catastrophic Fires | Wire-to-wire contact | Aggregated | 2024 | 1.445e-08 | 467.0501 | 6.7489e-06 | 2024 | Mitigation | 0.95 | 45 | 0 | esc | 0.00097009 | 1.4018e-11 | 0.00097009 | 1.4018e-11
[120 empty] | 7.3.3.17.5 (Remote Grid) Updates to grid topology to minimize risk of ignition in HFTDs Remote GridWLDFRWire-to-wire contactAggregated | WLDFR | HFTD - Distribution - Tier 2 - 5QU CoRE ¦ 3QU LoRE | Non-Red Flag Warning - Catastrophic Fires | Wire-to-wire contact | Aggregated | 2025 | 1.445e-08 | 467.0501 | 6.7489e-06 | 2025 | Mitigation | 0.95 | 45 | 0 | esc | 0.00097009 | 1.4018e-11 | 0.00097009 | 1.4018e-11
[120 empty] | 7.3.3.17.5 (Remote Grid) Updates to grid topology to minimize risk of ignition in HFTDs Remote GridWLDFRWire-to-wire contactAggregated | WLDFR | HFTD - Distribution - Tier 2 - 5QU CoRE ¦ 3QU LoRE | Non-Red Flag Warning - Catastrophic Fires | Wire-to-wire contact | Aggregated | 2026 | 1.445e-08 | 467.0501 | 6.7489e-06 | 2026 | Mitigation | 0.95 | 45 | 0 | esc | 0.00097009 | 1.4018e-11 | 0.00097009 | 1.4018e-11
[120 empty] | 7.3.3.17.5 (Remote Grid) Updates to grid topology to minimize risk of ignition in HFTDs Remote GridWLDFRWire-to-wire contactAggregated | WLDFR | HFTD - Distribution - Tier 2 - 5QU CoRE ¦ 3QU LoRE | Non-Red Flag Warning - Catastrophic Fires | Wire-to-wire contact | Aggregated | 2027 | 1.445e-08 | 467.0501 | 6.7489e-06 | 2027 | Mitigation | 0.95 | 45 | 0 | esc | 0.00097009 | 1.4018e-11 | 0.00097009 | 1.4018e-11
[120 empty] | 7.3.3.17.5 (Remote Grid) Updates to grid topology to minimize risk of ignition in HFTDs Remote GridWLDFRWire-to-wire contactAggregated | WLDFR | HFTD - Distribution - Tier 2 - 5QU CoRE ¦ 3QU LoRE | Non-Red Flag Warning - Catastrophic Fires | Wire-to-wire contact | Aggregated | 2028 | 1.445e-08 | 467.0501 | 6.7489e-06 | 2028 | Mitigation | 0.95 | 45 | 0 | esc | 0.00097009 | 1.4018e-11 | 0.00097009 | 1.4018e-11
[120 empty] | 7.3.3.17.5 (Remote Grid) Updates to grid topology to minimize risk of ignition in HFTDs Remote GridWLDFRWire-to-wire contactAggregated | WLDFR | HFTD - Distribution - Tier 2 - 5QU CoRE ¦ 3QU LoRE | Non-Red Flag Warning - Catastrophic Fires | Wire-to-wire contact | Aggregated | 2029 | 1.445e-08 | 467.0501 | 6.7489e-06 | 2029 | Mitigation | 0.95 | 45 | 0 | esc | 0.00097009 | 1.4018e-11 | 0.00097009 | 1.4018e-11
[120 empty] | 7.3.3.17.5 (Remote Grid) Updates to grid topology to minimize risk of ignition in HFTDs Remote GridWLDFRWire-to-wire contactAggregated | WLDFR | HFTD - Distribution - Tier 2 - 5QU CoRE ¦ 3QU LoRE | Non-Red Flag Warning - Catastrophic Fires | Wire-to-wire contact | Aggregated | 2030 | 1.445e-08 | 467.0501 | 6.7489e-06 | 2030 | Mitigation | 0.95 | 45 | 0 | esc | 0.00097009 | 1.4018e-11 | 0.00097009 | 1.4018e-11
[120 empty] | 7.3.3.17.5 (Remote Grid) Updates to grid topology to minimize risk of ignition in HFTDs Remote GridWLDFRWire-to-wire contactAggregated | WLDFR | HFTD - Distribution - Tier 2 - 5QU CoRE ¦ 3QU LoRE | Non-Red Flag Warning - Catastrophic Fires | Wire-to-wire contact | Aggregated | 2031 | 1.445e-08 | 467.0501 | 6.7489e-06 | 2031 | Mitigation | 0.95 | 45 | 0 | esc | 0.00097009 | 1.4018e-11 | 0.00097009 | 1.4018e-11
[120 empty] | 7.3.3.17.5 (Remote Grid) Updates to grid topology to minimize risk of ignition in HFTDs Remote GridWLDFRWire-to-wire contactAggregated | WLDFR | HFTD - Distribution - Tier 2 - 5QU CoRE ¦ 3QU LoRE | Non-Red Flag Warning - Catastrophic Fires | Wire-to-wire contact | Aggregated | 2032 | 1.445e-08 | 467.0501 | 6.7489e-06 | 2032 | Mitigation | 0.95 | 45 | 0 | esc | 0.00097009 | 1.4018e-11 | 0.00097009 | 1.4018e-11
[120 empty] | 7.3.3.17.5 (Remote Grid) Updates to grid topology to minimize risk of ignition in HFTDs Remote GridWLDFRWire-to-wire contactAggregated | WLDFR | HFTD - Distribution - Tier 2 - 5QU CoRE ¦ 3QU LoRE | Non-Red Flag Warning - Catastrophic Fires | Wire-to-wire contact | Aggregated | 2033 | 1.445e-08 | 467.0501 | 6.7489e-06 | 2033 | Mitigation | 0.95 | 45 | 0 | esc | 0.00097009 | 1.4018e-11 | 0.00097009 | 1.4018e-11
[120 empty] | 7.3.3.17.5 (Remote Grid) Updates to grid topology to minimize risk of ignition in HFTDs Remote GridWLDFRWire-to-wire contactAggregated | WLDFR | HFTD - Distribution - Tier 2 - 5QU CoRE ¦ 3QU LoRE | Non-Red Flag Warning - Catastrophic Fires | Wire-to-wire contact | Aggregated | 2034 | 1.445e-08 | 467.0501 | 6.7489e-06 | 2034 | Mitigation | 0.95 | 45 | 0 | esc | 0.00097009 | 1.4018e-11 | 0.00097009 | 1.4018e-11
[120 empty] | 7.3.3.17.5 (Remote Grid) Updates to grid topology to minimize risk of ignition in HFTDs Remote GridWLDFRWire-to-wire contactAggregated | WLDFR | HFTD - Distribution - Tier 2 - 5QU CoRE ¦ 3QU LoRE | Non-Red Flag Warning - Catastrophic Fires | Wire-to-wire contact | Aggregated | 2035 | 1.445e-08 | 467.0501 | 6.7489e-06 | 2035 | Mitigation | 0.95 | 45 | 0 | esc | 0.00097009 | 1.4018e-11 | 0.00097009 | 1.4018e-11
[120 empty] | 7.3.3.17.5 (Remote Grid) Updates to grid topology to minimize risk of ignition in HFTDs Remote GridWLDFRWire-to-wire contactAggregated | WLDFR | HFTD - Distribution - Tier 2 - 5QU CoRE ¦ 3QU LoRE | Non-Red Flag Warning - Catastrophic Fires | Wire-to-wire contact | Aggregated | 2036 | 1.445e-08 | 467.0501 | 6.7489e-06 | 2036 | Mitigation | 0.95 | 45 | 0 | esc | 0.00097009 | 1.4018e-11 | 0.00097009 | 1.4018e-11
[120 empty] | 7.3.3.17.5 (Remote Grid) Updates to grid topology to minimize risk of ignition in HFTDs Remote GridWLDFRWire-to-wire contactAggregated | WLDFR | HFTD - Distribution - Tier 2 - 5QU CoRE ¦ 3QU LoRE | Non-Red Flag Warning - Catastrophic Fires | Wire-to-wire contact | Aggregated | 2037 | 1.445e-08 | 467.0501 | 6.7489e-06 | 2037 | Mitigation | 0.95 | 45 | 0 | esc | 0.00097009 | 1.4018e-11 | 0.00097009 | 1.4018e-11
[120 empty] | 7.3.3.17.5 (Remote Grid) Updates to grid topology to minimize risk of ignition in HFTDs Remote GridWLDFRWire-to-wire contactAggregated | WLDFR | HFTD - Distribution - Tier 2 - 5QU CoRE ¦ 3QU LoRE | Non-Red Flag Warning - Catastrophic Fires | Wire-to-wire contact | Aggregated | 2038 | 1.445e-08 | 467.0501 | 6.7489e-06 | 2038 | Mitigation | 0.95 | 45 | 0 | esc | 0.00097009 | 1.4018e-11 | 0.00097009 | 1.4018e-11
[120 empty] | 7.3.3.17.5 (Remote Grid) Updates to grid topology to minimize risk of ignition in HFTDs Remote GridWLDFRWire-to-wire contactAggregated | WLDFR | HFTD - Distribution - Tier 2 - 5QU CoRE ¦ 3QU LoRE | Non-Red Flag Warning - Catastrophic Fires | Wire-to-wire contact | Aggregated | 2039 | 1.445e-08 | 467.0501 | 6.7489e-06 | 2039 | Mitigation | 0.95 | 45 | 0 | esc | 0.00097009 | 1.4018e-11 | 0.00097009 | 1.4018e-11
[120 empty] | 7.3.3.17.5 (Remote Grid) Updates to grid topology to minimize risk of ignition in HFTDs Remote GridWLDFRWire-to-wire contactAggregated | WLDFR | HFTD - Distribution - Tier 2 - 5QU CoRE ¦ 3QU LoRE | Non-Red Flag Warning - Catastrophic Fires | Wire-to-wire contact | Aggregated | 2040 | 1.445e-08 | 467.0501 | 6.7489e-06 | 2040 | Mitigation | 0.95 | 45 | 0 | esc | 0.00097009 | 1.4018e-11 | 0.00097009 | 1.4018e-11
[120 empty] | 7.3.3.17.5 (Remote Grid) Updates to grid topology to minimize risk of ignition in HFTDs Remote GridWLDFRWire-to-wire contactAggregated | WLDFR | HFTD - Distribution - Tier 2 - 5QU CoRE ¦ 3QU LoRE | Non-Red Flag Warning - Catastrophic Fires | Wire-to-wire contact | Aggregated | 2041 | 1.445e-08 | 467.0501 | 6.7489e-06 | 2041 | Mitigation | 0.95 | 45 | 0 | esc | 0.00097009 | 1.4018e-11 | 0.00097009 | 1.4018e-11
[120 empty] | 7.3.3.17.5 (Remote Grid) Updates to grid topology to minimize risk of ignition in HFTDs Remote GridWLDFRWire-to-wire contactAggregated | WLDFR | HFTD - Distribution - Tier 2 - 5QU CoRE ¦ 3QU LoRE | Non-Red Flag Warning - Catastrophic Fires | Wire-to-wire contact | Aggregated | 2042 | 1.445e-08 | 467.0501 | 6.7489e-06 | 2042 | Mitigation | 0.95 | 45 | 0 | esc | 0.00097009 | 1.4018e-11 | 0.00097009 | 1.4018e-11
[120 empty] | 7.3.3.17.5 (Remote Grid) Updates to grid topology to minimize risk of ignition in HFTDs Remote GridWLDFRWire-to-wire contactAggregated | WLDFR | HFTD - Distribution - Tier 2 - 5QU CoRE ¦ 3QU LoRE | Non-Red Flag Warning - Catastrophic Fires | Wire-to-wire contact | Aggregated | 2043 | 1.445e-08 | 467.0501 | 6.7489e-06 | 2043 | Mitigation | 0.95 | 45 | 0 | esc | 0.00097009 | 1.4018e-11 | 0.00097009 | 1.4018e-11
[120 empty] | 7.3.3.17.5 (Remote Grid) Updates to grid topology to minimize risk of ignition in HFTDs Remote GridWLDFRWire-to-wire contactAggregated | WLDFR | HFTD - Distribution - Tier 2 - 5QU CoRE ¦ 3QU LoRE | Non-Red Flag Warning - Catastrophic Fires | Wire-to-wire contact | Aggregated | 2044 | 1.445e-08 | 467.0501 | 6.7489e-06 | 2044 | Mitigation | 0.95 | 45 | 0 | esc | 0.00097009 | 1.4018e-11 | 0.00097009 | 1.4018e-11
[120 empty] | 7.3.3.17.5 (Remote Grid) Updates to grid topology to minimize risk of ignition in HFTDs Remote GridWLDFRWire-to-wire contactAggregated | WLDFR | HFTD - Distribution - Tier 2 - 5QU CoRE ¦ 3QU LoRE | Non-Red Flag Warning - Catastrophic Fires | Wire-to-wire contact | Aggregated | 2045 | 1.445e-08 | 467.0501 | 6.7489e-06 | 2045 | Mitigation | 0.95 | 45 | 0 | esc | 0.00097009 | 1.4018e-11 | 0.00097009 | 1.4018e-11
[120 empty] | 7.3.3.17.5 (Remote Grid) Updates to grid topology to minimize risk of ignition in HFTDs Remote GridWLDFRWire-to-wire contactAggregated | WLDFR | HFTD - Distribution - Tier 2 - 5QU CoRE ¦ 3QU LoRE | Non-Red Flag Warning - Catastrophic Fires | Wire-to-wire contact | Aggregated | 2046 | 1.445e-08 | 467.0501 | 6.7489e-06 | 2046 | Mitigation | 0.95 | 45 | 0 | esc | 0.00097009 | 1.4018e-11 | 0.00097009 | 1.4018e-11
[120 empty] | 7.3.3.17.5 (Remote Grid) Updates to grid topology to minimize risk of ignition in HFTDs Remote GridWLDFRWire-to-wire contactAggregated | WLDFR | HFTD - Distribution - Tier 2 - 5QU CoRE ¦ 3QU LoRE | Non-Red Flag Warning - Catastrophic Fires | Wire-to-wire contact | Aggregated | 2047 | 1.445e-08 | 467.0501 | 6.7489e-06 | 2047 | Mitigation | 0.95 | 45 | 0 | esc | 0.00097009 | 1.4018e-11 | 0.00097009 | 1.4018e-11
[120 empty] | 7.3.3.17.5 (Remote Grid) Updates to grid topology to minimize risk of ignition in HFTDs Remote GridWLDFRWire-to-wire contactAggregated | WLDFR | HFTD - Distribution - Tier 2 - 5QU CoRE ¦ 3QU LoRE | Non-Red Flag Warning - Catastrophic Fires | Wire-to-wire contact | Aggregated | 2048 | 1.445e-08 | 467.0501 | 6.7489e-06 | 2048 | Mitigation | 0.95 | 45 | 0 | esc | 0.00097009 | 1.4018e-11 | 0.00097009 | 1.4018e-11
[120 empty] | 7.3.3.17.5 (Remote Grid) Updates to grid topology to minimize risk of ignition in HFTDs Remote GridWLDFRWire-to-wire contactAggregated | WLDFR | HFTD - Distribution - Tier 2 - 5QU CoRE ¦ 3QU LoRE | Non-Red Flag Warning - Catastrophic Fires | Wire-to-wire contact | Aggregated | 2049 | 1.445e-08 | 467.0501 | 6.7489e-06 | 2049 | Mitigation | 0.95 | 45 | 0 | esc | 0.00097009 | 1.4018e-11 | 0.00097009 | 1.4018e-11
[120 empty] | 7.3.3.17.5 (Remote Grid) Updates to grid topology to minimize risk of ignition in HFTDs Remote GridWLDFRWire-to-wire contactAggregated | WLDFR | HFTD - Distribution - Tier 2 - 5QU CoRE ¦ 3QU LoRE | Non-Red Flag Warning - Catastrophic Fires | Wire-to-wire contact | Aggregated | 2050 | 1.445e-08 | 467.0501 | 6.7489e-06 | 2050 | Mitigation | 0.95 | 45 | 0 | esc | 0.00097009 | 1.4018e-11 | 0.00097009 | 1.4018e-11
[120 empty] | 7.3.3.17.5 (Remote Grid) Updates to grid topology to minimize risk of ignition in HFTDs Remote GridWLDFRWire-to-wire contactAggregated | WLDFR | HFTD - Distribution - Tier 2 - 5QU CoRE ¦ 3QU LoRE | Non-Red Flag Warning - Catastrophic Fires | Wire-to-wire contact | Aggregated | 2051 | 1.445e-08 | 467.0501 | 6.7489e-06 | 2051 | Mitigation | 0.95 | 45 | 0 | esc | 0.00097009 | 1.4018e-11 | 0.00097009 | 1.4018e-11
[120 empty] | 7.3.3.17.5 (Remote Grid) Updates to grid topology to minimize risk of ignition in HFTDs Remote GridWLDFRWire-to-wire contactAggregated | WLDFR | HFTD - Distribution - Tier 2 - 5QU CoRE ¦ 3QU LoRE | Non-Red Flag Warning - Catastrophic Fires | Wire-to-wire contact | Aggregated | 2052 | 1.445e-08 | 467.0501 | 6.7489e-06 | 2052 | Mitigation | 0.95 | 45 | 0 | esc | 0.00097009 | 1.4018e-11 | 0.00097009 | 1.4018e-11
[120 empty] | 7.3.3.17.5 (Remote Grid) Updates to grid topology to minimize risk of ignition in HFTDs Remote GridWLDFRWire-to-wire contactAggregated | WLDFR | HFTD - Distribution - Tier 2 - 5QU CoRE ¦ 3QU LoRE | Non-Red Flag Warning - Catastrophic Fires | Wire-to-wire contact | Aggregated | 2053 | 1.445e-08 | 467.0501 | 6.7489e-06 | 2053 | Mitigation | 0.95 | 45 | 0 | esc | 0.00097009 | 1.4018e-11 | 0.00097009 | 1.4018e-11
[120 empty] | 7.3.3.17.5 (Remote Grid) Updates to grid topology to minimize risk of ignition in HFTDs Remote GridWLDFRWire-to-wire contactAggregated | WLDFR | HFTD - Distribution - Tier 2 - 5QU CoRE ¦ 3QU LoRE | Non-Red Flag Warning - Catastrophic Fires | Wire-to-wire contact | Aggregated | 2054 | 1.445e-08 | 467.0501 | 6.7489e-06 | 2054 | Mitigation | 0.95 | 45 | 0 | esc | 0.00097009 | 1.4018e-11 | 0.00097009 | 1.4018e-11
[120 empty] | 7.3.3.17.5 (Remote Grid) Updates to grid topology to minimize risk of ignition in HFTDs Remote GridWLDFRWire-to-wire contactAggregated | WLDFR | HFTD - Distribution - Tier 2 - 5QU CoRE ¦ 3QU LoRE | Non-Red Flag Warning - Catastrophic Fires | Wire-to-wire contact | Aggregated | 2055 | 1.445e-08 | 467.0501 | 6.7489e-06 | 2055 | Mitigation | 0.95 | 45 | 0 | esc | 0.00097009 | 1.4018e-11 | 0.00097009 | 1.4018e-11
[120 empty] | 7.3.3.17.5 (Remote Grid) Updates to grid topology to minimize risk of ignition in HFTDs Remote GridWLDFRWire-to-wire contactAggregated | WLDFR | HFTD - Distribution - Tier 2 - 5QU CoRE ¦ 3QU LoRE | Non-Red Flag Warning - Catastrophic Fires | Wire-to-wire contact | Aggregated | 2056 | 1.445e-08 | 467.0501 | 6.7489e-06 | 2056 | Mitigation | 0.95 | 45 | 0 | esc | 0.00097009 | 1.4018e-11 | 0.00097009 | 1.4018e-11
[120 empty] | 7.3.3.17.5 (Remote Grid) Updates to grid topology to minimize risk of ignition in HFTDs Remote GridWLDFRWire-to-wire contactAggregated | WLDFR | HFTD - Distribution - Tier 2 - 5QU CoRE ¦ 3QU LoRE | Non-Red Flag Warning - Catastrophic Fires | Wire-to-wire contact | Aggregated | 2057 | 1.445e-08 | 467.0501 | 6.7489e-06 | 2057 | Mitigation | 0.95 | 45 | 0 | esc | 0.00097009 | 1.4018e-11 | 0.00097009 | 1.4018e-11
[120 empty] | 7.3.3.17.5 (Remote Grid) Updates to grid topology to minimize risk of ignition in HFTDs Remote GridWLDFRWire-to-wire contactAggregated | WLDFR | HFTD - Distribution - Tier 2 - 5QU CoRE ¦ 3QU LoRE | Non-Red Flag Warning - Catastrophic Fires | Wire-to-wire contact | Aggregated | 2058 | 1.445e-08 | 467.0501 | 6.7489e-06 | 2058 | Mitigation | 0.95 | 45 | 0 | esc | 0.00097009 | 1.4018e-11 | 0.00097009 | 1.4018e-11
[120 empty] | 7.3.3.17.5 (Remote Grid) Updates to grid topology to minimize risk of ignition in HFTDs Remote GridWLDFRWire-to-wire contactAggregated | WLDFR | HFTD - Distribution - Tier 2 - 5QU CoRE ¦ 3QU LoRE | Non-Red Flag Warning - Catastrophic Fires | Wire-to-wire contact | Aggregated | 2059 | 1.445e-08 | 467.0501 | 6.7489e-06 | 2059 | Mitigation | 0.95 | 45 | 0 | esc | 0.00097009 | 1.4018e-11 | 0.00097009 | 1.4018e-11
[120 empty] | 7.3.3.17.5 (Remote Grid) Updates to grid topology to minimize risk of ignition in HFTDs Remote GridWLDFRWire-to-wire contactAggregated | WLDFR | HFTD - Distribution - Tier 2 - 5QU CoRE ¦ 3QU LoRE | Non-Red Flag Warning - Catastrophic Fires | Wire-to-wire contact | Aggregated | 2060 | 1.445e-08 | 467.0501 | 6.7489e-06 | 2060 | Mitigation | 0.95 | 45 | 0 | esc | 0.00097009 | 1.4018e-11 | 0.00097009 | 1.4018e-11
[120 empty] | 7.3.3.17.5 (Remote Grid) Updates to grid topology to minimize risk of ignition in HFTDs Remote GridWLDFRWire-to-wire contactAggregated | WLDFR | HFTD - Distribution - Tier 2 - 5QU CoRE ¦ 3QU LoRE | Non-Red Flag Warning - Catastrophic Fires | Wire-to-wire contact | Aggregated | 2061 | 1.445e-08 | 467.0501 | 6.7489e-06 | 2061 | Mitigation | 0.95 | 45 | 0 | esc | 0.00097009 | 1.4018e-11 | 0.00097009 | 1.4018e-11
[120 empty] | 7.3.3.17.5 (Remote Grid) Updates to grid topology to minimize risk of ignition in HFTDs Remote GridWLDFRWire-to-wire contactAggregated | WLDFR | HFTD - Distribution - Tier 2 - 5QU CoRE ¦ 3QU LoRE | Non-Red Flag Warning - Catastrophic Fires | Wire-to-wire contact | Aggregated | 2062 | 1.445e-08 | 467.0501 | 6.7489e-06 | 2062 | Mitigation | 0.95 | 45 | 0 | esc | 0.00097009 | 1.4018e-11 | 0.00097009 | 1.4018e-11
[120 empty] | 7.3.3.17.5 (Remote Grid) Updates to grid topology to minimize risk of ignition in HFTDs Remote GridWLDFRWire-to-wire contactAggregated | WLDFR | HFTD - Distribution - Tier 2 - 5QU CoRE ¦ 3QU LoRE | Non-Red Flag Warning - Catastrophic Fires | Wire-to-wire contact | Aggregated | 2063 | 1.445e-08 | 467.0501 | 6.7489e-06 | 2063 | Mitigation | 0.95 | 45 | 0 | esc | 0.00097009 | 1.4018e-11 | 0.00097009 | 1.4018e-11
[120 empty] | 7.3.3.17.5 (Remote Grid) Updates to grid topology to minimize risk of ignition in HFTDs Remote GridWLDFRWire-to-wire contactAggregated | WLDFR | HFTD - Distribution - Tier 2 - 5QU CoRE ¦ 3QU LoRE | Non-Red Flag Warning - Catastrophic Fires | Wire-to-wire contact | Aggregated | 2064 | 1.445e-08 | 467.0501 | 6.7489e-06 | 2064 | Mitigation | 0.95 | 45 | 0 | esc | 0.00097009 | 1.4018e-11 | 0.00097009 | 1.4018e-11
[120 empty] | 7.3.3.17.5 (Remote Grid) Updates to grid topology to minimize risk of ignition in HFTDs Remote GridWLDFRWire-to-wire contactAggregated | WLDFR | HFTD - Distribution - Tier 2 - 5QU CoRE ¦ 3QU LoRE | Non-Red Flag Warning - Catastrophic Fires | Wire-to-wire contact | Aggregated | 2065 | 1.445e-08 | 467.0501 | 6.7489e-06 | 2065 | Mitigation | 0.95 | 45 | 0 | esc | 0.00097009 | 1.4018e-11 | 0.00097009 | 1.4018e-11
[120 empty] | 7.3.3.17.5 (Remote Grid) Updates to grid topology to minimize risk of ignition in HFTDs Remote GridWLDFRWire-to-wire contactAggregated | WLDFR | HFTD - Distribution - Tier 2 - 5QU CoRE ¦ 3QU LoRE | Non-Red Flag Warning - Catastrophic Fires | Wire-to-wire contact | Aggregated | 2066 | 1.445e-08 | 467.0501 | 6.7489e-06 | 2066 | Mitigation | 0.95 | 45 | 0 | esc | 0.00097009 | 1.4018e-11 | 0.00097009 | 1.4018e-11
[120 empty] | 7.3.3.17.5 (Remote Grid) Updates to grid topology to minimize risk of ignition in HFTDs Remote GridWLDFRWire-to-wire contactAggregated | WLDFR | HFTD - Distribution - Tier 2 - 5QU CoRE ¦ 3QU LoRE | Non-Red Flag Warning - Catastrophic Fires | Wire-to-wire contact | Aggregated | 2067 | 1.445e-08 | 467.0501 | 6.7489e-06 | 2067 | Mitigation | 0.95 | 45 | 0 | esc | 0 | 0 | 0.00097009 | 1.4018e-11
[120 empty] | 7.3.3.17.5 (Remote Grid) Updates to grid topology to minimize risk of ignition in HFTDs Remote GridWLDFRContact from objectAggregated | WLDFR | HFTD - Distribution - Tier 2 - 5QU CoRE ¦ 3QU LoRE | Non-Red Flag Warning - Destructive Fires | Contact from object | Aggregated | 2022 | 3.419e-08 | 467.0501 | 1.5968e-05 | 2022 | Mitigation | 0.95 | 45 | 0 | esc | 0.00097009 | 3.3167e-11 | 0 | 0
[120 empty] | 7.3.3.17.5 (Remote Grid) Updates to grid topology to minimize risk of ignition in HFTDs Remote GridWLDFRContact from objectAggregated | WLDFR | HFTD - Distribution - Tier 2 - 5QU CoRE ¦ 3QU LoRE | Non-Red Flag Warning - Destructive Fires | Contact from object | Aggregated | 2023 | 3.419e-08 | 467.0501 | 1.5968e-05 | 2023 | Mitigation | 0.95 | 45 | 0 | esc | 0.00097009 | 3.3167e-11 | 0.00097009 | 3.3167e-11
[120 empty] | 7.3.3.17.5 (Remote Grid) Updates to grid topology to minimize risk of ignition in HFTDs Remote GridWLDFRContact from objectAggregated | WLDFR | HFTD - Distribution - Tier 2 - 5QU CoRE ¦ 3QU LoRE | Non-Red Flag Warning - Destructive Fires | Contact from object | Aggregated | 2024 | 3.419e-08 | 467.0501 | 1.5968e-05 | 2024 | Mitigation | 0.95 | 45 | 0 | esc | 0.00097009 | 3.3167e-11 | 0.00097009 | 3.3167e-11
[120 empty] | 7.3.3.17.5 (Remote Grid) Updates to grid topology to minimize risk of ignition in HFTDs Remote GridWLDFRContact from objectAggregated | WLDFR | HFTD - Distribution - Tier 2 - 5QU CoRE ¦ 3QU LoRE | Non-Red Flag Warning - Destructive Fires | Contact from object | Aggregated | 2025 | 3.419e-08 | 467.0501 | 1.5968e-05 | 2025 | Mitigation | 0.95 | 45 | 0 | esc | 0.00097009 | 3.3167e-11 | 0.00097009 | 3.3167e-11
[120 empty] | 7.3.3.17.5 (Remote Grid) Updates to grid topology to minimize risk of ignition in HFTDs Remote GridWLDFRContact from objectAggregated | WLDFR | HFTD - Distribution - Tier 2 - 5QU CoRE ¦ 3QU LoRE | Non-Red Flag Warning - Destructive Fires | Contact from object | Aggregated | 2026 | 3.419e-08 | 467.0501 | 1.5968e-05 | 2026 | Mitigation | 0.95 | 45 | 0 | esc | 0.00097009 | 3.3167e-11 | 0.00097009 | 3.3167e-11
[120 empty] | 7.3.3.17.5 (Remote Grid) Updates to grid topology to minimize risk of ignition in HFTDs Remote GridWLDFRContact from objectAggregated | WLDFR | HFTD - Distribution - Tier 2 - 5QU CoRE ¦ 3QU LoRE | Non-Red Flag Warning - Destructive Fires | Contact from object | Aggregated | 2027 | 3.419e-08 | 467.0501 | 1.5968e-05 | 2027 | Mitigation | 0.95 | 45 | 0 | esc | 0.00097009 | 3.3167e-11 | 0.00097009 | 3.3167e-11
[120 empty] | 7.3.3.17.5 (Remote Grid) Updates to grid topology to minimize risk of ignition in HFTDs Remote GridWLDFRContact from objectAggregated | WLDFR | HFTD - Distribution - Tier 2 - 5QU CoRE ¦ 3QU LoRE | Non-Red Flag Warning - Destructive Fires | Contact from object | Aggregated | 2028 | 3.419e-08 | 467.0501 | 1.5968e-05 | 2028 | Mitigation | 0.95 | 45 | 0 | esc | 0.00097009 | 3.3167e-11 | 0.00097009 | 3.3167e-11
[120 empty] | 7.3.3.17.5 (Remote Grid) Updates to grid topology to minimize risk of ignition in HFTDs Remote GridWLDFRContact from objectAggregated | WLDFR | HFTD - Distribution - Tier 2 - 5QU CoRE ¦ 3QU LoRE | Non-Red Flag Warning - Destructive Fires | Contact from object | Aggregated | 2029 | 3.419e-08 | 467.0501 | 1.5968e-05 | 2029 | Mitigation | 0.95 | 45 | 0 | esc | 0.00097009 | 3.3167e-11 | 0.00097009 | 3.3167e-11
[120 empty] | 7.3.3.17.5 (Remote Grid) Updates to grid topology to minimize risk of ignition in HFTDs Remote GridWLDFRContact from objectAggregated | WLDFR | HFTD - Distribution - Tier 2 - 5QU CoRE ¦ 3QU LoRE | Non-Red Flag Warning - Destructive Fires | Contact from object | Aggregated | 2030 | 3.419e-08 | 467.0501 | 1.5968e-05 | 2030 | Mitigation | 0.95 | 45 | 0 | esc | 0.00097009 | 3.3167e-11 | 0.00097009 | 3.3167e-11
[120 empty] | 7.3.3.17.5 (Remote Grid) Updates to grid topology to minimize risk of ignition in HFTDs Remote GridWLDFRContact from objectAggregated | WLDFR | HFTD - Distribution - Tier 2 - 5QU CoRE ¦ 3QU LoRE | Non-Red Flag Warning - Destructive Fires | Contact from object | Aggregated | 2031 | 3.419e-08 | 467.0501 | 1.5968e-05 | 2031 | Mitigation | 0.95 | 45 | 0 | esc | 0.00097009 | 3.3167e-11 | 0.00097009 | 3.3167e-11
[120 empty] | 7.3.3.17.5 (Remote Grid) Updates to grid topology to minimize risk of ignition in HFTDs Remote GridWLDFRContact from objectAggregated | WLDFR | HFTD - Distribution - Tier 2 - 5QU CoRE ¦ 3QU LoRE | Non-Red Flag Warning - Destructive Fires | Contact from object | Aggregated | 2032 | 3.419e-08 | 467.0501 | 1.5968e-05 | 2032 | Mitigation | 0.95 | 45 | 0 | esc | 0.00097009 | 3.3167e-11 | 0.00097009 | 3.3167e-11
[120 empty] | 7.3.3.17.5 (Remote Grid) Updates to grid topology to minimize risk of ignition in HFTDs Remote GridWLDFRContact from objectAggregated | WLDFR | HFTD - Distribution - Tier 2 - 5QU CoRE ¦ 3QU LoRE | Non-Red Flag Warning - Destructive Fires | Contact from object | Aggregated | 2033 | 3.419e-08 | 467.0501 | 1.5968e-05 | 2033 | Mitigation | 0.95 | 45 | 0 | esc | 0.00097009 | 3.3167e-11 | 0.00097009 | 3.3167e-11
[120 empty] | 7.3.3.17.5 (Remote Grid) Updates to grid topology to minimize risk of ignition in HFTDs Remote GridWLDFRContact from objectAggregated | WLDFR | HFTD - Distribution - Tier 2 - 5QU CoRE ¦ 3QU LoRE | Non-Red Flag Warning - Destructive Fires | Contact from object | Aggregated | 2034 | 3.419e-08 | 467.0501 | 1.5968e-05 | 2034 | Mitigation | 0.95 | 45 | 0 | esc | 0.00097009 | 3.3167e-11 | 0.00097009 | 3.3167e-11
[120 empty] | 7.3.3.17.5 (Remote Grid) Updates to grid topology to minimize risk of ignition in HFTDs Remote GridWLDFRContact from objectAggregated | WLDFR | HFTD - Distribution - Tier 2 - 5QU CoRE ¦ 3QU LoRE | Non-Red Flag Warning - Destructive Fires | Contact from object | Aggregated | 2035 | 3.419e-08 | 467.0501 | 1.5968e-05 | 2035 | Mitigation | 0.95 | 45 | 0 | esc | 0.00097009 | 3.3167e-11 | 0.00097009 | 3.3167e-11
[120 empty] | 7.3.3.17.5 (Remote Grid) Updates to grid topology to minimize risk of ignition in HFTDs Remote GridWLDFRContact from objectAggregated | WLDFR | HFTD - Distribution - Tier 2 - 5QU CoRE ¦ 3QU LoRE | Non-Red Flag Warning - Destructive Fires | Contact from object | Aggregated | 2036 | 3.419e-08 | 467.0501 | 1.5968e-05 | 2036 | Mitigation | 0.95 | 45 | 0 | esc | 0.00097009 | 3.3167e-11 | 0.00097009 | 3.3167e-11
[120 empty] | 7.3.3.17.5 (Remote Grid) Updates to grid topology to minimize risk of ignition in HFTDs Remote GridWLDFRContact from objectAggregated | WLDFR | HFTD - Distribution - Tier 2 - 5QU CoRE ¦ 3QU LoRE | Non-Red Flag Warning - Destructive Fires | Contact from object | Aggregated | 2037 | 3.419e-08 | 467.0501 | 1.5968e-05 | 2037 | Mitigation | 0.95 | 45 | 0 | esc | 0.00097009 | 3.3167e-11 | 0.00097009 | 3.3167e-11
[120 empty] | 7.3.3.17.5 (Remote Grid) Updates to grid topology to minimize risk of ignition in HFTDs Remote GridWLDFRContact from objectAggregated | WLDFR | HFTD - Distribution - Tier 2 - 5QU CoRE ¦ 3QU LoRE | Non-Red Flag Warning - Destructive Fires | Contact from object | Aggregated | 2038 | 3.419e-08 | 467.0501 | 1.5968e-05 | 2038 | Mitigation | 0.95 | 45 | 0 | esc | 0.00097009 | 3.3167e-11 | 0.00097009 | 3.3167e-11
[120 empty] | 7.3.3.17.5 (Remote Grid) Updates to grid topology to minimize risk of ignition in HFTDs Remote GridWLDFRContact from objectAggregated | WLDFR | HFTD - Distribution - Tier 2 - 5QU CoRE ¦ 3QU LoRE | Non-Red Flag Warning - Destructive Fires | Contact from object | Aggregated | 2039 | 3.419e-08 | 467.0501 | 1.5968e-05 | 2039 | Mitigation | 0.95 | 45 | 0 | esc | 0.00097009 | 3.3167e-11 | 0.00097009 | 3.3167e-11
[120 empty] | 7.3.3.17.5 (Remote Grid) Updates to grid topology to minimize risk of ignition in HFTDs Remote GridWLDFRContact from objectAggregated | WLDFR | HFTD - Distribution - Tier 2 - 5QU CoRE ¦ 3QU LoRE | Non-Red Flag Warning - Destructive Fires | Contact from object | Aggregated | 2040 | 3.419e-08 | 467.0501 | 1.5968e-05 | 2040 | Mitigation | 0.95 | 45 | 0 | esc | 0.00097009 | 3.3167e-11 | 0.00097009 | 3.3167e-11
[120 empty] | 7.3.3.17.5 (Remote Grid) Updates to grid topology to minimize risk of ignition in HFTDs Remote GridWLDFRContact from objectAggregated | WLDFR | HFTD - Distribution - Tier 2 - 5QU CoRE ¦ 3QU LoRE | Non-Red Flag Warning - Destructive Fires | Contact from object | Aggregated | 2041 | 3.419e-08 | 467.0501 | 1.5968e-05 | 2041 | Mitigation | 0.95 | 45 | 0 | esc | 0.00097009 | 3.3167e-11 | 0.00097009 | 3.3167e-11
[120 empty] | 7.3.3.17.5 (Remote Grid) Updates to grid topology to minimize risk of ignition in HFTDs Remote GridWLDFRContact from objectAggregated | WLDFR | HFTD - Distribution - Tier 2 - 5QU CoRE ¦ 3QU LoRE | Non-Red Flag Warning - Destructive Fires | Contact from object | Aggregated | 2042 | 3.419e-08 | 467.0501 | 1.5968e-05 | 2042 | Mitigation | 0.95 | 45 | 0 | esc | 0.00097009 | 3.3167e-11 | 0.00097009 | 3.3167e-11
[120 empty] | 7.3.3.17.5 (Remote Grid) Updates to grid topology to minimize risk of ignition in HFTDs Remote GridWLDFRContact from objectAggregated | WLDFR | HFTD - Distribution - Tier 2 - 5QU CoRE ¦ 3QU LoRE | Non-Red Flag Warning - Destructive Fires | Contact from object | Aggregated | 2043 | 3.419e-08 | 467.0501 | 1.5968e-05 | 2043 | Mitigation | 0.95 | 45 | 0 | esc | 0.00097009 | 3.3167e-11 | 0.00097009 | 3.3167e-11
[120 empty] | 7.3.3.17.5 (Remote Grid) Updates to grid topology to minimize risk of ignition in HFTDs Remote GridWLDFRContact from objectAggregated | WLDFR | HFTD - Distribution - Tier 2 - 5QU CoRE ¦ 3QU LoRE | Non-Red Flag Warning - Destructive Fires | Contact from object | Aggregated | 2044 | 3.419e-08 | 467.0501 | 1.5968e-05 | 2044 | Mitigation | 0.95 | 45 | 0 | esc | 0.00097009 | 3.3167e-11 | 0.00097009 | 3.3167e-11
[120 empty] | 7.3.3.17.5 (Remote Grid) Updates to grid topology to minimize risk of ignition in HFTDs Remote GridWLDFRContact from objectAggregated | WLDFR | HFTD - Distribution - Tier 2 - 5QU CoRE ¦ 3QU LoRE | Non-Red Flag Warning - Destructive Fires | Contact from object | Aggregated | 2045 | 3.419e-08 | 467.0501 | 1.5968e-05 | 2045 | Mitigation | 0.95 | 45 | 0 | esc | 0.00097009 | 3.3167e-11 | 0.00097009 | 3.3167e-11
[120 empty] | 7.3.3.17.5 (Remote Grid) Updates to grid topology to minimize risk of ignition in HFTDs Remote GridWLDFRContact from objectAggregated | WLDFR | HFTD - Distribution - Tier 2 - 5QU CoRE ¦ 3QU LoRE | Non-Red Flag Warning - Destructive Fires | Contact from object | Aggregated | 2046 | 3.419e-08 | 467.0501 | 1.5968e-05 | 2046 | Mitigation | 0.95 | 45 | 0 | esc | 0.00097009 | 3.3167e-11 | 0.00097009 | 3.3167e-11
[120 empty] | 7.3.3.17.5 (Remote Grid) Updates to grid topology to minimize risk of ignition in HFTDs Remote GridWLDFRContact from objectAggregated | WLDFR | HFTD - Distribution - Tier 2 - 5QU CoRE ¦ 3QU LoRE | Non-Red Flag Warning - Destructive Fires | Contact from object | Aggregated | 2047 | 3.419e-08 | 467.0501 | 1.5968e-05 | 2047 | Mitigation | 0.95 | 45 | 0 | esc | 0.00097009 | 3.3167e-11 | 0.00097009 | 3.3167e-11
[120 empty] | 7.3.3.17.5 (Remote Grid) Updates to grid topology to minimize risk of ignition in HFTDs Remote GridWLDFRContact from objectAggregated | WLDFR | HFTD - Distribution - Tier 2 - 5QU CoRE ¦ 3QU LoRE | Non-Red Flag Warning - Destructive Fires | Contact from object | Aggregated | 2048 | 3.419e-08 | 467.0501 | 1.5968e-05 | 2048 | Mitigation | 0.95 | 45 | 0 | esc | 0.00097009 | 3.3167e-11 | 0.00097009 | 3.3167e-11
[120 empty] | 7.3.3.17.5 (Remote Grid) Updates to grid topology to minimize risk of ignition in HFTDs Remote GridWLDFRContact from objectAggregated | WLDFR | HFTD - Distribution - Tier 2 - 5QU CoRE ¦ 3QU LoRE | Non-Red Flag Warning - Destructive Fires | Contact from object | Aggregated | 2049 | 3.419e-08 | 467.0501 | 1.5968e-05 | 2049 | Mitigation | 0.95 | 45 | 0 | esc | 0.00097009 | 3.3167e-11 | 0.00097009 | 3.3167e-11
[120 empty] | 7.3.3.17.5 (Remote Grid) Updates to grid topology to minimize risk of ignition in HFTDs Remote GridWLDFRContact from objectAggregated | WLDFR | HFTD - Distribution - Tier 2 - 5QU CoRE ¦ 3QU LoRE | Non-Red Flag Warning - Destructive Fires | Contact from object | Aggregated | 2050 | 3.419e-08 | 467.0501 | 1.5968e-05 | 2050 | Mitigation | 0.95 | 45 | 0 | esc | 0.00097009 | 3.3167e-11 | 0.00097009 | 3.3167e-11
[120 empty] | 7.3.3.17.5 (Remote Grid) Updates to grid topology to minimize risk of ignition in HFTDs Remote GridWLDFRContact from objectAggregated | WLDFR | HFTD - Distribution - Tier 2 - 5QU CoRE ¦ 3QU LoRE | Non-Red Flag Warning - Destructive Fires | Contact from object | Aggregated | 2051 | 3.419e-08 | 467.0501 | 1.5968e-05 | 2051 | Mitigation | 0.95 | 45 | 0 | esc | 0.00097009 | 3.3167e-11 | 0.00097009 | 3.3167e-11
[120 empty] | 7.3.3.17.5 (Remote Grid) Updates to grid topology to minimize risk of ignition in HFTDs Remote GridWLDFRContact from objectAggregated | WLDFR | HFTD - Distribution - Tier 2 - 5QU CoRE ¦ 3QU LoRE | Non-Red Flag Warning - Destructive Fires | Contact from object | Aggregated | 2052 | 3.419e-08 | 467.0501 | 1.5968e-05 | 2052 | Mitigation | 0.95 | 45 | 0 | esc | 0.00097009 | 3.3167e-11 | 0.00097009 | 3.3167e-11
[120 empty] | 7.3.3.17.5 (Remote Grid) Updates to grid topology to minimize risk of ignition in HFTDs Remote GridWLDFRContact from objectAggregated | WLDFR | HFTD - Distribution - Tier 2 - 5QU CoRE ¦ 3QU LoRE | Non-Red Flag Warning - Destructive Fires | Contact from object | Aggregated | 2053 | 3.419e-08 | 467.0501 | 1.5968e-05 | 2053 | Mitigation | 0.95 | 45 | 0 | esc | 0.00097009 | 3.3167e-11 | 0.00097009 | 3.3167e-11
[120 empty] | 7.3.3.17.5 (Remote Grid) Updates to grid topology to minimize risk of ignition in HFTDs Remote GridWLDFRContact from objectAggregated | WLDFR | HFTD - Distribution - Tier 2 - 5QU CoRE ¦ 3QU LoRE | Non-Red Flag Warning - Destructive Fires | Contact from object | Aggregated | 2054 | 3.419e-08 | 467.0501 | 1.5968e-05 | 2054 | Mitigation | 0.95 | 45 | 0 | esc | 0.00097009 | 3.3167e-11 | 0.00097009 | 3.3167e-11
[120 empty] | 7.3.3.17.5 (Remote Grid) Updates to grid topology to minimize risk of ignition in HFTDs Remote GridWLDFRContact from objectAggregated | WLDFR | HFTD - Distribution - Tier 2 - 5QU CoRE ¦ 3QU LoRE | Non-Red Flag Warning - Destructive Fires | Contact from object | Aggregated | 2055 | 3.419e-08 | 467.0501 | 1.5968e-05 | 2055 | Mitigation | 0.95 | 45 | 0 | esc | 0.00097009 | 3.3167e-11 | 0.00097009 | 3.3167e-11
[120 empty] | 7.3.3.17.5 (Remote Grid) Updates to grid topology to minimize risk of ignition in HFTDs Remote GridWLDFRContact from objectAggregated | WLDFR | HFTD - Distribution - Tier 2 - 5QU CoRE ¦ 3QU LoRE | Non-Red Flag Warning - Destructive Fires | Contact from object | Aggregated | 2056 | 3.419e-08 | 467.0501 | 1.5968e-05 | 2056 | Mitigation | 0.95 | 45 | 0 | esc | 0.00097009 | 3.3167e-11 | 0.00097009 | 3.3167e-11
[120 empty] | 7.3.3.17.5 (Remote Grid) Updates to grid topology to minimize risk of ignition in HFTDs Remote GridWLDFRContact from objectAggregated | WLDFR | HFTD - Distribution - Tier 2 - 5QU CoRE ¦ 3QU LoRE | Non-Red Flag Warning - Destructive Fires | Contact from object | Aggregated | 2057 | 3.419e-08 | 467.0501 | 1.5968e-05 | 2057 | Mitigation | 0.95 | 45 | 0 | esc | 0.00097009 | 3.3167e-11 | 0.00097009 | 3.3167e-11
[120 empty] | 7.3.3.17.5 (Remote Grid) Updates to grid topology to minimize risk of ignition in HFTDs Remote GridWLDFRContact from objectAggregated | WLDFR | HFTD - Distribution - Tier 2 - 5QU CoRE ¦ 3QU LoRE | Non-Red Flag Warning - Destructive Fires | Contact from object | Aggregated | 2058 | 3.419e-08 | 467.0501 | 1.5968e-05 | 2058 | Mitigation | 0.95 | 45 | 0 | esc | 0.00097009 | 3.3167e-11 | 0.00097009 | 3.3167e-11
[120 empty] | 7.3.3.17.5 (Remote Grid) Updates to grid topology to minimize risk of ignition in HFTDs Remote GridWLDFRContact from objectAggregated | WLDFR | HFTD - Distribution - Tier 2 - 5QU CoRE ¦ 3QU LoRE | Non-Red Flag Warning - Destructive Fires | Contact from object | Aggregated | 2059 | 3.419e-08 | 467.0501 | 1.5968e-05 | 2059 | Mitigation | 0.95 | 45 | 0 | esc | 0.00097009 | 3.3167e-11 | 0.00097009 | 3.3167e-11
[120 empty] | 7.3.3.17.5 (Remote Grid) Updates to grid topology to minimize risk of ignition in HFTDs Remote GridWLDFRContact from objectAggregated | WLDFR | HFTD - Distribution - Tier 2 - 5QU CoRE ¦ 3QU LoRE | Non-Red Flag Warning - Destructive Fires | Contact from object | Aggregated | 2060 | 3.419e-08 | 467.0501 | 1.5968e-05 | 2060 | Mitigation | 0.95 | 45 | 0 | esc | 0.00097009 | 3.3167e-11 | 0.00097009 | 3.3167e-11
[120 empty] | 7.3.3.17.5 (Remote Grid) Updates to grid topology to minimize risk of ignition in HFTDs Remote GridWLDFRContact from objectAggregated | WLDFR | HFTD - Distribution - Tier 2 - 5QU CoRE ¦ 3QU LoRE | Non-Red Flag Warning - Destructive Fires | Contact from object | Aggregated | 2061 | 3.419e-08 | 467.0501 | 1.5968e-05 | 2061 | Mitigation | 0.95 | 45 | 0 | esc | 0.00097009 | 3.3167e-11 | 0.00097009 | 3.3167e-11
[120 empty] | 7.3.3.17.5 (Remote Grid) Updates to grid topology to minimize risk of ignition in HFTDs Remote GridWLDFRContact from objectAggregated | WLDFR | HFTD - Distribution - Tier 2 - 5QU CoRE ¦ 3QU LoRE | Non-Red Flag Warning - Destructive Fires | Contact from object | Aggregated | 2062 | 3.419e-08 | 467.0501 | 1.5968e-05 | 2062 | Mitigation | 0.95 | 45 | 0 | esc | 0.00097009 | 3.3167e-11 | 0.00097009 | 3.3167e-11
[120 empty] | 7.3.3.17.5 (Remote Grid) Updates to grid topology to minimize risk of ignition in HFTDs Remote GridWLDFRContact from objectAggregated | WLDFR | HFTD - Distribution - Tier 2 - 5QU CoRE ¦ 3QU LoRE | Non-Red Flag Warning - Destructive Fires | Contact from object | Aggregated | 2063 | 3.419e-08 | 467.0501 | 1.5968e-05 | 2063 | Mitigation | 0.95 | 45 | 0 | esc | 0.00097009 | 3.3167e-11 | 0.00097009 | 3.3167e-11
[120 empty] | 7.3.3.17.5 (Remote Grid) Updates to grid topology to minimize risk of ignition in HFTDs Remote GridWLDFRContact from objectAggregated | WLDFR | HFTD - Distribution - Tier 2 - 5QU CoRE ¦ 3QU LoRE | Non-Red Flag Warning - Destructive Fires | Contact from object | Aggregated | 2064 | 3.419e-08 | 467.0501 | 1.5968e-05 | 2064 | Mitigation | 0.95 | 45 | 0 | esc | 0.00097009 | 3.3167e-11 | 0.00097009 | 3.3167e-11
[120 empty] | 7.3.3.17.5 (Remote Grid) Updates to grid topology to minimize risk of ignition in HFTDs Remote GridWLDFRContact from objectAggregated | WLDFR | HFTD - Distribution - Tier 2 - 5QU CoRE ¦ 3QU LoRE | Non-Red Flag Warning - Destructive Fires | Contact from object | Aggregated | 2065 | 3.419e-08 | 467.0501 | 1.5968e-05 | 2065 | Mitigation | 0.95 | 45 | 0 | esc | 0.00097009 | 3.3167e-11 | 0.00097009 | 3.3167e-11
[120 empty] | 7.3.3.17.5 (Remote Grid) Updates to grid topology to minimize risk of ignition in HFTDs Remote GridWLDFRContact from objectAggregated | WLDFR | HFTD - Distribution - Tier 2 - 5QU CoRE ¦ 3QU LoRE | Non-Red Flag Warning - Destructive Fires | Contact from object | Aggregated | 2066 | 3.419e-08 | 467.0501 | 1.5968e-05 | 2066 | Mitigation | 0.95 | 45 | 0 | esc | 0.00097009 | 3.3167e-11 | 0.00097009 | 3.3167e-11
[120 empty] | 7.3.3.17.5 (Remote Grid) Updates to grid topology to minimize risk of ignition in HFTDs Remote GridWLDFRContact from objectAggregated | WLDFR | HFTD - Distribution - Tier 2 - 5QU CoRE ¦ 3QU LoRE | Non-Red Flag Warning - Destructive Fires | Contact from object | Aggregated | 2067 | 3.419e-08 | 467.0501 | 1.5968e-05 | 2067 | Mitigation | 0.95 | 45 | 0 | esc | 0 | 0 | 0.00097009 | 3.3167e-11
[120 empty] | 7.3.3.17.5 (Remote Grid) Updates to grid topology to minimize risk of ignition in HFTDs Remote GridWLDFRContaminationAggregated | WLDFR | HFTD - Distribution - Tier 2 - 5QU CoRE ¦ 3QU LoRE | Non-Red Flag Warning - Destructive Fires | Contamination | Aggregated | 2022 | 6.5486e-10 | 467.0501 | 3.0585e-07 | 2022 | Mitigation | 0.95 | 45 | 0 | esc | 0.00097009 | 6.3527e-13 | 0 | 0
[120 empty] | 7.3.3.17.5 (Remote Grid) Updates to grid topology to minimize risk of ignition in HFTDs Remote GridWLDFRContaminationAggregated | WLDFR | HFTD - Distribution - Tier 2 - 5QU CoRE ¦ 3QU LoRE | Non-Red Flag Warning - Destructive Fires | Contamination | Aggregated | 2023 | 6.5486e-10 | 467.0501 | 3.0585e-07 | 2023 | Mitigation | 0.95 | 45 | 0 | esc | 0.00097009 | 6.3527e-13 | 0.00097009 | 6.3527e-13
[120 empty] | 7.3.3.17.5 (Remote Grid) Updates to grid topology to minimize risk of ignition in HFTDs Remote GridWLDFRContaminationAggregated | WLDFR | HFTD - Distribution - Tier 2 - 5QU CoRE ¦ 3QU LoRE | Non-Red Flag Warning - Destructive Fires | Contamination | Aggregated | 2024 | 6.5486e-10 | 467.0501 | 3.0585e-07 | 2024 | Mitigation | 0.95 | 45 | 0 | esc | 0.00097009 | 6.3527e-13 | 0.00097009 | 6.3527e-13
[120 empty] | 7.3.3.17.5 (Remote Grid) Updates to grid topology to minimize risk of ignition in HFTDs Remote GridWLDFRContaminationAggregated | WLDFR | HFTD - Distribution - Tier 2 - 5QU CoRE ¦ 3QU LoRE | Non-Red Flag Warning - Destructive Fires | Contamination | Aggregated | 2025 | 6.5486e-10 | 467.0501 | 3.0585e-07 | 2025 | Mitigation | 0.95 | 45 | 0 | esc | 0.00097009 | 6.3527e-13 | 0.00097009 | 6.3527e-13
[120 empty] | 7.3.3.17.5 (Remote Grid) Updates to grid topology to minimize risk of ignition in HFTDs Remote GridWLDFRContaminationAggregated | WLDFR | HFTD - Distribution - Tier 2 - 5QU CoRE ¦ 3QU LoRE | Non-Red Flag Warning - Destructive Fires | Contamination | Aggregated | 2026 | 6.5486e-10 | 467.0501 | 3.0585e-07 | 2026 | Mitigation | 0.95 | 45 | 0 | esc | 0.00097009 | 6.3527e-13 | 0.00097009 | 6.3527e-13
[120 empty] | 7.3.3.17.5 (Remote Grid) Updates to grid topology to minimize risk of ignition in HFTDs Remote GridWLDFRContaminationAggregated | WLDFR | HFTD - Distribution - Tier 2 - 5QU CoRE ¦ 3QU LoRE | Non-Red Flag Warning - Destructive Fires | Contamination | Aggregated | 2027 | 6.5486e-10 | 467.0501 | 3.0585e-07 | 2027 | Mitigation | 0.95 | 45 | 0 | esc | 0.00097009 | 6.3527e-13 | 0.00097009 | 6.3527e-13
[120 empty] | 7.3.3.17.5 (Remote Grid) Updates to grid topology to minimize risk of ignition in HFTDs Remote GridWLDFRContaminationAggregated | WLDFR | HFTD - Distribution - Tier 2 - 5QU CoRE ¦ 3QU LoRE | Non-Red Flag Warning - Destructive Fires | Contamination | Aggregated | 2028 | 6.5486e-10 | 467.0501 | 3.0585e-07 | 2028 | Mitigation | 0.95 | 45 | 0 | esc | 0.00097009 | 6.3527e-13 | 0.00097009 | 6.3527e-13
[120 empty] | 7.3.3.17.5 (Remote Grid) Updates to grid topology to minimize risk of ignition in HFTDs Remote GridWLDFRContaminationAggregated | WLDFR | HFTD - Distribution - Tier 2 - 5QU CoRE ¦ 3QU LoRE | Non-Red Flag Warning - Destructive Fires | Contamination | Aggregated | 2029 | 6.5486e-10 | 467.0501 | 3.0585e-07 | 2029 | Mitigation | 0.95 | 45 | 0 | esc | 0.00097009 | 6.3527e-13 | 0.00097009 | 6.3527e-13
[120 empty] | 7.3.3.17.5 (Remote Grid) Updates to grid topology to minimize risk of ignition in HFTDs Remote GridWLDFRContaminationAggregated | WLDFR | HFTD - Distribution - Tier 2 - 5QU CoRE ¦ 3QU LoRE | Non-Red Flag Warning - Destructive Fires | Contamination | Aggregated | 2030 | 6.5486e-10 | 467.0501 | 3.0585e-07 | 2030 | Mitigation | 0.95 | 45 | 0 | esc | 0.00097009 | 6.3527e-13 | 0.00097009 | 6.3527e-13
[120 empty] | 7.3.3.17.5 (Remote Grid) Updates to grid topology to minimize risk of ignition in HFTDs Remote GridWLDFRContaminationAggregated | WLDFR | HFTD - Distribution - Tier 2 - 5QU CoRE ¦ 3QU LoRE | Non-Red Flag Warning - Destructive Fires | Contamination | Aggregated | 2031 | 6.5486e-10 | 467.0501 | 3.0585e-07 | 2031 | Mitigation | 0.95 | 45 | 0 | esc | 0.00097009 | 6.3527e-13 | 0.00097009 | 6.3527e-13
[120 empty] | 7.3.3.17.5 (Remote Grid) Updates to grid topology to minimize risk of ignition in HFTDs Remote GridWLDFRContaminationAggregated | WLDFR | HFTD - Distribution - Tier 2 - 5QU CoRE ¦ 3QU LoRE | Non-Red Flag Warning - Destructive Fires | Contamination | Aggregated | 2032 | 6.5486e-10 | 467.0501 | 3.0585e-07 | 2032 | Mitigation | 0.95 | 45 | 0 | esc | 0.00097009 | 6.3527e-13 | 0.00097009 | 6.3527e-13
[120 empty] | 7.3.3.17.5 (Remote Grid) Updates to grid topology to minimize risk of ignition in HFTDs Remote GridWLDFRContaminationAggregated | WLDFR | HFTD - Distribution - Tier 2 - 5QU CoRE ¦ 3QU LoRE | Non-Red Flag Warning - Destructive Fires | Contamination | Aggregated | 2033 | 6.5486e-10 | 467.0501 | 3.0585e-07 | 2033 | Mitigation | 0.95 | 45 | 0 | esc | 0.00097009 | 6.3527e-13 | 0.00097009 | 6.3527e-13
[120 empty] | 7.3.3.17.5 (Remote Grid) Updates to grid topology to minimize risk of ignition in HFTDs Remote GridWLDFRContaminationAggregated | WLDFR | HFTD - Distribution - Tier 2 - 5QU CoRE ¦ 3QU LoRE | Non-Red Flag Warning - Destructive Fires | Contamination | Aggregated | 2034 | 6.5486e-10 | 467.0501 | 3.0585e-07 | 2034 | Mitigation | 0.95 | 45 | 0 | esc | 0.00097009 | 6.3527e-13 | 0.00097009 | 6.3527e-13
[120 empty] | 7.3.3.17.5 (Remote Grid) Updates to grid topology to minimize risk of ignition in HFTDs Remote GridWLDFRContaminationAggregated | WLDFR | HFTD - Distribution - Tier 2 - 5QU CoRE ¦ 3QU LoRE | Non-Red Flag Warning - Destructive Fires | Contamination | Aggregated | 2035 | 6.5486e-10 | 467.0501 | 3.0585e-07 | 2035 | Mitigation | 0.95 | 45 | 0 | esc | 0.00097009 | 6.3527e-13 | 0.00097009 | 6.3527e-13
[120 empty] | 7.3.3.17.5 (Remote Grid) Updates to grid topology to minimize risk of ignition in HFTDs Remote GridWLDFRContaminationAggregated | WLDFR | HFTD - Distribution - Tier 2 - 5QU CoRE ¦ 3QU LoRE | Non-Red Flag Warning - Destructive Fires | Contamination | Aggregated | 2036 | 6.5486e-10 | 467.0501 | 3.0585e-07 | 2036 | Mitigation | 0.95 | 45 | 0 | esc | 0.00097009 | 6.3527e-13 | 0.00097009 | 6.3527e-13
[120 empty] | 7.3.3.17.5 (Remote Grid) Updates to grid topology to minimize risk of ignition in HFTDs Remote GridWLDFRContaminationAggregated | WLDFR | HFTD - Distribution - Tier 2 - 5QU CoRE ¦ 3QU LoRE | Non-Red Flag Warning - Destructive Fires | Contamination | Aggregated | 2037 | 6.5486e-10 | 467.0501 | 3.0585e-07 | 2037 | Mitigation | 0.95 | 45 | 0 | esc | 0.00097009 | 6.3527e-13 | 0.00097009 | 6.3527e-13
[120 empty] | 7.3.3.17.5 (Remote Grid) Updates to grid topology to minimize risk of ignition in HFTDs Remote GridWLDFRContaminationAggregated | WLDFR | HFTD - Distribution - Tier 2 - 5QU CoRE ¦ 3QU LoRE | Non-Red Flag Warning - Destructive Fires | Contamination | Aggregated | 2038 | 6.5486e-10 | 467.0501 | 3.0585e-07 | 2038 | Mitigation | 0.95 | 45 | 0 | esc | 0.00097009 | 6.3527e-13 | 0.00097009 | 6.3527e-13
[120 empty] | 7.3.3.17.5 (Remote Grid) Updates to grid topology to minimize risk of ignition in HFTDs Remote GridWLDFRContaminationAggregated | WLDFR | HFTD - Distribution - Tier 2 - 5QU CoRE ¦ 3QU LoRE | Non-Red Flag Warning - Destructive Fires | Contamination | Aggregated | 2039 | 6.5486e-10 | 467.0501 | 3.0585e-07 | 2039 | Mitigation | 0.95 | 45 | 0 | esc | 0.00097009 | 6.3527e-13 | 0.00097009 | 6.3527e-13
[120 empty] | 7.3.3.17.5 (Remote Grid) Updates to grid topology to minimize risk of ignition in HFTDs Remote GridWLDFRContaminationAggregated | WLDFR | HFTD - Distribution - Tier 2 - 5QU CoRE ¦ 3QU LoRE | Non-Red Flag Warning - Destructive Fires | Contamination | Aggregated | 2040 | 6.5486e-10 | 467.0501 | 3.0585e-07 | 2040 | Mitigation | 0.95 | 45 | 0 | esc | 0.00097009 | 6.3527e-13 | 0.00097009 | 6.3527e-13
[120 empty] | 7.3.3.17.5 (Remote Grid) Updates to grid topology to minimize risk of ignition in HFTDs Remote GridWLDFRContaminationAggregated | WLDFR | HFTD - Distribution - Tier 2 - 5QU CoRE ¦ 3QU LoRE | Non-Red Flag Warning - Destructive Fires | Contamination | Aggregated | 2041 | 6.5486e-10 | 467.0501 | 3.0585e-07 | 2041 | Mitigation | 0.95 | 45 | 0 | esc | 0.00097009 | 6.3527e-13 | 0.00097009 | 6.3527e-13
[120 empty] | 7.3.3.17.5 (Remote Grid) Updates to grid topology to minimize risk of ignition in HFTDs Remote GridWLDFRContaminationAggregated | WLDFR | HFTD - Distribution - Tier 2 - 5QU CoRE ¦ 3QU LoRE | Non-Red Flag Warning - Destructive Fires | Contamination | Aggregated | 2042 | 6.5486e-10 | 467.0501 | 3.0585e-07 | 2042 | Mitigation | 0.95 | 45 | 0 | esc | 0.00097009 | 6.3527e-13 | 0.00097009 | 6.3527e-13
[120 empty] | 7.3.3.17.5 (Remote Grid) Updates to grid topology to minimize risk of ignition in HFTDs Remote GridWLDFRContaminationAggregated | WLDFR | HFTD - Distribution - Tier 2 - 5QU CoRE ¦ 3QU LoRE | Non-Red Flag Warning - Destructive Fires | Contamination | Aggregated | 2043 | 6.5486e-10 | 467.0501 | 3.0585e-07 | 2043 | Mitigation | 0.95 | 45 | 0 | esc | 0.00097009 | 6.3527e-13 | 0.00097009 | 6.3527e-13
[120 empty] | 7.3.3.17.5 (Remote Grid) Updates to grid topology to minimize risk of ignition in HFTDs Remote GridWLDFRContaminationAggregated | WLDFR | HFTD - Distribution - Tier 2 - 5QU CoRE ¦ 3QU LoRE | Non-Red Flag Warning - Destructive Fires | Contamination | Aggregated | 2044 | 6.5486e-10 | 467.0501 | 3.0585e-07 | 2044 | Mitigation | 0.95 | 45 | 0 | esc | 0.00097009 | 6.3527e-13 | 0.00097009 | 6.3527e-13
[120 empty] | 7.3.3.17.5 (Remote Grid) Updates to grid topology to minimize risk of ignition in HFTDs Remote GridWLDFRContaminationAggregated | WLDFR | HFTD - Distribution - Tier 2 - 5QU CoRE ¦ 3QU LoRE | Non-Red Flag Warning - Destructive Fires | Contamination | Aggregated | 2045 | 6.5486e-10 | 467.0501 | 3.0585e-07 | 2045 | Mitigation | 0.95 | 45 | 0 | esc | 0.00097009 | 6.3527e-13 | 0.00097009 | 6.3527e-13
[120 empty] | 7.3.3.17.5 (Remote Grid) Updates to grid topology to minimize risk of ignition in HFTDs Remote GridWLDFRContaminationAggregated | WLDFR | HFTD - Distribution - Tier 2 - 5QU CoRE ¦ 3QU LoRE | Non-Red Flag Warning - Destructive Fires | Contamination | Aggregated | 2046 | 6.5486e-10 | 467.0501 | 3.0585e-07 | 2046 | Mitigation | 0.95 | 45 | 0 | esc | 0.00097009 | 6.3527e-13 | 0.00097009 | 6.3527e-13
[120 empty] | 7.3.3.17.5 (Remote Grid) Updates to grid topology to minimize risk of ignition in HFTDs Remote GridWLDFRContaminationAggregated | WLDFR | HFTD - Distribution - Tier 2 - 5QU CoRE ¦ 3QU LoRE | Non-Red Flag Warning - Destructive Fires | Contamination | Aggregated | 2047 | 6.5486e-10 | 467.0501 | 3.0585e-07 | 2047 | Mitigation | 0.95 | 45 | 0 | esc | 0.00097009 | 6.3527e-13 | 0.00097009 | 6.3527e-13
[120 empty] | 7.3.3.17.5 (Remote Grid) Updates to grid topology to minimize risk of ignition in HFTDs Remote GridWLDFRContaminationAggregated | WLDFR | HFTD - Distribution - Tier 2 - 5QU CoRE ¦ 3QU LoRE | Non-Red Flag Warning - Destructive Fires | Contamination | Aggregated | 2048 | 6.5486e-10 | 467.0501 | 3.0585e-07 | 2048 | Mitigation | 0.95 | 45 | 0 | esc | 0.00097009 | 6.3527e-13 | 0.00097009 | 6.3527e-13
[120 empty] | 7.3.3.17.5 (Remote Grid) Updates to grid topology to minimize risk of ignition in HFTDs Remote GridWLDFRContaminationAggregated | WLDFR | HFTD - Distribution - Tier 2 - 5QU CoRE ¦ 3QU LoRE | Non-Red Flag Warning - Destructive Fires | Contamination | Aggregated | 2049 | 6.5486e-10 | 467.0501 | 3.0585e-07 | 2049 | Mitigation | 0.95 | 45 | 0 | esc | 0.00097009 | 6.3527e-13 | 0.00097009 | 6.3527e-13
[120 empty] | 7.3.3.17.5 (Remote Grid) Updates to grid topology to minimize risk of ignition in HFTDs Remote GridWLDFRContaminationAggregated | WLDFR | HFTD - Distribution - Tier 2 - 5QU CoRE ¦ 3QU LoRE | Non-Red Flag Warning - Destructive Fires | Contamination | Aggregated | 2050 | 6.5486e-10 | 467.0501 | 3.0585e-07 | 2050 | Mitigation | 0.95 | 45 | 0 | esc | 0.00097009 | 6.3527e-13 | 0.00097009 | 6.3527e-13
[120 empty] | 7.3.3.17.5 (Remote Grid) Updates to grid topology to minimize risk of ignition in HFTDs Remote GridWLDFRContaminationAggregated | WLDFR | HFTD - Distribution - Tier 2 - 5QU CoRE ¦ 3QU LoRE | Non-Red Flag Warning - Destructive Fires | Contamination | Aggregated | 2051 | 6.5486e-10 | 467.0501 | 3.0585e-07 | 2051 | Mitigation | 0.95 | 45 | 0 | esc | 0.00097009 | 6.3527e-13 | 0.00097009 | 6.3527e-13
[120 empty] | 7.3.3.17.5 (Remote Grid) Updates to grid topology to minimize risk of ignition in HFTDs Remote GridWLDFRContaminationAggregated | WLDFR | HFTD - Distribution - Tier 2 - 5QU CoRE ¦ 3QU LoRE | Non-Red Flag Warning - Destructive Fires | Contamination | Aggregated | 2052 | 6.5486e-10 | 467.0501 | 3.0585e-07 | 2052 | Mitigation | 0.95 | 45 | 0 | esc | 0.00097009 | 6.3527e-13 | 0.00097009 | 6.3527e-13
[120 empty] | 7.3.3.17.5 (Remote Grid) Updates to grid topology to minimize risk of ignition in HFTDs Remote GridWLDFRContaminationAggregated | WLDFR | HFTD - Distribution - Tier 2 - 5QU CoRE ¦ 3QU LoRE | Non-Red Flag Warning - Destructive Fires | Contamination | Aggregated | 2053 | 6.5486e-10 | 467.0501 | 3.0585e-07 | 2053 | Mitigation | 0.95 | 45 | 0 | esc | 0.00097009 | 6.3527e-13 | 0.00097009 | 6.3527e-13
[120 empty] | 7.3.3.17.5 (Remote Grid) Updates to grid topology to minimize risk of ignition in HFTDs Remote GridWLDFRContaminationAggregated | WLDFR | HFTD - Distribution - Tier 2 - 5QU CoRE ¦ 3QU LoRE | Non-Red Flag Warning - Destructive Fires | Contamination | Aggregated | 2054 | 6.5486e-10 | 467.0501 | 3.0585e-07 | 2054 | Mitigation | 0.95 | 45 | 0 | esc | 0.00097009 | 6.3527e-13 | 0.00097009 | 6.3527e-13
[120 empty] | 7.3.3.17.5 (Remote Grid) Updates to grid topology to minimize risk of ignition in HFTDs Remote GridWLDFRContaminationAggregated | WLDFR | HFTD - Distribution - Tier 2 - 5QU CoRE ¦ 3QU LoRE | Non-Red Flag Warning - Destructive Fires | Contamination | Aggregated | 2055 | 6.5486e-10 | 467.0501 | 3.0585e-07 | 2055 | Mitigation | 0.95 | 45 | 0 | esc | 0.00097009 | 6.3527e-13 | 0.00097009 | 6.3527e-13
[120 empty] | 7.3.3.17.5 (Remote Grid) Updates to grid topology to minimize risk of ignition in HFTDs Remote GridWLDFRContaminationAggregated | WLDFR | HFTD - Distribution - Tier 2 - 5QU CoRE ¦ 3QU LoRE | Non-Red Flag Warning - Destructive Fires | Contamination | Aggregated | 2056 | 6.5486e-10 | 467.0501 | 3.0585e-07 | 2056 | Mitigation | 0.95 | 45 | 0 | esc | 0.00097009 | 6.3527e-13 | 0.00097009 | 6.3527e-13
[120 empty] | 7.3.3.17.5 (Remote Grid) Updates to grid topology to minimize risk of ignition in HFTDs Remote GridWLDFRContaminationAggregated | WLDFR | HFTD - Distribution - Tier 2 - 5QU CoRE ¦ 3QU LoRE | Non-Red Flag Warning - Destructive Fires | Contamination | Aggregated | 2057 | 6.5486e-10 | 467.0501 | 3.0585e-07 | 2057 | Mitigation | 0.95 | 45 | 0 | esc | 0.00097009 | 6.3527e-13 | 0.00097009 | 6.3527e-13
[120 empty] | 7.3.3.17.5 (Remote Grid) Updates to grid topology to minimize risk of ignition in HFTDs Remote GridWLDFRContaminationAggregated | WLDFR | HFTD - Distribution - Tier 2 - 5QU CoRE ¦ 3QU LoRE | Non-Red Flag Warning - Destructive Fires | Contamination | Aggregated | 2058 | 6.5486e-10 | 467.0501 | 3.0585e-07 | 2058 | Mitigation | 0.95 | 45 | 0 | esc | 0.00097009 | 6.3527e-13 | 0.00097009 | 6.3527e-13
[120 empty] | 7.3.3.17.5 (Remote Grid) Updates to grid topology to minimize risk of ignition in HFTDs Remote GridWLDFRContaminationAggregated | WLDFR | HFTD - Distribution - Tier 2 - 5QU CoRE ¦ 3QU LoRE | Non-Red Flag Warning - Destructive Fires | Contamination | Aggregated | 2059 | 6.5486e-10 | 467.0501 | 3.0585e-07 | 2059 | Mitigation | 0.95 | 45 | 0 | esc | 0.00097009 | 6.3527e-13 | 0.00097009 | 6.3527e-13
[120 empty] | 7.3.3.17.5 (Remote Grid) Updates to grid topology to minimize risk of ignition in HFTDs Remote GridWLDFRContaminationAggregated | WLDFR | HFTD - Distribution - Tier 2 - 5QU CoRE ¦ 3QU LoRE | Non-Red Flag Warning - Destructive Fires | Contamination | Aggregated | 2060 | 6.5486e-10 | 467.0501 | 3.0585e-07 | 2060 | Mitigation | 0.95 | 45 | 0 | esc | 0.00097009 | 6.3527e-13 | 0.00097009 | 6.3527e-13
[120 empty] | 7.3.3.17.5 (Remote Grid) Updates to grid topology to minimize risk of ignition in HFTDs Remote GridWLDFRContaminationAggregated | WLDFR | HFTD - Distribution - Tier 2 - 5QU CoRE ¦ 3QU LoRE | Non-Red Flag Warning - Destructive Fires | Contamination | Aggregated | 2061 | 6.5486e-10 | 467.0501 | 3.0585e-07 | 2061 | Mitigation | 0.95 | 45 | 0 | esc | 0.00097009 | 6.3527e-13 | 0.00097009 | 6.3527e-13
[120 empty] | 7.3.3.17.5 (Remote Grid) Updates to grid topology to minimize risk of ignition in HFTDs Remote GridWLDFRContaminationAggregated | WLDFR | HFTD - Distribution - Tier 2 - 5QU CoRE ¦ 3QU LoRE | Non-Red Flag Warning - Destructive Fires | Contamination | Aggregated | 2062 | 6.5486e-10 | 467.0501 | 3.0585e-07 | 2062 | Mitigation | 0.95 | 45 | 0 | esc | 0.00097009 | 6.3527e-13 | 0.00097009 | 6.3527e-13
[120 empty] | 7.3.3.17.5 (Remote Grid) Updates to grid topology to minimize risk of ignition in HFTDs Remote GridWLDFRContaminationAggregated | WLDFR | HFTD - Distribution - Tier 2 - 5QU CoRE ¦ 3QU LoRE | Non-Red Flag Warning - Destructive Fires | Contamination | Aggregated | 2063 | 6.5486e-10 | 467.0501 | 3.0585e-07 | 2063 | Mitigation | 0.95 | 45 | 0 | esc | 0.00097009 | 6.3527e-13 | 0.00097009 | 6.3527e-13
[120 empty] | 7.3.3.17.5 (Remote Grid) Updates to grid topology to minimize risk of ignition in HFTDs Remote GridWLDFRContaminationAggregated | WLDFR | HFTD - Distribution - Tier 2 - 5QU CoRE ¦ 3QU LoRE | Non-Red Flag Warning - Destructive Fires | Contamination | Aggregated | 2064 | 6.5486e-10 | 467.0501 | 3.0585e-07 | 2064 | Mitigation | 0.95 | 45 | 0 | esc | 0.00097009 | 6.3527e-13 | 0.00097009 | 6.3527e-13
[120 empty] | 7.3.3.17.5 (Remote Grid) Updates to grid topology to minimize risk of ignition in HFTDs Remote GridWLDFRContaminationAggregated | WLDFR | HFTD - Distribution - Tier 2 - 5QU CoRE ¦ 3QU LoRE | Non-Red Flag Warning - Destructive Fires | Contamination | Aggregated | 2065 | 6.5486e-10 | 467.0501 | 3.0585e-07 | 2065 | Mitigation | 0.95 | 45 | 0 | esc | 0.00097009 | 6.3527e-13 | 0.00097009 | 6.3527e-13
[120 empty] | 7.3.3.17.5 (Remote Grid) Updates to grid topology to minimize risk of ignition in HFTDs Remote GridWLDFRContaminationAggregated | WLDFR | HFTD - Distribution - Tier 2 - 5QU CoRE ¦ 3QU LoRE | Non-Red Flag Warning - Destructive Fires | Contamination | Aggregated | 2066 | 6.5486e-10 | 467.0501 | 3.0585e-07 | 2066 | Mitigation | 0.95 | 45 | 0 | esc | 0.00097009 | 6.3527e-13 | 0.00097009 | 6.3527e-13
[120 empty] | 7.3.3.17.5 (Remote Grid) Updates to grid topology to minimize risk of ignition in HFTDs Remote GridWLDFRContaminationAggregated | WLDFR | HFTD - Distribution - Tier 2 - 5QU CoRE ¦ 3QU LoRE | Non-Red Flag Warning - Destructive Fires | Contamination | Aggregated | 2067 | 6.5486e-10 | 467.0501 | 3.0585e-07 | 2067 | Mitigation | 0.95 | 45 | 0 | esc | 0 | 0 | 0.00097009 | 6.3527e-13
[120 empty] | 7.3.3.17.5 (Remote Grid) Updates to grid topology to minimize risk of ignition in HFTDs Remote GridWLDFREquipment / facility failureAggregated | WLDFR | HFTD - Distribution - Tier 2 - 5QU CoRE ¦ 3QU LoRE | Non-Red Flag Warning - Destructive Fires | Equipment / facility failure | Aggregated | 2022 | 8.348e-09 | 467.0501 | 3.899e-06 | 2022 | Mitigation | 0.95 | 45 | 0 | esc | 0.00097009 | 8.0983e-12 | 0 | 0
[120 empty] | 7.3.3.17.5 (Remote Grid) Updates to grid topology to minimize risk of ignition in HFTDs Remote GridWLDFREquipment / facility failureAggregated | WLDFR | HFTD - Distribution - Tier 2 - 5QU CoRE ¦ 3QU LoRE | Non-Red Flag Warning - Destructive Fires | Equipment / facility failure | Aggregated | 2023 | 8.348e-09 | 467.0501 | 3.899e-06 | 2023 | Mitigation | 0.95 | 45 | 0 | esc | 0.00097009 | 8.0983e-12 | 0.00097009 | 8.0983e-12
[120 empty] | 7.3.3.17.5 (Remote Grid) Updates to grid topology to minimize risk of ignition in HFTDs Remote GridWLDFREquipment / facility failureAggregated | WLDFR | HFTD - Distribution - Tier 2 - 5QU CoRE ¦ 3QU LoRE | Non-Red Flag Warning - Destructive Fires | Equipment / facility failure | Aggregated | 2024 | 8.348e-09 | 467.0501 | 3.899e-06 | 2024 | Mitigation | 0.95 | 45 | 0 | esc | 0.00097009 | 8.0983e-12 | 0.00097009 | 8.0983e-12
[120 empty] | 7.3.3.17.5 (Remote Grid) Updates to grid topology to minimize risk of ignition in HFTDs Remote GridWLDFREquipment / facility failureAggregated | WLDFR | HFTD - Distribution - Tier 2 - 5QU CoRE ¦ 3QU LoRE | Non-Red Flag Warning - Destructive Fires | Equipment / facility failure | Aggregated | 2025 | 8.348e-09 | 467.0501 | 3.899e-06 | 2025 | Mitigation | 0.95 | 45 | 0 | esc | 0.00097009 | 8.0983e-12 | 0.00097009 | 8.0983e-12
[120 empty] | 7.3.3.17.5 (Remote Grid) Updates to grid topology to minimize risk of ignition in HFTDs Remote GridWLDFREquipment / facility failureAggregated | WLDFR | HFTD - Distribution - Tier 2 - 5QU CoRE ¦ 3QU LoRE | Non-Red Flag Warning - Destructive Fires | Equipment / facility failure | Aggregated | 2026 | 8.348e-09 | 467.0501 | 3.899e-06 | 2026 | Mitigation | 0.95 | 45 | 0 | esc | 0.00097009 | 8.0983e-12 | 0.00097009 | 8.0983e-12
[120 empty] | 7.3.3.17.5 (Remote Grid) Updates to grid topology to minimize risk of ignition in HFTDs Remote GridWLDFREquipment / facility failureAggregated | WLDFR | HFTD - Distribution - Tier 2 - 5QU CoRE ¦ 3QU LoRE | Non-Red Flag Warning - Destructive Fires | Equipment / facility failure | Aggregated | 2027 | 8.348e-09 | 467.0501 | 3.899e-06 | 2027 | Mitigation | 0.95 | 45 | 0 | esc | 0.00097009 | 8.0983e-12 | 0.00097009 | 8.0983e-12
[120 empty] | 7.3.3.17.5 (Remote Grid) Updates to grid topology to minimize risk of ignition in HFTDs Remote GridWLDFREquipment / facility failureAggregated | WLDFR | HFTD - Distribution - Tier 2 - 5QU CoRE ¦ 3QU LoRE | Non-Red Flag Warning - Destructive Fires | Equipment / facility failure | Aggregated | 2028 | 8.348e-09 | 467.0501 | 3.899e-06 | 2028 | Mitigation | 0.95 | 45 | 0 | esc | 0.00097009 | 8.0983e-12 | 0.00097009 | 8.0983e-12
[120 empty] | 7.3.3.17.5 (Remote Grid) Updates to grid topology to minimize risk of ignition in HFTDs Remote GridWLDFREquipment / facility failureAggregated | WLDFR | HFTD - Distribution - Tier 2 - 5QU CoRE ¦ 3QU LoRE | Non-Red Flag Warning - Destructive Fires | Equipment / facility failure | Aggregated | 2029 | 8.348e-09 | 467.0501 | 3.899e-06 | 2029 | Mitigation | 0.95 | 45 | 0 | esc | 0.00097009 | 8.0983e-12 | 0.00097009 | 8.0983e-12
[120 empty] | 7.3.3.17.5 (Remote Grid) Updates to grid topology to minimize risk of ignition in HFTDs Remote GridWLDFREquipment / facility failureAggregated | WLDFR | HFTD - Distribution - Tier 2 - 5QU CoRE ¦ 3QU LoRE | Non-Red Flag Warning - Destructive Fires | Equipment / facility failure | Aggregated | 2030 | 8.348e-09 | 467.0501 | 3.899e-06 | 2030 | Mitigation | 0.95 | 45 | 0 | esc | 0.00097009 | 8.0983e-12 | 0.00097009 | 8.0983e-12
[120 empty] | 7.3.3.17.5 (Remote Grid) Updates to grid topology to minimize risk of ignition in HFTDs Remote GridWLDFREquipment / facility failureAggregated | WLDFR | HFTD - Distribution - Tier 2 - 5QU CoRE ¦ 3QU LoRE | Non-Red Flag Warning - Destructive Fires | Equipment / facility failure | Aggregated | 2031 | 8.348e-09 | 467.0501 | 3.899e-06 | 2031 | Mitigation | 0.95 | 45 | 0 | esc | 0.00097009 | 8.0983e-12 | 0.00097009 | 8.0983e-12
[120 empty] | 7.3.3.17.5 (Remote Grid) Updates to grid topology to minimize risk of ignition in HFTDs Remote GridWLDFREquipment / facility failureAggregated | WLDFR | HFTD - Distribution - Tier 2 - 5QU CoRE ¦ 3QU LoRE | Non-Red Flag Warning - Destructive Fires | Equipment / facility failure | Aggregated | 2032 | 8.348e-09 | 467.0501 | 3.899e-06 | 2032 | Mitigation | 0.95 | 45 | 0 | esc | 0.00097009 | 8.0983e-12 | 0.00097009 | 8.0983e-12
[120 empty] | 7.3.3.17.5 (Remote Grid) Updates to grid topology to minimize risk of ignition in HFTDs Remote GridWLDFREquipment / facility failureAggregated | WLDFR | HFTD - Distribution - Tier 2 - 5QU CoRE ¦ 3QU LoRE | Non-Red Flag Warning - Destructive Fires | Equipment / facility failure | Aggregated | 2033 | 8.348e-09 | 467.0501 | 3.899e-06 | 2033 | Mitigation | 0.95 | 45 | 0 | esc | 0.00097009 | 8.0983e-12 | 0.00097009 | 8.0983e-12
[120 empty] | 7.3.3.17.5 (Remote Grid) Updates to grid topology to minimize risk of ignition in HFTDs Remote GridWLDFREquipment / facility failureAggregated | WLDFR | HFTD - Distribution - Tier 2 - 5QU CoRE ¦ 3QU LoRE | Non-Red Flag Warning - Destructive Fires | Equipment / facility failure | Aggregated | 2034 | 8.348e-09 | 467.0501 | 3.899e-06 | 2034 | Mitigation | 0.95 | 45 | 0 | esc | 0.00097009 | 8.0983e-12 | 0.00097009 | 8.0983e-12
[120 empty] | 7.3.3.17.5 (Remote Grid) Updates to grid topology to minimize risk of ignition in HFTDs Remote GridWLDFREquipment / facility failureAggregated | WLDFR | HFTD - Distribution - Tier 2 - 5QU CoRE ¦ 3QU LoRE | Non-Red Flag Warning - Destructive Fires | Equipment / facility failure | Aggregated | 2035 | 8.348e-09 | 467.0501 | 3.899e-06 | 2035 | Mitigation | 0.95 | 45 | 0 | esc | 0.00097009 | 8.0983e-12 | 0.00097009 | 8.0983e-12
[120 empty] | 7.3.3.17.5 (Remote Grid) Updates to grid topology to minimize risk of ignition in HFTDs Remote GridWLDFREquipment / facility failureAggregated | WLDFR | HFTD - Distribution - Tier 2 - 5QU CoRE ¦ 3QU LoRE | Non-Red Flag Warning - Destructive Fires | Equipment / facility failure | Aggregated | 2036 | 8.348e-09 | 467.0501 | 3.899e-06 | 2036 | Mitigation | 0.95 | 45 | 0 | esc | 0.00097009 | 8.0983e-12 | 0.00097009 | 8.0983e-12
[120 empty] | 7.3.3.17.5 (Remote Grid) Updates to grid topology to minimize risk of ignition in HFTDs Remote GridWLDFREquipment / facility failureAggregated | WLDFR | HFTD - Distribution - Tier 2 - 5QU CoRE ¦ 3QU LoRE | Non-Red Flag Warning - Destructive Fires | Equipment / facility failure | Aggregated | 2037 | 8.348e-09 | 467.0501 | 3.899e-06 | 2037 | Mitigation | 0.95 | 45 | 0 | esc | 0.00097009 | 8.0983e-12 | 0.00097009 | 8.0983e-12
[120 empty] | 7.3.3.17.5 (Remote Grid) Updates to grid topology to minimize risk of ignition in HFTDs Remote GridWLDFREquipment / facility failureAggregated | WLDFR | HFTD - Distribution - Tier 2 - 5QU CoRE ¦ 3QU LoRE | Non-Red Flag Warning - Destructive Fires | Equipment / facility failure | Aggregated | 2038 | 8.348e-09 | 467.0501 | 3.899e-06 | 2038 | Mitigation | 0.95 | 45 | 0 | esc | 0.00097009 | 8.0983e-12 | 0.00097009 | 8.0983e-12
[120 empty] | 7.3.3.17.5 (Remote Grid) Updates to grid topology to minimize risk of ignition in HFTDs Remote GridWLDFREquipment / facility failureAggregated | WLDFR | HFTD - Distribution - Tier 2 - 5QU CoRE ¦ 3QU LoRE | Non-Red Flag Warning - Destructive Fires | Equipment / facility failure | Aggregated | 2039 | 8.348e-09 | 467.0501 | 3.899e-06 | 2039 | Mitigation | 0.95 | 45 | 0 | esc | 0.00097009 | 8.0983e-12 | 0.00097009 | 8.0983e-12
[120 empty] | 7.3.3.17.5 (Remote Grid) Updates to grid topology to minimize risk of ignition in HFTDs Remote GridWLDFREquipment / facility failureAggregated | WLDFR | HFTD - Distribution - Tier 2 - 5QU CoRE ¦ 3QU LoRE | Non-Red Flag Warning - Destructive Fires | Equipment / facility failure | Aggregated | 2040 | 8.348e-09 | 467.0501 | 3.899e-06 | 2040 | Mitigation | 0.95 | 45 | 0 | esc | 0.00097009 | 8.0983e-12 | 0.00097009 | 8.0983e-12
[120 empty] | 7.3.3.17.5 (Remote Grid) Updates to grid topology to minimize risk of ignition in HFTDs Remote GridWLDFREquipment / facility failureAggregated | WLDFR | HFTD - Distribution - Tier 2 - 5QU CoRE ¦ 3QU LoRE | Non-Red Flag Warning - Destructive Fires | Equipment / facility failure | Aggregated | 2041 | 8.348e-09 | 467.0501 | 3.899e-06 | 2041 | Mitigation | 0.95 | 45 | 0 | esc | 0.00097009 | 8.0983e-12 | 0.00097009 | 8.0983e-12
[120 empty] | 7.3.3.17.5 (Remote Grid) Updates to grid topology to minimize risk of ignition in HFTDs Remote GridWLDFREquipment / facility failureAggregated | WLDFR | HFTD - Distribution - Tier 2 - 5QU CoRE ¦ 3QU LoRE | Non-Red Flag Warning - Destructive Fires | Equipment / facility failure | Aggregated | 2042 | 8.348e-09 | 467.0501 | 3.899e-06 | 2042 | Mitigation | 0.95 | 45 | 0 | esc | 0.00097009 | 8.0983e-12 | 0.00097009 | 8.0983e-12
[120 empty] | 7.3.3.17.5 (Remote Grid) Updates to grid topology to minimize risk of ignition in HFTDs Remote GridWLDFREquipment / facility failureAggregated | WLDFR | HFTD - Distribution - Tier 2 - 5QU CoRE ¦ 3QU LoRE | Non-Red Flag Warning - Destructive Fires | Equipment / facility failure | Aggregated | 2043 | 8.348e-09 | 467.0501 | 3.899e-06 | 2043 | Mitigation | 0.95 | 45 | 0 | esc | 0.00097009 | 8.0983e-12 | 0.00097009 | 8.0983e-12
[120 empty] | 7.3.3.17.5 (Remote Grid) Updates to grid topology to minimize risk of ignition in HFTDs Remote GridWLDFREquipment / facility failureAggregated | WLDFR | HFTD - Distribution - Tier 2 - 5QU CoRE ¦ 3QU LoRE | Non-Red Flag Warning - Destructive Fires | Equipment / facility failure | Aggregated | 2044 | 8.348e-09 | 467.0501 | 3.899e-06 | 2044 | Mitigation | 0.95 | 45 | 0 | esc | 0.00097009 | 8.0983e-12 | 0.00097009 | 8.0983e-12
[120 empty] | 7.3.3.17.5 (Remote Grid) Updates to grid topology to minimize risk of ignition in HFTDs Remote GridWLDFREquipment / facility failureAggregated | WLDFR | HFTD - Distribution - Tier 2 - 5QU CoRE ¦ 3QU LoRE | Non-Red Flag Warning - Destructive Fires | Equipment / facility failure | Aggregated | 2045 | 8.348e-09 | 467.0501 | 3.899e-06 | 2045 | Mitigation | 0.95 | 45 | 0 | esc | 0.00097009 | 8.0983e-12 | 0.00097009 | 8.0983e-12
[120 empty] | 7.3.3.17.5 (Remote Grid) Updates to grid topology to minimize risk of ignition in HFTDs Remote GridWLDFREquipment / facility failureAggregated | WLDFR | HFTD - Distribution - Tier 2 - 5QU CoRE ¦ 3QU LoRE | Non-Red Flag Warning - Destructive Fires | Equipment / facility failure | Aggregated | 2046 | 8.348e-09 | 467.0501 | 3.899e-06 | 2046 | Mitigation | 0.95 | 45 | 0 | esc | 0.00097009 | 8.0983e-12 | 0.00097009 | 8.0983e-12
[120 empty] | 7.3.3.17.5 (Remote Grid) Updates to grid topology to minimize risk of ignition in HFTDs Remote GridWLDFREquipment / facility failureAggregated | WLDFR | HFTD - Distribution - Tier 2 - 5QU CoRE ¦ 3QU LoRE | Non-Red Flag Warning - Destructive Fires | Equipment / facility failure | Aggregated | 2047 | 8.348e-09 | 467.0501 | 3.899e-06 | 2047 | Mitigation | 0.95 | 45 | 0 | esc | 0.00097009 | 8.0983e-12 | 0.00097009 | 8.0983e-12
[120 empty] | 7.3.3.17.5 (Remote Grid) Updates to grid topology to minimize risk of ignition in HFTDs Remote GridWLDFREquipment / facility failureAggregated | WLDFR | HFTD - Distribution - Tier 2 - 5QU CoRE ¦ 3QU LoRE | Non-Red Flag Warning - Destructive Fires | Equipment / facility failure | Aggregated | 2048 | 8.348e-09 | 467.0501 | 3.899e-06 | 2048 | Mitigation | 0.95 | 45 | 0 | esc | 0.00097009 | 8.0983e-12 | 0.00097009 | 8.0983e-12
[120 empty] | 7.3.3.17.5 (Remote Grid) Updates to grid topology to minimize risk of ignition in HFTDs Remote GridWLDFREquipment / facility failureAggregated | WLDFR | HFTD - Distribution - Tier 2 - 5QU CoRE ¦ 3QU LoRE | Non-Red Flag Warning - Destructive Fires | Equipment / facility failure | Aggregated | 2049 | 8.348e-09 | 467.0501 | 3.899e-06 | 2049 | Mitigation | 0.95 | 45 | 0 | esc | 0.00097009 | 8.0983e-12 | 0.00097009 | 8.0983e-12
[120 empty] | 7.3.3.17.5 (Remote Grid) Updates to grid topology to minimize risk of ignition in HFTDs Remote GridWLDFREquipment / facility failureAggregated | WLDFR | HFTD - Distribution - Tier 2 - 5QU CoRE ¦ 3QU LoRE | Non-Red Flag Warning - Destructive Fires | Equipment / facility failure | Aggregated | 2050 | 8.348e-09 | 467.0501 | 3.899e-06 | 2050 | Mitigation | 0.95 | 45 | 0 | esc | 0.00097009 | 8.0983e-12 | 0.00097009 | 8.0983e-12
[120 empty] | 7.3.3.17.5 (Remote Grid) Updates to grid topology to minimize risk of ignition in HFTDs Remote GridWLDFREquipment / facility failureAggregated | WLDFR | HFTD - Distribution - Tier 2 - 5QU CoRE ¦ 3QU LoRE | Non-Red Flag Warning - Destructive Fires | Equipment / facility failure | Aggregated | 2051 | 8.348e-09 | 467.0501 | 3.899e-06 | 2051 | Mitigation | 0.95 | 45 | 0 | esc | 0.00097009 | 8.0983e-12 | 0.00097009 | 8.0983e-12
[120 empty] | 7.3.3.17.5 (Remote Grid) Updates to grid topology to minimize risk of ignition in HFTDs Remote GridWLDFREquipment / facility failureAggregated | WLDFR | HFTD - Distribution - Tier 2 - 5QU CoRE ¦ 3QU LoRE | Non-Red Flag Warning - Destructive Fires | Equipment / facility failure | Aggregated | 2052 | 8.348e-09 | 467.0501 | 3.899e-06 | 2052 | Mitigation | 0.95 | 45 | 0 | esc | 0.00097009 | 8.0983e-12 | 0.00097009 | 8.0983e-12
[120 empty] | 7.3.3.17.5 (Remote Grid) Updates to grid topology to minimize risk of ignition in HFTDs Remote GridWLDFREquipment / facility failureAggregated | WLDFR | HFTD - Distribution - Tier 2 - 5QU CoRE ¦ 3QU LoRE | Non-Red Flag Warning - Destructive Fires | Equipment / facility failure | Aggregated | 2053 | 8.348e-09 | 467.0501 | 3.899e-06 | 2053 | Mitigation | 0.95 | 45 | 0 | esc | 0.00097009 | 8.0983e-12 | 0.00097009 | 8.0983e-12
[120 empty] | 7.3.3.17.5 (Remote Grid) Updates to grid topology to minimize risk of ignition in HFTDs Remote GridWLDFREquipment / facility failureAggregated | WLDFR | HFTD - Distribution - Tier 2 - 5QU CoRE ¦ 3QU LoRE | Non-Red Flag Warning - Destructive Fires | Equipment / facility failure | Aggregated | 2054 | 8.348e-09 | 467.0501 | 3.899e-06 | 2054 | Mitigation | 0.95 | 45 | 0 | esc | 0.00097009 | 8.0983e-12 | 0.00097009 | 8.0983e-12
[120 empty] | 7.3.3.17.5 (Remote Grid) Updates to grid topology to minimize risk of ignition in HFTDs Remote GridWLDFREquipment / facility failureAggregated | WLDFR | HFTD - Distribution - Tier 2 - 5QU CoRE ¦ 3QU LoRE | Non-Red Flag Warning - Destructive Fires | Equipment / facility failure | Aggregated | 2055 | 8.348e-09 | 467.0501 | 3.899e-06 | 2055 | Mitigation | 0.95 | 45 | 0 | esc | 0.00097009 | 8.0983e-12 | 0.00097009 | 8.0983e-12
[120 empty] | 7.3.3.17.5 (Remote Grid) Updates to grid topology to minimize risk of ignition in HFTDs Remote GridWLDFREquipment / facility failureAggregated | WLDFR | HFTD - Distribution - Tier 2 - 5QU CoRE ¦ 3QU LoRE | Non-Red Flag Warning - Destructive Fires | Equipment / facility failure | Aggregated | 2056 | 8.348e-09 | 467.0501 | 3.899e-06 | 2056 | Mitigation | 0.95 | 45 | 0 | esc | 0.00097009 | 8.0983e-12 | 0.00097009 | 8.0983e-12
[120 empty] | 7.3.3.17.5 (Remote Grid) Updates to grid topology to minimize risk of ignition in HFTDs Remote GridWLDFREquipment / facility failureAggregated | WLDFR | HFTD - Distribution - Tier 2 - 5QU CoRE ¦ 3QU LoRE | Non-Red Flag Warning - Destructive Fires | Equipment / facility failure | Aggregated | 2057 | 8.348e-09 | 467.0501 | 3.899e-06 | 2057 | Mitigation | 0.95 | 45 | 0 | esc | 0.00097009 | 8.0983e-12 | 0.00097009 | 8.0983e-12
[120 empty] | 7.3.3.17.5 (Remote Grid) Updates to grid topology to minimize risk of ignition in HFTDs Remote GridWLDFREquipment / facility failureAggregated | WLDFR | HFTD - Distribution - Tier 2 - 5QU CoRE ¦ 3QU LoRE | Non-Red Flag Warning - Destructive Fires | Equipment / facility failure | Aggregated | 2058 | 8.348e-09 | 467.0501 | 3.899e-06 | 2058 | Mitigation | 0.95 | 45 | 0 | esc | 0.00097009 | 8.0983e-12 | 0.00097009 | 8.0983e-12
[120 empty] | 7.3.3.17.5 (Remote Grid) Updates to grid topology to minimize risk of ignition in HFTDs Remote GridWLDFREquipment / facility failureAggregated | WLDFR | HFTD - Distribution - Tier 2 - 5QU CoRE ¦ 3QU LoRE | Non-Red Flag Warning - Destructive Fires | Equipment / facility failure | Aggregated | 2059 | 8.348e-09 | 467.0501 | 3.899e-06 | 2059 | Mitigation | 0.95 | 45 | 0 | esc | 0.00097009 | 8.0983e-12 | 0.00097009 | 8.0983e-12
[120 empty] | 7.3.3.17.5 (Remote Grid) Updates to grid topology to minimize risk of ignition in HFTDs Remote GridWLDFREquipment / facility failureAggregated | WLDFR | HFTD - Distribution - Tier 2 - 5QU CoRE ¦ 3QU LoRE | Non-Red Flag Warning - Destructive Fires | Equipment / facility failure | Aggregated | 2060 | 8.348e-09 | 467.0501 | 3.899e-06 | 2060 | Mitigation | 0.95 | 45 | 0 | esc | 0.00097009 | 8.0983e-12 | 0.00097009 | 8.0983e-12
[120 empty] | 7.3.3.17.5 (Remote Grid) Updates to grid topology to minimize risk of ignition in HFTDs Remote GridWLDFREquipment / facility failureAggregated | WLDFR | HFTD - Distribution - Tier 2 - 5QU CoRE ¦ 3QU LoRE | Non-Red Flag Warning - Destructive Fires | Equipment / facility failure | Aggregated | 2061 | 8.348e-09 | 467.0501 | 3.899e-06 | 2061 | Mitigation | 0.95 | 45 | 0 | esc | 0.00097009 | 8.0983e-12 | 0.00097009 | 8.0983e-12
[120 empty] | 7.3.3.17.5 (Remote Grid) Updates to grid topology to minimize risk of ignition in HFTDs Remote GridWLDFREquipment / facility failureAggregated | WLDFR | HFTD - Distribution - Tier 2 - 5QU CoRE ¦ 3QU LoRE | Non-Red Flag Warning - Destructive Fires | Equipment / facility failure | Aggregated | 2062 | 8.348e-09 | 467.0501 | 3.899e-06 | 2062 | Mitigation | 0.95 | 45 | 0 | esc | 0.00097009 | 8.0983e-12 | 0.00097009 | 8.0983e-12
[120 empty] | 7.3.3.17.5 (Remote Grid) Updates to grid topology to minimize risk of ignition in HFTDs Remote GridWLDFREquipment / facility failureAggregated | WLDFR | HFTD - Distribution - Tier 2 - 5QU CoRE ¦ 3QU LoRE | Non-Red Flag Warning - Destructive Fires | Equipment / facility failure | Aggregated | 2063 | 8.348e-09 | 467.0501 | 3.899e-06 | 2063 | Mitigation | 0.95 | 45 | 0 | esc | 0.00097009 | 8.0983e-12 | 0.00097009 | 8.0983e-12
[120 empty] | 7.3.3.17.5 (Remote Grid) Updates to grid topology to minimize risk of ignition in HFTDs Remote GridWLDFREquipment / facility failureAggregated | WLDFR | HFTD - Distribution - Tier 2 - 5QU CoRE ¦ 3QU LoRE | Non-Red Flag Warning - Destructive Fires | Equipment / facility failure | Aggregated | 2064 | 8.348e-09 | 467.0501 | 3.899e-06 | 2064 | Mitigation | 0.95 | 45 | 0 | esc | 0.00097009 | 8.0983e-12 | 0.00097009 | 8.0983e-12
[120 empty] | 7.3.3.17.5 (Remote Grid) Updates to grid topology to minimize risk of ignition in HFTDs Remote GridWLDFREquipment / facility failureAggregated | WLDFR | HFTD - Distribution - Tier 2 - 5QU CoRE ¦ 3QU LoRE | Non-Red Flag Warning - Destructive Fires | Equipment / facility failure | Aggregated | 2065 | 8.348e-09 | 467.0501 | 3.899e-06 | 2065 | Mitigation | 0.95 | 45 | 0 | esc | 0.00097009 | 8.0983e-12 | 0.00097009 | 8.0983e-12
[120 empty] | 7.3.3.17.5 (Remote Grid) Updates to grid topology to minimize risk of ignition in HFTDs Remote GridWLDFREquipment / facility failureAggregated | WLDFR | HFTD - Distribution - Tier 2 - 5QU CoRE ¦ 3QU LoRE | Non-Red Flag Warning - Destructive Fires | Equipment / facility failure | Aggregated | 2066 | 8.348e-09 | 467.0501 | 3.899e-06 | 2066 | Mitigation | 0.95 | 45 | 0 | esc | 0.00097009 | 8.0983e-12 | 0.00097009 | 8.0983e-12
[120 empty] | 7.3.3.17.5 (Remote Grid) Updates to grid topology to minimize risk of ignition in HFTDs Remote GridWLDFREquipment / facility failureAggregated | WLDFR | HFTD - Distribution - Tier 2 - 5QU CoRE ¦ 3QU LoRE | Non-Red Flag Warning - Destructive Fires | Equipment / facility failure | Aggregated | 2067 | 8.348e-09 | 467.0501 | 3.899e-06 | 2067 | Mitigation | 0.95 | 45 | 0 | esc | 0 | 0 | 0.00097009 | 8.0983e-12
[120 empty] | 7.3.3.17.5 (Remote Grid) Updates to grid topology to minimize risk of ignition in HFTDs Remote GridWLDFRVegetation ContactAggregated | WLDFR | HFTD - Distribution - Tier 2 - 5QU CoRE ¦ 3QU LoRE | Non-Red Flag Warning - Destructive Fires | Vegetation Contact | Aggregated | 2022 | 3.1438e-08 | 467.0501 | 1.4683e-05 | 2022 | Mitigation | 0.95 | 45 | 0 | esc | 0.00097009 | 3.0498e-11 | 0 | 0
[120 empty] | 7.3.3.17.5 (Remote Grid) Updates to grid topology to minimize risk of ignition in HFTDs Remote GridWLDFRVegetation ContactAggregated | WLDFR | HFTD - Distribution - Tier 2 - 5QU CoRE ¦ 3QU LoRE | Non-Red Flag Warning - Destructive Fires | Vegetation Contact | Aggregated | 2023 | 3.1438e-08 | 467.0501 | 1.4683e-05 | 2023 | Mitigation | 0.95 | 45 | 0 | esc | 0.00097009 | 3.0498e-11 | 0.00097009 | 3.0498e-11
[120 empty] | 7.3.3.17.5 (Remote Grid) Updates to grid topology to minimize risk of ignition in HFTDs Remote GridWLDFRVegetation ContactAggregated | WLDFR | HFTD - Distribution - Tier 2 - 5QU CoRE ¦ 3QU LoRE | Non-Red Flag Warning - Destructive Fires | Vegetation Contact | Aggregated | 2024 | 3.1438e-08 | 467.0501 | 1.4683e-05 | 2024 | Mitigation | 0.95 | 45 | 0 | esc | 0.00097009 | 3.0498e-11 | 0.00097009 | 3.0498e-11
[120 empty] | 7.3.3.17.5 (Remote Grid) Updates to grid topology to minimize risk of ignition in HFTDs Remote GridWLDFRVegetation ContactAggregated | WLDFR | HFTD - Distribution - Tier 2 - 5QU CoRE ¦ 3QU LoRE | Non-Red Flag Warning - Destructive Fires | Vegetation Contact | Aggregated | 2025 | 3.1438e-08 | 467.0501 | 1.4683e-05 | 2025 | Mitigation | 0.95 | 45 | 0 | esc | 0.00097009 | 3.0498e-11 | 0.00097009 | 3.0498e-11
[120 empty] | 7.3.3.17.5 (Remote Grid) Updates to grid topology to minimize risk of ignition in HFTDs Remote GridWLDFRVegetation ContactAggregated | WLDFR | HFTD - Distribution - Tier 2 - 5QU CoRE ¦ 3QU LoRE | Non-Red Flag Warning - Destructive Fires | Vegetation Contact | Aggregated | 2026 | 3.1438e-08 | 467.0501 | 1.4683e-05 | 2026 | Mitigation | 0.95 | 45 | 0 | esc | 0.00097009 | 3.0498e-11 | 0.00097009 | 3.0498e-11
[120 empty] | 7.3.3.17.5 (Remote Grid) Updates to grid topology to minimize risk of ignition in HFTDs Remote GridWLDFRVegetation ContactAggregated | WLDFR | HFTD - Distribution - Tier 2 - 5QU CoRE ¦ 3QU LoRE | Non-Red Flag Warning - Destructive Fires | Vegetation Contact | Aggregated | 2027 | 3.1438e-08 | 467.0501 | 1.4683e-05 | 2027 | Mitigation | 0.95 | 45 | 0 | esc | 0.00097009 | 3.0498e-11 | 0.00097009 | 3.0498e-11
[120 empty] | 7.3.3.17.5 (Remote Grid) Updates to grid topology to minimize risk of ignition in HFTDs Remote GridWLDFRVegetation ContactAggregated | WLDFR | HFTD - Distribution - Tier 2 - 5QU CoRE ¦ 3QU LoRE | Non-Red Flag Warning - Destructive Fires | Vegetation Contact | Aggregated | 2028 | 3.1438e-08 | 467.0501 | 1.4683e-05 | 2028 | Mitigation | 0.95 | 45 | 0 | esc | 0.00097009 | 3.0498e-11 | 0.00097009 | 3.0498e-11
[120 empty] | 7.3.3.17.5 (Remote Grid) Updates to grid topology to minimize risk of ignition in HFTDs Remote GridWLDFRVegetation ContactAggregated | WLDFR | HFTD - Distribution - Tier 2 - 5QU CoRE ¦ 3QU LoRE | Non-Red Flag Warning - Destructive Fires | Vegetation Contact | Aggregated | 2029 | 3.1438e-08 | 467.0501 | 1.4683e-05 | 2029 | Mitigation | 0.95 | 45 | 0 | esc | 0.00097009 | 3.0498e-11 | 0.00097009 | 3.0498e-11
[120 empty] | 7.3.3.17.5 (Remote Grid) Updates to grid topology to minimize risk of ignition in HFTDs Remote GridWLDFRVegetation ContactAggregated | WLDFR | HFTD - Distribution - Tier 2 - 5QU CoRE ¦ 3QU LoRE | Non-Red Flag Warning - Destructive Fires | Vegetation Contact | Aggregated | 2030 | 3.1438e-08 | 467.0501 | 1.4683e-05 | 2030 | Mitigation | 0.95 | 45 | 0 | esc | 0.00097009 | 3.0498e-11 | 0.00097009 | 3.0498e-11
[120 empty] | 7.3.3.17.5 (Remote Grid) Updates to grid topology to minimize risk of ignition in HFTDs Remote GridWLDFRVegetation ContactAggregated | WLDFR | HFTD - Distribution - Tier 2 - 5QU CoRE ¦ 3QU LoRE | Non-Red Flag Warning - Destructive Fires | Vegetation Contact | Aggregated | 2031 | 3.1438e-08 | 467.0501 | 1.4683e-05 | 2031 | Mitigation | 0.95 | 45 | 0 | esc | 0.00097009 | 3.0498e-11 | 0.00097009 | 3.0498e-11
[120 empty] | 7.3.3.17.5 (Remote Grid) Updates to grid topology to minimize risk of ignition in HFTDs Remote GridWLDFRVegetation ContactAggregated | WLDFR | HFTD - Distribution - Tier 2 - 5QU CoRE ¦ 3QU LoRE | Non-Red Flag Warning - Destructive Fires | Vegetation Contact | Aggregated | 2032 | 3.1438e-08 | 467.0501 | 1.4683e-05 | 2032 | Mitigation | 0.95 | 45 | 0 | esc | 0.00097009 | 3.0498e-11 | 0.00097009 | 3.0498e-11
[120 empty] | 7.3.3.17.5 (Remote Grid) Updates to grid topology to minimize risk of ignition in HFTDs Remote GridWLDFRVegetation ContactAggregated | WLDFR | HFTD - Distribution - Tier 2 - 5QU CoRE ¦ 3QU LoRE | Non-Red Flag Warning - Destructive Fires | Vegetation Contact | Aggregated | 2033 | 3.1438e-08 | 467.0501 | 1.4683e-05 | 2033 | Mitigation | 0.95 | 45 | 0 | esc | 0.00097009 | 3.0498e-11 | 0.00097009 | 3.0498e-11
[120 empty] | 7.3.3.17.5 (Remote Grid) Updates to grid topology to minimize risk of ignition in HFTDs Remote GridWLDFRVegetation ContactAggregated | WLDFR | HFTD - Distribution - Tier 2 - 5QU CoRE ¦ 3QU LoRE | Non-Red Flag Warning - Destructive Fires | Vegetation Contact | Aggregated | 2034 | 3.1438e-08 | 467.0501 | 1.4683e-05 | 2034 | Mitigation | 0.95 | 45 | 0 | esc | 0.00097009 | 3.0498e-11 | 0.00097009 | 3.0498e-11
[120 empty] | 7.3.3.17.5 (Remote Grid) Updates to grid topology to minimize risk of ignition in HFTDs Remote GridWLDFRVegetation ContactAggregated | WLDFR | HFTD - Distribution - Tier 2 - 5QU CoRE ¦ 3QU LoRE | Non-Red Flag Warning - Destructive Fires | Vegetation Contact | Aggregated | 2035 | 3.1438e-08 | 467.0501 | 1.4683e-05 | 2035 | Mitigation | 0.95 | 45 | 0 | esc | 0.00097009 | 3.0498e-11 | 0.00097009 | 3.0498e-11
[120 empty] | 7.3.3.17.5 (Remote Grid) Updates to grid topology to minimize risk of ignition in HFTDs Remote GridWLDFRVegetation ContactAggregated | WLDFR | HFTD - Distribution - Tier 2 - 5QU CoRE ¦ 3QU LoRE | Non-Red Flag Warning - Destructive Fires | Vegetation Contact | Aggregated | 2036 | 3.1438e-08 | 467.0501 | 1.4683e-05 | 2036 | Mitigation | 0.95 | 45 | 0 | esc | 0.00097009 | 3.0498e-11 | 0.00097009 | 3.0498e-11
[120 empty] | 7.3.3.17.5 (Remote Grid) Updates to grid topology to minimize risk of ignition in HFTDs Remote GridWLDFRVegetation ContactAggregated | WLDFR | HFTD - Distribution - Tier 2 - 5QU CoRE ¦ 3QU LoRE | Non-Red Flag Warning - Destructive Fires | Vegetation Contact | Aggregated | 2037 | 3.1438e-08 | 467.0501 | 1.4683e-05 | 2037 | Mitigation | 0.95 | 45 | 0 | esc | 0.00097009 | 3.0498e-11 | 0.00097009 | 3.0498e-11
[120 empty] | 7.3.3.17.5 (Remote Grid) Updates to grid topology to minimize risk of ignition in HFTDs Remote GridWLDFRVegetation ContactAggregated | WLDFR | HFTD - Distribution - Tier 2 - 5QU CoRE ¦ 3QU LoRE | Non-Red Flag Warning - Destructive Fires | Vegetation Contact | Aggregated | 2038 | 3.1438e-08 | 467.0501 | 1.4683e-05 | 2038 | Mitigation | 0.95 | 45 | 0 | esc | 0.00097009 | 3.0498e-11 | 0.00097009 | 3.0498e-11
[120 empty] | 7.3.3.17.5 (Remote Grid) Updates to grid topology to minimize risk of ignition in HFTDs Remote GridWLDFRVegetation ContactAggregated | WLDFR | HFTD - Distribution - Tier 2 - 5QU CoRE ¦ 3QU LoRE | Non-Red Flag Warning - Destructive Fires | Vegetation Contact | Aggregated | 2039 | 3.1438e-08 | 467.0501 | 1.4683e-05 | 2039 | Mitigation | 0.95 | 45 | 0 | esc | 0.00097009 | 3.0498e-11 | 0.00097009 | 3.0498e-11
[120 empty] | 7.3.3.17.5 (Remote Grid) Updates to grid topology to minimize risk of ignition in HFTDs Remote GridWLDFRVegetation ContactAggregated | WLDFR | HFTD - Distribution - Tier 2 - 5QU CoRE ¦ 3QU LoRE | Non-Red Flag Warning - Destructive Fires | Vegetation Contact | Aggregated | 2040 | 3.1438e-08 | 467.0501 | 1.4683e-05 | 2040 | Mitigation | 0.95 | 45 | 0 | esc | 0.00097009 | 3.0498e-11 | 0.00097009 | 3.0498e-11
[120 empty] | 7.3.3.17.5 (Remote Grid) Updates to grid topology to minimize risk of ignition in HFTDs Remote GridWLDFRVegetation ContactAggregated | WLDFR | HFTD - Distribution - Tier 2 - 5QU CoRE ¦ 3QU LoRE | Non-Red Flag Warning - Destructive Fires | Vegetation Contact | Aggregated | 2041 | 3.1438e-08 | 467.0501 | 1.4683e-05 | 2041 | Mitigation | 0.95 | 45 | 0 | esc | 0.00097009 | 3.0498e-11 | 0.00097009 | 3.0498e-11
[120 empty] | 7.3.3.17.5 (Remote Grid) Updates to grid topology to minimize risk of ignition in HFTDs Remote GridWLDFRVegetation ContactAggregated | WLDFR | HFTD - Distribution - Tier 2 - 5QU CoRE ¦ 3QU LoRE | Non-Red Flag Warning - Destructive Fires | Vegetation Contact | Aggregated | 2042 | 3.1438e-08 | 467.0501 | 1.4683e-05 | 2042 | Mitigation | 0.95 | 45 | 0 | esc | 0.00097009 | 3.0498e-11 | 0.00097009 | 3.0498e-11
[120 empty] | 7.3.3.17.5 (Remote Grid) Updates to grid topology to minimize risk of ignition in HFTDs Remote GridWLDFRVegetation ContactAggregated | WLDFR | HFTD - Distribution - Tier 2 - 5QU CoRE ¦ 3QU LoRE | Non-Red Flag Warning - Destructive Fires | Vegetation Contact | Aggregated | 2043 | 3.1438e-08 | 467.0501 | 1.4683e-05 | 2043 | Mitigation | 0.95 | 45 | 0 | esc | 0.00097009 | 3.0498e-11 | 0.00097009 | 3.0498e-11
[120 empty] | 7.3.3.17.5 (Remote Grid) Updates to grid topology to minimize risk of ignition in HFTDs Remote GridWLDFRVegetation ContactAggregated | WLDFR | HFTD - Distribution - Tier 2 - 5QU CoRE ¦ 3QU LoRE | Non-Red Flag Warning - Destructive Fires | Vegetation Contact | Aggregated | 2044 | 3.1438e-08 | 467.0501 | 1.4683e-05 | 2044 | Mitigation | 0.95 | 45 | 0 | esc | 0.00097009 | 3.0498e-11 | 0.00097009 | 3.0498e-11
[120 empty] | 7.3.3.17.5 (Remote Grid) Updates to grid topology to minimize risk of ignition in HFTDs Remote GridWLDFRVegetation ContactAggregated | WLDFR | HFTD - Distribution - Tier 2 - 5QU CoRE ¦ 3QU LoRE | Non-Red Flag Warning - Destructive Fires | Vegetation Contact | Aggregated | 2045 | 3.1438e-08 | 467.0501 | 1.4683e-05 | 2045 | Mitigation | 0.95 | 45 | 0 | esc | 0.00097009 | 3.0498e-11 | 0.00097009 | 3.0498e-11
[120 empty] | 7.3.3.17.5 (Remote Grid) Updates to grid topology to minimize risk of ignition in HFTDs Remote GridWLDFRVegetation ContactAggregated | WLDFR | HFTD - Distribution - Tier 2 - 5QU CoRE ¦ 3QU LoRE | Non-Red Flag Warning - Destructive Fires | Vegetation Contact | Aggregated | 2046 | 3.1438e-08 | 467.0501 | 1.4683e-05 | 2046 | Mitigation | 0.95 | 45 | 0 | esc | 0.00097009 | 3.0498e-11 | 0.00097009 | 3.0498e-11
[120 empty] | 7.3.3.17.5 (Remote Grid) Updates to grid topology to minimize risk of ignition in HFTDs Remote GridWLDFRVegetation ContactAggregated | WLDFR | HFTD - Distribution - Tier 2 - 5QU CoRE ¦ 3QU LoRE | Non-Red Flag Warning - Destructive Fires | Vegetation Contact | Aggregated | 2047 | 3.1438e-08 | 467.0501 | 1.4683e-05 | 2047 | Mitigation | 0.95 | 45 | 0 | esc | 0.00097009 | 3.0498e-11 | 0.00097009 | 3.0498e-11
[120 empty] | 7.3.3.17.5 (Remote Grid) Updates to grid topology to minimize risk of ignition in HFTDs Remote GridWLDFRVegetation ContactAggregated | WLDFR | HFTD - Distribution - Tier 2 - 5QU CoRE ¦ 3QU LoRE | Non-Red Flag Warning - Destructive Fires | Vegetation Contact | Aggregated | 2048 | 3.1438e-08 | 467.0501 | 1.4683e-05 | 2048 | Mitigation | 0.95 | 45 | 0 | esc | 0.00097009 | 3.0498e-11 | 0.00097009 | 3.0498e-11
[120 empty] | 7.3.3.17.5 (Remote Grid) Updates to grid topology to minimize risk of ignition in HFTDs Remote GridWLDFRVegetation ContactAggregated | WLDFR | HFTD - Distribution - Tier 2 - 5QU CoRE ¦ 3QU LoRE | Non-Red Flag Warning - Destructive Fires | Vegetation Contact | Aggregated | 2049 | 3.1438e-08 | 467.0501 | 1.4683e-05 | 2049 | Mitigation | 0.95 | 45 | 0 | esc | 0.00097009 | 3.0498e-11 | 0.00097009 | 3.0498e-11
[120 empty] | 7.3.3.17.5 (Remote Grid) Updates to grid topology to minimize risk of ignition in HFTDs Remote GridWLDFRVegetation ContactAggregated | WLDFR | HFTD - Distribution - Tier 2 - 5QU CoRE ¦ 3QU LoRE | Non-Red Flag Warning - Destructive Fires | Vegetation Contact | Aggregated | 2050 | 3.1438e-08 | 467.0501 | 1.4683e-05 | 2050 | Mitigation | 0.95 | 45 | 0 | esc | 0.00097009 | 3.0498e-11 | 0.00097009 | 3.0498e-11
[120 empty] | 7.3.3.17.5 (Remote Grid) Updates to grid topology to minimize risk of ignition in HFTDs Remote GridWLDFRVegetation ContactAggregated | WLDFR | HFTD - Distribution - Tier 2 - 5QU CoRE ¦ 3QU LoRE | Non-Red Flag Warning - Destructive Fires | Vegetation Contact | Aggregated | 2051 | 3.1438e-08 | 467.0501 | 1.4683e-05 | 2051 | Mitigation | 0.95 | 45 | 0 | esc | 0.00097009 | 3.0498e-11 | 0.00097009 | 3.0498e-11
[120 empty] | 7.3.3.17.5 (Remote Grid) Updates to grid topology to minimize risk of ignition in HFTDs Remote GridWLDFRVegetation ContactAggregated | WLDFR | HFTD - Distribution - Tier 2 - 5QU CoRE ¦ 3QU LoRE | Non-Red Flag Warning - Destructive Fires | Vegetation Contact | Aggregated | 2052 | 3.1438e-08 | 467.0501 | 1.4683e-05 | 2052 | Mitigation | 0.95 | 45 | 0 | esc | 0.00097009 | 3.0498e-11 | 0.00097009 | 3.0498e-11
[120 empty] | 7.3.3.17.5 (Remote Grid) Updates to grid topology to minimize risk of ignition in HFTDs Remote GridWLDFRVegetation ContactAggregated | WLDFR | HFTD - Distribution - Tier 2 - 5QU CoRE ¦ 3QU LoRE | Non-Red Flag Warning - Destructive Fires | Vegetation Contact | Aggregated | 2053 | 3.1438e-08 | 467.0501 | 1.4683e-05 | 2053 | Mitigation | 0.95 | 45 | 0 | esc | 0.00097009 | 3.0498e-11 | 0.00097009 | 3.0498e-11
[120 empty] | 7.3.3.17.5 (Remote Grid) Updates to grid topology to minimize risk of ignition in HFTDs Remote GridWLDFRVegetation ContactAggregated | WLDFR | HFTD - Distribution - Tier 2 - 5QU CoRE ¦ 3QU LoRE | Non-Red Flag Warning - Destructive Fires | Vegetation Contact | Aggregated | 2054 | 3.1438e-08 | 467.0501 | 1.4683e-05 | 2054 | Mitigation | 0.95 | 45 | 0 | esc | 0.00097009 | 3.0498e-11 | 0.00097009 | 3.0498e-11
[120 empty] | 7.3.3.17.5 (Remote Grid) Updates to grid topology to minimize risk of ignition in HFTDs Remote GridWLDFRVegetation ContactAggregated | WLDFR | HFTD - Distribution - Tier 2 - 5QU CoRE ¦ 3QU LoRE | Non-Red Flag Warning - Destructive Fires | Vegetation Contact | Aggregated | 2055 | 3.1438e-08 | 467.0501 | 1.4683e-05 | 2055 | Mitigation | 0.95 | 45 | 0 | esc | 0.00097009 | 3.0498e-11 | 0.00097009 | 3.0498e-11
[120 empty] | 7.3.3.17.5 (Remote Grid) Updates to grid topology to minimize risk of ignition in HFTDs Remote GridWLDFRVegetation ContactAggregated | WLDFR | HFTD - Distribution - Tier 2 - 5QU CoRE ¦ 3QU LoRE | Non-Red Flag Warning - Destructive Fires | Vegetation Contact | Aggregated | 2056 | 3.1438e-08 | 467.0501 | 1.4683e-05 | 2056 | Mitigation | 0.95 | 45 | 0 | esc | 0.00097009 | 3.0498e-11 | 0.00097009 | 3.0498e-11
[120 empty] | 7.3.3.17.5 (Remote Grid) Updates to grid topology to minimize risk of ignition in HFTDs Remote GridWLDFRVegetation ContactAggregated | WLDFR | HFTD - Distribution - Tier 2 - 5QU CoRE ¦ 3QU LoRE | Non-Red Flag Warning - Destructive Fires | Vegetation Contact | Aggregated | 2057 | 3.1438e-08 | 467.0501 | 1.4683e-05 | 2057 | Mitigation | 0.95 | 45 | 0 | esc | 0.00097009 | 3.0498e-11 | 0.00097009 | 3.0498e-11
[120 empty] | 7.3.3.17.5 (Remote Grid) Updates to grid topology to minimize risk of ignition in HFTDs Remote GridWLDFRVegetation ContactAggregated | WLDFR | HFTD - Distribution - Tier 2 - 5QU CoRE ¦ 3QU LoRE | Non-Red Flag Warning - Destructive Fires | Vegetation Contact | Aggregated | 2058 | 3.1438e-08 | 467.0501 | 1.4683e-05 | 2058 | Mitigation | 0.95 | 45 | 0 | esc | 0.00097009 | 3.0498e-11 | 0.00097009 | 3.0498e-11
[120 empty] | 7.3.3.17.5 (Remote Grid) Updates to grid topology to minimize risk of ignition in HFTDs Remote GridWLDFRVegetation ContactAggregated | WLDFR | HFTD - Distribution - Tier 2 - 5QU CoRE ¦ 3QU LoRE | Non-Red Flag Warning - Destructive Fires | Vegetation Contact | Aggregated | 2059 | 3.1438e-08 | 467.0501 | 1.4683e-05 | 2059 | Mitigation | 0.95 | 45 | 0 | esc | 0.00097009 | 3.0498e-11 | 0.00097009 | 3.0498e-11
[120 empty] | 7.3.3.17.5 (Remote Grid) Updates to grid topology to minimize risk of ignition in HFTDs Remote GridWLDFRVegetation ContactAggregated | WLDFR | HFTD - Distribution - Tier 2 - 5QU CoRE ¦ 3QU LoRE | Non-Red Flag Warning - Destructive Fires | Vegetation Contact | Aggregated | 2060 | 3.1438e-08 | 467.0501 | 1.4683e-05 | 2060 | Mitigation | 0.95 | 45 | 0 | esc | 0.00097009 | 3.0498e-11 | 0.00097009 | 3.0498e-11
[120 empty] | 7.3.3.17.5 (Remote Grid) Updates to grid topology to minimize risk of ignition in HFTDs Remote GridWLDFRVegetation ContactAggregated | WLDFR | HFTD - Distribution - Tier 2 - 5QU CoRE ¦ 3QU LoRE | Non-Red Flag Warning - Destructive Fires | Vegetation Contact | Aggregated | 2061 | 3.1438e-08 | 467.0501 | 1.4683e-05 | 2061 | Mitigation | 0.95 | 45 | 0 | esc | 0.00097009 | 3.0498e-11 | 0.00097009 | 3.0498e-11
[120 empty] | 7.3.3.17.5 (Remote Grid) Updates to grid topology to minimize risk of ignition in HFTDs Remote GridWLDFRVegetation ContactAggregated | WLDFR | HFTD - Distribution - Tier 2 - 5QU CoRE ¦ 3QU LoRE | Non-Red Flag Warning - Destructive Fires | Vegetation Contact | Aggregated | 2062 | 3.1438e-08 | 467.0501 | 1.4683e-05 | 2062 | Mitigation | 0.95 | 45 | 0 | esc | 0.00097009 | 3.0498e-11 | 0.00097009 | 3.0498e-11
[120 empty] | 7.3.3.17.5 (Remote Grid) Updates to grid topology to minimize risk of ignition in HFTDs Remote GridWLDFRVegetation ContactAggregated | WLDFR | HFTD - Distribution - Tier 2 - 5QU CoRE ¦ 3QU LoRE | Non-Red Flag Warning - Destructive Fires | Vegetation Contact | Aggregated | 2063 | 3.1438e-08 | 467.0501 | 1.4683e-05 | 2063 | Mitigation | 0.95 | 45 | 0 | esc | 0.00097009 | 3.0498e-11 | 0.00097009 | 3.0498e-11
[120 empty] | 7.3.3.17.5 (Remote Grid) Updates to grid topology to minimize risk of ignition in HFTDs Remote GridWLDFRVegetation ContactAggregated | WLDFR | HFTD - Distribution - Tier 2 - 5QU CoRE ¦ 3QU LoRE | Non-Red Flag Warning - Destructive Fires | Vegetation Contact | Aggregated | 2064 | 3.1438e-08 | 467.0501 | 1.4683e-05 | 2064 | Mitigation | 0.95 | 45 | 0 | esc | 0.00097009 | 3.0498e-11 | 0.00097009 | 3.0498e-11
[120 empty] | 7.3.3.17.5 (Remote Grid) Updates to grid topology to minimize risk of ignition in HFTDs Remote GridWLDFRVegetation ContactAggregated | WLDFR | HFTD - Distribution - Tier 2 - 5QU CoRE ¦ 3QU LoRE | Non-Red Flag Warning - Destructive Fires | Vegetation Contact | Aggregated | 2065 | 3.1438e-08 | 467.0501 | 1.4683e-05 | 2065 | Mitigation | 0.95 | 45 | 0 | esc | 0.00097009 | 3.0498e-11 | 0.00097009 | 3.0498e-11
[120 empty] | 7.3.3.17.5 (Remote Grid) Updates to grid topology to minimize risk of ignition in HFTDs Remote GridWLDFRVegetation ContactAggregated | WLDFR | HFTD - Distribution - Tier 2 - 5QU CoRE ¦ 3QU LoRE | Non-Red Flag Warning - Destructive Fires | Vegetation Contact | Aggregated | 2066 | 3.1438e-08 | 467.0501 | 1.4683e-05 | 2066 | Mitigation | 0.95 | 45 | 0 | esc | 0.00097009 | 3.0498e-11 | 0.00097009 | 3.0498e-11
[120 empty] | 7.3.3.17.5 (Remote Grid) Updates to grid topology to minimize risk of ignition in HFTDs Remote GridWLDFRVegetation ContactAggregated | WLDFR | HFTD - Distribution - Tier 2 - 5QU CoRE ¦ 3QU LoRE | Non-Red Flag Warning - Destructive Fires | Vegetation Contact | Aggregated | 2067 | 3.1438e-08 | 467.0501 | 1.4683e-05 | 2067 | Mitigation | 0.95 | 45 | 0 | esc | 0 | 0 | 0.00097009 | 3.0498e-11
[120 empty] | 7.3.3.17.5 (Remote Grid) Updates to grid topology to minimize risk of ignition in HFTDs Remote GridWLDFRWire-to-wire contactAggregated | WLDFR | HFTD - Distribution - Tier 2 - 5QU CoRE ¦ 3QU LoRE | Non-Red Flag Warning - Destructive Fires | Wire-to-wire contact | Aggregated | 2022 | 1.2242e-08 | 467.0501 | 5.7176e-06 | 2022 | Mitigation | 0.95 | 45 | 0 | esc | 0.00097009 | 1.1876e-11 | 0 | 0
[120 empty] | 7.3.3.17.5 (Remote Grid) Updates to grid topology to minimize risk of ignition in HFTDs Remote GridWLDFRWire-to-wire contactAggregated | WLDFR | HFTD - Distribution - Tier 2 - 5QU CoRE ¦ 3QU LoRE | Non-Red Flag Warning - Destructive Fires | Wire-to-wire contact | Aggregated | 2023 | 1.2242e-08 | 467.0501 | 5.7176e-06 | 2023 | Mitigation | 0.95 | 45 | 0 | esc | 0.00097009 | 1.1876e-11 | 0.00097009 | 1.1876e-11
[120 empty] | 7.3.3.17.5 (Remote Grid) Updates to grid topology to minimize risk of ignition in HFTDs Remote GridWLDFRWire-to-wire contactAggregated | WLDFR | HFTD - Distribution - Tier 2 - 5QU CoRE ¦ 3QU LoRE | Non-Red Flag Warning - Destructive Fires | Wire-to-wire contact | Aggregated | 2024 | 1.2242e-08 | 467.0501 | 5.7176e-06 | 2024 | Mitigation | 0.95 | 45 | 0 | esc | 0.00097009 | 1.1876e-11 | 0.00097009 | 1.1876e-11
[120 empty] | 7.3.3.17.5 (Remote Grid) Updates to grid topology to minimize risk of ignition in HFTDs Remote GridWLDFRWire-to-wire contactAggregated | WLDFR | HFTD - Distribution - Tier 2 - 5QU CoRE ¦ 3QU LoRE | Non-Red Flag Warning - Destructive Fires | Wire-to-wire contact | Aggregated | 2025 | 1.2242e-08 | 467.0501 | 5.7176e-06 | 2025 | Mitigation | 0.95 | 45 | 0 | esc | 0.00097009 | 1.1876e-11 | 0.00097009 | 1.1876e-11
[120 empty] | 7.3.3.17.5 (Remote Grid) Updates to grid topology to minimize risk of ignition in HFTDs Remote GridWLDFRWire-to-wire contactAggregated | WLDFR | HFTD - Distribution - Tier 2 - 5QU CoRE ¦ 3QU LoRE | Non-Red Flag Warning - Destructive Fires | Wire-to-wire contact | Aggregated | 2026 | 1.2242e-08 | 467.0501 | 5.7176e-06 | 2026 | Mitigation | 0.95 | 45 | 0 | esc | 0.00097009 | 1.1876e-11 | 0.00097009 | 1.1876e-11
[120 empty] | 7.3.3.17.5 (Remote Grid) Updates to grid topology to minimize risk of ignition in HFTDs Remote GridWLDFRWire-to-wire contactAggregated | WLDFR | HFTD - Distribution - Tier 2 - 5QU CoRE ¦ 3QU LoRE | Non-Red Flag Warning - Destructive Fires | Wire-to-wire contact | Aggregated | 2027 | 1.2242e-08 | 467.0501 | 5.7176e-06 | 2027 | Mitigation | 0.95 | 45 | 0 | esc | 0.00097009 | 1.1876e-11 | 0.00097009 | 1.1876e-11
[120 empty] | 7.3.3.17.5 (Remote Grid) Updates to grid topology to minimize risk of ignition in HFTDs Remote GridWLDFRWire-to-wire contactAggregated | WLDFR | HFTD - Distribution - Tier 2 - 5QU CoRE ¦ 3QU LoRE | Non-Red Flag Warning - Destructive Fires | Wire-to-wire contact | Aggregated | 2028 | 1.2242e-08 | 467.0501 | 5.7176e-06 | 2028 | Mitigation | 0.95 | 45 | 0 | esc | 0.00097009 | 1.1876e-11 | 0.00097009 | 1.1876e-11
[120 empty] | 7.3.3.17.5 (Remote Grid) Updates to grid topology to minimize risk of ignition in HFTDs Remote GridWLDFRWire-to-wire contactAggregated | WLDFR | HFTD - Distribution - Tier 2 - 5QU CoRE ¦ 3QU LoRE | Non-Red Flag Warning - Destructive Fires | Wire-to-wire contact | Aggregated | 2029 | 1.2242e-08 | 467.0501 | 5.7176e-06 | 2029 | Mitigation | 0.95 | 45 | 0 | esc | 0.00097009 | 1.1876e-11 | 0.00097009 | 1.1876e-11
[120 empty] | 7.3.3.17.5 (Remote Grid) Updates to grid topology to minimize risk of ignition in HFTDs Remote GridWLDFRWire-to-wire contactAggregated | WLDFR | HFTD - Distribution - Tier 2 - 5QU CoRE ¦ 3QU LoRE | Non-Red Flag Warning - Destructive Fires | Wire-to-wire contact | Aggregated | 2030 | 1.2242e-08 | 467.0501 | 5.7176e-06 | 2030 | Mitigation | 0.95 | 45 | 0 | esc | 0.00097009 | 1.1876e-11 | 0.00097009 | 1.1876e-11
[120 empty] | 7.3.3.17.5 (Remote Grid) Updates to grid topology to minimize risk of ignition in HFTDs Remote GridWLDFRWire-to-wire contactAggregated | WLDFR | HFTD - Distribution - Tier 2 - 5QU CoRE ¦ 3QU LoRE | Non-Red Flag Warning - Destructive Fires | Wire-to-wire contact | Aggregated | 2031 | 1.2242e-08 | 467.0501 | 5.7176e-06 | 2031 | Mitigation | 0.95 | 45 | 0 | esc | 0.00097009 | 1.1876e-11 | 0.00097009 | 1.1876e-11
[120 empty] | 7.3.3.17.5 (Remote Grid) Updates to grid topology to minimize risk of ignition in HFTDs Remote GridWLDFRWire-to-wire contactAggregated | WLDFR | HFTD - Distribution - Tier 2 - 5QU CoRE ¦ 3QU LoRE | Non-Red Flag Warning - Destructive Fires | Wire-to-wire contact | Aggregated | 2032 | 1.2242e-08 | 467.0501 | 5.7176e-06 | 2032 | Mitigation | 0.95 | 45 | 0 | esc | 0.00097009 | 1.1876e-11 | 0.00097009 | 1.1876e-11
[120 empty] | 7.3.3.17.5 (Remote Grid) Updates to grid topology to minimize risk of ignition in HFTDs Remote GridWLDFRWire-to-wire contactAggregated | WLDFR | HFTD - Distribution - Tier 2 - 5QU CoRE ¦ 3QU LoRE | Non-Red Flag Warning - Destructive Fires | Wire-to-wire contact | Aggregated | 2033 | 1.2242e-08 | 467.0501 | 5.7176e-06 | 2033 | Mitigation | 0.95 | 45 | 0 | esc | 0.00097009 | 1.1876e-11 | 0.00097009 | 1.1876e-11
[120 empty] | 7.3.3.17.5 (Remote Grid) Updates to grid topology to minimize risk of ignition in HFTDs Remote GridWLDFRWire-to-wire contactAggregated | WLDFR | HFTD - Distribution - Tier 2 - 5QU CoRE ¦ 3QU LoRE | Non-Red Flag Warning - Destructive Fires | Wire-to-wire contact | Aggregated | 2034 | 1.2242e-08 | 467.0501 | 5.7176e-06 | 2034 | Mitigation | 0.95 | 45 | 0 | esc | 0.00097009 | 1.1876e-11 | 0.00097009 | 1.1876e-11
[120 empty] | 7.3.3.17.5 (Remote Grid) Updates to grid topology to minimize risk of ignition in HFTDs Remote GridWLDFRWire-to-wire contactAggregated | WLDFR | HFTD - Distribution - Tier 2 - 5QU CoRE ¦ 3QU LoRE | Non-Red Flag Warning - Destructive Fires | Wire-to-wire contact | Aggregated | 2035 | 1.2242e-08 | 467.0501 | 5.7176e-06 | 2035 | Mitigation | 0.95 | 45 | 0 | esc | 0.00097009 | 1.1876e-11 | 0.00097009 | 1.1876e-11
[120 empty] | 7.3.3.17.5 (Remote Grid) Updates to grid topology to minimize risk of ignition in HFTDs Remote GridWLDFRWire-to-wire contactAggregated | WLDFR | HFTD - Distribution - Tier 2 - 5QU CoRE ¦ 3QU LoRE | Non-Red Flag Warning - Destructive Fires | Wire-to-wire contact | Aggregated | 2036 | 1.2242e-08 | 467.0501 | 5.7176e-06 | 2036 | Mitigation | 0.95 | 45 | 0 | esc | 0.00097009 | 1.1876e-11 | 0.00097009 | 1.1876e-11
[120 empty] | 7.3.3.17.5 (Remote Grid) Updates to grid topology to minimize risk of ignition in HFTDs Remote GridWLDFRWire-to-wire contactAggregated | WLDFR | HFTD - Distribution - Tier 2 - 5QU CoRE ¦ 3QU LoRE | Non-Red Flag Warning - Destructive Fires | Wire-to-wire contact | Aggregated | 2037 | 1.2242e-08 | 467.0501 | 5.7176e-06 | 2037 | Mitigation | 0.95 | 45 | 0 | esc | 0.00097009 | 1.1876e-11 | 0.00097009 | 1.1876e-11
[120 empty] | 7.3.3.17.5 (Remote Grid) Updates to grid topology to minimize risk of ignition in HFTDs Remote GridWLDFRWire-to-wire contactAggregated | WLDFR | HFTD - Distribution - Tier 2 - 5QU CoRE ¦ 3QU LoRE | Non-Red Flag Warning - Destructive Fires | Wire-to-wire contact | Aggregated | 2038 | 1.2242e-08 | 467.0501 | 5.7176e-06 | 2038 | Mitigation | 0.95 | 45 | 0 | esc | 0.00097009 | 1.1876e-11 | 0.00097009 | 1.1876e-11
[120 empty] | 7.3.3.17.5 (Remote Grid) Updates to grid topology to minimize risk of ignition in HFTDs Remote GridWLDFRWire-to-wire contactAggregated | WLDFR | HFTD - Distribution - Tier 2 - 5QU CoRE ¦ 3QU LoRE | Non-Red Flag Warning - Destructive Fires | Wire-to-wire contact | Aggregated | 2039 | 1.2242e-08 | 467.0501 | 5.7176e-06 | 2039 | Mitigation | 0.95 | 45 | 0 | esc | 0.00097009 | 1.1876e-11 | 0.00097009 | 1.1876e-11
[120 empty] | 7.3.3.17.5 (Remote Grid) Updates to grid topology to minimize risk of ignition in HFTDs Remote GridWLDFRWire-to-wire contactAggregated | WLDFR | HFTD - Distribution - Tier 2 - 5QU CoRE ¦ 3QU LoRE | Non-Red Flag Warning - Destructive Fires | Wire-to-wire contact | Aggregated | 2040 | 1.2242e-08 | 467.0501 | 5.7176e-06 | 2040 | Mitigation | 0.95 | 45 | 0 | esc | 0.00097009 | 1.1876e-11 | 0.00097009 | 1.1876e-11
[120 empty] | 7.3.3.17.5 (Remote Grid) Updates to grid topology to minimize risk of ignition in HFTDs Remote GridWLDFRWire-to-wire contactAggregated | WLDFR | HFTD - Distribution - Tier 2 - 5QU CoRE ¦ 3QU LoRE | Non-Red Flag Warning - Destructive Fires | Wire-to-wire contact | Aggregated | 2041 | 1.2242e-08 | 467.0501 | 5.7176e-06 | 2041 | Mitigation | 0.95 | 45 | 0 | esc | 0.00097009 | 1.1876e-11 | 0.00097009 | 1.1876e-11
[120 empty] | 7.3.3.17.5 (Remote Grid) Updates to grid topology to minimize risk of ignition in HFTDs Remote GridWLDFRWire-to-wire contactAggregated | WLDFR | HFTD - Distribution - Tier 2 - 5QU CoRE ¦ 3QU LoRE | Non-Red Flag Warning - Destructive Fires | Wire-to-wire contact | Aggregated | 2042 | 1.2242e-08 | 467.0501 | 5.7176e-06 | 2042 | Mitigation | 0.95 | 45 | 0 | esc | 0.00097009 | 1.1876e-11 | 0.00097009 | 1.1876e-11
[120 empty] | 7.3.3.17.5 (Remote Grid) Updates to grid topology to minimize risk of ignition in HFTDs Remote GridWLDFRWire-to-wire contactAggregated | WLDFR | HFTD - Distribution - Tier 2 - 5QU CoRE ¦ 3QU LoRE | Non-Red Flag Warning - Destructive Fires | Wire-to-wire contact | Aggregated | 2043 | 1.2242e-08 | 467.0501 | 5.7176e-06 | 2043 | Mitigation | 0.95 | 45 | 0 | esc | 0.00097009 | 1.1876e-11 | 0.00097009 | 1.1876e-11
[120 empty] | 7.3.3.17.5 (Remote Grid) Updates to grid topology to minimize risk of ignition in HFTDs Remote GridWLDFRWire-to-wire contactAggregated | WLDFR | HFTD - Distribution - Tier 2 - 5QU CoRE ¦ 3QU LoRE | Non-Red Flag Warning - Destructive Fires | Wire-to-wire contact | Aggregated | 2044 | 1.2242e-08 | 467.0501 | 5.7176e-06 | 2044 | Mitigation | 0.95 | 45 | 0 | esc | 0.00097009 | 1.1876e-11 | 0.00097009 | 1.1876e-11
[120 empty] | 7.3.3.17.5 (Remote Grid) Updates to grid topology to minimize risk of ignition in HFTDs Remote GridWLDFRWire-to-wire contactAggregated | WLDFR | HFTD - Distribution - Tier 2 - 5QU CoRE ¦ 3QU LoRE | Non-Red Flag Warning - Destructive Fires | Wire-to-wire contact | Aggregated | 2045 | 1.2242e-08 | 467.0501 | 5.7176e-06 | 2045 | Mitigation | 0.95 | 45 | 0 | esc | 0.00097009 | 1.1876e-11 | 0.00097009 | 1.1876e-11
[120 empty] | 7.3.3.17.5 (Remote Grid) Updates to grid topology to minimize risk of ignition in HFTDs Remote GridWLDFRWire-to-wire contactAggregated | WLDFR | HFTD - Distribution - Tier 2 - 5QU CoRE ¦ 3QU LoRE | Non-Red Flag Warning - Destructive Fires | Wire-to-wire contact | Aggregated | 2046 | 1.2242e-08 | 467.0501 | 5.7176e-06 | 2046 | Mitigation | 0.95 | 45 | 0 | esc | 0.00097009 | 1.1876e-11 | 0.00097009 | 1.1876e-11
[120 empty] | 7.3.3.17.5 (Remote Grid) Updates to grid topology to minimize risk of ignition in HFTDs Remote GridWLDFRWire-to-wire contactAggregated | WLDFR | HFTD - Distribution - Tier 2 - 5QU CoRE ¦ 3QU LoRE | Non-Red Flag Warning - Destructive Fires | Wire-to-wire contact | Aggregated | 2047 | 1.2242e-08 | 467.0501 | 5.7176e-06 | 2047 | Mitigation | 0.95 | 45 | 0 | esc | 0.00097009 | 1.1876e-11 | 0.00097009 | 1.1876e-11
[120 empty] | 7.3.3.17.5 (Remote Grid) Updates to grid topology to minimize risk of ignition in HFTDs Remote GridWLDFRWire-to-wire contactAggregated | WLDFR | HFTD - Distribution - Tier 2 - 5QU CoRE ¦ 3QU LoRE | Non-Red Flag Warning - Destructive Fires | Wire-to-wire contact | Aggregated | 2048 | 1.2242e-08 | 467.0501 | 5.7176e-06 | 2048 | Mitigation | 0.95 | 45 | 0 | esc | 0.00097009 | 1.1876e-11 | 0.00097009 | 1.1876e-11
[120 empty] | 7.3.3.17.5 (Remote Grid) Updates to grid topology to minimize risk of ignition in HFTDs Remote GridWLDFRWire-to-wire contactAggregated | WLDFR | HFTD - Distribution - Tier 2 - 5QU CoRE ¦ 3QU LoRE | Non-Red Flag Warning - Destructive Fires | Wire-to-wire contact | Aggregated | 2049 | 1.2242e-08 | 467.0501 | 5.7176e-06 | 2049 | Mitigation | 0.95 | 45 | 0 | esc | 0.00097009 | 1.1876e-11 | 0.00097009 | 1.1876e-11
[120 empty] | 7.3.3.17.5 (Remote Grid) Updates to grid topology to minimize risk of ignition in HFTDs Remote GridWLDFRWire-to-wire contactAggregated | WLDFR | HFTD - Distribution - Tier 2 - 5QU CoRE ¦ 3QU LoRE | Non-Red Flag Warning - Destructive Fires | Wire-to-wire contact | Aggregated | 2050 | 1.2242e-08 | 467.0501 | 5.7176e-06 | 2050 | Mitigation | 0.95 | 45 | 0 | esc | 0.00097009 | 1.1876e-11 | 0.00097009 | 1.1876e-11
[120 empty] | 7.3.3.17.5 (Remote Grid) Updates to grid topology to minimize risk of ignition in HFTDs Remote GridWLDFRWire-to-wire contactAggregated | WLDFR | HFTD - Distribution - Tier 2 - 5QU CoRE ¦ 3QU LoRE | Non-Red Flag Warning - Destructive Fires | Wire-to-wire contact | Aggregated | 2051 | 1.2242e-08 | 467.0501 | 5.7176e-06 | 2051 | Mitigation | 0.95 | 45 | 0 | esc | 0.00097009 | 1.1876e-11 | 0.00097009 | 1.1876e-11
[120 empty] | 7.3.3.17.5 (Remote Grid) Updates to grid topology to minimize risk of ignition in HFTDs Remote GridWLDFRWire-to-wire contactAggregated | WLDFR | HFTD - Distribution - Tier 2 - 5QU CoRE ¦ 3QU LoRE | Non-Red Flag Warning - Destructive Fires | Wire-to-wire contact | Aggregated | 2052 | 1.2242e-08 | 467.0501 | 5.7176e-06 | 2052 | Mitigation | 0.95 | 45 | 0 | esc | 0.00097009 | 1.1876e-11 | 0.00097009 | 1.1876e-11
[120 empty] | 7.3.3.17.5 (Remote Grid) Updates to grid topology to minimize risk of ignition in HFTDs Remote GridWLDFRWire-to-wire contactAggregated | WLDFR | HFTD - Distribution - Tier 2 - 5QU CoRE ¦ 3QU LoRE | Non-Red Flag Warning - Destructive Fires | Wire-to-wire contact | Aggregated | 2053 | 1.2242e-08 | 467.0501 | 5.7176e-06 | 2053 | Mitigation | 0.95 | 45 | 0 | esc | 0.00097009 | 1.1876e-11 | 0.00097009 | 1.1876e-11
[120 empty] | 7.3.3.17.5 (Remote Grid) Updates to grid topology to minimize risk of ignition in HFTDs Remote GridWLDFRWire-to-wire contactAggregated | WLDFR | HFTD - Distribution - Tier 2 - 5QU CoRE ¦ 3QU LoRE | Non-Red Flag Warning - Destructive Fires | Wire-to-wire contact | Aggregated | 2054 | 1.2242e-08 | 467.0501 | 5.7176e-06 | 2054 | Mitigation | 0.95 | 45 | 0 | esc | 0.00097009 | 1.1876e-11 | 0.00097009 | 1.1876e-11
[120 empty] | 7.3.3.17.5 (Remote Grid) Updates to grid topology to minimize risk of ignition in HFTDs Remote GridWLDFRWire-to-wire contactAggregated | WLDFR | HFTD - Distribution - Tier 2 - 5QU CoRE ¦ 3QU LoRE | Non-Red Flag Warning - Destructive Fires | Wire-to-wire contact | Aggregated | 2055 | 1.2242e-08 | 467.0501 | 5.7176e-06 | 2055 | Mitigation | 0.95 | 45 | 0 | esc | 0.00097009 | 1.1876e-11 | 0.00097009 | 1.1876e-11
[120 empty] | 7.3.3.17.5 (Remote Grid) Updates to grid topology to minimize risk of ignition in HFTDs Remote GridWLDFRWire-to-wire contactAggregated | WLDFR | HFTD - Distribution - Tier 2 - 5QU CoRE ¦ 3QU LoRE | Non-Red Flag Warning - Destructive Fires | Wire-to-wire contact | Aggregated | 2056 | 1.2242e-08 | 467.0501 | 5.7176e-06 | 2056 | Mitigation | 0.95 | 45 | 0 | esc | 0.00097009 | 1.1876e-11 | 0.00097009 | 1.1876e-11
[120 empty] | 7.3.3.17.5 (Remote Grid) Updates to grid topology to minimize risk of ignition in HFTDs Remote GridWLDFRWire-to-wire contactAggregated | WLDFR | HFTD - Distribution - Tier 2 - 5QU CoRE ¦ 3QU LoRE | Non-Red Flag Warning - Destructive Fires | Wire-to-wire contact | Aggregated | 2057 | 1.2242e-08 | 467.0501 | 5.7176e-06 | 2057 | Mitigation | 0.95 | 45 | 0 | esc | 0.00097009 | 1.1876e-11 | 0.00097009 | 1.1876e-11
[120 empty] | 7.3.3.17.5 (Remote Grid) Updates to grid topology to minimize risk of ignition in HFTDs Remote GridWLDFRWire-to-wire contactAggregated | WLDFR | HFTD - Distribution - Tier 2 - 5QU CoRE ¦ 3QU LoRE | Non-Red Flag Warning - Destructive Fires | Wire-to-wire contact | Aggregated | 2058 | 1.2242e-08 | 467.0501 | 5.7176e-06 | 2058 | Mitigation | 0.95 | 45 | 0 | esc | 0.00097009 | 1.1876e-11 | 0.00097009 | 1.1876e-11
[120 empty] | 7.3.3.17.5 (Remote Grid) Updates to grid topology to minimize risk of ignition in HFTDs Remote GridWLDFRWire-to-wire contactAggregated | WLDFR | HFTD - Distribution - Tier 2 - 5QU CoRE ¦ 3QU LoRE | Non-Red Flag Warning - Destructive Fires | Wire-to-wire contact | Aggregated | 2059 | 1.2242e-08 | 467.0501 | 5.7176e-06 | 2059 | Mitigation | 0.95 | 45 | 0 | esc | 0.00097009 | 1.1876e-11 | 0.00097009 | 1.1876e-11
[120 empty] | 7.3.3.17.5 (Remote Grid) Updates to grid topology to minimize risk of ignition in HFTDs Remote GridWLDFRWire-to-wire contactAggregated | WLDFR | HFTD - Distribution - Tier 2 - 5QU CoRE ¦ 3QU LoRE | Non-Red Flag Warning - Destructive Fires | Wire-to-wire contact | Aggregated | 2060 | 1.2242e-08 | 467.0501 | 5.7176e-06 | 2060 | Mitigation | 0.95 | 45 | 0 | esc | 0.00097009 | 1.1876e-11 | 0.00097009 | 1.1876e-11
[120 empty] | 7.3.3.17.5 (Remote Grid) Updates to grid topology to minimize risk of ignition in HFTDs Remote GridWLDFRWire-to-wire contactAggregated | WLDFR | HFTD - Distribution - Tier 2 - 5QU CoRE ¦ 3QU LoRE | Non-Red Flag Warning - Destructive Fires | Wire-to-wire contact | Aggregated | 2061 | 1.2242e-08 | 467.0501 | 5.7176e-06 | 2061 | Mitigation | 0.95 | 45 | 0 | esc | 0.00097009 | 1.1876e-11 | 0.00097009 | 1.1876e-11
[120 empty] | 7.3.3.17.5 (Remote Grid) Updates to grid topology to minimize risk of ignition in HFTDs Remote GridWLDFRWire-to-wire contactAggregated | WLDFR | HFTD - Distribution - Tier 2 - 5QU CoRE ¦ 3QU LoRE | Non-Red Flag Warning - Destructive Fires | Wire-to-wire contact | Aggregated | 2062 | 1.2242e-08 | 467.0501 | 5.7176e-06 | 2062 | Mitigation | 0.95 | 45 | 0 | esc | 0.00097009 | 1.1876e-11 | 0.00097009 | 1.1876e-11
[120 empty] | 7.3.3.17.5 (Remote Grid) Updates to grid topology to minimize risk of ignition in HFTDs Remote GridWLDFRWire-to-wire contactAggregated | WLDFR | HFTD - Distribution - Tier 2 - 5QU CoRE ¦ 3QU LoRE | Non-Red Flag Warning - Destructive Fires | Wire-to-wire contact | Aggregated | 2063 | 1.2242e-08 | 467.0501 | 5.7176e-06 | 2063 | Mitigation | 0.95 | 45 | 0 | esc | 0.00097009 | 1.1876e-11 | 0.00097009 | 1.1876e-11
[120 empty] | 7.3.3.17.5 (Remote Grid) Updates to grid topology to minimize risk of ignition in HFTDs Remote GridWLDFRWire-to-wire contactAggregated | WLDFR | HFTD - Distribution - Tier 2 - 5QU CoRE ¦ 3QU LoRE | Non-Red Flag Warning - Destructive Fires | Wire-to-wire contact | Aggregated | 2064 | 1.2242e-08 | 467.0501 | 5.7176e-06 | 2064 | Mitigation | 0.95 | 45 | 0 | esc | 0.00097009 | 1.1876e-11 | 0.00097009 | 1.1876e-11
[120 empty] | 7.3.3.17.5 (Remote Grid) Updates to grid topology to minimize risk of ignition in HFTDs Remote GridWLDFRWire-to-wire contactAggregated | WLDFR | HFTD - Distribution - Tier 2 - 5QU CoRE ¦ 3QU LoRE | Non-Red Flag Warning - Destructive Fires | Wire-to-wire contact | Aggregated | 2065 | 1.2242e-08 | 467.0501 | 5.7176e-06 | 2065 | Mitigation | 0.95 | 45 | 0 | esc | 0.00097009 | 1.1876e-11 | 0.00097009 | 1.1876e-11
[120 empty] | 7.3.3.17.5 (Remote Grid) Updates to grid topology to minimize risk of ignition in HFTDs Remote GridWLDFRWire-to-wire contactAggregated | WLDFR | HFTD - Distribution - Tier 2 - 5QU CoRE ¦ 3QU LoRE | Non-Red Flag Warning - Destructive Fires | Wire-to-wire contact | Aggregated | 2066 | 1.2242e-08 | 467.0501 | 5.7176e-06 | 2066 | Mitigation | 0.95 | 45 | 0 | esc | 0.00097009 | 1.1876e-11 | 0.00097009 | 1.1876e-11
[120 empty] | 7.3.3.17.5 (Remote Grid) Updates to grid topology to minimize risk of ignition in HFTDs Remote GridWLDFRWire-to-wire contactAggregated | WLDFR | HFTD - Distribution - Tier 2 - 5QU CoRE ¦ 3QU LoRE | Non-Red Flag Warning - Destructive Fires | Wire-to-wire contact | Aggregated | 2067 | 1.2242e-08 | 467.0501 | 5.7176e-06 | 2067 | Mitigation | 0.95 | 45 | 0 | esc | 0 | 0 | 0.00097009 | 1.1876e-11